## BoQ1
Government eProcurement System Created By: jitendra bansal Created Date/Time: 20-Mar-2020 04:42 PM Tender Title: Construction of ASR MSSR Building at Jaipur Airport, Jaipur Tender ID: 2020_AAI_41382_1
Tender Inviting Authority: Asstt. Gen. Manager (Engg.-C)
Name of Work: Construction of ASR MSSR Building at Jaipur Airport, Jaipur.
Contract No: A.A.I./JAI/A.G.M.(ENGG.-C)/C.W.-05/2019-20
SCHEDULE OF WORK / ITEM(S)
Sl.No | Description of Work / Item(s) | No.of Qty | Units | Estimated Rate | SGB INFRA LTD |  | JAMAN LAL |  | Arihant construction |  | M/s SWASTIC CONSTRUCTION |  | R. M. Constructions |  | K.G. CONSTRUCTION |  | APEKSHA CONSULTANTS AND CONSTRUCTION SERVICES |  | M/S SHRI PARASNATH CONST.CO |  | Swami Contractors Pvt Ltd |  | M/S. SHIVJI SINGLA AND SONS |  | M/s Amit Kumar Jain |  | Hardayal Constructions and Projects LLP
[5 empty] | Rate | Amount | Rate | Amount | Rate | Amount | Rate | Amount | Rate | Amount | Rate | Amount | Rate | Amount | Rate | Amount | Rate | Amount | Rate | Amount | Rate | Amount | Rate | Amount | L1 Amount | L1 Vendor
1.00 | Earth work in excavation by mechanical means (Hydraulic excavator)/manual means over areas (exceeding 30 cm in depth, 1.5 m in width as well as 10 sqm on plan) including getting out and disposal of excavated earth lead upto 50 m and lift upto 1.5 m, as directed by Engineer-in-charge. All kinds of soil | 1850.00 | Cum. |  | 108.00 | 199800.00 | 90.00 | 166500.00 | 140.00 | 259000.00 | 86.00 | 159100.00 | 100.00 | 185000.00 | 104.00 | 192400.00 | 125.00 | 231250.00 | 105.00 | 194250.00 | 120.66 | 223221.00 | 125.00 | 231250.00 | 150.00 | 277500.00 | 27.00 | 49950.00 | 49950.00 | Hardayal Constructions and Projects LLP
2.00 | Earth work in excavation by mechanical means (Hydraulic excavator) / manual means in foundation trenches or drains (not exceeding 1.5 m in width or 10 sqm on plan), including dressing of sides and ramming of bottoms, lift upto 1.5 m, including getting out the excavated soil and disposal of surplus excavated soil as directed, within a lead of 50 m. All kinds of soil. | 80.00 | Cum. |  | 108.00 | 8640.00 | 90.00 | 7200.00 | 146.00 | 11680.00 | 98.00 | 7840.00 | 100.00 | 8000.00 | 104.00 | 8320.00 | 125.00 | 10000.00 | 156.00 | 12480.00 | 167.40 | 13392.00 | 150.00 | 12000.00 | 150.00 | 12000.00 | 32.00 | 2560.00 | 2560.00 | Hardayal Constructions and Projects LLP
3.00 | Excavating trenches of required width for pipes, cables, etc including excavation for sockets, and dressing of sides, ramming of bottoms, depth upto 1.5 m, including getting out the excavated soil, and then returning the soil as required, in layers not exceeding 20 cm in depth, including consolidating each deposited layer by ramming, watering, etc. and disposing of surplus excavated soil as directed, within a lead of 50 m : All kinds of soil Pipes, cables etc. exceeding 80 mm dia. but not exceeding 300 mm dia | 400.00 | Mtr. |  | 180.00 | 72000.00 | 100.00 | 40000.00 | 146.00 | 58400.00 | 98.00 | 39200.00 | 100.00 | 40000.00 | 145.00 | 58000.00 | 208.00 | 83200.00 | 190.00 | 76000.00 | 241.65 | 96660.00 | 275.00 | 110000.00 | 300.00 | 120000.00 | 140.00 | 56000.00 | 39200.00 | M/s SWASTIC CONSTRUCTION
4.00 | Filling available excavated earth (excluding rock) in trenches, plinth, sides of foundations etc. in layers not exceeding 20cm in depth, consolidating each deposited layer by ramming and watering, lead up to 50 m and lift upto 1.5 m. | 1500.00 | Cum. |  | 90.00 | 135000.00 | 60.00 | 90000.00 | 108.00 | 162000.00 | 55.00 | 82500.00 | 70.00 | 105000.00 | 37.00 | 55500.00 | 112.40 | 168600.00 | 110.00 | 165000.00 | 145.74 | 218610.00 | 150.00 | 225000.00 | 200.00 | 300000.00 | 65.00 | 97500.00 | 55500.00 | K.G. CONSTRUCTION
5.00 | Extra for every additional lift of 1.5 m or part thereof in excavation / banking excavated or stacked materials. All kinds of soil | 450.00 | Cum. |  | 36.00 | 16200.00 | 50.00 | 22500.00 | 32.00 | 14400.00 | 25.00 | 11250.00 | 60.00 | 27000.00 | 42.50 | 19125.00 | 46.25 | 20812.50 | 51.75 | 23287.50 | 59.98 | 26991.00 | 90.00 | 40500.00 | 50.00 | 22500.00 | 30.00 | 13500.00 | 11250.00 | M/s SWASTIC CONSTRUCTION
6.00 | Supplying and filling in plinth with sand under floors, including watering, ramming, consolidating and dressing complete. | 66.00 | Cum. |  | 360.00 | 23760.00 | 1078.00 | 71148.00 | 1600.00 | 105600.00 | 1507.00 | 99462.00 | 900.00 | 59400.00 | 931.00 | 61446.00 | 1800.00 | 118800.00 | 800.00 | 52800.00 | 1295.85 | 85526.10 | 1200.00 | 79200.00 | 1000.00 | 66000.00 | 1100.00 | 72600.00 | 23760.00 | SGB INFRA LTD
7.00 | Providing and laying in position cement concrete of specified grade excluding the cost of centering and shuttering - All work up to plinth level : 1:4:8 (1 Cement : 4 coarse sand (zone-III) : 8 graded stone aggregate 40 mm nominal size) | 465.00 | Cum. |  | 3258.00 | 1514970.00 | 2550.00 | 1185750.00 | 3330.00 | 1548450.00 | 2807.00 | 1305255.00 | 4000.00 | 1860000.00 | 3450.00 | 1604250.00 | 3300.00 | 1534500.00 | 3800.00 | 1767000.00 | 3841.40 | 1786251.00 | 4300.00 | 1999500.00 | 3500.00 | 1627500.00 | 2900.00 | 1348500.00 | 1185750.00 | JAMAN LAL
8.00 | Providing and laying cement concrete in retaining walls, return walls, walls (any thickness) including attached pilasters, columns, piers, abutments, pillars, posts, struts, buttresses, string or lacing courses, parapets, coping, bed blocks, anchor blocks, plain window sills, fillets, sunken floor etc., up to floor five level, excluding the cost of centering, shuttering and finishing : 1:2:4 (1 Cement : 2 coarse sand : 4 graded stone aggregate 20 mm nominal size). | 35.00 | Cum. |  | 4041.00 | 141435.00 | 5300.00 | 185500.00 | 450.00 | 15750.00 | 3675.00 | 128625.00 | 6000.00 | 210000.00 | 4079.00 | 142765.00 | 4500.00 | 157500.00 | 5700.00 | 199500.00 | 5675.91 | 198656.85 | 6000.00 | 210000.00 | 5000.00 | 175000.00 | 3500.00 | 122500.00 | 15750.00 | Arihant construction
9.00 | Providing and laying damp-proof course 50mm thick with cement concrete 1:2:4 (1 cement : 2 coarse sand(zone-III) : 4 graded stone aggregate 20mm nominal size). | 55.00 | Sqm. |  | 288.00 | 15840.00 | 370.00 | 20350.00 | 270.00 | 14850.00 | 234.00 | 12870.00 | 250.00 | 13750.00 | 263.00 | 14465.00 | 314.00 | 17270.00 | 320.25 | 17613.75 | 277.94 | 15286.70 | 400.00 | 22000.00 | 350.00 | 19250.00 | 250.00 | 13750.00 | 12870.00 | M/s SWASTIC CONSTRUCTION
10.00 | Centering and shuttering including strutting, propping etc. and removal of form for all heights : Foundations, footings, bases of columns, etc. for mass concrete | 410.00 | Sqm. |  | 207.00 | 84870.00 | 270.00 | 110700.00 | 350.00 | 143500.00 | 246.00 | 100860.00 | 200.00 | 82000.00 | 143.00 | 58630.00 | 196.00 | 80360.00 | 193.95 | 79519.50 | 189.00 | 77490.00 | 200.00 | 82000.00 | 150.00 | 61500.00 | 180.00 | 73800.00 | 58630.00 | K.G. CONSTRUCTION
11.00 | Centering and shuttering including strutting, propping etc. and removal of form for all heights : Suspended floors, roofs, landings, balconies and access platform | 690.00 | Sqm. |  | 360.00 | 248400.00 | 364.00 | 251160.00 | 390.00 | 269100.00 | 246.00 | 169740.00 | 300.00 | 207000.00 | 325.00 | 224250.00 | 401.65 | 277138.50 | 422.30 | 291387.00 | 459.84 | 317289.60 | 500.00 | 345000.00 | 400.00 | 276000.00 | 290.00 | 200100.00 | 169740.00 | M/s SWASTIC CONSTRUCTION
12.00 | Centering and shuttering including strutting, propping etc. and removal of form for all heights : Lintels, beams, plinth beams, girders, bressumers and cantilevers | 1450.00 | Sqm. |  | 366.00 | 530700.00 | 364.00 | 527800.00 | 390.00 | 565500.00 | 246.00 | 356700.00 | 300.00 | 435000.00 | 308.00 | 446600.00 | 332.00 | 481400.00 | 310.00 | 449500.00 | 366.29 | 531120.50 | 552.00 | 800400.00 | 400.00 | 580000.00 | 290.00 | 420500.00 | 356700.00 | M/s SWASTIC CONSTRUCTION
13.00 | Centering and shuttering including strutting, propping etc. and removal of form for all heights : Columns, Pillars, Piers, Abutments, Posts and Struts | 800.00 | Sqm. |  | 396.00 | 316800.00 | 320.00 | 256000.00 | 410.00 | 328000.00 | 246.00 | 196800.00 | 300.00 | 240000.00 | 327.00 | 261600.00 | 445.00 | 356000.00 | 450.00 | 360000.00 | 486.81 | 389448.00 | 600.00 | 480000.00 | 400.00 | 320000.00 | 290.00 | 232000.00 | 196800.00 | M/s SWASTIC CONSTRUCTION
14.00 | Centering and shuttering including strutting, propping etc. and removal of form for all heights : Stairs, (excluding landings) except spiral-staircases | 20.00 | Sqm. |  | 405.00 | 8100.00 | 500.00 | 10000.00 | 390.00 | 7800.00 | 246.00 | 4920.00 | 300.00 | 6000.00 | 327.00 | 6540.00 | 395.00 | 7900.00 | 419.35 | 8387.00 | 412.93 | 8258.60 | 525.00 | 10500.00 | 400.00 | 8000.00 | 400.00 | 8000.00 | 4920.00 | M/s SWASTIC CONSTRUCTION
15.00 | Extra for additional height in centering, shuttering where ever required with adequate bracing, propping etc., including cost of de-shuttering and decentering at all levels, over a height of 3.5 m, for every additional height of 1 metre or part thereof (Plan area to be measured). Suspended floors, roofs, landing, beams and balconies (Plan area to be measured) | 650.00 | Sqm. |  | 108.00 | 70200.00 | 160.00 | 104000.00 | 170.00 | 110500.00 | 74.00 | 48100.00 | 50.00 | 32500.00 | 135.00 | 87750.00 | 160.00 | 104000.00 | 120.00 | 78000.00 | 190.76 | 123994.00 | 200.00 | 130000.00 | 400.00 | 260000.00 | 140.00 | 91000.00 | 32500.00 | R. M. Constructions
16.00 | Steel reinforcement for R.C.C. work including straightening, cutting, bending, placing in position and binding all complete upto plinth level. Thermo-Mechanically Treated bars of grade Fe-500D or more | 42600.00 | Kg. |  | 63.00 | 2683800.00 | 64.00 | 2726400.00 | 63.50 | 2705100.00 | 49.00 | 2087400.00 | 55.00 | 2343000.00 | 55.00 | 2343000.00 | 54.00 | 2300400.00 | 53.00 | 2257800.00 | 55.40 | 2360040.00 | 71.00 | 3024600.00 | 63.00 | 2683800.00 | 51.00 | 2172600.00 | 2087400.00 | M/s SWASTIC CONSTRUCTION
17.00 | Steel reinforcement for R.C.C. work including straightening, cutting, bending, placing in position and binding all complete above plinth level. Thermo-Mechanically Treated bars of grade Fe-500D or more | 31800.00 | Kg. |  | 64.00 | 2035200.00 | 64.00 | 2035200.00 | 64.50 | 2051100.00 | 49.00 | 1558200.00 | 55.00 | 1749000.00 | 55.00 | 1749000.00 | 54.00 | 1717200.00 | 53.00 | 1685400.00 | 55.40 | 1761720.00 | 71.00 | 2257800.00 | 63.00 | 2003400.00 | 51.00 | 1621800.00 | 1558200.00 | M/s SWASTIC CONSTRUCTION
18.00 | Providing and laying in position machine batched and machine mixed design mix M-25 grade cement concrete for reinforced cement concrete work, using cement content as per approved design mix, including pumping of concrete to site of laying but excluding the cost of centering, shuttering, finishing and reinforcement, including admixtures in recommended proportions as per IS: 9103 to accelerate, retard setting of concrete, improve workability without impairing strength and durability as per direction of Engineer-in-charge.“(Note :- Cement content considered in this item is @ 330 kg/cum.“Excess/ less cement used as per design mix is payable/recoverable separately). All works upto plinth level | 355.00 | Cum. |  | 4140.00 | 1469700.00 | 6400.00 | 2272000.00 | 5000.00 | 1775000.00 | 4490.00 | 1593950.00 | 5000.00 | 1775000.00 | 4900.00 | 1739500.00 | 4500.00 | 1597500.00 | 6150.00 | 2183250.00 | 5306.21 | 1883704.55 | 6500.00 | 2307500.00 | 5750.00 | 2041250.00 | 3500.00 | 1242500.00 | 1242500.00 | Hardayal Constructions and Projects LLP
19.00 | Providing and laying in position machine batched and machine mixed design mix M-25 grade cement concrete for reinforced cement concrete work, using cement content as per approved design mix, including pumping of concrete to site of laying but excluding the cost of centering, shuttering, finishing and reinforcement, including admixtures in recommended proportions as per IS: 9103 to accelerate, retard setting of concrete, improve workability without impairing strength and durability as per direction of Engineer-in-charge.“(Note :- Cement content considered in this item is @ 330 kg/cum.“Excess/ less cement used as per design mix is payable/recoverable separately). All works above plinth level upto floor V level | 265.00 | Cum. |  | 4140.00 | 1097100.00 | 6400.00 | 1696000.00 | 5120.00 | 1356800.00 | 4490.00 | 1189850.00 | 5100.00 | 1351500.00 | 5300.00 | 1404500.00 | 4500.00 | 1192500.00 | 6800.00 | 1802000.00 | 6237.46 | 1652926.90 | 7300.00 | 1934500.00 | 6000.00 | 1590000.00 | 3800.00 | 1007000.00 | 1007000.00 | Hardayal Constructions and Projects LLP
20.00 | Extra for providing richer mixes at all floor levels. Note:- Excess/less cement over the specified cement content used is payable /recoverable separately. Providing M-30 grade concrete instead of M-25 grade BMC/ RMC. (Note:- Cement content considered in M-30 is @ 340 kg/ cum) | 620.00 | Cum. |  | 46.00 | 28520.00 | 100.00 | 62000.00 | 60.00 | 37200.00 | 123.00 | 76260.00 | 100.00 | 62000.00 | 50.00 | 31000.00 | 250.00 | 155000.00 | 69.50 | 43090.00 | 46.28 | 28693.60 | 69.75 | 43245.00 | 120.00 | 74400.00 | 70.00 | 43400.00 | 28520.00 | SGB INFRA LTD
21.00 | Add for using extra cement in the items of design mix over and above the specified cement content therein. | 124.00 | Quintal |  | 450.00 | 55800.00 | 780.00 | 96720.00 | 605.00 | 75020.00 | 578.00 | 71672.00 | 400.00 | 49600.00 | 524.00 | 64976.00 | 742.00 | 92008.00 | 672.75 | 83421.00 | 446.73 | 55394.52 | 673.00 | 83452.00 | 600.00 | 74400.00 | 400.00 | 49600.00 | 49600.00 | R. M. Constructions, Hardayal Constructions and Projects LLP
22.00 | Brick work with common burnt clay F.P.S. (non modular) bricks of class designation 7.5 in foundation and plinth in: Cement mortar 1:6 (1 cement : 6 coarse sand) | 85.00 | Cum |  | 3960.00 | 336600.00 | 4500.00 | 382500.00 | 4600.00 | 391000.00 | 4414.00 | 375190.00 | 4000.00 | 340000.00 | 3700.00 | 314500.00 | 4500.00 | 382500.00 | 4500.00 | 382500.00 | 4085.47 | 347264.95 | 4800.00 | 408000.00 | 5000.00 | 425000.00 | 4300.00 | 365500.00 | 314500.00 | K.G. CONSTRUCTION
23.00 | Brick work with common burnt clay F.P.S. (non modular) bricks of class designation 7.5 in superstructure above plinth level up to floor V level in all shapes and sizes in : Cement mortar 1:6 (1 cement : 6 coarse sand) | 215.00 | Cum |  | 3960.00 | 851400.00 | 5000.00 | 1075000.00 | 4730.00 | 1016950.00 | 4414.00 | 949010.00 | 5000.00 | 1075000.00 | 4200.00 | 903000.00 | 4600.00 | 989000.00 | 5200.00 | 1118000.00 | 5036.26 | 1082795.90 | 5000.00 | 1075000.00 | 5000.00 | 1075000.00 | 4300.00 | 924500.00 | 851400.00 | SGB INFRA LTD
24.00 | Half brick masonry with common burnt clay F.P.S. (non modular) bricks of class designation 7.5 in superstructure above plinth level up to floor V level. Cement mortar 1:4 (1 cement :4 coarse sand) | 115.00 | Sqm. |  | 558.00 | 64170.00 | 600.00 | 69000.00 | 635.00 | 73025.00 | 581.00 | 66815.00 | 450.00 | 51750.00 | 490.00 | 56350.00 | 450.00 | 51750.00 | 684.20 | 78683.00 | 5181.44 | 595865.60 | 725.00 | 83375.00 | 500.00 | 57500.00 | 500.00 | 57500.00 | 51750.00 | R. M. Constructions, APEKSHA CONSULTANTS AND CONSTRUCTION SERVICES
25.00 | Extra for providing and placing in position 2 Nos 6mm dia. M.S. bars at every third course of half brick masonry. | 115.00 | Sqm |  | 46.00 | 5290.00 | 100.00 | 11500.00 | 95.00 | 10925.00 | 49.00 | 5635.00 | 50.00 | 5750.00 | 46.00 | 5290.00 | 195.00 | 22425.00 | 56.85 | 6537.75 | 53.15 | 6112.25 | 80.00 | 9200.00 | 70.00 | 8050.00 | 52.00 | 5980.00 | 5290.00 | K.G. CONSTRUCTION, SGB INFRA LTD
26.00 | Providing and fixing fire resistant door frame of section 143 x 57 mm having built in rebate made out of 16 SWG G.I. sheet (zinc coating not less than 120 gm/sqm) duly filled with vermuculite based concrete mix, suitable for mounting 60 minutes fire rated door shutters. The frame is fitted with intumuscent fire seal strip of size 10x4 mm (minimum) alround the frame and fixing with dash fastener of approved size and make, including applying a coat of approved brand fire resistant primer etc. complete as per direction of Engineer-in-charge (Dash fastener to be paid for separately). | 7.00 | mtr |  | 1000.00 | 7000.00 | 600.00 | 4200.00 | 1360.00 | 9520.00 | 861.00 | 6027.00 | 8000.00 | 56000.00 | 1024.00 | 7168.00 | 1250.00 | 8750.00 | 1249.20 | 8744.40 | 958.29 | 6708.03 | 1444.00 | 10108.00 | 1400.00 | 9800.00 | 1100.00 | 7700.00 | 4200.00 | JAMAN LAL
27.00 | Providing and fixing glazing in fire resistant door shutters, fixed panels, ventilators and partitions etc., with G.I. beading of appropriate size, made out of 20 SWG G.I.sheet (zinc coating not less than 120 gm/m2), fire resistant sealant, including applying a coat of approved fire resistant primer on G.I. beading etc., complete all as per direction of Engineer-incharge. With clear fire resistant glass panes 6mm thick of approved brand, having minimum 60 minutes fire resistance | 7.00 | Sqm. |  | 35001.00 | 245007.00 | 5000.00 | 35000.00 | 8700.00 | 60900.00 | 6150.00 | 43050.00 | 4000.00 | 28000.00 | 21200.00 | 148400.00 | 27000.00 | 189000.00 | 25000.00 | 175000.00 | 6635.00 | 46445.00 | 5000.00 | 35000.00 | 6000.00 | 42000.00 | 25000.00 | 175000.00 | 28000.00 | R. M. Constructions
28.00 | Providing and fixing PVC Door Frame of size 50x47 mm with a wall thickness of 5 mm (± 0.2 mm), made out of single piece extruded PVC profile, with mitred cut joints and joint with 2 nos of PVC bracket of size 190 mm x 100 mm long arms of cross section size 35 x 15 mm & self driven self taping screws, the vertical door profiles to be reinforced with 40x20 mm M.S. rectangular tube of 0.8 mm , including providing EPDM rubber gasket weather seal throughout the frame, including jointing 5 mm PVC frame strip with PVC solvent cement on the back of the profile. The door frame to be fixed to the wall using 8 x100 mm long anchor fasteners complete, all as per manufacturer's specification and direction of Engineer -in- charge. | 27.00 | mtr |  | 1000.00 | 27000.00 | 370.00 | 9990.00 | 470.00 | 12690.00 | 295.00 | 7965.00 | 350.00 | 9450.00 | 475.00 | 12825.00 | 611.00 | 16497.00 | 614.50 | 16591.50 | 303.09 | 8183.43 | 391.00 | 10557.00 | 350.00 | 9450.00 | 600.00 | 16200.00 | 7965.00 | M/s SWASTIC CONSTRUCTION
29.00 | Providing and fixing factory made panel PVC door shutter consisting of frame made out of M.S. tubes of 19 gauge thickness and size of 19 mm x 19 mm for styles and 15x15 mm for top & bottom rails. M.S. frame shall have a coat of steel primers of approved make and manufacture. M.S. frame covered with 5 mm thick heat moulded PVC 'C' channel of size 30 mm thickness, 70 mm width out of which 50 mm shall be flat and 20 mm shall be tapered in 45 degree angle on both side forming styles and 5 mm thick, 95 mm wide PVC sheet out of which 75 mm shall be flat and 20 mm shall be tapered in 45 degree on the inner side to form top and bottom rail and 115 mm wide PVC sheet out of which 75 mm shall be flat and 20 mm shall be tapered on both sides to form lock rail. Top, bottom and lock rails shall be provided both side of the panel. 10 mm (5 mm x 2 ) thick, 20 mm wide cross PVC sheet be provided as gap insert for top rail & bottom rail, paneling of 5 mm thick both side PVC sheet to be fitted in the M.S. frame welded/ sealed to the styles & rails with 7 mm (5 mm+2 mm) thick x 15 mm wide PVC sheet beading on inner side, and joined together with solvent cement adhesive. An additional 5 mm thick PVC strip of 20 mm width is to be stuck on the interior side of the 'C' Channel using PVC solvent adhesive etc. complete as per direction of Engineer-in-charge, manufacturer's specification & drawing. 30 mm thick pre laminated PVC door shutters | 12.00 | Sqm. |  | 3960.00 | 47520.00 | 3000.00 | 36000.00 | 3270.00 | 39240.00 | 1784.00 | 21408.00 | 2000.00 | 24000.00 | 2521.00 | 30252.00 | 2800.00 | 33600.00 | 3100.00 | 37200.00 | 1607.93 | 19295.16 | 2423.00 | 29076.00 | 2000.00 | 24000.00 | 2600.00 | 31200.00 | 19295.16 | Swami Contractors Pvt Ltd
30.00 | Providing and fixing aluminium sliding door bolts, ISI marked anodised (anodic coating not less than grade AC 10 as per IS : 1868), transparent or dyed to required colour or shade, with nuts and screws etc. complete : 250x16 mm | 28.00 | Each |  | 171.00 | 4788.00 | 250.00 | 7000.00 | 230.00 | 6440.00 | 98.00 | 2744.00 | 250.00 | 7000.00 | 147.00 | 4116.00 | 190.00 | 5320.00 | 189.20 | 5297.60 | 153.73 | 4304.44 | 200.00 | 5600.00 | 200.00 | 5600.00 | 180.00 | 5040.00 | 2744.00 | M/s SWASTIC CONSTRUCTION
31.00 | Providing and fixing aluminium tower bolts, ISI marked, anodised (anodic coating not less than grade AC 10 as per IS : 1868 ) transparent or dyed to required colour or shade, with necessary screws etc. complete : 250x10 mm | 104.00 | Each |  | 125.00 | 13000.00 | 150.00 | 15600.00 | 90.00 | 9360.00 | 86.00 | 8944.00 | 120.00 | 12480.00 | 72.00 | 7488.00 | 89.00 | 9256.00 | 88.10 | 9162.40 | 68.71 | 7145.84 | 103.00 | 10712.00 | 100.00 | 10400.00 | 85.00 | 8840.00 | 7145.84 | Swami Contractors Pvt Ltd
32.00 | Providing and fixing aluminium handles, ISI marked, anodised (anodic coating not less than grade AC 10 as per IS : 1868) transparent or dyed to required colour or shade, with necessary screws etc. complete : 125mm | 26.00 | Each |  | 100.00 | 2600.00 | 50.00 | 1300.00 | 80.00 | 2080.00 | 55.00 | 1430.00 | 70.00 | 1820.00 | 41.00 | 1066.00 | 59.00 | 1534.00 | 51.10 | 1328.60 | 39.58 | 1029.08 | 59.00 | 1534.00 | 50.00 | 1300.00 | 50.00 | 1300.00 | 1029.08 | Swami Contractors Pvt Ltd
33.00 | Providing and fixing aluminium handles, ISI marked, anodised (anodic coating not less than grade AC 10 as per IS : 1868) transparent or dyed to required colour or shade, with necessary screws etc. complete : 100 mm | 78.00 | Each |  | 100.00 | 7800.00 | 40.00 | 3120.00 | 55.00 | 4290.00 | 49.00 | 3822.00 | 60.00 | 4680.00 | 37.00 | 2886.00 | 59.00 | 4602.00 | 45.10 | 3517.80 | 35.07 | 2735.46 | 52.00 | 4056.00 | 50.00 | 3900.00 | 45.00 | 3510.00 | 2735.46 | Swami Contractors Pvt Ltd
34.00 | Providing and fixing aluminium hanging floor door stopper, ISI marked, anodised (anodic coating not less than grade AC 10 as per IS : 1868) transparent or dyed to required colour and shade, with necessary screws etc. complete. Twin rubber stopper | 14.00 | Each |  | 100.00 | 1400.00 | 70.00 | 980.00 | 80.00 | 1120.00 | 62.00 | 868.00 | 60.00 | 840.00 | 31.00 | 434.00 | 76.00 | 1064.00 | 38.00 | 532.00 | 41.17 | 576.38 | 62.00 | 868.00 | 60.00 | 840.00 | 38.00 | 532.00 | 434.00 | K.G. CONSTRUCTION
35.00 | Steel work in built up tubular (round, square or rectangular hollow tubes etc.) trusses etc., including cutting, hoisting, fixing in position and applying a priming coat of approved steel primer, including welding and bolted with special shaped washers etc. complete. Hot finished welded type tubes | 4000.00 | Kg |  | 81.00 | 324000.00 | 95.00 | 380000.00 | 98.00 | 392000.00 | 80.00 | 320000.00 | 70.00 | 280000.00 | 71.00 | 284000.00 | 75.00 | 300000.00 | 64.00 | 256000.00 | 95.18 | 380720.00 | 100.00 | 400000.00 | 90.00 | 360000.00 | 83.00 | 332000.00 | 256000.00 | M/S SHRI PARASNATH CONST.CO
36.00 | Supplying and fixing rolling shutters of approved make, made of required size M.S. laths, interlocked together through their entire length and jointed together at the end by end locks, mounted on specially designed pipe shaft with brackets, side guides and arrangements for inside and outside locking with push and pull operation complete, including the cost of providing and fixing necessary 27.5 cm long wire springs manufactured from high tensile steel wire of adequate strength conforming to IS: 4454 - part 1 and M.S. top cover of required thickness for rolling shutters. 80x0.90 mm M.S. laths with 0.90 mm thick top cover | 60.00 | sqm |  | 4600.00 | 276000.00 | 2500.00 | 150000.00 | 2900.00 | 174000.00 | 1476.00 | 88560.00 | 2200.00 | 132000.00 | 1340.00 | 80400.00 | 1650.00 | 99000.00 | 1717.50 | 103050.00 | 1761.09 | 105665.40 | 2000.00 | 120000.00 | 2000.00 | 120000.00 | 1750.00 | 105000.00 | 80400.00 | K.G. CONSTRUCTION
37.00 | Providing and fixing ball bearing for rolling shutters. | 6.00 | each |  | 1000.00 | 6000.00 | 500.00 | 3000.00 | 635.00 | 3810.00 | 431.00 | 2586.00 | 300.00 | 1800.00 | 295.00 | 1770.00 | 438.00 | 2628.00 | 379.30 | 2275.80 | 278.57 | 1671.42 | 419.00 | 2514.00 | 500.00 | 3000.00 | 350.00 | 2100.00 | 1671.42 | Swami Contractors Pvt Ltd
38.00 | Extra for providing mechanical device chain and crank operation for operating rolling shutters. Exceeding 16.80 sqm in area | 60.00 | sqm |  | 1000.00 | 60000.00 | 1000.00 | 60000.00 | 1400.00 | 84000.00 | 738.00 | 44280.00 | 700.00 | 42000.00 | 564.00 | 33840.00 | 724.00 | 43440.00 | 724.05 | 43443.00 | 734.20 | 44052.00 | 1000.00 | 60000.00 | 1000.00 | 60000.00 | 700.00 | 42000.00 | 33840.00 | K.G. CONSTRUCTION
39.00 | Extra for providing grilled rolling shutters manufactured out of 8 mm dia M.S. bar instead of laths as per design approved by Engineer-in- charge, (area of grill to be measured). | 5.00 | sqm |  | 1000.00 | 5000.00 | 500.00 | 2500.00 | 1715.00 | 8575.00 | 369.00 | 1845.00 | 400.00 | 2000.00 | 240.00 | 1200.00 | 313.00 | 1565.00 | 313.60 | 1568.00 | 443.85 | 2219.25 | 668.00 | 3340.00 | 500.00 | 2500.00 | 300.00 | 1500.00 | 1200.00 | K.G. CONSTRUCTION
40.00 | Steel work welded in built up sections/ framed work, including cutting, hoisting, fixing in position and applying a priming coat of approved steel primer using structural steel etc. as required. In stringers, treads, landings etc. of stair cases, including use of chequered plate wherever required, all complete | 810.00 | Kg. |  | 81.00 | 65610.00 | 95.00 | 76950.00 | 98.00 | 79380.00 | 80.00 | 64800.00 | 70.00 | 56700.00 | 65.00 | 52650.00 | 75.00 | 60750.00 | 65.80 | 53298.00 | 62.14 | 50333.40 | 93.00 | 75330.00 | 80.00 | 64800.00 | 72.00 | 58320.00 | 50333.40 | Swami Contractors Pvt Ltd
41.00 | Steel work welded in built up sections/ framed work, including cutting, hoisting, fixing in position and applying a priming coat of approved steel primer using structural steel etc. as required. In gratings, frames, guard bar, ladder, railings, brackets, gates and similar works | 1150.00 | Kg. |  | 81.00 | 93150.00 | 78.00 | 89700.00 | 95.00 | 109250.00 | 80.00 | 92000.00 | 70.00 | 80500.00 | 70.00 | 80500.00 | 85.00 | 97750.00 | 65.00 | 74750.00 | 87.15 | 100222.50 | 100.00 | 115000.00 | 80.00 | 92000.00 | 86.00 | 98900.00 | 74750.00 | M/S SHRI PARASNATH CONST.CO
42.00 | Providing and fixing hand rail of approved size by welding etc. to steel ladder railing, balcony railing, staircase railing and similar works, including applying priming coat of approved steel primer. M.S. tube | 400.00 | Kg. |  | 81.00 | 32400.00 | 98.00 | 39200.00 | 98.00 | 39200.00 | 80.00 | 32000.00 | 80.00 | 32000.00 | 75.00 | 30000.00 | 85.00 | 34000.00 | 67.00 | 26800.00 | 96.64 | 38656.00 | 100.00 | 40000.00 | 80.00 | 32000.00 | 86.00 | 34400.00 | 26800.00 | M/S SHRI PARASNATH CONST.CO
43.00 | Cement concrete flooring 1:2:4 (1 cement : 2 coarse sand : 4 graded stone aggregate) finished with a floating coat of neat cement, including cement slurry, but excluding the cost of nosing of steps etc. complete. 40 mm thick with 20 mm nominal size stone aggregate | 180.00 | Sqm |  | 207.00 | 37260.00 | 280.00 | 50400.00 | 340.00 | 61200.00 | 264.00 | 47520.00 | 350.00 | 63000.00 | 282.00 | 50760.00 | 353.00 | 63540.00 | 362.60 | 65268.00 | 330.66 | 59518.80 | 400.00 | 72000.00 | 300.00 | 54000.00 | 500.00 | 90000.00 | 37260.00 | SGB INFRA LTD
44.00 | Kota stone slab flooring over 20 mm (average) thick base laid over and jointed with grey cement slurry mixed with pigment to match the shade of the slab, including rubbing and polishing complete with base of cement mortar 1 : 4 (1 cement : 4 coarse sand) : 25 mm thick | 50.00 | Sqm |  | 630.00 | 31500.00 | 1000.00 | 50000.00 | 995.00 | 49750.00 | 713.00 | 35650.00 | 1100.00 | 55000.00 | 829.00 | 41450.00 | 801.00 | 40050.00 | 900.00 | 45000.00 | 1016.38 | 50819.00 | 1100.00 | 55000.00 | 1000.00 | 50000.00 | 1000.00 | 50000.00 | 31500.00 | SGB INFRA LTD
45.00 | Kota stone slabs 20 mm thick in risers of steps, skirting, dado and pillars laid on 12 mm (average) thick cement mortar 1:3 (1 cement: 3 coarse sand) and jointed with grey cement slurry mixed with pigment to match the shade of the slabs, including rubbing and polishing complete. | 10.00 | Sqm |  | 900.00 | 9000.00 | 1100.00 | 11000.00 | 1425.00 | 14250.00 | 775.00 | 7750.00 | 1200.00 | 12000.00 | 911.00 | 9110.00 | 1071.00 | 10710.00 | 1100.00 | 11000.00 | 1200.97 | 12009.70 | 1300.00 | 13000.00 | 1000.00 | 10000.00 | 1050.00 | 10500.00 | 7750.00 | M/s SWASTIC CONSTRUCTION
46.00 | Providing and fixing Ist quality ceramic glazed wall tiles conforming to IS: 15622 (thickness to be specified by the manufacturer), of approved make, in all colours, shades except burgundy, bottle green, black of any size as approved by Engineer-in-Charge, in skirting, risers of steps and dados, over 12 mm thick bed of cement mortar 1:3 (1 cement : 3 coarse sand) and jointing with grey cement slurry @ 3.3kg per sqm, including pointing in white cement mixed with pigment of matching shade complete. | 66.00 | Sqm. |  | 900.00 | 59400.00 | 850.00 | 56100.00 | 710.00 | 46860.00 | 615.00 | 40590.00 | 650.00 | 42900.00 | 580.00 | 38280.00 | 750.00 | 49500.00 | 850.00 | 56100.00 | 683.60 | 45117.60 | 825.00 | 54450.00 | 700.00 | 46200.00 | 740.00 | 48840.00 | 38280.00 | K.G. CONSTRUCTION
47.00 | Providing and laying rectified Glazed Ceramic floor tiles of size 300x300 mm or more (thickness to be specified by the manufacturer), of 1st quality conforming to IS : 15622, of approved make, in colours White, Ivory, Grey, Fume Red Brown, laid on 20 mm thick cement mortar 1:4 (1 Cement: 4 Coarse sand), jointing with grey cement slurry @ 3.3kg/ sqm including grouting the joints with white cement and matching pigments etc., complete. | 20.00 | Sqm. |  | 900.00 | 18000.00 | 870.00 | 17400.00 | 670.00 | 13400.00 | 615.00 | 12300.00 | 650.00 | 13000.00 | 674.00 | 13480.00 | 750.00 | 15000.00 | 688.35 | 13767.00 | 722.15 | 14443.00 | 825.00 | 16500.00 | 700.00 | 14000.00 | 700.00 | 14000.00 | 12300.00 | M/s SWASTIC CONSTRUCTION
48.00 | Providing and laying Double charge vitrified floor tiles in different sizes (thickness to be specified by the manufacturer) with water absorption less than 0.08% and conforming to IS: 15622, of approved make, in all colours and shades, laid on 20mm thick cement mortar 1:4 (1 cement : 4 coarse sand), jointing with grey cement slurry @ 3.3kg/sqm including grouting the joints with white cement and matching pigments etc., complete. Size of Tile 600x600 mm | 360.00 | Sqm. |  | 925.00 | 333000.00 | 1100.00 | 396000.00 | 810.00 | 291600.00 | 646.00 | 232560.00 | 1000.00 | 360000.00 | 828.00 | 298080.00 | 840.00 | 302400.00 | 1100.00 | 396000.00 | 995.61 | 358419.60 | 1150.00 | 414000.00 | 800.00 | 288000.00 | 750.00 | 270000.00 | 232560.00 | M/s SWASTIC CONSTRUCTION
49.00 | Providing and laying Double charge Vitrified tiles in different sizes (thickness to be specified by the manufacturer), with water absorption less than 0.08% and conforming to IS: 15622, of approved brand & manufacturer, in all colours and shade, in skirting, riser of steps, laid with cement based high polymer modified quick set tile adhesive (water based) conforming to IS: 15477, in average 6 mm thickness, including grouting of joints (Payment for grouting of joints to be made separately). Size of Tile 600x600 mm | 25.00 | Sqm. |  | 1000.00 | 25000.00 | 1150.00 | 28750.00 | 1080.00 | 27000.00 | 658.00 | 16450.00 | 1000.00 | 25000.00 | 1017.00 | 25425.00 | 950.00 | 23750.00 | 1100.00 | 27500.00 | 928.90 | 23222.50 | 1200.00 | 30000.00 | 800.00 | 20000.00 | 1050.00 | 26250.00 | 16450.00 | M/s SWASTIC CONSTRUCTION
50.00 | Providing and fixing removable raised/false access flooring with system and its components of approved make for different plenum height with possible height adjustment upto 50 mm, comprising of modular load bearing floor panels supported on G.I. rectangular stinger frame work and G.I. Pedestal etc. all complete, as per the architectural drawings, as specified and as directed by Engineer-in-charge consisting of a) Providing at required spacing to form modular framework, pedestals made out of GI tube of thickness minimum 2 mm and 25 mm outer diameter, fully welded on to the G.I. Base plate of size 100mm x 100mm x 3mm at the bottom of the pedestal tube, G.I. pedestal head of size 75mmx75mmx3.5 mm welded with GI fully threaded stud 16mm outer diameter with two GI Check nuts screwed on the stud for level adjustment upto 50mm, locking and stabilizing the pedestal head in position at the required level. The pedestals shall be fixed to the subfloor (base) through base plate using epoxy based adhesive of approved make or the machine screw with rawl plug. b) Stringers system in all steel construction hot dipped galvanized of rectangular size 570x20x30x0.80mm thick having holes at both ends for securing the stringers on to the pedestal head using fully threaded screws ensuring maximum lateral stability in all directions, the grid formed by the pedestal and stringer assembly shall receive the floor panel, this system shall provide adequate solid, rigid support for access floor panel, the system shall provide a minimum clear uninterrupted clearance between the bottom of the floor for electrical conduits and wiring etc. all complete as per the architectural drawings, as specified and as directed by the Engineer-in-charge. c) Providing and fixing Access Floor panel of 600x600x32 mm medium grade Filled Steel anti static high pressure Lamination of 800H grade (FS800H). Access Floor panel shall be steel welded construction with an enclosed bottom pan with uniform pattern of 64 hemispherical cones. The top and bottom plates of Steel Gauges: top 0.6 mm and bottom 0.7 mm fused spot welded together (minimum 64 welds in each dome and 20 welds along each flange). The panel should be corrosion resistant epoxy coated for lifetime rust protection and cavity formed by the top and bottom plate is filled with Pyrogrip noncombustible Portland cementitious core mixed with lightweight foaming compound. The access floor shall be factory finished with Anti-static High Pressure laminate with Non Warp technology upto 1mm thickness for superior adhesion and Surface flatness within 0.75mm.The panel is to withstand a Concentrated Load of 363 kgs applied on area 25mm x 25mm without collapse in the centre of the panel which is placed on four steel blocks. The panel will withstand and Uniformly Distributed Load (UDL) minimum 1250 kg/sqm and, an impact load of 50kg all complete as per the approved manufacturers specification and as per the direction of Engineer-in-charge. All specification must be printed on the side of the panel to ensure the quality of the product. 600 mm Finished Floor Height (FFH). | 130.00 | Sqm |  | 4700.00 | 611000.00 | 3900.00 | 507000.00 | 3630.00 | 471900.00 | 5535.00 | 719550.00 | 5000.00 | 650000.00 | 3505.00 | 455650.00 | 4100.00 | 533000.00 | 1200.00 | 156000.00 | 3981.00 | 517530.00 | 4800.00 | 624000.00 | 5500.00 | 715000.00 | 3800.00 | 494000.00 | 156000.00 | M/S SHRI PARASNATH CONST.CO
51.00 | Providing and fixing on wall face unplasticised Rigid PVC rain water pipes conforming to IS : 13592 Type A, including jointing with seal ring conforming to IS : 5382, leaving 10 mm gap for thermal expansion, (i) Single socketed pipes. 110 mm diameter | 80.00 | Mtr. |  | 216.00 | 17280.00 | 300.00 | 24000.00 | 190.00 | 15200.00 | 246.00 | 19680.00 | 200.00 | 16000.00 | 184.00 | 14720.00 | 208.00 | 16640.00 | 236.35 | 18908.00 | 202.40 | 16192.00 | 200.00 | 16000.00 | 200.00 | 16000.00 | 200.00 | 16000.00 | 14720.00 | K.G. CONSTRUCTION
52.00 | Providing and fixing on wall face unplasticised - PVC moulded fittings/ accessories for unplasticised Rigid PVC rain water pipes conforming to IS : 13592 Type A, including jointing with seal ring conforming to IS : 5382, leaving 10 mm gap for thermal expansion. Bend 87.5° 110 mm bend | 10.00 | Each |  | 100.00 | 1000.00 | 120.00 | 1200.00 | 120.00 | 1200.00 | 123.00 | 1230.00 | 100.00 | 1000.00 | 92.00 | 920.00 | 145.00 | 1450.00 | 113.10 | 1131.00 | 86.16 | 861.60 | 150.00 | 1500.00 | 130.00 | 1300.00 | 110.00 | 1100.00 | 861.60 | Swami Contractors Pvt Ltd
53.00 | Providing and fixing on wall face unplasticised - PVC moulded fittings/accessories for unplasticised Rigid PVC rain water pipes conforming to IS : 13592 Type A, including jointing with seal ring conforming to IS : 5382, leaving 10 mm gap for thermal expansion. Shoe (Plain) 110 mm Shoe | 10.00 | Each |  | 100.00 | 1000.00 | 120.00 | 1200.00 | 100.00 | 1000.00 | 123.00 | 1230.00 | 100.00 | 1000.00 | 75.00 | 750.00 | 266.00 | 2660.00 | 98.00 | 980.00 | 75.51 | 755.10 | 200.00 | 2000.00 | 110.00 | 1100.00 | 95.00 | 950.00 | 750.00 | K.G. CONSTRUCTION
54.00 | Providing and fixing unplasticised -PVC pipe clips of approved design to unplasticised - PVC rain water pipes by means of 50x50x50 mm hard wood plugs, screwed with M.S. screws of required length, including cutting brick work and fixing in cement mortar 1:4 (1 cement : 4 coarse sand) and making good the wall etc. complete. 110 mm | 56.00 | Each |  | 200.00 | 11200.00 | 100.00 | 5600.00 | 65.00 | 3640.00 | 62.00 | 3472.00 | 40.00 | 2240.00 | 141.00 | 7896.00 | 170.00 | 9520.00 | 181.40 | 10158.40 | 191.62 | 10730.72 | 30.00 | 1680.00 | 125.00 | 7000.00 | 180.00 | 10080.00 | 1680.00 | M/S. SHIVJI SINGLA AND SONS
55.00 | Providing and fixing to the inlet mouth of rain water pipe cast iron grating 15 cm diameter and weighing not less than 440 grams. | 10.00 | Each |  | 100.00 | 1000.00 | 100.00 | 1000.00 | 75.00 | 750.00 | 74.00 | 740.00 | 50.00 | 500.00 | 31.00 | 310.00 | 100.00 | 1000.00 | 40.90 | 409.00 | 31.35 | 313.50 | 50.00 | 500.00 | 50.00 | 500.00 | 40.00 | 400.00 | 310.00 | K.G. CONSTRUCTION
56.00 | Providing and fixing false ceiling at all height including providing and fixing of frame work made of special sections, power pressed from M.S. sheets and galvanized with zinc coating of 120 gms/sqm (both side inclusive) as per IS : 277 and consisting of angle cleats of size 25 mm wide x 1.6 mm thick with flanges of 27 mm and 37mm, at 1200 mm centre to centre, one flange fixed to the ceiling with dash fastener 12.5 mm dia x 50mm long with 6mm dia bolts, other flange of cleat fixed to the angle hangers of 25x10x0.50 mm of required length with nuts & bolts of required size and other end of angle hanger fixed with intermediate G.I. channels 45x15x0.9 mm running at the spacing of 1200 mm centre to centre, to which the ceiling section 0.5 mm thick bottom wedge of 80 mm with tapered flanges of 26 mm each having lips of 10.5 mm, at 450 mm centre to centre, shall be fixed in a direction perpendicular to G.I. intermediate channel with connecting clips made out of 2.64 mm dia x 230 mm long G.I. wire at every junction, including fixing perimeter channels 0.5 mm thick 27 mm high having flanges of 20 mm and 30 mm long, the perimeter of ceiling fixed to wall/partition with the help of rawl plugs at 450 mm centre, with 25mm long dry wall screws @ 230 mm interval, including fixing of gypsum board to ceiling section and perimeter channel with the help of dry wall screws of size 3.5 x 25 mm at 230 mm c/c, including jointing and finishing to a flush finish of tapered and square edges of the board with recommended jointing compound , jointing tapes , finishing with jointing compound in 3 layers covering upto 150 mm on both sides of joint and two coats of primer suitable for board, all as per manufacturer's specification and also including the cost of making openings for light fittings, grills, diffusers, cutouts made with frame of perimeter channels suitably fixed, all complete as per drawings, specification and direction of the Engineer in Charge but excluding the cost of painting with : 12.5 mm thick tapered edge gypsum fire resistant board conforming to IS: 2095- Part I | 402.75 | Sqm. |  | 1260.00 | 507465.00 | 1200.00 | 483300.00 | 820.00 | 330255.00 | 738.00 | 297229.50 | 1000.00 | 402750.00 | 956.00 | 385029.00 | 700.00 | 281925.00 | 800.00 | 322200.00 | 741.56 | 298663.29 | 1150.00 | 463162.50 | 800.00 | 322200.00 | 900.00 | 362475.00 | 281925.00 | APEKSHA CONSULTANTS AND CONSTRUCTION SERVICES
57.00 | 12 mm cement plaster of mix : 1:6 (1 cement: 6 fine sand) | 1550.00 | Sqm. |  | 225.00 | 348750.00 | 220.00 | 341000.00 | 204.00 | 316200.00 | 197.00 | 305350.00 | 180.00 | 279000.00 | 125.00 | 193750.00 | 210.00 | 325500.00 | 160.35 | 248542.50 | 168.69 | 261469.50 | 254.00 | 393700.00 | 200.00 | 310000.00 | 190.00 | 294500.00 | 193750.00 | K.G. CONSTRUCTION
58.00 | 15 mm cement plaster on the rough side of single or half brick wall of mix : 1:6 (1 cement: 6 fine sand) | 1550.00 | Sqm. |  | 225.00 | 348750.00 | 230.00 | 356500.00 | 214.00 | 331700.00 | 197.00 | 305350.00 | 200.00 | 310000.00 | 144.00 | 223200.00 | 210.00 | 325500.00 | 185.20 | 287060.00 | 194.31 | 301180.50 | 292.00 | 452600.00 | 200.00 | 310000.00 | 200.00 | 310000.00 | 223200.00 | K.G. CONSTRUCTION
59.00 | 6 mm cement plaster of mix : 1:3 (1 cement : 3 fine sand) | 700.00 | Sqm. |  | 225.00 | 157500.00 | 190.00 | 133000.00 | 188.00 | 131600.00 | 197.00 | 137900.00 | 160.00 | 112000.00 | 116.00 | 81200.00 | 210.00 | 147000.00 | 143.80 | 100660.00 | 150.85 | 105595.00 | 227.00 | 158900.00 | 200.00 | 140000.00 | 170.00 | 119000.00 | 81200.00 | K.G. CONSTRUCTION
60.00 | Distempering with oil bound washable distemper of approved brand and manufacture to give an even shade : New work (two or more coats) over and including water thinnable priming coat with cement primer | 2700.00 | Sqm. |  | 100.00 | 270000.00 | 60.00 | 162000.00 | 69.00 | 186300.00 | 49.00 | 132300.00 | 70.00 | 189000.00 | 73.00 | 197100.00 | 75.00 | 202500.00 | 80.00 | 216000.00 | 101.81 | 274887.00 | 153.00 | 413100.00 | 70.00 | 189000.00 | 85.00 | 229500.00 | 132300.00 | M/s SWASTIC CONSTRUCTION
61.00 | Finishing walls with Acrylic Smooth exterior paint of required shade : New work (Two or more coat applied @ 1.67 ltr/10 sqm over and including priming coat of exterior primer applied @ 2.20 kg/10 sqm) | 1050.00 | Sqm. |  | 100.00 | 105000.00 | 60.00 | 63000.00 | 70.00 | 73500.00 | 74.00 | 77700.00 | 90.00 | 94500.00 | 75.00 | 78750.00 | 85.00 | 89250.00 | 90.00 | 94500.00 | 109.28 | 114744.00 | 164.00 | 172200.00 | 75.00 | 78750.00 | 85.00 | 89250.00 | 63000.00 | JAMAN LAL
62.00 | Painting with synthetic enamel paint of approved brand and manufacture to give an even shade : Two or more coats on new work | 205.00 | Sqm. |  | 135.00 | 27675.00 | 100.00 | 20500.00 | 83.00 | 17015.00 | 74.00 | 15170.00 | 70.00 | 14350.00 | 64.00 | 13120.00 | 120.00 | 24600.00 | 78.40 | 16072.00 | 80.65 | 16533.25 | 115.00 | 23575.00 | 90.00 | 18450.00 | 80.00 | 16400.00 | 13120.00 | K.G. CONSTRUCTION
63.00 | Providing and applying white cement based putty of average thickness 1 mm, of approved brand and manufacturer, over the plastered wall surface to prepare the surface even and smooth complete. | 3800.00 | Sqm. |  | 81.00 | 307800.00 | 60.00 | 228000.00 | 57.00 | 216600.00 | 74.00 | 281200.00 | 90.00 | 342000.00 | 71.00 | 269800.00 | 85.00 | 323000.00 | 87.35 | 331930.00 | 76.40 | 290320.00 | 95.00 | 361000.00 | 80.00 | 304000.00 | 74.00 | 281200.00 | 216600.00 | Arihant construction
64.00 | Preparation and consolidation of sub grade with power road roller of 8 to 12 tonne capacity after excavating earth to an average of 22.5 cm depth, dressing to camber and consolidating with road roller including making good the undulations etc. and re-rolling the sub grade and disposal of surplus earth with lead upto 50 metres. | 2400.00 | Sqm. |  | 63.00 | 151200.00 | 60.00 | 144000.00 | 55.00 | 132000.00 | 49.00 | 117600.00 | 80.00 | 192000.00 | 73.00 | 175200.00 | 72.00 | 172800.00 | 85.00 | 204000.00 | 104.00 | 249600.00 | 100.00 | 240000.00 | 150.00 | 360000.00 | 30.00 | 72000.00 | 72000.00 | Hardayal Constructions and Projects LLP
65.00 | Providing and laying 60mm thick faciory made cement concrete interlocking paver block of M -30 grade made by block making machine with strong vibratory compaction, of approved s;ze, design & shape, laid in required colour and pattern over and including 50mm thick compacted bed of coarse sand, filling the joints with line sand etc. all complete as per the direction of Engineer-in-charge. | 2400.00 | Sqm. |  | 790.00 | 1896000.00 | 560.00 | 1344000.00 | 585.00 | 1404000.00 | 418.00 | 1003200.00 | 600.00 | 1440000.00 | 504.00 | 1209600.00 | 502.00 | 1204800.00 | 601.00 | 1442400.00 | 570.18 | 1368432.00 | 700.00 | 1680000.00 | 500.00 | 1200000.00 | 500.00 | 1200000.00 | 1003200.00 | M/s SWASTIC CONSTRUCTION
66.00 | Providing and laying at or near ground level factory made kerb stone of M-25 grade cement concrete in position to the required line, level and curvature, jointed with cement mortar 1:3 (1 cement: 3 coarse sand), including making joints with or without grooves (thickness of joints except at sharp curve shall not to more than 5mm), including making drainage opening wherever required complete etc. as per direction of Engineer-in-charge (length of finished kerb edging shall be measured for payment). (Precast C.C. kerb stone shall be approved by Engineer-in-charge). | 25.00 | cum |  | 5400.00 | 135000.00 | 8000.00 | 200000.00 | 7500.00 | 187500.00 | 7995.00 | 199875.00 | 5500.00 | 137500.00 | 4110.00 | 102750.00 | 7500.00 | 187500.00 | 5012.65 | 125316.25 | 5557.58 | 138939.50 | 7000.00 | 175000.00 | 5000.00 | 125000.00 | 4100.00 | 102500.00 | 102500.00 | Hardayal Constructions and Projects LLP
67.00 | Providing and fixing white vitreous china pedestal type water closet (European type W.C. pan) with seat and lid, 10 litre low level white P.V.C. flushing cistern, including flush pipe, with manually controlled device (handle lever), conforming to IS : 7231, with all fittings and fixtures complete, including cutting and making good the walls and floors wherever required : W.C. pan with ISI marked white solid plastic seat and lid | 3.00 | each |  | 2772.00 | 8316.00 | 4000.00 | 12000.00 | 3700.00 | 11100.00 | 1845.00 | 5535.00 | 3500.00 | 10500.00 | 2803.00 | 8409.00 | 7500.00 | 22500.00 | 3418.70 | 10256.10 | 3597.17 | 10791.51 | 5260.00 | 15780.00 | 4000.00 | 12000.00 | 5000.00 | 15000.00 | 5535.00 | M/s SWASTIC CONSTRUCTION
68.00 | Providing and fixing white vitreous china flat back or wall corner type lipped front urinal basin of 430x260x350 mm and 340x410x265 mmsizes respectively with automatic flushing cistern, with fittings, standard size C.P. brass flush pipe, spreaders with unions and clamps complete,including painting of fittings and cutting and making good the walls and floors wherever required : One urinal basin with 5 litre PVC automatic flushing cistern | 2.00 | each |  | 1593.00 | 3186.00 | 3000.00 | 6000.00 | 3940.00 | 7880.00 | 4920.00 | 9840.00 | 3000.00 | 6000.00 | 2865.00 | 5730.00 | 7500.00 | 15000.00 | 3494.15 | 6988.30 | 3305.72 | 6611.44 | 4982.00 | 9964.00 | 4000.00 | 8000.00 | 3200.00 | 6400.00 | 3186.00 | SGB INFRA LTD
69.00 | Providing and fixing wash basin with C.I. brackets, 15 mm C.P. brass pillar taps, 32 mm C.P. brass waste of standard pattern, including painting of fittings and brackets, cutting and making good the walls wherever require: White Vitreous China Wash basin size 630x450 mm with a pair of 15 mm C.P. brass pillar taps | 3.00 | each |  | 1593.00 | 4779.00 | 2500.00 | 7500.00 | 5020.00 | 15060.00 | 1722.00 | 5166.00 | 2000.00 | 6000.00 | 1792.00 | 5376.00 | 3500.00 | 10500.00 | 2298.55 | 6895.65 | 2048.69 | 6146.07 | 3087.00 | 9261.00 | 3000.00 | 9000.00 | 2300.00 | 6900.00 | 4779.00 | SGB INFRA LTD
70.00 | Providing and fixing P.V.C. waste pipe for sink or wash basin including P.V.C. waste fittings complete. Flexible pipe 32 mm dia | 3.00 | each |  | 100.00 | 300.00 | 50.00 | 150.00 | 100.00 | 300.00 | 62.00 | 186.00 | 50.00 | 150.00 | 60.00 | 180.00 | 1100.00 | 3300.00 | 73.25 | 219.75 | 58.19 | 174.57 | 87.00 | 261.00 | 100.00 | 300.00 | 70.00 | 210.00 | 150.00 | R. M. Constructions, JAMAN LAL
71.00 | Providing and fixing 100 mm sand cast Iron grating for gully trap. | 10.00 | each |  | 200.00 | 2000.00 | 40.00 | 400.00 | 76.00 | 760.00 | 308.00 | 3080.00 | 80.00 | 800.00 | 25.00 | 250.00 | 150.00 | 1500.00 | 29.25 | 292.50 | 29.59 | 295.90 | 44.00 | 440.00 | 50.00 | 500.00 | 29.00 | 290.00 | 250.00 | K.G. CONSTRUCTION
72.00 | Providing and fixing 600x450 mm beveled edge mirror of superior glass (of approved quality) complete with 6 mm thick hard board ground fixed to wooden cleats with C.P. brass screws and washers complete. | 3.00 | each |  | 630.00 | 1890.00 | 1600.00 | 4800.00 | 890.00 | 2670.00 | 738.00 | 2214.00 | 700.00 | 2100.00 | 640.00 | 1920.00 | 1200.00 | 3600.00 | 817.95 | 2453.85 | 851.30 | 2553.90 | 1283.00 | 3849.00 | 350.00 | 1050.00 | 800.00 | 2400.00 | 1050.00 | M/s Amit Kumar Jain
73.00 | Providing and fixing toilet paper holder : C.P. brass | 3.00 | each |  | 252.00 | 756.00 | 600.00 | 1800.00 | 540.00 | 1620.00 | 369.00 | 1107.00 | 350.00 | 1050.00 | 300.00 | 900.00 | 850.00 | 2550.00 | 385.35 | 1156.05 | 387.32 | 1161.96 | 583.00 | 1749.00 | 250.00 | 750.00 | 350.00 | 1050.00 | 750.00 | M/s Amit Kumar Jain
74.00 | Providing and fixing soil, waste and vent pipes : 100 mm dia Sand cast iron S&S pipe as per IS: 1729 | 50.00 | mtr |  | 855.00 | 42750.00 | 1000.00 | 50000.00 | 853.00 | 42650.00 | 984.00 | 49200.00 | 700.00 | 35000.00 | 675.00 | 33750.00 | 1100.00 | 55000.00 | 600.00 | 30000.00 | 668.94 | 33447.00 | 800.00 | 40000.00 | 1000.00 | 50000.00 | 860.00 | 43000.00 | 30000.00 | M/S SHRI PARASNATH CONST.CO
75.00 | Providing and filling the joints with spun yarn,cement slurry and cement mortar 1:2 (1 cement : 2 fine sand) in SCI/CI Pipes 100 mm pipes | 25.00 | each |  | 108.00 | 2700.00 | 100.00 | 2500.00 | 100.00 | 2500.00 | 62.00 | 1550.00 | 100.00 | 2500.00 | 67.00 | 1675.00 | 150.00 | 3750.00 | 85.95 | 2148.75 | 98.50 | 2462.50 | 148.00 | 3700.00 | 100.00 | 2500.00 | 85.00 | 2125.00 | 1550.00 | M/s SWASTIC CONSTRUCTION
76.00 | Providing and fixing bend of required degree with access door, insertion rubber washer 3 mm thick, bolts and nuts complete. 100 mm dia Sand cast iron S&S as per IS - 1729 | 10.00 | each |  | 504.00 | 5040.00 | 280.00 | 2800.00 | 425.00 | 4250.00 | 738.00 | 7380.00 | 300.00 | 3000.00 | 265.00 | 2650.00 | 815.00 | 8150.00 | 340.75 | 3407.50 | 306.30 | 3063.00 | 461.00 | 4610.00 | 500.00 | 5000.00 | 340.00 | 3400.00 | 2650.00 | K.G. CONSTRUCTION
77.00 | Providing and fixing plain bend of required degree. 100 mm dia Sand cast iron S&S as per IS - 1729 | 10.00 | each |  | 468.00 | 4680.00 | 280.00 | 2800.00 | 375.00 | 3750.00 | 677.00 | 6770.00 | 300.00 | 3000.00 | 355.00 | 3550.00 | 618.00 | 6180.00 | 433.70 | 4337.00 | 253.03 | 2530.30 | 381.00 | 3810.00 | 500.00 | 5000.00 | 400.00 | 4000.00 | 2530.30 | Swami Contractors Pvt Ltd
78.00 | Providing and fixing single equal plain junction of required degree 100x100x100 mm dia Sand cast iron S&S as per IS - 1729 | 5.00 | each |  | 684.00 | 3420.00 | 500.00 | 2500.00 | 540.00 | 2700.00 | 861.00 | 4305.00 | 450.00 | 2250.00 | 450.00 | 2250.00 | 618.00 | 3090.00 | 549.85 | 2749.25 | 343.59 | 1717.95 | 602.00 | 3010.00 | 600.00 | 3000.00 | 550.00 | 2750.00 | 1717.95 | Swami Contractors Pvt Ltd
79.00 | Providing and fixing G.I. pipes complete with G.I. fittings and clamps, i/c cutting and making good the walls etc. Internal work - Exposed on wall 15 mm dia nominal bore | 10.00 | mtr |  | 153.00 | 1530.00 | 170.00 | 1700.00 | 180.00 | 1800.00 | 185.00 | 1850.00 | 180.00 | 1800.00 | 152.00 | 1520.00 | 193.00 | 1930.00 | 186.40 | 1864.00 | 161.99 | 1619.90 | 284.00 | 2840.00 | 140.00 | 1400.00 | 180.00 | 1800.00 | 1400.00 | M/s Amit Kumar Jain
80.00 | Providing and fixing G.I. pipes complete with G.I. fittings and clamps, i/c cutting and making good the walls etc. Internal work - Exposed on wall 20 mm dia nominal bore | 20.00 | mtr |  | 198.00 | 3960.00 | 200.00 | 4000.00 | 210.00 | 4200.00 | 246.00 | 4920.00 | 220.00 | 4400.00 | 183.00 | 3660.00 | 224.00 | 4480.00 | 224.15 | 4483.00 | 228.31 | 4566.20 | 344.00 | 6880.00 | 250.00 | 5000.00 | 220.00 | 4400.00 | 3660.00 | K.G. CONSTRUCTION
81.00 | Providing and fixing G.I. Pipes complete with G.I. fittings and clamps, i/c making good the walls etc. concealed pipe, including painting with anti corrosive bitumastic paint, cutting chases and making good the wall : 15 mm dia nominal bore | 25.00 | mtr |  | 180.00 | 4500.00 | 160.00 | 4000.00 | 225.00 | 5625.00 | 197.00 | 4925.00 | 200.00 | 5000.00 | 234.00 | 5850.00 | 210.00 | 5250.00 | 285.70 | 7142.50 | 296.98 | 7424.50 | 447.00 | 11175.00 | 200.00 | 5000.00 | 200.00 | 5000.00 | 4000.00 | JAMAN LAL
82.00 | Providing and fixing G.I. Pipes complete with G.I. fittings and clamps, i/c making good the walls etc. concealed pipe, including painting with anti corrosive bitumastic paint, cutting chases and making good the wall : 20 mm dia nominal bore | 25.00 | mtr |  | 225.00 | 5625.00 | 200.00 | 5000.00 | 270.00 | 6750.00 | 271.00 | 6775.00 | 250.00 | 6250.00 | 259.00 | 6475.00 | 250.00 | 6250.00 | 316.20 | 7905.00 | 327.84 | 8196.00 | 494.00 | 12350.00 | 250.00 | 6250.00 | 250.00 | 6250.00 | 5000.00 | JAMAN LAL
83.00 | Providing and fixing G.I. pipes complete with G.I. fittings including trenching and refilling etc. External work 50 mm dia nominal bore | 150.00 | mtr |  | 576.00 | 86400.00 | 470.00 | 70500.00 | 495.00 | 74250.00 | 492.00 | 73800.00 | 400.00 | 60000.00 | 281.00 | 42150.00 | 450.00 | 67500.00 | 312.00 | 46800.00 | 375.04 | 56256.00 | 425.00 | 63750.00 | 350.00 | 52500.00 | 300.00 | 45000.00 | 42150.00 | K.G. CONSTRUCTION
84.00 | Providing and fixing brass stop cock of approved quality : 15 mm nominal bore | 5.00 | each |  | 548.00 | 2740.00 | 400.00 | 2000.00 | 510.00 | 2550.00 | 308.00 | 1540.00 | 200.00 | 1000.00 | 213.00 | 1065.00 | 585.00 | 2925.00 | 260.10 | 1300.50 | 200.74 | 1003.70 | 302.00 | 1510.00 | 200.00 | 1000.00 | 250.00 | 1250.00 | 1000.00 | R. M. Constructions, M/s Amit Kumar Jain
85.00 | Providing and fixing gun metal gate valve with C.I. wheel of approved quality (screwed end) : 20 mm nominal bore | 5.00 | each |  | 784.00 | 3920.00 | 200.00 | 1000.00 | 840.00 | 4200.00 | 246.00 | 1230.00 | 300.00 | 1500.00 | 325.00 | 1625.00 | 385.00 | 1925.00 | 396.55 | 1982.75 | 305.34 | 1526.70 | 460.00 | 2300.00 | 250.00 | 1250.00 | 390.00 | 1950.00 | 1000.00 | JAMAN LAL
86.00 | Providing and fixing gun metal gate valve with C.I. wheel of approved quality (screwed end) : 50 mm nominal bore | 2.00 | each |  | 1170.00 | 2340.00 | 2000.00 | 4000.00 | 3565.00 | 7130.00 | 1476.00 | 2952.00 | 500.00 | 1000.00 | 615.00 | 1230.00 | 675.00 | 1350.00 | 749.90 | 1499.80 | 576.71 | 1153.42 | 869.00 | 1738.00 | 1000.00 | 2000.00 | 740.00 | 1480.00 | 1000.00 | R. M. Constructions
87.00 | Providing and fixing ball valve (brass) of approved quality, High or low pressure, with plastic floats complete : 20 mm nominal bore | 5.00 | each |  | 513.00 | 2565.00 | 250.00 | 1250.00 | 635.00 | 3175.00 | 369.00 | 1845.00 | 200.00 | 1000.00 | 268.00 | 1340.00 | 368.00 | 1840.00 | 327.05 | 1635.25 | 256.38 | 1281.90 | 386.00 | 1930.00 | 230.00 | 1150.00 | 300.00 | 1500.00 | 1000.00 | R. M. Constructions
88.00 | Providing and fixing uplasticised PVC connection pipe with brass unions : 30 cm length 15 mm nominal bore | 10.00 | each |  | 100.00 | 1000.00 | 70.00 | 700.00 | 85.00 | 850.00 | 62.00 | 620.00 | 60.00 | 600.00 | 48.00 | 480.00 | 152.00 | 1520.00 | 59.40 | 594.00 | 48.34 | 483.40 | 72.00 | 720.00 | 100.00 | 1000.00 | 55.00 | 550.00 | 480.00 | K.G. CONSTRUCTION
89.00 | Providing and fixing C.P. brass shower rose with 15 or 20 mm inlet : 100 mm diameter | 2.00 | each |  | 702.00 | 1404.00 | 800.00 | 1600.00 | 400.00 | 800.00 | 185.00 | 370.00 | 150.00 | 300.00 | 58.00 | 116.00 | 152.00 | 304.00 | 71.65 | 143.30 | 100.79 | 201.58 | 151.00 | 302.00 | 125.00 | 250.00 | 70.00 | 140.00 | 116.00 | K.G. CONSTRUCTION
90.00 | Constructing masonry Chamber 30x30x50 cm inside, in brick work in cement mortar 1:4 (1 cement :4 coarse sand) for stop cock, with C. I. surface box 100x100 x75 mm (inside) with hinged cover fixed in cement concrete slab 1:2:4 mix (1 cement : 2 coarse sand : 4 graded stone aggregate 20 mm nominal size), i/c necessary excavation, foundation concrete 1:5:10 ( 1 cement : 5 fine sand : 10 graded stone aggregate 40mm nominal size ) and inside plastering with cement mortar 1:3 (1 cement : 3 coarse sand) 12mm thick, finished with a floating coat of neat cement complete as per standard design : With common burnt clay F.P.S.(non modular) bricks of class designation 7.5 | 5.00 | each |  | 2500.00 | 12500.00 | 1200.00 | 6000.00 | 3000.00 | 15000.00 | 1230.00 | 6150.00 | 1000.00 | 5000.00 | 980.00 | 4900.00 | 1500.00 | 7500.00 | 1195.35 | 5976.75 | 1049.96 | 5249.80 | 1582.00 | 7910.00 | 1500.00 | 7500.00 | 1150.00 | 5750.00 | 4900.00 | K.G. CONSTRUCTION
91.00 | Providing and placing on terrace (at all floor levels) polyethylene water storage tank, IS : 12701 marked, with cover and suitable locking arrangement and making necessary holes for inlet, outlet and overflow pipes but without fittings and the base support for tank. Circular tank | 4000.00 | Per Ltr |  | 11.70 | 46800.00 | 8.00 | 32000.00 | 9.50 | 38000.00 | 7.00 | 28000.00 | 6.00 | 24000.00 | 5.95 | 23800.00 | 11.00 | 44000.00 | 6.50 | 26000.00 | 12.00 | 48000.00 | 8.00 | 32000.00 | 6.00 | 24000.00 | 7.00 | 28000.00 | 23800.00 | K.G. CONSTRUCTION
92.00 | Providing and laying non-pressure NP2 class (light duty) R.C.C. pipes with collars jointed with stiff mixture of cement mortar in the proportion of 1:2 (1 cement : 2 fine sand) including testing of joints etc. complete : 150 mm dia. R.C.C. pipe | 300.00 | mtr |  | 666.00 | 199800.00 | 390.00 | 117000.00 | 318.00 | 95400.00 | 615.00 | 184500.00 | 300.00 | 90000.00 | 292.00 | 87600.00 | 313.00 | 93900.00 | 356.70 | 107010.00 | 306.94 | 92082.00 | 462.00 | 138600.00 | 450.00 | 135000.00 | 400.00 | 120000.00 | 87600.00 | K.G. CONSTRUCTION
93.00 | Providing and laying non-pressure NP2 class (light duty) R.C.C. pipes with collars jointed with stiff mixture of cement mortar in the proportion of 1:2 (1 cement : 2 fine sand) including testing of joints etc. complete : 300 mm dia. R.C.C. pipe | 100.00 | mtr |  | 1116.00 | 111600.00 | 700.00 | 70000.00 | 572.00 | 57200.00 | 984.00 | 98400.00 | 600.00 | 60000.00 | 425.00 | 42500.00 | 512.00 | 51200.00 | 518.55 | 51855.00 | 573.03 | 57303.00 | 863.00 | 86300.00 | 750.00 | 75000.00 | 600.00 | 60000.00 | 42500.00 | K.G. CONSTRUCTION
94.00 | Constructing brick masonry manhole in cement mortar 1:4 ( 1 cement : 4 coarse sand ) with R.C.C. top slab with 1:2:4 mix (1 cement : 2 coarse sand : 4 graded stone aggregate 20 mm nominal size), foundation concrete 1:4:8 mix (1 cement : 4 coarse sand : 8 graded stone aggregate 40 mm nominal size), inside plastering 12 mm thick with cement mortar 1:3 (1 cement : 3 coarse sand) finished with floating coat of neat cement and making channels in cement concrete 1:2:4 (1 cement : 2 coarse sand : 4 graded stone aggregate 20 mm nominal size) finished with a floating coat of neat cement complete as per standard design : Inside size 90x80 cm and 45 cm deep including C.I. cover with frame (light duty) 455x610 mm internal dimensions, total weight of cover and frame to be not less than 38 kg (weight of cover 23 kg and weight of frame 15 kg) : With common burnt clay F.P.S. (non modular) bricks of class designation 7.5 | 15.00 | each |  | 12060.00 | 180900.00 | 6000.00 | 90000.00 | 8700.00 | 130500.00 | 5535.00 | 83025.00 | 8000.00 | 120000.00 | 6734.00 | 101010.00 | 7656.00 | 114840.00 | 6000.00 | 90000.00 | 7235.50 | 108532.50 | 8500.00 | 127500.00 | 8000.00 | 120000.00 | 8000.00 | 120000.00 | 83025.00 | M/s SWASTIC CONSTRUCTION
95.00 | Extra for depth for manholes : Size 90x80 cm With common burnt clay F.P.S. (non modular) bricks of class designation 7.5 | 5.00 | mtr |  | 4600.00 | 23000.00 | 2000.00 | 10000.00 | 6000.00 | 30000.00 | 246.00 | 1230.00 | 5000.00 | 25000.00 | 4490.00 | 22450.00 | 5074.00 | 25370.00 | 4000.00 | 20000.00 | 5967.92 | 29839.60 | 6500.00 | 32500.00 | 7500.00 | 37500.00 | 5000.00 | 25000.00 | 1230.00 | M/s SWASTIC CONSTRUCTION
96.00 | Providing and fixing aluminium work for doors, windows, ventilators and partitions with extruded built up standard tubular sections/appropriate Z sections and other sections of approved make conforming to IS: 733 and IS: 1285, fixing with dash fasteners of required dia and size, including necessary filling up the gaps at junctions, i.e. at top, bottom and sides with required EPDM rubber/ neoprene gasket etc. Aluminium sections shall be smooth, rust free, straight, mitred and jointed mechanically wherever required including cleat angle, Aluminium snap beading for glazing / paneling, C.P. brass / stainless steel screws, all complete as per architectural drawings and the directions of Engineer-in-charge. (Glazing, paneling and dash fasteners to be paid for separately) : For fixed portion Polyester powder coated aluminium (minimum thickness of polyester powder coating 50 micron) | 3300.00 | kg |  | 423.00 | 1395900.00 | 400.00 | 1320000.00 | 356.00 | 1174800.00 | 369.00 | 1217700.00 | 400.00 | 1320000.00 | 305.00 | 1006500.00 | 345.00 | 1138500.00 | 391.80 | 1292940.00 | 308.33 | 1017489.00 | 425.00 | 1402500.00 | 350.00 | 1155000.00 | 400.00 | 1320000.00 | 1006500.00 | K.G. CONSTRUCTION
97.00 | Providing and fixing aluminium work for doors, windows, ventilators and partitions with extruded built up standard tubular sections/ appropriate Z sections and other sections of approved make conforming to IS: 733 and IS: 1285, fixing with dash fasteners of required dia and size, including necessary filling up the gaps at junctions, i.e. at top, bottom and sides with required EPDM rubber/ neoprene gasket etc. Aluminium sections shall be smooth, rust free, straight, mitred and jointed mechanically wherever required including cleat angle, Aluminium snap beading for glazing / paneling, C.P. brass / stainless steel screws, all complete as per architectural drawings and the directions of Engineer-in-charge. (Glazing, paneling and dash fasteners to be paid for separately) : For shutters of doors, windows & ventilators including providing and fixing hinges/ pivots and making provision for fixing of fittings wherever required including the cost of EPDM rubber / neoprene gasket required (Fittings shall be paid for separately) Polyester powder coated aluminium (minimum thickness of polyester powder coating 50 micron) | 1500.00 | kg |  | 423.00 | 634500.00 | 400.00 | 600000.00 | 368.00 | 552000.00 | 369.00 | 553500.00 | 350.00 | 525000.00 | 352.00 | 528000.00 | 345.00 | 517500.00 | 401.00 | 601500.00 | 368.21 | 552315.00 | 450.00 | 675000.00 | 350.00 | 525000.00 | 400.00 | 600000.00 | 517500.00 | APEKSHA CONSULTANTS AND CONSTRUCTION SERVICES
98.00 | Providing and fixing 12 mm thick prelaminated particle board flat pressed three layer or graded wood particle board conforming to IS: 12823 Grade l Type ll, in panelling fixed in aluminum doors, windows shutters and partition frames with C.P. brass / stainless steel screws etc. complete as per architectural drawings and directions of Engineer-in-charge. Pre-laminated particle board with decorative lamination on both sides | 13.00 | Sqm. |  | 1611.00 | 20943.00 | 800.00 | 10400.00 | 700.00 | 9100.00 | 738.00 | 9594.00 | 600.00 | 7800.00 | 675.00 | 8775.00 | 936.00 | 12168.00 | 866.60 | 11265.80 | 694.62 | 9030.06 | 950.00 | 12350.00 | 900.00 | 11700.00 | 800.00 | 10400.00 | 7800.00 | R. M. Constructions
99.00 | Providing and fixing glazing in aluminium door, window, ventilator shutters and partitions etc. with EPDM rubber / neoprene gasket etc. complete as per the architectural drawings and the directions of Engineer-in-charge . (Cost of aluminium snap beading shall be paid in basic item): With float glass panes of 5.50 mm thickness | 200.00 | Sqm. |  | 1424.00 | 284800.00 | 700.00 | 140000.00 | 800.00 | 160000.00 | 677.00 | 135400.00 | 700.00 | 140000.00 | 783.00 | 156600.00 | 850.00 | 170000.00 | 800.00 | 160000.00 | 928.90 | 185780.00 | 1000.00 | 200000.00 | 800.00 | 160000.00 | 900.00 | 180000.00 | 135400.00 | M/s SWASTIC CONSTRUCTION
100.00 | Providing and fixing double action hydraulic floor spring of approved brand and manufacture conforming to IS : 6315, having brand logo embossed on the body / plate with double spring mechanism and door weight upto 125 kg, for doors, including cost of cutting floors, embedding in floors as required and making good the same matching to the existing floor finishing and cover plates with brass pivot and single piece M.S. sheet outer box with slide plate etc. complete as per the direction of Engineer-in-charge. With stainless steel cover plate minimum 1.25 mm thickness | 6.00 | each |  | 2700.00 | 16200.00 | 3000.00 | 18000.00 | 1900.00 | 11400.00 | 1476.00 | 8856.00 | 2000.00 | 12000.00 | 1602.00 | 9612.00 | 4500.00 | 27000.00 | 2054.40 | 12326.40 | 1600.69 | 9604.14 | 2412.00 | 14472.00 | 2000.00 | 12000.00 | 2000.00 | 12000.00 | 8856.00 | M/s SWASTIC CONSTRUCTION
101.00 | Providing and fixing 100mm brass locks (best make of approved quality) for aluminium doors including necessary cutting and making good etc. complete. | 12.00 | each |  | 252.00 | 3024.00 | 800.00 | 9600.00 | 445.00 | 5340.00 | 185.00 | 2220.00 | 300.00 | 3600.00 | 294.00 | 3528.00 | 1200.00 | 14400.00 | 359.00 | 4308.00 | 331.75 | 3981.00 | 500.00 | 6000.00 | 2000.00 | 24000.00 | 300.00 | 3600.00 | 2220.00 | M/s SWASTIC CONSTRUCTION
102.00 | Providing and fixing anodised aluminium grill (anodised transparent or dyed to required shade according to IS: 1868 with minimum anodic coating of grade AC 15) of approved design/pattern, with approved standard section and fixed to the existing window frame with C.P. brass/ stainless steel screws @ 200 mm centre to centre, including cutting the grill to proper opening size for fixing and operation of handles and fixing approved anodised aluminium standard section around the opening, all complete as per requirement and direction of Engineer-in-charge. (Only weight of grill to be measured for payment). | 1900.00 | kg |  | 738.00 | 1402200.00 | 400.00 | 760000.00 | 50.00 | 95000.00 | 246.00 | 467400.00 | 400.00 | 760000.00 | 320.00 | 608000.00 | 450.00 | 855000.00 | 401.00 | 761900.00 | 344.92 | 655348.00 | 400.00 | 760000.00 | 500.00 | 950000.00 | 400.00 | 760000.00 | 95000.00 | Arihant construction
103.00 | Providing and laying integral cement based water proofing treatment including preparation of surface as required for treatment of roofs, balconies, terraces etc consisting of following operations: a) Applying a slurry coat of neat cement using 2.75 kg/sqm of cement admixed with water proofing compound conforming to IS. 2645 and approved by Engineer-in-charge over the RCC slab including adjoining walls upto 300 mm height including cleaning the surface before treatment. b) Laying brick bats with mortar using broken bricks/brick bats 25 mm to 115 mm size with 50% of cement mortar 1:5 (1 cement : 5 coarse sand) admixed with water proofing compound conforming to IS : 2645 and approved by Engineer-in-charge over 20 mm thick layer of cement mortar of mix 1:5 (1 cement :5 coarse sand) admixed with water proofing compound conforming to IS : 2645 and approved by Engineer-in-charge to required slope and treating similarly the adjoining walls upto 300 mm height including rounding of junctions of walls and slabs. c) After two days of proper curing applying a second coat of cement slurry using 2.75 kg/ sqm of cement admixed with water proofing compound conforming to IS : 2645 and approved by Engineerin-charge. d) Finishing the surface with 20 mm thick jointless cement mortar of mix 1:4 (1 cement :4 coarse sand) admixed with water proofing compound conforming to IS : 2645 and approved by Engineerin- charge including laying glass fibre cloth of approved quality in top layer of plaster and finally finishing the surface with trowel with neat cement slurry and making pattern of 300x300 mm square 3 mm deep. e) The whole terrace so finished shall be flooded with water for a minimum period of two weeks for curing and for final test. All above operations to be done in order and as directed and specified by the Engineer-in-Charge : With average thickness of 120 mm and minimum thickness at khurra as 65 mm. | 450.00 | Sqm. |  | 1170.00 | 526500.00 | 900.00 | 405000.00 | 805.00 | 362250.00 | 492.00 | 221400.00 | 600.00 | 270000.00 | 848.00 | 381600.00 | 700.00 | 315000.00 | 950.00 | 427500.00 | 927.90 | 417555.00 | 890.00 | 400500.00 | 800.00 | 360000.00 | 800.00 | 360000.00 | 221400.00 | M/s SWASTIC CONSTRUCTION
104.00 | Boring/drilling bore well of required dia for casing/ strainer pipe, by suitable method prescribed in IS: 2800 (part I), including collecting samples from different strata, preparing and submitting strata chart/bore log, including hire & running charges of all equipments, tools, plants & machineries required for the job, all complete as per direction of Engineer-in-charge, upto 90 metre depth below ground level. All types of soil 300 mm dia | 70.00 | mtr |  | 360.00 | 25200.00 | 700.00 | 49000.00 | 625.00 | 43750.00 | 861.00 | 60270.00 | 400.00 | 28000.00 | 290.00 | 20300.00 | 988.00 | 69160.00 | 370.70 | 25949.00 | 339.91 | 23793.70 | 512.00 | 35840.00 | 315.00 | 22050.00 | 450.00 | 31500.00 | 20300.00 | K.G. CONSTRUCTION
105.00 | Boring/drilling bore well of required dia for casing/ strainer pipe, by suitable method prescribed in IS: 2800 (part I), including collecting samples from different strata, preparing and submitting strata chart/bore log, including hire & running charges of all equipments, tools, plants & machineries required for the job, all complete as per direction of Engineer-in-charge, upto 90 metre depth below ground level. Rocky strata including Boulders 300 mm dia | 20.00 | mtr |  | 630.00 | 12600.00 | 1800.00 | 36000.00 | 635.00 | 12700.00 | 984.00 | 19680.00 | 1000.00 | 20000.00 | 701.00 | 14020.00 | 1200.00 | 24000.00 | 927.10 | 18542.00 | 811.59 | 16231.80 | 1223.00 | 24460.00 | 900.00 | 18000.00 | 800.00 | 16000.00 | 12600.00 | SGB INFRA LTD
106.00 | Boring/drilling bore well of required dia for casing/ strainer pipe, by suitable method prescribed in IS: 2800 (part I), including collecting samples from different strata, preparing and submitting strata chart/bore log, including hire & running charges of all equipments, tools, plants & machineries required for the job, all complete as per direction of Engineer -in-charge, beyond 90 metre & upto 150 metre depth below ground level. Rocky strata including Boulders 300 mm dia | 60.00 | mtr |  | 630.00 | 37800.00 | 500.00 | 30000.00 | 685.00 | 41100.00 | 1107.00 | 66420.00 | 1000.00 | 60000.00 | 760.00 | 45600.00 | 1350.00 | 81000.00 | 927.10 | 55626.00 | 895.69 | 53741.40 | 1100.00 | 66000.00 | 400.00 | 24000.00 | 1100.00 | 66000.00 | 24000.00 | M/s Amit Kumar Jain
107.00 | Gravel packing in tubewell construction in accordance with IS: 4097, including providing gravel fine/ medium/ coarse, in required grading & sizes as per actual requirement, all complete as per direction of Engineer-in-charge. | 10.00 | cum |  | 1080.00 | 10800.00 | 1800.00 | 18000.00 | 1435.00 | 14350.00 | 2952.00 | 29520.00 | 1400.00 | 14000.00 | 923.00 | 9230.00 | 1500.00 | 15000.00 | 1175.60 | 11756.00 | 993.72 | 9937.20 | 1497.00 | 14970.00 | 1500.00 | 15000.00 | 1100.00 | 11000.00 | 9230.00 | K.G. CONSTRUCTION
108.00 | Supplying, assembling, lowering and fixing in vertical position in bore well, ERW (Electric Resistance Welded) FE 410 mild steel screwed and socketed/ plain ended casing pipes of required dia, conforming to IS: 4270, of reputed & approved make, including painted with outside surface with two coats of anticorrosive paint of approved brand and manufacture, including required hire & labour charges, fittings & accessories, all complete, for all depths, as per direction of Engineer-in-charge. 150 mm nominal size dia having minimum wall thickness 5.00 mm | 58.00 | mtr |  | 1665.00 | 96570.00 | 1800.00 | 104400.00 | 1590.00 | 92220.00 | 1353.00 | 78474.00 | 1200.00 | 69600.00 | 900.00 | 52200.00 | 1500.00 | 87000.00 | 1210.60 | 70214.80 | 1102.64 | 63953.12 | 1200.00 | 69600.00 | 1500.00 | 87000.00 | 1200.00 | 69600.00 | 52200.00 | K.G. CONSTRUCTION
109.00 | Supplying, assembling, lowering and fixing in vertical position in bore well, ERW (Electric Resistance Welded) FE 410 plain slotted (having slot of size 1.6/3.2 mm) mild steel threaded and socketed/ plain bevel ended pipe (type A) of required dia, conforming to IS: 8110, of reputed and approved make, having wall thickness not less than 5.40 mm, including painted with outside surface with two coats of anticorrosive bitumestic paint of approved brand and manufacture, including hire & labour charges, fittings & accessories, all complete, for all depths, as per direction of Engineer -in-charge. | 12.00 | mtr |  | 1773.00 | 21276.00 | 1500.00 | 18000.00 | 1650.00 | 19800.00 | 1538.00 | 18456.00 | 1500.00 | 18000.00 | 1059.00 | 12708.00 | 1600.00 | 19200.00 | 1291.50 | 15498.00 | 1440.49 | 17285.88 | 1769.00 | 21228.00 | 1800.00 | 21600.00 | 1200.00 | 14400.00 | 12708.00 | K.G. CONSTRUCTION
110.00 | Development of tube well in accordance with IS : 2800 (part I) and IS:11189, to establish maximum rate of usable water yield without sand content (beyond permissible limit), with required capacity air compressor, running the compressor for required time till well is fully developed, measuring yield of well by "V" notch method or any other approved method, measuring static level & draw down etc. by step draw down method, collecting water samples & getting tested in approved laboratory, i/c disinfection of tubewell, all complete, including hire & labour charges of air compressor, tools & accessories etc., all as per requirement and direction of Engineer-in-charge. | 8.00 | hour |  | 306.00 | 2448.00 | 300.00 | 2400.00 | 600.00 | 4800.00 | 615.00 | 4920.00 | 600.00 | 4800.00 | 440.00 | 3520.00 | 609.00 | 4872.00 | 542.20 | 4337.60 | 569.02 | 4552.16 | 857.00 | 6856.00 | 500.00 | 4000.00 | 500.00 | 4000.00 | 2400.00 | JAMAN LAL
111.00 | Providing and fixing suitable size threaded mild steel cap or spot welded plate to the top of bore well housing/ casing pipe, removable as per requirement, all complete for borewell of: 150 mm dia | 1.00 | each |  | 360.00 | 360.00 | 1000.00 | 1000.00 | 500.00 | 500.00 | 369.00 | 369.00 | 200.00 | 200.00 | 150.00 | 150.00 | 560.00 | 560.00 | 182.95 | 182.95 | 139.83 | 139.83 | 210.00 | 210.00 | 250.00 | 250.00 | 180.00 | 180.00 | 139.83 | Swami Contractors Pvt Ltd
112.00 | Making soak pit 2.5 m diameter 3.0 metre deep with 45 x 45 cm dry brick honey comb shaft with bricks and S.W. drain pipe 100 mm diameter, 1.8 m long complete as per standard design. With common burnt clay F.P.S. (non modular) bricks of class designation 7.5 | 1.00 | each |  | 18000.00 | 18000.00 | 18000.00 | 18000.00 | 18600.00 | 18600.00 | 12300.00 | 12300.00 | 18000.00 | 18000.00 | 16958.00 | 16958.00 | 28000.00 | 28000.00 | 20681.55 | 20681.55 | 16772.45 | 16772.45 | 5000.00 | 5000.00 | 20000.00 | 20000.00 | 20000.00 | 20000.00 | 5000.00 | M/S. SHIVJI SINGLA AND SONS
113.00 | Providing detailed architectural and structural design, drawings with detailing, for the MSSR Building. Design should be based on latest BIS codes and standard engineering practice. The design shall be prepared by qualified and registered structural consultant, approved by Engineer-in-charge, all complete as per Drawing of the MSSR Building. The design shall be vetted and aprroved from Govt. Engineer College/NIT/IIT. The agency shall be solely responsible for the adequacy and structural safety of the proposed structure. After approval of structural design & drawing 5 (Five) set of good for construction design & drawing showinig all relevant details shall be submitted duly signed by consultant | 1.00 | Job |  | 550000.00 | 550000.00 | 250000.00 | 250000.00 | 105000.00 | 105000.00 | 123000.00 | 123000.00 | 150000.00 | 150000.00 | 100000.00 | 100000.00 | 350000.00 | 350000.00 | 150000.00 | 150000.00 | 663500.00 | 663500.00 | 400000.00 | 400000.00 | 375000.00 | 375000.00 | 150000.00 | 150000.00 | 100000.00 | K.G. CONSTRUCTION
114.00 | Supply and Installation of Precast Prestress RCC M-35, boundary wall of 2440 mm height from ground level with 600 mm below the ground level, precast panels of Size 2010X300X 50 mm, Columns Of size 3600X150X150mm with using 4 mm dia high Tensile Steel Reinforcement wires, minimum no. of wires in Column 7& minimum No. of wires in Panels 3 No.s , having Foundation size750X750X750 mm, 600mm below ground level columns to be grouted by Cement Concrete 1:2:4(1 Cement : 2 coarse sand : 4 graded stone aggregate 20 mm nominal size), alongwith 450 mm overhang of Y angle of size 50X50X6 mm, 300 mm embedded/ bolted in above columns, having 10 rows of GI barbed wire and 2 feet dia concertina coil fencing with punched tape concertina coil 600 mm dia 10 metre openable length ( total length 90 m), having 50 nos. rounds per 6 metre length, with angle iron 'Y' shaped placed on above columns and with 10 horizontal R.B.T. reinforced barbed wire, stud tied with G.I. staples and G.I. clips to retain horizontal, including necessary bolts or G.I. barbed wire tied to angle iron, all complete as per direction of Engineer-in-charge, with reinforced barbed tape (R.B.T.) / Spring core (2.5mm thick) wire of high tensile strength of 165 kg/ sq.mm with tape (0.52 mm thick) and weight 43.478 gm/ metre having minimum 20 micron of galvanising including applying is priming, coat of approved steel primer & painting with synthetic enamel paint of approved brand and manufacture of required colour to give and even shade with two or more coats, alongwith necessary excavation, including levelling and dressing of surrounding area. The above said wall is to be finished on both sides with two or more coats of water proofing cement paint of red & white shade, in alternative strips/panels including under coat priming with cement primer, complete as per direction of Engineer-In-Charge. There will be 10 Precast Panels of 300 MM each in between two columns. The design shall be vetted and aprroved from Govt. Engineer College/NIT/IIT as per direction of Engineer-In.Charge. Note:- 1. The rate of item includes all activities involved in the above said item. Nothing extra shall be paid on any account. 2. Factory inspection during the pre-casting process shall be carried out by the Engineer-In-Charge alongwith/his authorized representative, as and when decided by the Engineer-In-Charge during the pre-casting process. | 300.00 | Running Meter |  | 5700.00 | 1710000.00 | 7500.00 | 2250000.00 | 5400.00 | 1620000.00 | 5043.00 | 1512900.00 | 8000.00 | 2400000.00 | 5438.00 | 1631400.00 | 5800.00 | 1740000.00 | 6090.00 | 1827000.00 | 3981.00 | 1194300.00 | 2000.00 | 600000.00 | 4200.00 | 1260000.00 | 5500.00 | 1650000.00 | 600000.00 | M/S. SHIVJI SINGLA AND SONS
115.00 | Providing Executive Table of Godrej make (Enterprise 1650 table without CPU Hanger) as per direction of Engineering-In-charge. | 1.00 | Each |  | 27024.00 | 27024.00 | 33220.00 | 33220.00 | 27180.00 | 27180.00 | 18942.00 | 18942.00 | 25000.00 | 25000.00 | 21663.00 | 21663.00 | 24000.00 | 24000.00 | 15410.00 | 15410.00 | 19905.00 | 19905.00 | 10000.00 | 10000.00 | 29000.00 | 29000.00 | 26000.00 | 26000.00 | 10000.00 | M/S. SHIVJI SINGLA AND SONS
116.00 | Providing Executive Table of Godrej make (Enterprise 1500 table without CPU Hanger) as per direction of Engineering-In-charge. | 4.00 | Each |  | 22500.00 | 90000.00 | 27770.00 | 111080.00 | 22700.00 | 90800.00 | 27060.00 | 108240.00 | 26000.00 | 104000.00 | 18110.00 | 72440.00 | 23000.00 | 92000.00 | 15000.00 | 60000.00 | 16587.50 | 66350.00 | 7000.00 | 28000.00 | 24500.00 | 98000.00 | 22000.00 | 88000.00 | 28000.00 | M/S. SHIVJI SINGLA AND SONS
117.00 | Providing ComputerTable of Godrej make-STYLO (1200mmx600mmx750mm) as per direction of Engineering-In-charge. | 6.00 | Each |  | 11800.00 | 70800.00 | 15100.00 | 90600.00 | 11700.00 | 70200.00 | 12300.00 | 73800.00 | 12000.00 | 72000.00 | 9848.00 | 59088.00 | 13000.00 | 78000.00 | 6600.00 | 39600.00 | 8625.50 | 51753.00 | 5000.00 | 30000.00 | 13300.00 | 79800.00 | 12000.00 | 72000.00 | 30000.00 | M/S. SHIVJI SINGLA AND SONS
118.00 | Providing Table with single drawet of Godrej make-T31( 900mmx590mmx750mm) as per direction of Engineering-In-charge. | 2.00 | Each |  | 8802.00 | 17604.00 | 10820.00 | 21640.00 | 8390.00 | 16780.00 | 18450.00 | 36900.00 | 8000.00 | 16000.00 | 7056.00 | 14112.00 | 9000.00 | 18000.00 | 5700.00 | 11400.00 | 5971.50 | 11943.00 | 2500.00 | 5000.00 | 9500.00 | 19000.00 | 8500.00 | 17000.00 | 5000.00 | M/S. SHIVJI SINGLA AND SONS
119.00 | Providing Executive chair of Godrej make-(BRAVO 9U01R) as per direction of Engineering-In-charge. | 1.00 | Each |  | 9540.00 | 9540.00 | 12050.00 | 12050.00 | 9340.00 | 9340.00 | 13038.00 | 13038.00 | 9500.00 | 9500.00 | 7854.00 | 7854.00 | 10000.00 | 10000.00 | 8700.00 | 8700.00 | 6966.75 | 6966.75 | 3000.00 | 3000.00 | 10600.00 | 10600.00 | 9500.00 | 9500.00 | 3000.00 | M/S. SHIVJI SINGLA AND SONS
120.00 | Providing Executive chair of Godrej make-(BRAVO 9U02R) as per direction of Engineering-In-charge. | 4.00 | Each |  | 8640.00 | 34560.00 | 10800.00 | 43200.00 | 8350.00 | 33400.00 | 13530.00 | 54120.00 | 8500.00 | 34000.00 | 7021.00 | 28084.00 | 9000.00 | 36000.00 | 8300.00 | 33200.00 | 6303.25 | 25213.00 | 5000.00 | 20000.00 | 9500.00 | 38000.00 | 8500.00 | 34000.00 | 20000.00 | M/S. SHIVJI SINGLA AND SONS
121.00 | Providing Visitor chair of Godrej make-(BRAVO 9U12R) as per direction of Engineering-In-charge. | 8.00 | Each |  | 6666.00 | 53328.00 | 8150.00 | 65200.00 | 6320.00 | 50560.00 | 9225.00 | 73800.00 | 6500.00 | 52000.00 | 5316.00 | 42528.00 | 8000.00 | 64000.00 | 5555.00 | 44440.00 | 4644.50 | 37156.00 | 3000.00 | 24000.00 | 7200.00 | 57600.00 | 6000.00 | 48000.00 | 24000.00 | M/S. SHIVJI SINGLA AND SONS
122.00 | Providing Revolving chair of Godrej make-(DIVA 7046R) as per direction of Engineering-In-charge. | 12.00 | Each |  | 6120.00 | 73440.00 | 7420.00 | 89040.00 | 5750.00 | 69000.00 | 15990.00 | 191880.00 | 6000.00 | 72000.00 | 4823.00 | 57876.00 | 7000.00 | 84000.00 | 5500.00 | 66000.00 | 4644.50 | 55734.00 | 7000.00 | 84000.00 | 6500.00 | 78000.00 | 5500.00 | 66000.00 | 55734.00 | Swami Contractors Pvt Ltd
123.00 | Providing Storwel plain with four adjustable shelves of Godrej make-(1981mm(H)x916mm(W)x486mm(D)) as per direction of Engineering-In-charge. | 9.00 | Each |  | 22446.00 | 202014.00 | 27600.00 | 248400.00 | 21870.00 | 196830.00 | 4920.00 | 44280.00 | 20000.00 | 180000.00 | 17995.00 | 161955.00 | 24000.00 | 216000.00 | 19000.00 | 171000.00 | 13270.00 | 119430.00 | 10000.00 | 90000.00 | 24300.00 | 218700.00 | 21000.00 | 189000.00 | 44280.00 | M/s SWASTIC CONSTRUCTION
124.00 | Providing Self Book of Godrej make-(VSDU8--1830mm(H)x900mm(W)x450mm(D)) with sliding door unit with glass door as per direction of Engineering-In-charge | 4.00 | Each |  | 27000.00 | 108000.00 | 33500.00 | 134000.00 | 26235.00 | 104940.00 | 11070.00 | 44280.00 | 25000.00 | 100000.00 | 18624.00 | 74496.00 | 26000.00 | 104000.00 | 20000.00 | 80000.00 | 16587.50 | 66350.00 | 4000.00 | 16000.00 | 29500.00 | 118000.00 | 23000.00 | 92000.00 | 16000.00 | M/S. SHIVJI SINGLA AND SONS
125.00 | Providing File Rack of Slotted angle rack with six shelves of 15" each of Godrej make-(1981mm(H)x916mm(W)x381mm(D)) as per direction of Engineering-In-charge | 2.00 | Each |  | 7200.00 | 14400.00 | 8850.00 | 17700.00 | 7250.00 | 14500.00 | 11070.00 | 22140.00 | 10000.00 | 20000.00 | 5290.00 | 10580.00 | 7500.00 | 15000.00 | 5600.00 | 11200.00 | 16587.50 | 33175.00 | 4000.00 | 8000.00 | 24500.00 | 49000.00 | 6000.00 | 12000.00 | 8000.00 | M/S. SHIVJI SINGLA AND SONS
126.00 | Providing three seater sofa with glass top center table of Godrej make-(PISA) as per direction of Engineering-In-charge | 1.00 | Each |  | 35550.00 | 35550.00 | 44000.00 | 44000.00 | 44930.00 | 44930.00 | 18450.00 | 18450.00 | 45000.00 | 45000.00 | 37794.00 | 37794.00 | 48000.00 | 48000.00 | 21000.00 | 21000.00 | 31848.00 | 31848.00 | 25000.00 | 25000.00 | 51000.00 | 51000.00 | 45000.00 | 45000.00 | 18450.00 | M/s SWASTIC CONSTRUCTION
127.00 | Providing Sofa cum Bed with centre table of Godrej make-(RELAX) as per direction of Engineering-In-charge | 1.00 | Each |  | 66600.00 | 66600.00 | 83100.00 | 83100.00 | 53740.00 | 53740.00 | 24600.00 | 24600.00 | 520000.00 | 520000.00 | 45081.00 | 45081.00 | 57000.00 | 57000.00 | 25000.00 | 25000.00 | 46445.00 | 46445.00 | 35000.00 | 35000.00 | 75000.00 | 75000.00 | 54000.00 | 54000.00 | 24600.00 | M/s SWASTIC CONSTRUCTION
128.00 | Providing Multi Function stand of Godrej make-(Keep up) as per direction of Engineering-In-charge | 1.00 | Each |  | 2340.00 | 2340.00 | 2920.00 | 2920.00 | 4290.00 | 4290.00 | 9840.00 | 9840.00 | 2500.00 | 2500.00 | 1904.00 | 1904.00 | 2500.00 | 2500.00 | 3670.00 | 3670.00 | 1658.75 | 1658.75 | 5555.00 | 5555.00 | 33000.00 | 33000.00 | 2000.00 | 2000.00 | 1658.75 | Swami Contractors Pvt Ltd
129.00 | Supplying and fixing of 8 way (8 + 24), Double door surface/ recess mounting, vertical type, 415 V, TPN MCB distribution board of sheet steel, dust protected, duly powder painted, inclusive of 250 A copper bus bar, common neutral link, earth bar, din bar for mounting MCBs suitable for MCCB as incomer & SP/TP MCBs as outgoing (but without MCBs and incomer ) as required . | 5.00 | Each |  | 7804.00 | 39020.00 | 8000.00 | 40000.00 | 11200.00 | 56000.00 | 3075.00 | 15375.00 | 12000.00 | 60000.00 | 9468.00 | 47340.00 | 12500.00 | 62500.00 | 7000.00 | 35000.00 | 5639.75 | 28198.75 | 7000.00 | 35000.00 | 6000.00 | 30000.00 | 11500.00 | 57500.00 | 15375.00 | M/s SWASTIC CONSTRUCTION
130.10 | Supplying and fixing of following way, Double Door surface/ recess mounting, 415 volts, TPN MCB horizontal distribution board of sheet steel, dust protected, duly powder painted, inclusive of 100 amps tinned copper bus bar, common neutral link, earth bar, din bar for mounting MCB's as required. (But without MCB/RCCB/Isolator). (a) 4 Way, (8 + 12), Double door | 3.00 | Each |  | 4500.00 | 13500.00 | 2500.00 | 7500.00 | 3110.00 | 9330.00 | 5289.00 | 15867.00 | 3000.00 | 9000.00 | 2640.00 | 7920.00 | 3500.00 | 10500.00 | 4000.00 | 12000.00 | 2654.00 | 7962.00 | 5000.00 | 15000.00 | 2000.00 | 6000.00 | 3200.00 | 9600.00 | 6000.00 | M/s Amit Kumar Jain
130.20 | Supplying and fixing of following way, Double Door surface/ recess mounting, 415 volts, TPN MCB horizontal distribution board of sheet steel, dust protected, duly powder painted, inclusive of 100 amps tinned copper bus bar, common neutral link, earth bar, din bar for mounting MCB's as required. (But without MCB/RCCB/Isolator). (b) 8 Way, (8 + 24), Double door | 4.00 | Each |  | 9000.00 | 36000.00 | 4000.00 | 16000.00 | 3820.00 | 15280.00 | 7134.00 | 28536.00 | 4500.00 | 18000.00 | 3350.00 | 13400.00 | 4800.00 | 19200.00 | 5500.00 | 22000.00 | 3317.50 | 13270.00 | 4300.00 | 17200.00 | 2000.00 | 8000.00 | 4700.00 | 18800.00 | 8000.00 | M/s Amit Kumar Jain
131.00 | Supplying and fixing 125 amps rating, four pole, 415 volts, MCCB in the existing MCB DB complete with connections, testing and commissioning etc. as required. | 5.00 | Each |  | 9000.00 | 45000.00 | 3000.00 | 15000.00 | 5730.00 | 28650.00 | 7995.00 | 39975.00 | 5500.00 | 27500.00 | 4950.00 | 24750.00 | 6200.00 | 31000.00 | 6000.00 | 30000.00 | 1658.75 | 8293.75 | 1047.00 | 5235.00 | 3500.00 | 17500.00 | 6000.00 | 30000.00 | 5235.00 | M/S. SHIVJI SINGLA AND SONS
132.10 | Supplying and fixing of following rating, 415 volts, MCB in the existing MCB DB complete with connections, testing and commissioning etc. as required. (a) 32 Amps, four pole MCB | 3.00 | Each |  | 1600.00 | 4800.00 | 1000.00 | 3000.00 | 1180.00 | 3540.00 | 861.00 | 2583.00 | 700.00 | 2100.00 | 1225.00 | 3675.00 | 1400.00 | 4200.00 | 950.00 | 2850.00 | 995.25 | 2985.75 | 832.00 | 2496.00 | 200.00 | 600.00 | 1400.00 | 4200.00 | 600.00 | M/s Amit Kumar Jain
132.20 | Supplying and fixing of following rating, 415 volts, MCB in the existing MCB DB complete with connections, testing and commissioning etc. as required. (b) 63 Amps, four pole MCB | 4.00 | Each |  | 2520.00 | 10080.00 | 1400.00 | 5600.00 | 1700.00 | 6800.00 | 1353.00 | 5412.00 | 1400.00 | 5600.00 | 1750.00 | 7000.00 | 2200.00 | 8800.00 | 1300.00 | 5200.00 | 1327.00 | 5308.00 | 839.00 | 3356.00 | 225.00 | 900.00 | 2000.00 | 8000.00 | 900.00 | M/s Amit Kumar Jain
133.00 | Supplying and fixing 32 amps rating, TP, 415 volts, MCB in the existing MCB DB complete with connections, testing and commissioning etc. as required. | 40.00 | Each |  | 1557.00 | 62280.00 | 730.00 | 29200.00 | 866.00 | 34640.00 | 369.00 | 14760.00 | 800.00 | 32000.00 | 930.00 | 37200.00 | 1250.00 | 50000.00 | 650.00 | 26000.00 | 995.25 | 39810.00 | 400.00 | 16000.00 | 200.00 | 8000.00 | 1100.00 | 44000.00 | 8000.00 | M/s Amit Kumar Jain
134.00 | Supplying and fixing 5 amps to 32 amps rating, 240 volts, "C" curve, miniature circuit breaker suitable for inductive load of Single pole in the existing MCB DB complete with connections, testing and commissioning etc. as required. | 130.00 | Each |  | 207.00 | 26910.00 | 140.00 | 18200.00 | 185.00 | 24050.00 | 308.00 | 40040.00 | 180.00 | 23400.00 | 215.00 | 27950.00 | 180.00 | 23400.00 | 170.00 | 22100.00 | 165.88 | 21564.40 | 199.00 | 25870.00 | 175.00 | 22750.00 | 250.00 | 32500.00 | 18200.00 | JAMAN LAL
135.00 | Wiring for light point/ fan point/ exhaust fan point/ call bell point with 1.5 sq.mm FRLS PVC insulated copper conductor single core cable in surface / recessed steel conduit, with modular switch, modular plate, suitable GI box and earthing the point with 1.5 sq.mm FRLS PVC insulated copper conductor single core cable etc. as required. (Group - C) | 210.00 | Point |  | 900.00 | 189000.00 | 900.00 | 189000.00 | 1135.00 | 238350.00 | 615.00 | 129150.00 | 1000.00 | 210000.00 | 1108.00 | 232680.00 | 900.00 | 189000.00 | 900.00 | 189000.00 | 804.83 | 169014.30 | 1000.00 | 210000.00 | 1000.00 | 210000.00 | 1300.00 | 273000.00 | 129150.00 | M/s SWASTIC CONSTRUCTION
136.00 | Wiring for twin control light point with 1.5 sq. mm FRLS PVC insulated copper conductor single core cable in surface/ recessed steel conduit, with 2 Way modular switch, modular plate, suitable GI box and earthing the point with 1.5 sq. mm FRLS PVC insulated copper conductor single core cable etc. as required. | 5.00 | Point |  | 990.00 | 4950.00 | 900.00 | 4500.00 | 1210.00 | 6050.00 | 677.00 | 3385.00 | 1100.00 | 5500.00 | 1170.00 | 5850.00 | 1100.00 | 5500.00 | 1050.00 | 5250.00 | 855.92 | 4279.60 | 1198.00 | 5990.00 | 1000.00 | 5000.00 | 1400.00 | 7000.00 | 3385.00 | M/s SWASTIC CONSTRUCTION
137.00 | Wiring for circuit/ submain wiring alongwith earth wire with 2 X 4 sq.mm + 1 X 4 sq.mm of FRLS PVC insulated copper conductor, single core cable in surface/ recessed steel conduit as required. | 200.00 | Mtr |  | 254.00 | 50800.00 | 200.00 | 40000.00 | 237.00 | 47400.00 | 111.00 | 22200.00 | 180.00 | 36000.00 | 245.00 | 49000.00 | 157.00 | 31400.00 | 190.00 | 38000.00 | 174.50 | 34900.00 | 230.00 | 46000.00 | 225.00 | 45000.00 | 250.00 | 50000.00 | 22200.00 | M/s SWASTIC CONSTRUCTION
138.00 | Wiring for circuit/ submain wiring alongwith earth wire with 4 X 4 sq.mm + 2 X 4 sq.mm of FRLS PVC insulated copper conductor, single core cable in surface/ recessed steel conduit as required. | 300.00 | Mtr |  | 378.00 | 113400.00 | 300.00 | 90000.00 | 369.00 | 110700.00 | 185.00 | 55500.00 | 300.00 | 90000.00 | 374.00 | 112200.00 | 258.00 | 77400.00 | 300.00 | 90000.00 | 269.38 | 80814.00 | 330.00 | 99000.00 | 400.00 | 120000.00 | 450.00 | 135000.00 | 55500.00 | M/s SWASTIC CONSTRUCTION
139.00 | Wiring for circuit/ submain wiring alongwith earth wire with 2 X 2.5 sq.mm + 1 X 2.5 sq.mm of FRLS PVC insulated copper conductor, single core cable in surface/ recessed steel conduit as required. | 300.00 | Mtr |  | 225.00 | 67500.00 | 170.00 | 51000.00 | 187.00 | 56100.00 | 74.00 | 22200.00 | 160.00 | 48000.00 | 210.00 | 63000.00 | 285.00 | 85500.00 | 220.00 | 66000.00 | 151.94 | 45582.00 | 229.00 | 68700.00 | 200.00 | 60000.00 | 250.00 | 75000.00 | 22200.00 | M/s SWASTIC CONSTRUCTION
140.00 | Supplying and drawing 4 x 6 sqmm + 1 x 6 sqmm sizes of FRLS PVC insulated copper conductor, single core cable in the existing surface/ recessed steel/ PVC conduit as required. | 100.00 | Mtr |  | 585.00 | 58500.00 | 250.00 | 25000.00 | 349.00 | 34900.00 | 271.00 | 27100.00 | 300.00 | 30000.00 | 256.00 | 25600.00 | 295.00 | 29500.00 | 270.00 | 27000.00 | 26.54 | 2654.00 | 221.00 | 22100.00 | 500.00 | 50000.00 | 300.00 | 30000.00 | 2654.00 | Swami Contractors Pvt Ltd
141.00 | Supplying and fixing suitable size GI box with modular plate and cover in front on surface or in recess, including providing and fixing 6 pin 5/6 & 15/16 A modular socket outlet and 15/16 A modular switch, connections etc. as required. | 60.00 | Each |  | 990.00 | 59400.00 | 418.00 | 25080.00 | 349.00 | 20940.00 | 369.00 | 22140.00 | 550.00 | 33000.00 | 730.00 | 43800.00 | 450.00 | 27000.00 | 400.00 | 24000.00 | 132.70 | 7962.00 | 450.00 | 27000.00 | 300.00 | 18000.00 | 850.00 | 51000.00 | 7962.00 | Swami Contractors Pvt Ltd
142.00 | Supplying and fixing 20 A, 240 V, SPN Industrial type socket outlet, with 2 pole and earth, metal enclosed plug top alongwith 20 A, “C” series, SP MCB, in sheet steel enclosure, on surface or in recess, with chained metal cover for the socket out let and complete with connections, testing and commissioning etc. as required. | 20.00 | Each |  | 1404.00 | 28080.00 | 450.00 | 9000.00 | 1100.00 | 22000.00 | 738.00 | 14760.00 | 900.00 | 18000.00 | 818.00 | 16360.00 | 850.00 | 17000.00 | 300.00 | 6000.00 | 132.70 | 2654.00 | 1100.00 | 22000.00 | 900.00 | 18000.00 | 900.00 | 18000.00 | 2654.00 | Swami Contractors Pvt Ltd
143.00 | Supplying and fixing suitable size GI box with modular plate and cover in front on surface or in recess, including providing and fixing 3 pin 5/6 A modular socket outlet and 5/6 A modular switch, connections etc. as required. | 35.00 | Each |  | 540.00 | 18900.00 | 550.00 | 19250.00 | 507.00 | 17745.00 | 369.00 | 12915.00 | 500.00 | 17500.00 | 575.00 | 20125.00 | 650.00 | 22750.00 | 180.00 | 6300.00 | 199.05 | 6966.75 | 582.00 | 20370.00 | 300.00 | 10500.00 | 700.00 | 24500.00 | 6300.00 | M/S SHRI PARASNATH CONST.CO
144.00 | Supplying and fixing of 25 mm dia steel conduit along with accessories in surface/recess including painting in case of surface conduit, or cutting the wall and making good the same in case of recessed conduit as required. | 1000.00 | Mtr |  | 126.00 | 126000.00 | 160.00 | 160000.00 | 152.00 | 152000.00 | 148.00 | 148000.00 | 150.00 | 150000.00 | 154.00 | 154000.00 | 120.00 | 120000.00 | 600.00 | 600000.00 | 26.54 | 26540.00 | 25.00 | 25000.00 | 125.00 | 125000.00 | 180.00 | 180000.00 | 25000.00 | M/S. SHIVJI SINGLA AND SONS
145.00 | Supplying and fixing 30 A, 415 V, TPN Industrial type socket outlet, with 4 pole and earth, metal enclosed plug top alongwith 30 A, “C” curve, TPMCB, in sheet steel enclosure, on surface or in recess, with chained metal cover for the socket out let and complete with connections, testing and commissioning etc. as required. | 6.00 | Each |  | 3033.00 | 18198.00 | 3600.00 | 21600.00 | 2451.00 | 14706.00 | 1476.00 | 8856.00 | 1800.00 | 10800.00 | 1990.00 | 11940.00 | 2500.00 | 15000.00 | 50.00 | 300.00 | 165.88 | 995.28 | 3048.00 | 18288.00 | 1400.00 | 8400.00 | 2400.00 | 14400.00 | 300.00 | M/S SHRI PARASNATH CONST.CO
146.00 | Supplying and drawing 4 pair 0.5 mm dia FRLS PVC insulated annealed copper conductor, unarmored telephone cable in the existing surface/ recessed steel/ PVC conduit as required. | 300.00 | Mtr |  | 126.00 | 37800.00 | 25.00 | 7500.00 | 21.00 | 6300.00 | 25.00 | 7500.00 | 25.00 | 7500.00 | 29.50 | 8850.00 | 33.00 | 9900.00 | 50.00 | 15000.00 | 33.18 | 9954.00 | 29.00 | 8700.00 | 20.00 | 6000.00 | 35.00 | 10500.00 | 6000.00 | M/s Amit Kumar Jain
147.00 | Supplying and fixing telephone/TV anteena modular type socket including providing GI box and cover including connections etc.as required . | 15.00 | Each |  | 108.00 | 1620.00 | 100.00 | 1500.00 | 310.00 | 4650.00 | 246.00 | 3690.00 | 265.00 | 3975.00 | 315.00 | 4725.00 | 250.00 | 3750.00 | 40.00 | 600.00 | 265.40 | 3981.00 | 80.00 | 1200.00 | 50.00 | 750.00 | 350.00 | 5250.00 | 600.00 | M/S SHRI PARASNATH CONST.CO
148.00 | Providing and fixing telephone tag block suitable for 20 pair telephone cable as per site requirement. (Make- Krone) | 2.00 | Each |  | 1602.00 | 3204.00 | 100.00 | 200.00 | 1385.00 | 2770.00 | 308.00 | 616.00 | 1100.00 | 2200.00 | 1225.00 | 2450.00 | 1450.00 | 2900.00 | 800.00 | 1600.00 | 995.25 | 1990.50 | 5000.00 | 10000.00 | 2000.00 | 4000.00 | 1500.00 | 3000.00 | 200.00 | JAMAN LAL
149.00 | Supply of 4C x 16 sq.mm XLPE insulated, PVC sheathed, armoured, copper conductor power cable of 1.1 KV grade as per IS: 7098-1988 (Part-I) with upto date amendment as required. | 500.00 | Mtr |  | 351.00 | 175500.00 | 600.00 | 300000.00 | 620.00 | 310000.00 | 861.00 | 430500.00 | 500.00 | 250000.00 | 425.00 | 212500.00 | 516.00 | 258000.00 | 250.00 | 125000.00 | 99.53 | 49765.00 | 250.00 | 125000.00 | 450.00 | 225000.00 | 500.00 | 250000.00 | 49765.00 | Swami Contractors Pvt Ltd
150.00 | Laying of one number PVC insulated and PVC sheathed/ XLPE power cable of 1.1 kV grade of size upto 35 sq.mm in the existing masonry open duct as required. | 50.00 | Mtr |  | 54.00 | 2700.00 | 200.00 | 10000.00 | 33.00 | 1650.00 | 431.00 | 21550.00 | 30.00 | 1500.00 | 16.00 | 800.00 | 16.00 | 800.00 | 25.00 | 1250.00 | 165.88 | 8294.00 | 323.00 | 16150.00 | 200.00 | 10000.00 | 19.00 | 950.00 | 800.00 | K.G. CONSTRUCTION, APEKSHA CONSULTANTS AND CONSTRUCTION SERVICES
151.00 | Laying and fixing of one number PVC insulated and PVC sheathed / XLPE power cable of 1.1 kV grade upto 35 sq.mm on cable tray/ steel structure as required. | 150.00 | Mtr |  | 54.00 | 8100.00 | 80.00 | 12000.00 | 40.00 | 6000.00 | 431.00 | 64650.00 | 30.00 | 4500.00 | 23.00 | 3450.00 | 33.00 | 4950.00 | 50.00 | 7500.00 | 232.23 | 34834.50 | 300.00 | 45000.00 | 90.00 | 13500.00 | 20.00 | 3000.00 | 3000.00 | Hardayal Constructions and Projects LLP
152.00 | Laying and fixing of one number PVC insulated and PVC sheathed/ XLPE power cable of 1.1 kV grade upto 35 sqmm on wall surface as required. | 300.00 | Mtr |  | 54.00 | 16200.00 | 200.00 | 60000.00 | 46.00 | 13800.00 | 431.00 | 129300.00 | 40.00 | 12000.00 | 25.00 | 7500.00 | 26.00 | 7800.00 | 60.00 | 18000.00 | 265.40 | 79620.00 | 350.00 | 105000.00 | 25.00 | 7500.00 | 30.00 | 9000.00 | 7500.00 | M/s Amit Kumar Jain, K.G. CONSTRUCTION
153.00 | Supplying and installing 150 mm width x 50mm depth x 2.0 mm thickness perforated Hot Dipped Galvanised Iron cable tray (galvanisation thickness not less than 50 microns) with perforation not more than 17.5%, in convenient sections, joined with connectors, tee(s), bend(s), reducer(s), suspended from the ceiling with G.I. suspenders or fixed on wall/ structure with MS angle as per site condition including G.I. bolts & nuts, etc. as required. | 150.00 | Mtr |  | 450.00 | 67500.00 | 700.00 | 105000.00 | 593.00 | 88950.00 | 148.00 | 22200.00 | 430.00 | 64500.00 | 468.00 | 70200.00 | 450.00 | 67500.00 | 600.00 | 90000.00 | 995.25 | 149287.50 | 644.00 | 96600.00 | 500.00 | 75000.00 | 550.00 | 82500.00 | 22200.00 | M/s SWASTIC CONSTRUCTION
154.00 | Supplying and making end termination with brass compression gland and copper lugs for 4C x 16 sq.mm size of PVC insulated and PVC sheathed/ XLPE copper conductor cable of 1.1 KV grade as required. | 24.00 | Each |  | 504.00 | 12096.00 | 300.00 | 7200.00 | 329.00 | 7896.00 | 86.00 | 2064.00 | 300.00 | 7200.00 | 370.00 | 8880.00 | 350.00 | 8400.00 | 200.00 | 4800.00 | 199.05 | 4777.20 | 150.00 | 3600.00 | 400.00 | 9600.00 | 450.00 | 10800.00 | 2064.00 | M/s SWASTIC CONSTRUCTION
155.00 | Supplying and drawing of UTP 4 pair CAT 6 LAN cable in the existing surface / recessed steel / PVC conduit as required. | 300.00 | Mtr |  | 63.00 | 18900.00 | 25.00 | 7500.00 | 43.00 | 12900.00 | 25.00 | 7500.00 | 30.00 | 9000.00 | 25.00 | 7500.00 | 31.00 | 9300.00 | 100.00 | 30000.00 | 33.18 | 9954.00 | 250.00 | 75000.00 | 30.00 | 9000.00 | 30.00 | 9000.00 | 7500.00 | K.G. CONSTRUCTION, JAMAN LAL, M/s SWASTIC CONSTRUCTION
156.00 | Supplying and drawing co-axial TV cable RG-6 grade, 0.7 mm solid copper conductor PE insulated, shielded with fine tinned copper braid and protected with PVC sheath in the existing surface / recessed steel / PVC conduit as required. | 100.00 | Mtr |  | 63.00 | 6300.00 | 25.00 | 2500.00 | 25.00 | 2500.00 | 25.00 | 2500.00 | 25.00 | 2500.00 | 20.00 | 2000.00 | 21.00 | 2100.00 | 100.00 | 10000.00 | 33.18 | 3318.00 | 150.00 | 15000.00 | 25.00 | 2500.00 | 20.00 | 2000.00 | 2000.00 | K.G. CONSTRUCTION, Hardayal Constructions and Projects LLP
157.00 | Supply and fixing of 225 mm X 38 mm triple compartment raceway of metal ducting complete with all accessories such fixing bracket, coupler unit etc. complete as required. | 100.00 | Mtr |  | 1098.00 | 109800.00 | 1000.00 | 100000.00 | 1067.00 | 106700.00 | 1722.00 | 172200.00 | 1000.00 | 100000.00 | 1100.00 | 110000.00 | 1150.00 | 115000.00 | 700.00 | 70000.00 | 199.05 | 19905.00 | 250.00 | 25000.00 | 2000.00 | 200000.00 | 1200.00 | 120000.00 | 19905.00 | Swami Contractors Pvt Ltd
158.00 | Supply, Installation, testing & Commissioning of 225 mm X 225 mm X (65-90) mm height adjustable metal junction / cross over box suitable for tripple compartment metal ducting complete with all accessories such as top cover, bare support frame, bare support studs etc complete as required. | 5.00 | Each |  | 711.00 | 3555.00 | 1800.00 | 9000.00 | 738.00 | 3690.00 | 2460.00 | 12300.00 | 520.00 | 2600.00 | 570.00 | 2850.00 | 650.00 | 3250.00 | 900.00 | 4500.00 | 995.25 | 4976.25 | 299.00 | 1495.00 | 400.00 | 2000.00 | 700.00 | 3500.00 | 1495.00 | M/S. SHIVJI SINGLA AND SONS
159.00 | Supplying and fixing modular type bell push on the existing modular plate & switch box including connections but excluding modular plate etc. as required. | 5.00 | Each |  | 504.00 | 2520.00 | 300.00 | 1500.00 | 141.00 | 705.00 | 62.00 | 310.00 | 300.00 | 1500.00 | 160.00 | 800.00 | 157.00 | 785.00 | 300.00 | 1500.00 | 331.75 | 1658.75 | 500.00 | 2500.00 | 100.00 | 500.00 | 225.00 | 1125.00 | 310.00 | M/s SWASTIC CONSTRUCTION
160.00 | Supply of 45W (Nominal) LED highbay light fixtures (for outdoor) with all accessories including controller/ driver, diffusers, reflector, housing etc. suitable for mounting on ceiling/ surface and operation of 230 V, 50 Hz AC supply complete as per technical specifications. | 20.00 | Each |  | 4608.00 | 92160.00 | 6000.00 | 120000.00 | 3236.00 | 64720.00 | 2460.00 | 49200.00 | 2500.00 | 50000.00 | 3850.00 | 77000.00 | 3200.00 | 64000.00 | 3500.00 | 70000.00 | 1990.50 | 39810.00 | 450.00 | 9000.00 | 4000.00 | 80000.00 | 3500.00 | 70000.00 | 9000.00 | M/S. SHIVJI SINGLA AND SONS
161.00 | Supply of recess mounting 36W (Nominal) LED fixtures with all accessories including controller/ driver, diffusers, reflectos, housing etc. suitable for false ceilng grid of size 600mm x 600mm and operation of 230 V, 50 Hz AC supply complete as per technical specifications. | 70.00 | Each |  | 2700.00 | 189000.00 | 2500.00 | 175000.00 | 2188.00 | 153160.00 | 3075.00 | 215250.00 | 1600.00 | 112000.00 | 1950.00 | 136500.00 | 2200.00 | 154000.00 | 2200.00 | 154000.00 | 1658.75 | 116112.50 | 600.00 | 42000.00 | 1700.00 | 119000.00 | 2300.00 | 161000.00 | 42000.00 | M/S. SHIVJI SINGLA AND SONS
162.00 | Supply of surface mounted 24W (Nominal) LED down light fixtures (white) rectangular/square type with all accessories including controller/ driver, diffusers, reflectos, housing etc. suitable for operation of 230 V, 50 Hz AC supply complete as per technical specifications. | 35.00 | Each |  | 1251.00 | 43785.00 | 2400.00 | 84000.00 | 2236.00 | 78260.00 | 1107.00 | 38745.00 | 1100.00 | 38500.00 | 1260.00 | 44100.00 | 1350.00 | 47250.00 | 1800.00 | 63000.00 | 1327.00 | 46445.00 | 500.00 | 17500.00 | 2000.00 | 70000.00 | 1400.00 | 49000.00 | 17500.00 | M/S. SHIVJI SINGLA AND SONS
163.00 | Supply of 18W (Nominal) recess mounted round type LED down light (white) with control gear having system wattage of 18W (Nominal) suitable for false ceilng, operation on 230 V, 50 Hz single phase AC supply complete as per technical specifications. | 35.00 | Each |  | 1152.00 | 40320.00 | 1570.00 | 54950.00 | 1135.00 | 39725.00 | 800.00 | 28000.00 | 1000.00 | 35000.00 | 850.00 | 29750.00 | 1000.00 | 35000.00 | 1500.00 | 52500.00 | 995.25 | 34833.75 | 400.00 | 14000.00 | 800.00 | 28000.00 | 1050.00 | 36750.00 | 14000.00 | M/S. SHIVJI SINGLA AND SONS
164.00 | Supply of 18W (Nominal) LED surface mounted tubelight fitting suitable for operation on 230 V, 50 Hz single phase AC supply complete as per technical specifications. | 15.00 | Each |  | 504.00 | 7560.00 | 500.00 | 7500.00 | 935.00 | 14025.00 | 308.00 | 4620.00 | 400.00 | 6000.00 | 325.00 | 4875.00 | 375.00 | 5625.00 | 1500.00 | 22500.00 | 331.75 | 4976.25 | 200.00 | 3000.00 | 725.00 | 10875.00 | 425.00 | 6375.00 | 3000.00 | M/S. SHIVJI SINGLA AND SONS
165.00 | Supply of 1200 mm sweep 5 star rated ceiling fan capacitor type alongwith electronic regulator, complete with standard length down rod, canopies hanging shackle blades and suitable for use on 220 V / 240 V, 50 Hz single phase AC supply complete as per technical specifications. | 10.00 | Each |  | 4708.00 | 47080.00 | 2200.00 | 22000.00 | 2512.00 | 25120.00 | 1722.00 | 17220.00 | 2000.00 | 20000.00 | 2434.00 | 24340.00 | 1850.00 | 18500.00 | 2000.00 | 20000.00 | 1327.00 | 13270.00 | 500.00 | 5000.00 | 2600.00 | 26000.00 | 2900.00 | 29000.00 | 5000.00 | M/S. SHIVJI SINGLA AND SONS
166.00 | Supply of Heavy duty Exhaust fan and suitable for use on 220 V / 240 V, 50 Hz single phase AC supply confirming to IS: 374/1979 class 1 of size 450 mm sweep and 1400 rpm (nominal) complete as per technical specifications. | 10.00 | Each |  | 5508.00 | 55080.00 | 3900.00 | 39000.00 | 6350.00 | 63500.00 | 1845.00 | 18450.00 | 4000.00 | 40000.00 | 5350.00 | 53500.00 | 6500.00 | 65000.00 | 3500.00 | 35000.00 | 995.25 | 9952.50 | 2000.00 | 20000.00 | 5600.00 | 56000.00 | 6550.00 | 65500.00 | 9952.50 | Swami Contractors Pvt Ltd
167.00 | Supply of 400mm, 1360 RPM (nominal) pedestral type fan suitable for use on single phase 230 V, 50 Hz AC supply complete with motor, capacitor, mounting clamps etc with all accessoris complete as per technical specifications. | 10.00 | Each |  | 4707.00 | 47070.00 | 3200.00 | 32000.00 | 4575.00 | 45750.00 | 3075.00 | 30750.00 | 3500.00 | 35000.00 | 4150.00 | 41500.00 | 4900.00 | 49000.00 | 4500.00 | 45000.00 | 1990.50 | 19905.00 | 2000.00 | 20000.00 | 3000.00 | 30000.00 | 5100.00 | 51000.00 | 19905.00 | Swami Contractors Pvt Ltd
168.00 | Supply of 400mm, 1350 RPM (nominal) wall mounting swinging fan suitable for use on single phase 230 V, 50 Hz AC supply complete with motor, capacitor, mounting clamps etc with all accessoris complete as per technical specifications. | 20.00 | Each |  | 4500.00 | 90000.00 | 1000.00 | 20000.00 | 2470.00 | 49400.00 | 2460.00 | 49200.00 | 2000.00 | 40000.00 | 2400.00 | 48000.00 | 3200.00 | 64000.00 | 2800.00 | 56000.00 | 1327.00 | 26540.00 | 2000.00 | 40000.00 | 2200.00 | 44000.00 | 3000.00 | 60000.00 | 20000.00 | JAMAN LAL
169.00 | Supply of LED type Aviation Obstruction Light Fixture alongwith 50 mm dia. GI pipe support of 3 m length for ITC of fitting including 3 core 1.5 sqmm. copper cable upto nearest DB, suitable for operation on 230 V, 50 Hz AC supply with all accessoris complete as per technical specifications. | 1.00 | Each |  | 10008.00 | 10008.00 | 4800.00 | 4800.00 | 3770.00 | 3770.00 | 2460.00 | 2460.00 | 3000.00 | 3000.00 | 3200.00 | 3200.00 | 4500.00 | 4500.00 | 12000.00 | 12000.00 | 5308.00 | 5308.00 | 2500.00 | 2500.00 | 10000.00 | 10000.00 | 3500.00 | 3500.00 | 2460.00 | M/s SWASTIC CONSTRUCTION
170.00 | Installation, testing and commissioning of 45W LED light fixtures with all accessories on truss/columns/ceilings/roof at double height area including suitable fixing arragements, clamps, rods, dash fastners, nut bolts, extension of wiring with copper conductor cable in flexible metal conduit as per actual site condition etc. complete as required. | 20.00 | Each |  | 4608.00 | 92160.00 | 3850.00 | 77000.00 | 198.00 | 3960.00 | 2460.00 | 49200.00 | 100.00 | 2000.00 | 11.00 | 220.00 | 150.00 | 3000.00 | 150.00 | 3000.00 | 2123.20 | 42464.00 | 300.00 | 6000.00 | 250.00 | 5000.00 | 130.00 | 2600.00 | 220.00 | K.G. CONSTRUCTION
171.00 | Installation, testing and commissioning of prewired 18W / 36W LED down lighter / 18W LED tube rod / 24 W LED fixture on surface / recess i/c connections etc. complete as required. | 155.00 | Each |  | 1152.00 | 178560.00 | 850.00 | 131750.00 | 66.00 | 10230.00 | 431.00 | 66805.00 | 50.00 | 7750.00 | 52.00 | 8060.00 | 250.00 | 38750.00 | 120.00 | 18600.00 | 1194.30 | 185116.50 | 250.00 | 38750.00 | 150.00 | 23250.00 | 60.00 | 9300.00 | 7750.00 | R. M. Constructions
172.00 | Installation of exhaust fan upto 450mm sweep, 1400 rpm in the existing opening including making the hole to suitable the size of the above fan making good the damage, connection, tsting, commissioning etc as required. | 10.00 | Each |  | 3600.00 | 36000.00 | 500.00 | 5000.00 | 198.00 | 1980.00 | 1845.00 | 18450.00 | 150.00 | 1500.00 | 240.00 | 2400.00 | 350.00 | 3500.00 | 400.00 | 4000.00 | 1990.50 | 19905.00 | 363.00 | 3630.00 | 300.00 | 3000.00 | 290.00 | 2900.00 | 1500.00 | R. M. Constructions
173.00 | Installation, testing and commissioning of ceiling fan, including ring the down rods of standard length (upto 30 cm I) with 1.5 sqmm, FR PVC insulated copper conductor, single core cable including providing and fixing phenolic laminated sheet cover on the fan box etc. as required. | 10.00 | Each |  | 153.00 | 1530.00 | 100.00 | 1000.00 | 132.00 | 1320.00 | 185.00 | 1850.00 | 70.00 | 700.00 | 114.00 | 1140.00 | 150.00 | 1500.00 | 50.00 | 500.00 | 1327.00 | 13270.00 | 203.00 | 2030.00 | 250.00 | 2500.00 | 140.00 | 1400.00 | 500.00 | M/S SHRI PARASNATH CONST.CO
174.00 | Supplying and fixing extra conduit down rod of 10 cm length GI pipe 15 mm dia, heavy gauge including painting etc. as required. (Note: More than 5 cm length shall be rounded to the nearest 10 cm amd 5 cm or less shall be ignored). | 100.00 | Each |  | 126.00 | 12600.00 | 120.00 | 12000.00 | 20.00 | 2000.00 | 12.00 | 1200.00 | 30.00 | 3000.00 | 21.00 | 2100.00 | 22.00 | 2200.00 | 40.00 | 4000.00 | 663.50 | 66350.00 | 33.00 | 3300.00 | 100.00 | 10000.00 | 25.00 | 2500.00 | 1200.00 | M/s SWASTIC CONSTRUCTION
175.00 | Earthing with G.I. earth pipe 4.5 metre long, 40 mm dia including accessories, and providing masonry enclosure with cover plate having locking arrangement and watering pipe etc. with charcoal/ coke and salt as required. | 2.00 | Each |  | 6300.00 | 12600.00 | 6000.00 | 12000.00 | 7115.00 | 14230.00 | 5535.00 | 11070.00 | 6000.00 | 12000.00 | 7500.00 | 15000.00 | 7500.00 | 15000.00 | 600.00 | 1200.00 | 9952.50 | 19905.00 | 2800.00 | 5600.00 | 10000.00 | 20000.00 | 9500.00 | 19000.00 | 1200.00 | M/S SHRI PARASNATH CONST.CO
176.00 | Providing & laying earth connections from earth electrode with 6 SWG dia G.I. wire in 15mm dia G.I. pipe from earth electrode as required. | 100.00 | Mtr |  | 126.00 | 12600.00 | 200.00 | 20000.00 | 152.00 | 15200.00 | 96.00 | 9600.00 | 120.00 | 12000.00 | 135.00 | 13500.00 | 150.00 | 15000.00 | 25.00 | 2500.00 | 331.75 | 33175.00 | 150.00 | 15000.00 | 30.00 | 3000.00 | 170.00 | 17000.00 | 2500.00 | M/S SHRI PARASNATH CONST.CO
| Total in Figures |  |  |  |  | 29394298.00 |  | 28775198.00 |  | 26222837.00 |  | 23443987.50 |  | 27105285.00 |  | 24028129.00 |  | 26205339.00 |  | 27084662.40 |  | 26811295.89 |  | 29949024.50 |  | 28021965.00 |  | 24033852.00
Lowest Amount Quoted BY: M/s SWASTIC CONSTRUCTION(23443987.50)

## BOQ Summary
BOQ Summary Details Tender Title: Construction of ASR MSSR Building at Jaipur Airport, Jaipur Tender ID: 2020_AAI_41382_1
Sheet Name | Sl.No | Bidder Name | Amount | Bid Rank
BoQ1 | 1 | M/s SWASTIC CONSTRUCTION | 23443987.50 | L1
| 2 | K.G. CONSTRUCTION | 24028129.00 | L2
| 3 | Hardayal Constructions and Projects LLP | 24033852.00 | L3
| 4 | APEKSHA CONSULTANTS AND CONSTRUCTION SERVICES | 26205339.00 | L4
| 5 | Arihant construction | 26222837.00 | L5
| 6 | Swami Contractors Pvt Ltd | 26811295.89 | L6
| 7 | M/S SHRI PARASNATH CONST.CO | 27084662.40 | L7
| 8 | R. M. Constructions | 27105285.00 | L8
| 9 | M/s Amit Kumar Jain | 28021965.00 | L9
| 10 | JAMAN LAL | 28775198.00 | L10
| 11 | SGB INFRA LTD | 29394298.00 | L11
| 12 | M/S. SHIVJI SINGLA AND SONS | 29949024.50 | L12