## BoQ1
Government eProcurement System Created By: AVINASH KHAIRNAR Created Date/Time: 13-Aug-2020 05:03 PM Tender Title: Construction of Interim Terminal Building at Kushinagar International Airport Tender ID: 2020_AAI_53858_1
Tender Inviting Authority: AGM (E-C), RHQ-NR, Airports Authority of India
Name of Work: CONSTRUCTION OF INTERIM TERMINAL BUILDING AT KUSHINAGAR INTERNATIONAL AIRPORT.
Contract No:
SCHEDULE OF WORK / ITEM(S)
Sl.No | Description of Work / Item(s) | No.of Qty | Units | Estimated Rate | WESTERN OUTDOOR STRUCTURES PRIVATE LIMITED(GSTN-NA) |  | Construction Catalysers Pvt. Ltd.(GSTN-NA) |  | McCoy Architectural Systems Pvt Ltd(GSTN-NA)
[5 empty] | Rate | Amount | Rate | Amount | Rate | Amount | L1 Amount | L1 Vendor
1.00 | Earth work in excavation by mechanical means (Hydraulic excavator )/ manual means over areas (exceeding 30cm in depth. 1.5m in width as well as 10 sqm on plan) including getting out and disposal of excavated earth, lead upto 50m and lift upto 1.5m, as directed by Engineer-in-charge All kinds of soil. | 5710.00 | Cubic Meter |  | 260.00 | 1484600.00 | 300.00 | 1713000.00 | 270.00 | 1541700.00 | 1484600.00 | WESTERN OUTDOOR STRUCTURES PRIVATE LIMITED
2.00 | Extra for every additional lift of 1.5 m or part thereof in excavation / banking excavated or stacked materials. All kinds of soil. | 923.00 | Cubic Meter |  | 105.00 | 96915.00 | 350.00 | 323050.00 | 270.00 | 249210.00 | 96915.00 | WESTERN OUTDOOR STRUCTURES PRIVATE LIMITED
3.00 | Excavating trenches of required width for pipes, cables, etc including excavation for sockets, and dressing of sides, ramming of bottoms, depth upto 1.5 m, Including getting out the excavated soil, and then returning the soil as required, in layers not exceeding 20 cm in depth, including consolidating each deposited layer by ramming, watering, etc. and disposing of surplus excavated soil as directed, within a lead of 50 m : All kinds of soil a) Pipes, cables etc, not exceeding 80 mm dia | 50.00 | Meter |  | 150.00 | 7500.00 | 260.00 | 13000.00 | 280.00 | 14000.00 | 7500.00 | WESTERN OUTDOOR STRUCTURES PRIVATE LIMITED
4.00 | Excavating trenches of required width for pipes, cables, etc including excavation for sockets, and dressing of sides, ramming of bottoms, depth upto 1.5 m, Including getting out the excavated soil, and then returning the soil as required, in layers not exceeding 20 cm in depth, including consolidating each deposited layer by ramming, watering, etc. and disposing of surplus excavated soil as directed, within a lead of 50 m : All kinds of soil a) Pipes, cables etc. exceeding 80 mm dia. but not exceeding 300 mm dia. | 205.00 | Meter |  | 290.00 | 59450.00 | 400.00 | 82000.00 | 364.20 | 74661.00 | 59450.00 | WESTERN OUTDOOR STRUCTURES PRIVATE LIMITED
5.00 | Filling available excavated earth (excluding rock) in trenches, plinth, sides of foundations etc. in layers not exceeding 20cm in depth, consolidating each Deposited layer by ramming and watering, lead up to 50 m and lift upto 1.5 m. | 1579.00 | Cubic Meter |  | 110.00 | 173690.00 | 240.00 | 378960.00 | 400.00 | 631600.00 | 173690.00 | WESTERN OUTDOOR STRUCTURES PRIVATE LIMITED
6.00 | Supplying chemical emulsion in sealed containers including delivery as specified. A) Chlorpyriphos/ Lindane emulsifiable concentrate of 20% | 28.00 | Litre |  | 240.00 | 6720.00 | 220.00 | 6160.00 | 200.00 | 5600.00 | 5600.00 | McCoy Architectural Systems Pvt Ltd
7.00 | Diluting and injecting chemical emulsion for POST-CONSTRUCTIONAL antitermite treatment (excluding the cost of chemical emulsion) : Along the external wall below concrete or masonry apron using chemical emulsion @ 2.25 litres per linear metre including drilling and plugging holes etc.: a)With Chlorpyriphos/ Lindane E.C. 20% with 1% concentration | 240.00 | Meter |  | 100.00 | 24000.00 | 31.00 | 7440.00 | 500.00 | 120000.00 | 7440.00 | Construction Catalysers Pvt. Ltd.
8.00 | Carriage of materials by mechanical transport including loading, unloading & Stacking with lead upto 1 km as per direction by Engineer-in-Charge a)Earth | 100.00 | Cubic Meter |  | 160.00 | 16000.00 | 50.00 | 5000.00 | 780.00 | 78000.00 | 5000.00 | Construction Catalysers Pvt. Ltd.
9.00 | Providing and laying in position cement concrete of specified grade excluding the cost of centring and shuttering - All work upto plinth level : a) 1:4:8 (1 Cement : 4 coarse sand (Zone III) : 8 graded stone aggregate 40 mm nominal size). | 932.00 | Cubic Meter |  | 6900.00 | 6430800.00 | 6370.00 | 5936840.00 | 6500.00 | 6058000.00 | 5936840.00 | Construction Catalysers Pvt. Ltd.
10.00 | Providing and laying in position cement concrete of specified grade excluding the cost of centring and shuttering - All work upto plinth level : a) 1:2:4 (1 cement : 2 coarse sand (Zone III) : 4 graded stone aggregate 20 mm nominal size) | 235.00 | Cubic Meter |  | 6600.00 | 1551000.00 | 7348.00 | 1726780.00 | 6900.00 | 1621500.00 | 1551000.00 | WESTERN OUTDOOR STRUCTURES PRIVATE LIMITED
11.00 | Making plinth protection 50mm thick of cement concrete 1:3:6 (1 cement : 3 coarse sand : 6 graded stone aggregate 20 mm nominal size) over 75mm thick bed of dry brick ballast 40 mm nominal size, well rammed and consolidated and grouted with fine sand, including necessary excavation, levelling & dressing & finishing the top smooth | 120.00 | Square Meter |  | 600.00 | 72000.00 | 675.40 | 81048.00 | 900.00 | 108000.00 | 72000.00 | WESTERN OUTDOOR STRUCTURES PRIVATE LIMITED
12.00 | Providing and laying in position machine batched and machine mixed design mix M-25 grade cement concrete for reinforced cement concrete work, using cement content as per approved design mix, including pumping of concrete to site of laying but excluding the cost of centering, shuttering, finishing and reinforcement, including admixtures in recommended proportions as per IS: 9103 to accelerate, retard setting of concrete, improve workability without impairing strength and durability as per direction of Engineer-in-charge.“(Note :- Cement content considered in this item is @ 330 kg/cum.“Excess/less cement used as per design mix is payable/recoverable separately). a) All works upto plinth level | 563.00 | Cubic Meter |  | 8300.00 | 4672900.00 | 8800.00 | 4954400.00 | 8100.00 | 4560300.00 | 4560300.00 | McCoy Architectural Systems Pvt Ltd
13.00 | Providing and laying in position machine batched and machine mixed design mix M-25 grade cement concrete for reinforced cement concrete work, using cement content as per approved design mix, including pumping of concrete to site of laying but excluding the cost of centering, shuttering, finishing and reinforcement, including admixtures in recommended proportions as per IS: 9103 to accelerate, retard setting of concrete, improve workability without impairing strength and durability as per direction of Engineer-in-charge.“(Note :- Cement content considered in this item is @ 330 kg/cum.“Excess/less cement used as per design mix is payable/recoverable separately). a) All works above plinth level upto floor V level | 4.00 | Cubic Meter |  | 8600.00 | 34400.00 | 10340.00 | 41360.00 | 9400.85 | 37603.40 | 34400.00 | WESTERN OUTDOOR STRUCTURES PRIVATE LIMITED
14.00 | Extra for providing richer mixes at all floor levels. A) Providing M-30 grade concrete instead of M-25 grade BMC/ RMC. (Note:- Cement content considered in M-30 is @ 340 kg/ cum) | 567.00 | Cubic Meter |  | 60.00 | 34020.00 | 75.90 | 43035.30 | 230.00 | 130410.00 | 34020.00 | WESTERN OUTDOOR STRUCTURES PRIVATE LIMITED
15.00 | Add for using extra cement in the items of design mix over and above the specified cement content therein. | 227.00 | Quintal |  | 600.00 | 136200.00 | 715.00 | 162305.00 | 800.00 | 181600.00 | 136200.00 | WESTERN OUTDOOR STRUCTURES PRIVATE LIMITED
16.00 | Centring and shuttering including strutting, propping etc. and removal of form for : all heights a) Foundations, footings, bases of columns, etc. for mass concrete. | 983.00 | Square Meter |  | 200.00 | 196600.00 | 312.40 | 307089.20 | 450.00 | 442350.00 | 196600.00 | WESTERN OUTDOOR STRUCTURES PRIVATE LIMITED
17.00 | Centring and shuttering including strutting, propping etc. and removal of form for : all heights a) Suspended Floors, Roofs, landings, balconies and access platform | 30.00 | Square Meter |  | 400.00 | 12000.00 | 385.00 | 11550.00 | 693.05 | 20791.50 | 11550.00 | Construction Catalysers Pvt. Ltd.
18.00 | Centring and shuttering including strutting, propping etc. and removal of form for : all heights a) Lintels, beams, plinth beams, girders, bressumers and cantilevers | 579.00 | Square Meter |  | 200.00 | 115800.00 | 385.00 | 222915.00 | 552.05 | 319636.95 | 115800.00 | WESTERN OUTDOOR STRUCTURES PRIVATE LIMITED
19.00 | Steel reinforcement for R.C.C. work including straightening, cutting, bending, placing in position and binding all complete upto plinth level. A) Thermo-Mechanically Treated bars of grade Fe-500D or more | 68040.00 | Kilogram |  | 63.00 | 4286520.00 | 256.30 | 17438652.00 | 83.50 | 5681340.00 | 4286520.00 | WESTERN OUTDOOR STRUCTURES PRIVATE LIMITED
20.00 | Steel reinforcement for R.C.C. work including straightening, cutting, bending, placing in position and binding all complete above plinth level. A) Thermo-Mechanically Treated bars of grade Fe-500D or more | 100.00 | Kilogram |  | 63.00 | 6300.00 | 91.85 | 9185.00 | 83.50 | 8350.00 | 6300.00 | WESTERN OUTDOOR STRUCTURES PRIVATE LIMITED
21.00 | Brick work with common burnt clay F.P.S. (non modular) bricks of class designation 7.5 in foundation and plinth in: a) Cement mortar 1:6 (1 cement : 6 Coarse sand) | 252.00 | Cubic Meter |  | 5600.00 | 1411200.00 | 5832.20 | 1469714.40 | 6157.45 | 1551677.40 | 1411200.00 | WESTERN OUTDOOR STRUCTURES PRIVATE LIMITED
22.00 | Brick work with common burnt clay F.P.S. (non modular) bricks of class designation 7.5 in superstructure above plinth level up to floor V level in all shapes and sizes in : a) Cement mortar 1:6 (1 cement : 6 Coarse sand) | 133.00 | Cubic Meter |  | 5600.00 | 744800.00 | 8494.20 | 1129728.60 | 7590.45 | 1009529.85 | 744800.00 | WESTERN OUTDOOR STRUCTURES PRIVATE LIMITED
23.00 | Half brick masonry with common burnt clay F.P.S. (non modular) bricks of class designation 7.5 in superstructure above plinth level up to floor V level. A) Cement mortar 1:4 (1 cement :4 coarse sand) | 45.00 | Square Meter |  | 500.00 | 22500.00 | 896.00 | 40320.00 | 7809.25 | 351416.25 | 22500.00 | WESTERN OUTDOOR STRUCTURES PRIVATE LIMITED
24.00 | Providing and fixing 18mm thick gang saw cut mirror polished (premoulded and prepolished) machine cut for kitchen platforms, vanity counters ,window sills , facias and similar locations of required size of approved shade, colour and texture laid over 20mm thick base cement mortar 1:4 (1 cement : 4 coarse sand) with joints treated with white cement, mixed with matching pigment, epoxy touch ups, including rubbing, curing moulding and polishing to edge to give high gloss finish etc. complete at all levels. Granite of any colour and shade a) Area of slab over 0.50 sqm. | 6.00 | Square Meter |  | 2800.00 | 16800.00 | 2807.20 | 16843.20 | 4300.00 | 25800.00 | 16800.00 | WESTERN OUTDOOR STRUCTURES PRIVATE LIMITED
25.00 | Providing edge moulding to 18mm thick marble stone counters, Vanities etc. including machine polishing to edge to give high gloss finish etc. complete as per design approved by Engineer-in-Charge. A) Granite work. | 3.00 | Metre |  | 300.00 | 900.00 | 242.00 | 726.00 | 500.00 | 1500.00 | 726.00 | Construction Catalysers Pvt. Ltd.
26.00 | Providing and fixing 12 mm thick moulded Acrylic solid horizontal & vertical surface counter/ slab tops of LG Hausys/Dupont/Samsung Staron/Merino Hanex or approved equivalent for kitchen platforms, vanity counters,window sills, facias and similar location of required size of approved shade, colour and texture fixed over 12 mm thick base ply with seamless joints through thermoforming process including all fixing, sticking, moulding, bending, use of flexible ply (if required) as per requirements of the approved drawings etc. and as per the directions of the Engineer in charge complete at all levels. Solid surface of approved shade & company. | 25.00 | Square Meter |  | 10300.00 | 257500.00 | 6994.00 | 174850.00 | 13000.00 | 325000.00 | 174850.00 | Construction Catalysers Pvt. Ltd.
27.00 | Supply & Installation of Prefabricated Sandwich Puf Panel for Wall comprising of two sides facing of Colour Coated Galvalume Steel Sheet (PPGL) and sandwiched between them CFC free close cell high Density rigid Polyurethane foam 40±2 Kg/m3 having a thermal conductivity value of 0.023 w/mk. The outer & inner sheet are Off-White RAL-9002 Galvalume Steel Sheet (PPGL) of 0.5mm TCT steel min.240 Mpa having a coating Mass of min.120 gsm zinc coating total of both sides as per IS : 277 and finished with 20 microns colour coating of SMP polyester quality paint coat over a 5 micron primer on exposed side and back coat of 5 microns on inner side over a 5 microns- primer. The outer and inner sheet have a core of 60mm thick Polyurethane Foam Insulation. The PUF insulation have fire retardant and self-extinguishing properties as per IS 12436. The panels are manufactured according to the required length and in 1180 mm width with tongue and groove arrangement on the sides having hidden fastener jointing arrangement. Prefabricated Puf Panels are fixed to the support structure. The metal sheet conforms to IS: 277 & 14246. The polyurethane insulation conforms to IS: 12436. Make of Sheets JSW/BHUSHAN/ESSAR or Equivalent. Puff panel approved make JINDAL/ MECTEC/ MITASO/ EPACK/ MULTICOLOR or approved equivalent. Puf panels are to be fixed with necessary L & U channels (galvanized) with necessary fittings etc. complete as per specifications and directions of Engineer-in-charge. | 1048.00 | Square Meter |  | 1981.00 | 2076088.00 | 2600.00 | 2724800.00 | 2950.00 | 3091600.00 | 2076088.00 | WESTERN OUTDOOR STRUCTURES PRIVATE LIMITED
28.00 | Providing and fixing partition upto ceiling height consisting of G.I. frame and required board, including providing and fixing of frame work made of special section power pressed/ roll form G.I. sheet with zinc coating of 120 gms/ sqm(both side inclusive), consisting of floor and ceiling channel 50mm wide having equal flanges of 32 mm and 0.50 mm thick, fixed to the floor and ceiling at the spacing of 610 mm centre to centre with dash fastener of 12.5 mm dia meter 50 mm length or suitable anchor fastener or metal screws with nylon plugs and the studs 48 mm wide having one flange of 34 mm and other flange 36 mm and 0.50 mm thick fixed vertically within flanges of floor and ceiling channel and placed at a spacing of 610 mm centre to centre by 6 mm dia bolts and nuts, including fixing of studs along both ends of partition fixed flush to wall with suitable anchor fastener or metal screws with nylon plugs at spacing of 450 mm centre to centre, and fixing of boards to both side of frame work by 25 mm long dry wall screws on studs, floor and ceiling channels at the spacing of 300 mm centre to centre. The boards are to be fixed to the frame work with joints staggered to avoid through cracks, M.S. fixing channel of 99 mm width (0.9 mm thick having two flanges of 9.5 mm each) to be provided at the horizontal joints of two boards, fixed to the studs using metal to metal flat head screws, including jointing and finishing to a flush finish with recommended jointing compound, jointing tape, angle beads at corners (25 mm x 25 mm x 0.5 mm), joint finisher and two coats of primer suitable for board as per manufacture's specification and direction of engineer in charge all complete. a) 75 mm overall thickness partition with 12.5 mm thick double skin fire rated board conforming to IS: 2095: part I | 352.00 | Square Meter |  | 1450.00 | 510400.00 | 3250.00 | 1144000.00 | 1750.00 | 616000.00 | 510400.00 | WESTERN OUTDOOR STRUCTURES PRIVATE LIMITED
29.00 | Providing and fixing Conventional capped glazed aluminium curtain wall system at Rear side/ air side of main building as shown in drawing designed to withstand the wind pressure of confirming to IS -875 part III. The system shall be made with insulated 31.52 mm thick toughened double glass Unit as specified below in the item with protective tape, using heavy duty aluminium extruded built up profiles of approved make & as per safe structural design. The aluminium glazing members i.e. mullion and transome shall be fixed to R.C.C./ steel beams / columns through adequately designed 6mm to 8mm thick M.S. galvanized brackets with anchor / fasteners of approved make. Specially designed aluminium mullions and transoms of extruded aluminium sections shall be of 6063-T6 alloy with chemical composition and mechanical properties as per IS: 733:1983 and I.S. 1285:2002. All the aluminium sections shall be pure polyester powder coated to 50 microns (minimum) as per IS:137871:1993 / I.S. :1868, of approved colour with minimum 2.5 mm wall thickness. System shall accommodate openable panel as per architectural requirement in the system. All fix vision glass and openable shall look similar in the elevation. Items includes supplying, installation and fixing of aluminium framing members (Mullions & Transoms), labours, tools, lifting machines/ cranes etc. including supply, installation of DGU 31.52mm thick laminated toughened glass with protective tape, cost of sealants, MS galvanised brackets, fasteners, screws, sleeves, spacers, protective tape, masking tape, backer rods, bolts, gasket, fixtures, scaffolding, lifting arrangement, all taxes and duties except GST etc. complete in all respect. However cost of M.S. structural steel framework shall be measured and paid separately. “(Note:- Powder coated Aluminium sections content considered in this item is @ 6.5 kg/sqm. Excess/ Less quantity used as per structural design will be paid/recovered @ Rs. 293 per kg excluding)" a) DGU Laminated glass panels - 31.52 mm thick D.G.U. Hermetically sealed insulated glass units size shall be as per design / drawing and consisting of outer 13.52mm laminated glass (6mm thick toughened clear glass + 1.52 PVB + 6mm tinted toughened glass + 12mm thick air gap + Inner 6mm thick toughened clear glass. The standard glass panel shall be of size of 1.2m x 2.4m in height (approx.). | 263.00 | Square Meter |  | 11300.00 | 2971900.00 | 8500.00 | 2235500.00 | 9850.00 | 2590550.00 | 2235500.00 | Construction Catalysers Pvt. Ltd.
30.00 | Providing and fixing Conventional glazed aluminium capped curtain wall system at all sides of main building as shown in drawing designed to withstand the wind pressure of confirming to IS -875 part III. The system shall be made with insulated 24 mm thick toughened double glass Unit as specified below in the item with protective tape, using heavy duty aluminium extruded built up profiles of approved make & as per safe structural design. The aluminium glazing members i.e. mullion and transome shall be fixed to R.C.C./ steel beams / columns through adequately designed 6mm to 8mm thick M.S. galvanized brackets with anchor / fasteners of approved make. Specially designed aluminium mullions and transoms of extruded aluminium sections shall be of 6063-T6 alloy with chemical composition and mechanical properties as per IS: 733:1983 and I.S. 1285:2002. All the aluminium sections shall be pure polyester powder coated to 50 microns (minimum) as per IS:137871:1993 / I.S. :1868, of approved colour with minimum 2.5 mm wall thickness. System shall accommodate openable panel as per architectural requirement in the system. All fix vision glass and openable shall look similar in the elevation. Items includes supplying, installation and fixing of aluminium framing members (Mullions & Transoms), labours, tools, lifting machines/ cranes etc. including supply, installation of DGU 24 mm thick toughened glass with protective tape, cost of sealants, MS galvanised brackets, fasteners, screws, sleeves, spacers, protective tape, masking tape, backer rods, bolts, gasket, fixtures, scaffolding, lifting arrangements, all taxes and duties except GST etc. complete in all respect. However cost of M.S. structural steel framework shall be measured and paid separately. “(Note:- Powder coated Aluminium sections content considered in this item is @ 6.5 kg/sqm. Excess/ Less quantity used as per structural design will be paid/recovered @ Rs. 293 per kg excluding GST)" a) DGU glass panels - 24mm thick D.G.U. Hermetically sealed insulated glass units size shall be as per design / drawing and consisting of 6mm thick tinted toughened glass + 12mm thick air gap + 6mm thick toughened clear glass. The standard glass panel shall be of size of 1.2m x 2.4m in height (approx.) | 576.00 | Square Meter |  | 8800.00 | 5068800.00 | 8500.00 | 4896000.00 | 8500.00 | 4896000.00 | 4896000.00 | Construction Catalysers Pvt. Ltd., McCoy Architectural Systems Pvt Ltd
31.00 | Providing and Fixing 13.52 mm toughened laminated glass (6mm Glass+1.52mm PVB+ 6mm Glass) (SAINT GOBAIN/ MODIGUARD/ ASAHI) of required height and length with mirror polished edges, fixed for partitions etc. as per specified lay out with Aluminium extruded sections with necessary fixtures like rubber gasket, aluminium beading, etc. complete as per direction of Engineer-in-charge (NET AREA OF GLASS TO BE MEASURED FOR PAYMENT PURPOSE. Rate also includes all the handling, transportation and insurance charges.) Aluminium section and beading shall be paid separately. | 240.00 | Square Meter |  | 5500.00 | 1320000.00 | 4500.00 | 1080000.00 | 5200.00 | 1248000.00 | 1080000.00 | Construction Catalysers Pvt. Ltd.
32.00 | Structural steel work riveted, bolted or welded in built up sections, trusses and framed work, including cutting, hoisting, fixing in position and applying a priming coat of approved steel primer all complete: | 1000.00 | Kilogram |  | 90.00 | 90000.00 | 210.00 | 210000.00 | 105.00 | 105000.00 | 90000.00 | WESTERN OUTDOOR STRUCTURES PRIVATE LIMITED
33.00 | Providing, Fabricating, Assembling, painting, hoisting, erecting and placing in position MS Built-up section/Tubular Structure ( MS built-up section :-Rolled section & plates confirming to IS 2062 minimum required grade E250,Tubular Structure:- made from Steel hollow sections, ISI marked from SAIL / RINL / TATA/JINDAL/APPOLO, conforming to IS 1161/4923, minimum required Grade YST 310, in the profile shape as per drawings with special plate connector, pinion joints, Plates, hollow sections etc. using water jet 3-D cutting system for obtaining smooth 3-dimensional curvature, SAW/MMAW/MIG welding process with special plate connectors, pinion joints, plates, hollow sections to all heights, tools and plants and necessary scaffoldings etc. required for all operations involved. The structural members shall be painted with 350 DFT anticorrosive protection coating using Primer cum MIO of approved make with two coat of Epoxy Primer cum MIO 125 microns (each coat) thick and final coat of polyurethane paint 100 microns thick (to be applied in 2 coats). Up to all heights including preparation of the surface by copper slag blasting before application of primer/paint as per SA2.5 standards. The item shall be executed as per approved drawings, Particular Specifications and direction of the Engineer-in-Charge complete. | 195600.00 | Kilogram |  | 130.00 | 25428000.00 | 150.00 | 29340000.00 | 138.00 | 26992800.00 | 25428000.00 | WESTERN OUTDOOR STRUCTURES PRIVATE LIMITED
34.00 | Steel work welded in built up sections/ framed work including cutting, hoisting, fixing in position and applying a priming coat of approved steel primer using structural steel etc. as required. A) In gratings, frames, guard bar, ladder, railings, brackets, gates and similar works. | 2900.00 | Kilogram |  | 90.00 | 261000.00 | 200.00 | 580000.00 | 105.00 | 304500.00 | 261000.00 | WESTERN OUTDOOR STRUCTURES PRIVATE LIMITED
35.00 | Providing and fixing bolts including nuts and washer complete. | 4000.00 | Kilogram |  | 90.00 | 360000.00 | 200.00 | 800000.00 | 120.00 | 480000.00 | 360000.00 | WESTERN OUTDOOR STRUCTURES PRIVATE LIMITED
36.00 | Providing and fixing stainless steel ( Grade 304) railing made of Hollow tubes, channels, plates etc., including welding, grinding, buffing, polishing and making curvature (wherever required) and fitting the same with necessary stainless steel nuts and bolts complete, i/c fixing the railing with necessary accessories & stainless steel dash fasteners , stainless steel bolts etc., of required size, on the top of the floor or the side of waist slab with suitable arrangement as per approval of Engineer-in-charge, ( for payment purpose only weight of stainless steel members shall be considered excluding fixing accessories such as nuts, bolts, fasteners etc.) | 1680.00 | Kilogram |  | 650.00 | 1092000.00 | 900.00 | 1512000.00 | 780.00 | 1310400.00 | 1092000.00 | WESTERN OUTDOOR STRUCTURES PRIVATE LIMITED
37.00 | Providing and laying anti-skid full body charged vitrified floor tiles in different sizes (9.7 mm thickness) with water absorption less than 0.08% and conforming to IS: 15622, of approved make, in all colours and shades, laid over 15 mm thick layer base of cement mortar 1:4 (1 cement: 4 coarse sand) followed by a layer of 6 mm thick high polymer modified quick set adhesive of make Pidilite/Balendura /Ferrouscrete / Laticrete or equivalent including providing the joints with 3mm spacers filled with approved Epoxy tile filler and matching pigments etc., complete as per particular specification & direction of Engineer-in-charge. | 4123.00 | Square Meter |  | 1200.00 | 4947600.00 | 1500.40 | 6186149.20 | 2250.00 | 9276750.00 | 4947600.00 | WESTERN OUTDOOR STRUCTURES PRIVATE LIMITED
38.00 | Providing and laying Digital Glazed Full body Vitrified Tiles of size 300x600 mm (7 mm thickness) of 1st quality conforming to IS : 15622 of approved make in various colours design & in patterns with combination of light and dark shades & design laid in skirting, risers of steps and dados, over 12 mm thick bed of cement mortar 1:3 (1 cement : 3 coarse sand) followed by a layer of 6 mm thick high polymer modified quick set adhesive of make Pidilite/Balendura /Ferrouscrete / Laticrete or equivalent including pointing in white cement mixed with pigment of matching shade complete as per particular specification & direction of Engineer-in-charge. | 462.00 | Square Meter |  | 950.00 | 438900.00 | 1129.70 | 521921.40 | 2150.50 | 993531.00 | 438900.00 | WESTERN OUTDOOR STRUCTURES PRIVATE LIMITED
39.00 | Providing and fixing Ist quality ceramic glazed wall tiles conforming to IS: 15622 ( minimum 5mm thickness ), of approved make, in all colours, shades except burgundy, bottle green, black of any size as approved by Engineer-in-Charge, in skirting, risers of steps and dados, over 12 mm thick bed of cement mortar 1:3 (1 cement : 3 coarse sand) and jointing with grey cement slurry @ 3.3kg per sqm, including pointing in white cement mixed with pigment of matching shade complete. | 6.00 | Square Meter |  | 850.00 | 5100.00 | 1218.80 | 7312.80 | 2150.50 | 12903.00 | 5100.00 | WESTERN OUTDOOR STRUCTURES PRIVATE LIMITED
40.00 | Providing and laying Ceramic glazed floor tiles of size 300x300 mm (minimum 5mm thickness) of 1st quality conforming to IS : 15622 of approved make in colours such as White, Ivory, Grey, Fume Red Brown, laid on 20 mm thick cement mortar 1:4 (1 Cement : 4 Coarse sand), Jointing with grey cement slurry @ 3.3 kg/sqm including pointing the joints with white cement and matching pigment etc., complete | 36.00 | Square Meter |  | 850.00 | 30600.00 | 1261.70 | 45421.20 | 2150.50 | 77418.00 | 30600.00 | WESTERN OUTDOOR STRUCTURES PRIVATE LIMITED
41.00 | Providing, fabricating, assembling and erection of Tensile Fabric Roof along with Mehler Texnologies Valmex Type-II Mehatop N or Serge Ferrari TX30 Type-II fabrics or equivalent having weight of 900 g/sqm with flame retardant as per particular specification. PVDF lacquer on both sides. Colour of the fabric should be white, Conditional Warranty of 20 years on the fabric, over steel frames with all fittings and fixtures such as Galvanised MS Membrane/ End Plate, Shackles, Rigging Screws, Turnbuckles, swedge, fork, keder rods & galvanized MS strands/ cables with stainless steel end terminals complete as per Drawing/ Detail & as per specifications and as per the instructions of Engineer-in-charge. (Rate includes cost of fabric , shop drawings, forming, cutting, fabrication, hot weld stich of fabric, Transport to the site, assembling and installation with GI cables, hardware, Aluminium flat, EPDM gasket and required accessories wherever required complete including lifts up to all heights, tools and plants, and necessary scaffolding etc. required for all operations in all respect.) Supporting steel frame shall be paid separately under structural steel item. (Note: Actual Plan area of canopy shall only be measured for payment.) | 1720.00 | Square Meter |  | 1900.00 | 3268000.00 | 3900.00 | 6708000.00 | 2800.00 | 4816000.00 | 3268000.00 | WESTERN OUTDOOR STRUCTURES PRIVATE LIMITED
42.00 | Providing, fabricating, assembling and erection of Tensile Fabric Roof along with Insulation. Top Skin Membrane: Mehler Texnologies Valmex Type III Mehatop N Opaque or Serge Ferrari TX30 Type III Opaque or equivalent, Opaque fabric having weight of 1050 g/sqm. Flame retardant as per particular specifications .PVDF lacquer on both sides. Color of the fabric should be white. Conditional warranty of minimum 20 years or as per manufacturer’s specifications whichever is higher on the fabric. Second Skin (Middle Insulation Skin): 13mm + 13mm fire retardant chemically crosslink polyethylene thermal & acoustic insulation sheet, having less than 5% shrinkage at 90’ C for 24 hours, density of 33+/- 3kg/cum, water absorption <2%, fire rating as per BS 476 part 6 & 7, sound transmission as per ASTM E 413. Third Skin: Mehler Texnologies Valmex FR 650 or Serge Ferrari Classic 782S2 or equivalent. PVDF lacquered on Top side having min. weight of 650 gms/ sqm, with flame retardant as per manufacturer’s specification. (colour white), Conditional Warranty of minimum 07 years on the fabric, over steel frames with all fittings and fixtures such as Galvanised MS Membrane/ End Plate, Shackles, Rigging Screws, Turnbuckles, swedge, fork, keder rods & galvanized MS strands/ cables with stainless steel end terminals complete as per Drawing/ Detail & as per technical specifications and as per the directions of Engineer-in-charge. (Rate includes cost of fabric , shop drawings, forming, cutting, fabrication, hot weld stich of fabric, Transport to the site, assembling and installation with GI cables, hardware, Aluminium flat, EPDM gasket and required accessories wherever required complete including lifts upto all heights, tools and plants, and necessary scaffolding etc. required for all operations in all respect as per particular specifications & direction of Engineer-In-Charge). Supporting steel frame shall be paid sepratly under structural steel item. (Note: Actual plan area of Terminal Building (area covered) shall only be measured for payment.) | 3600.00 | Square Meter |  | 3000.00 | 10800000.00 | 7000.00 | 25200000.00 | 3900.00 | 14040000.00 | 10800000.00 | WESTERN OUTDOOR STRUCTURES PRIVATE LIMITED
43.00 | Providing, fixing and installation of inner membrane surface of the roof as per the conceptual drawing (for Ceiling Fabric Roof) with an indoor membrane from Mehler Texnologies Valmex TF Attractive FR/ Serge Ferrari Soltis Peform 92 or equivalent lightweight perforated membrane with Openness factor 03-04 %. PVDF lacquered on at least one side having min. weight of 410 g/sqm with Flame retardant as per manufacturer’s specification, with conditional warranty of 10 years. Item also includes providing an fixing Aluminum framework of grid 2.5 m x 2.5 m made up with Aluminum extruded sections/flats etc. for supporting the fabric fixed with all necessary accessories etc. complete as per technical specifications and as per the directions of Engineer-in-charge. Ceilings frames/system design shall be so that it can be easily openable for maintenance purpose. (Rate includes cost of fabric, shop drawings, forming, cutting, fabrication, hot weld stich of fabric, Transport to the site, assembling and installation with Rigging Screws, PVC rigid cable (keder) rods & installation with hardware, Aluminum flat/extruded sections, EPDM gasket and required accessories wherever required complete including lifts upto all heights, tools and plants, and necessary scaffolding etc. required for all operations in all respect as per particular specifications & direction of Engineer-In-Charge). Supporting MS steel frame shall be paid separately. | 1800.00 | Square Meter |  | 1850.00 | 3330000.00 | 2900.00 | 5220000.00 | 1900.00 | 3420000.00 | 3330000.00 | WESTERN OUTDOOR STRUCTURES PRIVATE LIMITED
44.00 | Providing and Fixing 15 mm thick densified tegular edged eco friendly light weight calcium silicate false ceiling tiles of approved texture of size 595 x 595 mm in true horizontal level, suspended on inter locking metal grid of hot dipped galvanised steel sections (galvanising @ 120 grams per sqm including both side) consisting of main ‘T’ runner suitably spaced at joints to get required length and of size 24x38 mm made from 0.33 mm thick (minimum) sheet, spaced 1200 mm centre to centre, and cross “T” of size 24x28 mm made out of 0.33 mm (Minimum) sheet, 1200 mm long spaced between main’T’ at 600 mm centre to centre to form a grid of 1200x600 mm and secondary cross ‘T’ of length 600 mm and size 24 x28 mm made of 0.33 mm thick (Minimum) sheet to be inter locked at middle of the 1200x 600 mm panel to from grid of size 600x600 mm, resting on periphery walls /partitions on a Perimeter wall angle pre-coated steel of size(24x24X3000 mm made of 0.40 mm thick (minimum) sheet with the help of rawl plugs at 450 mm centre to centre with 25 mm long dry wall screws @ 230 mm interval and laying 15 mm thick densified edges calicum silicate ceiling tiles of approved texture in the grid, including, cutting/ making opening for services like diffusers, grills, light fittings, fixtures, smoke detectors etc., wherever required. Main ‘T’ runners to be suspended from ceiling using G.I. slotted cleats of size 25x35x1.6 mm fixed to ceiling with 12.5 mm dia and 50 mm long dash fasteners, 4 mm G.I. adjustable rods with galvanised steel level clips of size 85 x 30 x 0.8 mm, spaced at 1200 mm centre to centre along main ‘T’, bottom exposed with 24 mm of all Tsections shall be pre-painted with polyster baked paint, for all heights, as per specifications, drawings and as directed by Engineer-in-Charge | 664.00 | Square Meter |  | 1450.00 | 962800.00 | 2115.30 | 1404559.20 | 1450.00 | 962800.00 | 962800.00 | WESTERN OUTDOOR STRUCTURES PRIVATE LIMITED, McCoy Architectural Systems Pvt Ltd
45.00 | Providing and fixing on wall face unplasticised Rigid PVC rain water pipes conforming to IS : 13592 Type A, including jointing with seal ring conforming to IS : 5382, leaving 10 mm gap for thermal expansion, (i) Single socketed pipes. A) 110 mm diameter | 260.00 | Meter |  | 310.00 | 80600.00 | 466.40 | 121264.00 | 1100.00 | 286000.00 | 80600.00 | WESTERN OUTDOOR STRUCTURES PRIVATE LIMITED
46.00 | Providing and fixing on wall face unplasticised - PVC moulded fittings/accessories for unplasticised Rigid PVC rain water pipes conforming to IS : 13592 Type A, including jointing with seal ring conforming to IS : 5382, leaving 10 mm gap for thermal expansion. a) Bend 87.5° -110 mm bend | 52.00 | Each |  | 180.00 | 9360.00 | 55.00 | 2860.00 | 360.00 | 18720.00 | 2860.00 | Construction Catalysers Pvt. Ltd.
47.00 | Providing and fixing on wall face unplasticised - PVC moulded fittings/accessories for unplasticised Rigid PVC rain water pipes conforming to IS : 13592 Type A, including jointing with seal ring conforming to IS : 5382, leaving 10 mm gap for thermal expansion. a) Shoe (Plain) - 110 mm Shoe | 52.00 | Each |  | 150.00 | 7800.00 | 466.40 | 24252.80 | 350.00 | 18200.00 | 7800.00 | WESTERN OUTDOOR STRUCTURES PRIVATE LIMITED
48.00 | 12 mm cement plaster of mix : a) 1:6 (1 cement : 6 fine sand) | 700.00 | Square Meter |  | 230.00 | 161000.00 | 279.40 | 195580.00 | 254.25 | 177975.00 | 161000.00 | WESTERN OUTDOOR STRUCTURES PRIVATE LIMITED
49.00 | 15 mm cement plaster on the rough side of single or half brick wall of mix : a) 1:6 (1 cement : 6 fine sand) | 1410.00 | Square Meter |  | 270.00 | 380700.00 | 337.70 | 476157.00 | 470.00 | 662700.00 | 380700.00 | WESTERN OUTDOOR STRUCTURES PRIVATE LIMITED
50.00 | Providing and applying white cement based putty of average thickness 1 mm, of approved brand and manufacturer, over the plastered wall surface to prepare the surface even and smooth complete. | 1053.00 | Square Meter |  | 110.00 | 115830.00 | 215.60 | 227026.80 | 260.00 | 273780.00 | 115830.00 | WESTERN OUTDOOR STRUCTURES PRIVATE LIMITED
51.00 | Finishing walls with Acrylic Smooth exterior paint of required shade : New work (Two or more coat applied @ 1.67 ltr/10 sqm over and including priming coat of exterior primer applied @ 2.20 kg/ 10 sqm) | 1053.00 | Square Meter |  | 90.00 | 94770.00 | 181.17 | 190772.01 | 360.00 | 379080.00 | 94770.00 | WESTERN OUTDOOR STRUCTURES PRIVATE LIMITED
52.00 | Painting with synthetic enamel paint of approved brand and manufacture of required colour to give an even shade : Two or more coats on new work over an under coat of suitable shade with ordinary paint of approved brand and manufacture | 500.00 | Square Meter |  | 150.00 | 75000.00 | 133.10 | 66550.00 | 177.15 | 88575.00 | 66550.00 | Construction Catalysers Pvt. Ltd.
53.00 | Preparation and consolidation of sub grade with power road roller of 8 to 12 tonne capacity after excavating earth to an average of 22.5 cm depth, dressing to camber and consolidating with road roller including making good the undulations etc. and re-rolling the sub grade and disposal of surplus earth with lead upto 50 metres. | 5625.00 | Square Meter |  | 135.00 | 759375.00 | 172.43 | 969918.75 | 156.75 | 881718.75 | 759375.00 | WESTERN OUTDOOR STRUCTURES PRIVATE LIMITED
54.00 | Providing and laying factory made chamfered edge Cement Concrete paver blocks in footpath, parks, lawns, drive ways or light traffic parking etc, of required strength, thickness & size/ shape, made by table vibratory method using PU mould, laid in required colour & pattern over 50mm thick compacted bed of sand, compacting and proper embedding/laying of inter locking paver blocks into the sand bedding layer through vibratory compaction by using plate vibrator, filling the joints with sand and cutting of paver blocks as per required size and pattern, finishing and sweeping extra sand. complete all as per direction of Engineer-in-Charge. 60mm thick cement concrete paver block of M-35 grade with approved colour, design & pattern. | 1200.00 | Square Meter |  | 980.00 | 1176000.00 | 973.50 | 1168200.00 | 1230.00 | 1476000.00 | 1168200.00 | Construction Catalysers Pvt. Ltd.
55.00 | Providing and laying at or near ground level factory made kerb stone of M-25 grade cement concrete in position to the required line, level and curvature, jointed with cement mortar 1:3 (1 cement: 3 coarse sand), including making joints with or without grooves (thickness of joints except at sharp curve shall not to more than 5mm), including making drainage opening wherever required complete etc. as per direction of Engineer-in-charge (length of finished kerb edging shall be measured for payment). (Precast C.C. kerb stone shall be approved by Engineer-in-charge). | 38.00 | Cubic Meter |  | 7500.00 | 285000.00 | 9213.77 | 350123.26 | 8376.15 | 318293.70 | 285000.00 | WESTERN OUTDOOR STRUCTURES PRIVATE LIMITED
56.00 | Providing, laying, spreading and compacting graded stone aggregate (size range 53 mm to 0.075 mm ) to wet mix macadam (WMM) specification including premixing the material with water at OMC in for all leads & lifts, laying in uniform layers with mechanical paverfinisher in sub- base / base course on well prepared surface and compacting with vibratory roller of 8 to 10 tonne capacity to achievethe desired density, complete as per specifications and directions of Engineer-in-Charge | 1106.00 | Cubic Meter |  | 3400.00 | 3760400.00 | 2905.54 | 3213527.24 | 2641.40 | 2921388.40 | 2921388.40 | McCoy Architectural Systems Pvt Ltd
57.00 | Providing and laying bituminous macadam using crushed stone aggregates of specified grading premixed with bituminous binder, transported to site by tippers, laid over a previously prepared surface with paver finisher equiped with electronic sensor to the required grade, level and alignment and rolling with smooth wheeled, vibratory and tandem rollers as per specifications to achieve the desired compaction and density, complete as per specificatons and directions of Engineer-in-Charge a) 50 to 100 mm average compacted thickness with bitumen of grade VG-30 @ 3.50% (percentage by weight of total mix) prepared in Batch Type Hot Mix Plant of 100-120 TPH capacity. | 332.00 | Cubic Meter |  | 8240.00 | 2735680.00 | 11071.00 | 3675572.00 | 7743.55 | 2570858.60 | 2570858.60 | McCoy Architectural Systems Pvt Ltd
58.00 | 4 cm thick bitumastic sheet with hot bitumen of approved quality, using stone chippings (60% with 12.5 mm nominal size and 40% with 10 mm nominal size) @ 2.60 cum per 100 sqm and coarse sand @ 2.60 cum per 100 sqm of road surface and with bitumen @ 56 kg/cum of stone chippings and @ 128 kg/cum of sand over a tack coat with hot straight run bitumen, including consolidation with road roller of 8 to 10 tonne etc. complete. (tack coat to be paid separately) : a) With paving asphalt grade VG - 30 with no solvent | 4425.00 | Square Meter |  | 540.00 | 2389500.00 | 432.30 | 1912927.50 | 481.55 | 2130858.75 | 1912927.50 | Construction Catalysers Pvt. Ltd.
59.00 | Providing and applying tack coat using hot straight run bitumen of grade VG - 10, including heating the bitumen, spraying the bitumen with mechanically operated spray unit fitted on bitumen boiler, cleaning and preparing the existing road surface as per specifications a) On W.B.M. @ 0.75 Kg / sqm | 4425.00 | Square Meter |  | 35.00 | 154875.00 | 46.20 | 204435.00 | 42.05 | 186071.25 | 154875.00 | WESTERN OUTDOOR STRUCTURES PRIVATE LIMITED
60.00 | Providing and applying tack coat using hot straight run bitumen of grade VG - 10, including heating the bitumen, spraying the bitumen with mechanically operated spray unit fitted on bitumen boiler, cleaning and preparing the existing road surface as per specifications a) On bituminous surface @ 0.50 Kg / sqm | 4425.00 | Square Meter |  | 35.00 | 154875.00 | 37.00 | 163725.00 | 40.00 | 177000.00 | 154875.00 | WESTERN OUTDOOR STRUCTURES PRIVATE LIMITED
61.00 | Providing & fixing of white vitreous China wall mounting cascade type water closet (inluding sc seat & cover) (American standard ACACIA E DOUBLE VORTEX WC 2.6/4 L WT (CL3119B-6DACTPT & CL6151M-6D),KHOLER Vitreous 99994IN-0, ROCA The GAP WALLHUNG WHITE (RS346477460 & RE801472464) or approved equivalent) with CP bolts, nuts, CI chair hanging arrangements, bakelite seat & cover with CP hinges & rubber buffers, CP brass screw, washer with all accessories with WC connector with Rubber Lip / Buffer and side gap filled with silicon sealant wherever required with flush valve American standard /Grohe Flushing Cistern conc. Gd2 6-9L1,13 M (38987000),Kohler 7702IN-P-NA, ROCA SLENDRA PLUS CONCEALED CISTERN 80 mm (RE890010200) or approved equivalent & Wall plate American standard /Grohe Skate Cosmo, Dual Flush (38732000),Kholer 8857IN-M-CP, ROCA SLENDRA PLUS PUSH PLATE (PL1)-Chrome (RE890195001), Jaquar (JCP-CHR-392415) or approved equivalent including brass / SS screws and washer complete including cutting, making good the walls, floors, slab wherever required as per direction of Engineer-Incharge. | 17.00 | Each |  | 12400.00 | 210800.00 | 256.30 | 4357.10 | 45500.00 | 773500.00 | 4357.10 | Construction Catalysers Pvt. Ltd.
62.00 | Providing & fixing sensor based automatic battery operated electronic basin mixer for wash basin with sensor tap of chrome finished AMERICAN STANDARD/GROHE (FFAS8506-D00500BF0),KHOLER (18057IN-ND-CP AUCLEN), ROCA (RT5A5609C0N), JAQUAR SNR-CHR-51011 or approved equivalent with solenoid valve at inlet, Doppler based sensor, control box complete with all flexible pipes & accessories as per direction of Engineer-Incharge. | 53.00 | Each |  | 10450.00 | 553850.00 | 21830.60 | 1157021.80 | 26580.00 | 1408740.00 | 553850.00 | WESTERN OUTDOOR STRUCTURES PRIVATE LIMITED
63.00 | Providing & fixing of white vitreous china under counter wash basin/circular basin 550x450 (American standard ACTIVA UNDER COUNTER 60-WT(modle no CCAS0440-1000410F0),KHOLER (2215IN-0 VINTAGE), ROCA BERNA UNDER COUNTER B (RS327871461), JAQUAR FNS-WHT-40701 or approved equivalent) with CP brass waste assembly, CP cast brass bottle trap with extension piece (AMERICAN STANDARD/Grohe F78107-CHADYBR, Kohler 7314IN-CP, Roca RF9066A1, Jaquar ALD-CHR-769L300X190 or approved equivalent), 450 mm long CP copper connections pipes (Jaquar Cat No. 803B or approved equivalent), wall flanges and rubber adapters for waste connection complete including CI/MS brackets duly painted, nuts, washers, cutting and making good the walls floors wherever required as per direction of Engineer-Incharge. | 48.00 | Each |  | 3750.00 | 180000.00 | 11089.10 | 532276.80 | 11000.00 | 528000.00 | 180000.00 | WESTERN OUTDOOR STRUCTURES PRIVATE LIMITED
64.00 | Providing & fixing Off white vitreous china flat back urinal with automatic flushing systems (American Standard CP-6507.322.04\Concept 1.9 L Urinal HE2 (CCAS6507-3100410C0), KHOLER (16321IN-SS-0) PATIO TOUCHLESS, ROCA EURET (RS35945E000) or approved equivalent) comprising of all plumbing, electronic and electrical items. CP brass flush pipe with CP brass elbow, CP brass spreader, CP wall flange, infrared photo cells, eyes electrically operated solenoid valve, step down transformer / equipment and any other item required to provide satisfactory functioning including necessary wall cutting / chasing and making good, as required for urinal flushing complete as mentioned above as per direction of Engineer-Incharge. | 36.00 | Each |  | 24900.00 | 896400.00 | 5659.50 | 203742.00 | 45500.00 | 1638000.00 | 203742.00 | Construction Catalysers Pvt. Ltd.
65.00 | Providing & fixing C.P. hand spray with lever control (health faucet) (American Standard/Grohe Jet washer w/120 cm (CLTP 405-CHZZ), KHOLER (12925IN-CP), ROCA Health faucet with hose & hook (RF9060A1), Jaquar ALD-CHR-573 or approved equivalent) and flexible hose 1 m long connection with C.P. holder for hand spray complete in all respects as per direction of Engineer-Incharge. | 29.00 | Each |  | 920.00 | 26680.00 | 1910.70 | 55410.30 | 2050.00 | 59450.00 | 26680.00 | WESTERN OUTDOOR STRUCTURES PRIVATE LIMITED
66.00 | Providing and fixing C.P. brass long body bib cock of approved quality conforming to IS standards and weighing not less than 690 gms. A) 15 mm dia nominal bore | 29.00 | Each |  | 710.00 | 20590.00 | 460.90 | 13366.10 | 1250.00 | 36250.00 | 13366.10 | Construction Catalysers Pvt. Ltd.
67.00 | Providing & fixing 15 mm dia C.P. brass angle valve (American Standard/Grohe (F54400-CHACT), KHOLER (80158IN-9-CP), ROCA (RF525164500), Jaquar AQT-CHR-3057P or approved equivalent) with C.P. brass wall flange with any other items complete including cutting and making good the walls wherever required as per direction of Engineer-Incharge. | 163.00 | Each |  | 395.00 | 64385.00 | 1034.00 | 168542.00 | 760.00 | 123880.00 | 64385.00 | WESTERN OUTDOOR STRUCTURES PRIVATE LIMITED
68.00 | Providing and fixing plasticised PVC connection pipe with brass unions : 45 cm length a) 15 mm nominal bore | 163.00 | Each |  | 70.00 | 11410.00 | 80.14 | 13062.82 | 775.00 | 126325.00 | 11410.00 | WESTERN OUTDOOR STRUCTURES PRIVATE LIMITED
69.00 | Providing & fixing stainless steel jumbo roll toilet tissue dispenser (Bobrick cat no. B2890 or approved equivalent) with stainless steel roller complete with accessories ,including cutting and making good the walls and floors wherever required as per direction of Engineer-Incharge. | 13.00 | Each |  | 4870.00 | 63310.00 | 1100.00 | 14300.00 | 6700.00 | 87100.00 | 14300.00 | Construction Catalysers Pvt. Ltd.
70.00 | Providing & fixing recessed liquid soap dispenser (KOHLER (10712D-CP), Bobrick cat no. B-822 or approved equivalent) as per direction of Engineer-Incharge. | 53.00 | Each |  | 2700.00 | 143100.00 | 2875.40 | 152396.20 | 4500.00 | 238500.00 | 143100.00 | WESTERN OUTDOOR STRUCTURES PRIVATE LIMITED
71.00 | Providing and fixing 600x450 mm bevelled edge mirror of superior glass (of approved quality) complete with 6 mm thick hard board ground fixed to wooden cleats with C.P. brass screws and washers complete. | 53.00 | Each |  | 750.00 | 39750.00 | 1366.20 | 72408.60 | 1050.00 | 55650.00 | 39750.00 | WESTERN OUTDOOR STRUCTURES PRIVATE LIMITED
72.00 | Providing & fixing lavatory wash basin for handicapped toilet (American Standard (CCAS530-1010410F0) , KHOLER (20812IN-1-0 STRUKTURA), ROCA Access Wash Basin (RS327230000) or approved equivalent) and CP cast Brass bottle trap with extension piece (Grohe F78107-CHADBYR) Kohler (7314IN-CP), Roca (RF9066A1), Jaquar ALD-CHR-769L300X190 or approved equivalent) for handicap toilet complete with brackets, tracks, waste pipes and other accessories complete as required as per direction of Engineer-Incharge. | 4.00 | Each |  | 5030.00 | 20120.00 | 7755.00 | 31020.00 | 22500.00 | 90000.00 | 20120.00 | WESTERN OUTDOOR STRUCTURES PRIVATE LIMITED
73.00 | Providing & fixing of 760 mm long stainless steel grab bar ( Bobrick code B-5806.99x30 / or approved equivalent) including screw, rawl plugs making wall good, complete as per directions of Engineer-Incharge. | 4.00 | Each |  | 5090.00 | 20360.00 | 550.00 | 2200.00 | 3600.00 | 14400.00 | 2200.00 | Construction Catalysers Pvt. Ltd.
74.00 | Providing & fixing of 1065 mm long stainless steel grab bar (Bobrick code B-5806.99 x42/ or approved equivalent) including screw, rawl plugs making wall good, complete as per directions of Engineer-Incharge.. | 4.00 | Each |  | 5150.00 | 20600.00 | 734.80 | 2939.20 | 3700.00 | 14800.00 | 2939.20 | Construction Catalysers Pvt. Ltd.
75.00 | Providing & fixing recessed paper towel dispenser and waste receptable (Bobrick cat no. B-3944 or approved equivalent) as per direction of Engineer-Incharge. | 1.00 | Each |  | 18000.00 | 18000.00 | 1728.10 | 1728.10 | 32000.00 | 32000.00 | 1728.10 | Construction Catalysers Pvt. Ltd.
76.00 | Providing & fixing of modular toilet cubicles ( Titan Standard 12 mm series of Merino/ sturdo classique of greenlam industries or approved equivalent) consisting of high pressure 12 mm thick compact laminate board as per IS 2046 (Indian Standards) and as per fire retardant BS-476/97 standards with phenolic core panels for partitions of intermediate divider, doors and pilasters). The cubicle shall have dimensions of 1500 mm depth x 1000 mm width x 2025 mm height with a door size of minimum head rail on top of panels and panels shall be fixed on the floor with a clearance of maximum 150 mm using stainless steel satin finish adjustable legs screwed to the floor included stainless steel (SS) lock set, SS door knob, SS gravity self closing hinge, SS coat hook with door stopper, SS U channel, SS head rail, SS adjustable foot, SS tabular holder, SS head rail wall bracket, SS head rail corner connection and SS noise reducing tape, etc.(all SS accessories shall be of Grade 316) as per direction of Engineer-Incharge. Note:- The quantity shall be calculated on basis of surface area of compact laminate board as per Particular specification. | 80.00 | Square Meter |  | 7400.00 | 592000.00 | 29866.10 | 2389288.00 | 7800.00 | 624000.00 | 592000.00 | WESTERN OUTDOOR STRUCTURES PRIVATE LIMITED
77.00 | Providing & fixing Urinal Modesty Panels having standard dimension of 1200 mm Height x 450 -500 mm Width and 12 mm thickness (SS Series of Merino Industries /sturdo classique of greenlam industries or approved equivalent) Panel starts 500-600 mm above ground level, complete with compact Laminate Board: 12 mm thick Compact Laminate ( Titan Series of Merino Industries or approved equivalent) made as per IS 2046 (Indian Standard) and as per fire retardant BS-476/97 standard and should be heat, bacteria, water, chemical, scratch and impact resistant 12 mm thick solid compact laminate panels as per approved texture/shade. The product should have Green Guard Certificate. Including all accessories as per approval and direction of Engineer-in-Charge Modesty panels will be fixed with right angle bracket which will provided in stainless steel grade-304. (a) Right Angle Bracket b) Screws & Wall Plugs. Hardware & Fixing : All screws will of 304 Grade in stainless steel with satin finish & panel will be supported by right angle brackets & will be used to hold the panels with a clearance height upto 500-600 mm. The work includes all accessories, machineries, tools etc., complete as per direction of Engineer-in-charge. | 32.00 | Each |  | 4050.00 | 129600.00 | 4620.00 | 147840.00 | 2890.00 | 92480.00 | 92480.00 | McCoy Architectural Systems Pvt Ltd
78.00 | Providing & fixing sanitary napkin dispenser (ELAN FEMININE) or approved equivalent) as per direction of Engineer-Incharge. | 4.00 | Each |  | 15890.00 | 63560.00 | 1728.10 | 6912.40 | 5600.00 | 22400.00 | 6912.40 | Construction Catalysers Pvt. Ltd.
79.00 | Providing and fixing water closet squatting pan (Indian type W.C. Asian Pan Ultra White Parryware C01231C, CERA Orissa Pan S3020102 or approved make) with 100 mm sand cast Iron P or S trap, with all fittings and fixtures complete,with flush valve American standard /Grohe Flushing Cistern conc. Gd2 6-9L1,13 M (38987000),Kohler 7702IN-P-NA, ROCA SLENDRA PLUS CONCEALED CISTERN 80 mm (RE890010200) or approved equivalent & Wall plate American standard /Grohe Skate Cosmo, Dual Flush (38732000),Kholer 8857IN-M-CP, ROCA SLENDRA PLUS PUSH PLATE (PL1)-Chrome (RE890195001), JAQUAR JCP-CHR-392415 or approved equivalent including brass / SS screws and washer complete including cutting, making good the walls, floors, slab wherever required as per direction of Engineer-Incharge. | 8.00 | Each |  | 5800.00 | 46400.00 | 4357.10 | 34856.80 | 7900.00 | 63200.00 | 34856.80 | Construction Catalysers Pvt. Ltd.
80.00 | Providing & fixing of Handicapped white vitreous China wall mounting cascade type water closet (American standard Cadet WC (CCAS3128-3W20410A0 & CCASC128-0200410A0), KHOLER Patio (18131IN-S-0), ROCA Giralda Wallhung White (RS346467460 & RE80P467001) or approved equivalent with CP bolts, nuts, CI chair hanging arrangements, bakelite seat & cover with CP hinges & rubber buffers, CP brass screw, washer with all accessories with WC connector with Rubber Lip / Buffer and side gap filled with silicon sealant wherever required with flush valve American standard /Grohe Flushing Cistern conc. Gd2 6-9L1,13 M (38987000),Kohler 7702IN-P-NA, ROCA SLENDRA PLUS CONCEALED CISTERN 80 mm (RE890010200) or approved equivalent & Wall plate American standard /Grohe Skate Cosmo, Dual Flush (38732000),Kholer 8857IN-M-CP, ROCA SLENDRA PLUS PUSH PLATE (PL1)-Chrome (RE890195001), JAQUAR JCP-CHR-392415 or approved equivalent including brass / SS screws and washer complete including cutting, making good the walls, floors, slab wherever required as per direction of Engineer-Incharge. | 4.00 | Each |  | 7700.00 | 30800.00 | 9246.60 | 36986.40 | 15000.00 | 60000.00 | 30800.00 | WESTERN OUTDOOR STRUCTURES PRIVATE LIMITED
81.00 | Providing & fixing of white wash basin for VIP Lounge washroom American standard Luxus Floor standing vessel (Modle no CCASF523-1000410C0), KHOLER Vitreous 19034IN-XBV-0 Escale vanity top 100 cm w/gov, s White "6910.1000") with CP brass waste assembly, CP cast brass bottle trap with extension piece (Kohler cat no. K-16407IN-CP or approved equivalent), 450 mm long CP copper connections pipes (Jaquar Cat No. 803B or approved equivalent), wall flanges and rubber adapters for waste connection complete including CI/MS brackets duly painted, nuts, washers, cutting and making good the walls floors wherever required as per direction of Engineer-Incharge. | 1.00 | Each |  | 19000.00 | 19000.00 | 55539.00 | 55539.00 | 65500.00 | 65500.00 | 19000.00 | WESTERN OUTDOOR STRUCTURES PRIVATE LIMITED
82.00 | Providing & fixing of Robe hook for VIP Lounge washroom (American standard Acacia E (FFAS1381-908500BC0), KOHLER (25073IN-CP), Roca (RA916700001) or approved equivalent) with accessories and other accessories complete as required as per direction of Engineer-Incharge. | 1.00 | Each |  | 1400.00 | 1400.00 | 1144.00 | 1144.00 | 2200.00 | 2200.00 | 1144.00 | Construction Catalysers Pvt. Ltd.
83.00 | Providing & fixing of Towel Ring for VIP Lounge washroom (American standard Acacia E (FFAS1390-908500BC0), Roca LURE (RA816070172), KOHLER (5631IN-CP) or approved equivalent) with other accessories complete as required as per direction of Engineer-Incharge. | 1.00 | Each |  | 1100.00 | 1100.00 | 1277.10 | 1277.10 | 1650.00 | 1650.00 | 1100.00 | WESTERN OUTDOOR STRUCTURES PRIVATE LIMITED
84.00 | Providing & fixing Sink Cock for Pantry /Kitchen AMERICAN STANDARD/GROHE Euroeco (32752000), KHOLER (20587IN-4-CP ALEO +1HANDLE DM COLD ONLY KITCHEN FAUCET), ROCA (RT5A8425C00) or approved equivalent) with extension piece (Jaquar ,Grohe P or approved equivalent), 450 mm long CP copper connections pipes (Jaquar Cat No. 803B or approved equivalent), wherever required as per direction of Engineer-Incharge. | 1.00 | Each |  | 4090.00 | 4090.00 | 5782.70 | 5782.70 | 7670.50 | 7670.50 | 4090.00 | WESTERN OUTDOOR STRUCTURES PRIVATE LIMITED
85.00 | Providing & fixing Sink for Pantry /Kitchen Parryware Flat Edge Gloss Finish Model no C855671 CERA- B4512205 or approved equivalent) with Pantry Sink & CP brass waste assembly, CP cast Brass bottle trap with extension piece (Grohe F78107-CHADBYR, Kohler 7314IN-CP, Roca RF9066A1, Jaquar ALD-CHR-769L300X190 or approved equivalent), wall flanges and rubber adapters for waste connection complete wherever required as per direction of Engineer-Incharge. | 1.00 | Each |  | 5000.00 | 5000.00 | 1742.40 | 1742.40 | 6500.00 | 6500.00 | 1742.40 | Construction Catalysers Pvt. Ltd.
86.00 | Providing and fixing 100 mm SS grating for gully trap with white cement complete as per direction of Engineer-in-charge. | 64.00 | Each |  | 90.00 | 5760.00 | 319.00 | 20416.00 | 550.00 | 35200.00 | 5760.00 | WESTERN OUTDOOR STRUCTURES PRIVATE LIMITED
87.00 | Providing and fixing toilet paper holder : C.P. Brass | 17.00 | Each |  | 580.00 | 9860.00 | 642.40 | 10920.80 | 2500.00 | 42500.00 | 9860.00 | WESTERN OUTDOOR STRUCTURES PRIVATE LIMITED
88.00 | Providing and fixing P.V.C. waste pipe for sink or wash basin including P.V.C. waste fittings complete. Flexible pipe a) 32mm dia | 5.00 | Each |  | 70.00 | 350.00 | 96.47 | 482.35 | 670.00 | 3350.00 | 350.00 | WESTERN OUTDOOR STRUCTURES PRIVATE LIMITED
89.00 | Providing and fixing soil, waste and vent pipes : 100 mm dia a) Centrifugally cast (spun) iron socket & spigot (S&S) pipe as per IS: 3989 | 88.00 | Meter |  | 1090.00 | 95920.00 | 1201.20 | 105705.60 | 1400.00 | 123200.00 | 95920.00 | WESTERN OUTDOOR STRUCTURES PRIVATE LIMITED
90.00 | Providing and fixing soil, waste and vent pipes : 75 mm dia a) Centrifugally cast (spun) iron socket & spigot (S&S) pipe as per IS: 3989 | 60.00 | Meter |  | 830.00 | 49800.00 | 1091.20 | 65472.00 | 1100.00 | 66000.00 | 49800.00 | WESTERN OUTDOOR STRUCTURES PRIVATE LIMITED
91.00 | Providing lead caulked joints to sand cast iron/ centrifugally cast (spun) iron pipes and fittings of diameter: a) 100 mm | 50.00 | Each |  | 480.00 | 24000.00 | 530.20 | 26510.00 | 500.00 | 25000.00 | 24000.00 | WESTERN OUTDOOR STRUCTURES PRIVATE LIMITED
92.00 | Providing lead caulked joints to sand cast iron/ centrifugally cast (spun) iron pipes and fittings of diameter: a) 75 mm | 50.00 | Each |  | 310.00 | 15500.00 | 448.80 | 22440.00 | 750.00 | 37500.00 | 15500.00 | WESTERN OUTDOOR STRUCTURES PRIVATE LIMITED
93.00 | Providing and filling the joints with spun yarn, cement slurry and cement mortar 1:2 ( 1 cement : 2 fine sand) in S.C.I./ C.I. Pipes : a) 100 mm dia pipe | 10.00 | Each |  | 120.00 | 1200.00 | 163.30 | 1633.00 | 750.00 | 7500.00 | 1200.00 | WESTERN OUTDOOR STRUCTURES PRIVATE LIMITED
94.00 | Providing and filling the joints with spun yarn, cement slurry and cement mortar 1:2 ( 1 cement : 2 fine sand) in S.C.I./ C.I. Pipes : a) 75 mm dia pipe | 10.00 | Each |  | 110.00 | 1100.00 | 138.60 | 1386.00 | 650.00 | 6500.00 | 1100.00 | WESTERN OUTDOOR STRUCTURES PRIVATE LIMITED
95.00 | Providing and fixing M.S. holder-bat clamps of approved design to Sand Cast iron/cast iron (spun) pipe embedded in and including cement concrete blocks 10x10x10cm of 1:2:4 mix (1 cement : 2 coarse sand : 4 graded stone aggregate 20mm nominal size) including cost of cutting holes and making good the walls etc.: a) For 100 mm dia. Pipe | 10.00 | Each |  | 210.00 | 2100.00 | 316.20 | 3162.00 | 450.00 | 4500.00 | 2100.00 | WESTERN OUTDOOR STRUCTURES PRIVATE LIMITED
96.00 | Providing and fixing M.S. holder-bat clamps of approved design to Sand Cast iron/cast iron (spun) pipe embedded in and including cement concrete blocks 10x10x10cm of 1:2:4 mix (1 cement : 2 coarse sand : 4 graded stone aggregate 20mm nominal size) including cost of cutting holes and making good the walls etc.: a) For 75 mm dia. Pipe | 10.00 | Each |  | 110.00 | 1100.00 | 311.74 | 3117.40 | 456.00 | 4560.00 | 1100.00 | WESTERN OUTDOOR STRUCTURES PRIVATE LIMITED
97.00 | Providing and fixing bend of required degree with access door, insertion rubber washer 3 mm thick, bolts and nuts complete. A) 100mm Sand cast iron S&S as per IS - 3989 | 20.00 | Each |  | 410.00 | 8200.00 | 507.82 | 10156.40 | 1350.00 | 27000.00 | 8200.00 | WESTERN OUTDOOR STRUCTURES PRIVATE LIMITED
98.00 | Providing and fixing bend of required degree with access door, insertion rubber washer 3 mm thick, bolts and nuts complete a) 75mm Sand cast iron S&S as per IS - 3989 | 10.00 | Each |  | 410.00 | 4100.00 | 507.82 | 5078.20 | 350.00 | 3500.00 | 3500.00 | McCoy Architectural Systems Pvt Ltd
99.00 | Providing and fixing plain bend of required degree 100 mm a)Sand cast iron S&S as per IS - 3989 | 10.00 | Each |  | 410.00 | 4100.00 | 507.82 | 5078.20 | 380.00 | 3800.00 | 3800.00 | McCoy Architectural Systems Pvt Ltd
100.00 | Providing and fixing plain bend of required degree 75 mm a)Sand cast iron S&S as per IS - 3989 | 10.00 | Each |  | 380.00 | 3800.00 | 423.23 | 4232.30 | 390.00 | 3900.00 | 3800.00 | WESTERN OUTDOOR STRUCTURES PRIVATE LIMITED
101.00 | Providing and fixing terminal guard: 100mm a) Sand cast iron S&S as per IS - 3989 | 4.00 | Each |  | 380.00 | 1520.00 | 428.34 | 1713.36 | 1250.00 | 5000.00 | 1520.00 | WESTERN OUTDOOR STRUCTURES PRIVATE LIMITED
102.00 | Providing and fixing terminal guard: 75mm a) Sand cast iron S&S as per IS - 3989 | 5.00 | Each |  | 380.00 | 1900.00 | 340.84 | 1704.20 | 1050.00 | 5250.00 | 1704.20 | Construction Catalysers Pvt. Ltd.
103.00 | Providing and fixing trap of self cleansing design with screwed down or hinged grating with or without vent arm complete, including cost of cutting and making good the walls and floors : a) 100 mm inlet and 100 mm outlet Sand cast iron S&S as per IS - 3989 | 5.00 | Each |  | 1330.00 | 6650.00 | 1663.81 | 8319.05 | 1200.00 | 6000.00 | 6000.00 | McCoy Architectural Systems Pvt Ltd
104.00 | Providing and fixing trap of self cleansing design with screwed down or hinged grating with or without vent arm complete, including cost of cutting and making good the walls and floors : a) 100 mm inlet and 75 mm outlet Sand cast iron S&S as per IS - 3989 | 5.00 | Each |  | 980.00 | 4900.00 | 1737.40 | 8687.00 | 1350.00 | 6750.00 | 4900.00 | WESTERN OUTDOOR STRUCTURES PRIVATE LIMITED
105.00 | Painting sand cast iron/ centrifugally cast (spun) iron soil, waste vent pipes and fittings with two coats of synthetic enamel paint of any colour such as chocolate grey, or buff etc. over a coat of primer (of approved quality) for new work : a) 100 mm diameter pipe | 25.00 | Meter |  | 50.00 | 1250.00 | 610.83 | 15270.75 | 1100.00 | 27500.00 | 1250.00 | WESTERN OUTDOOR STRUCTURES PRIVATE LIMITED
106.00 | Painting sand cast iron/ centrifugally cast (spun) iron soil, waste vent pipes and fittings with two coats of synthetic enamel paint of any colour such as chocolate grey, or buff etc. over a coat of primer (of approved quality) for new work : a) 75 mm diameter pipe | 2.00 | Meter |  | 50.00 | 100.00 | 438.57 | 877.14 | 780.00 | 1560.00 | 100.00 | WESTERN OUTDOOR STRUCTURES PRIVATE LIMITED
107.00 | Providing and fixing PTMT Bottle Trap for Wash basin and sink. a) Bottle trap 31mm single piece moulded with height of 270 mm, effective length of tail pipe 260 mm from the centre of the waste coupling, 77 mm breadth with 25 mm minimum water seal, weighing not less than 260 gms | 5.00 | Each |  | 320.00 | 1600.00 | 368.78 | 1843.90 | 1250.00 | 6250.00 | 1600.00 | WESTERN OUTDOOR STRUCTURES PRIVATE LIMITED
108.00 | Providing and fixing Chlorinated Polyvinyl Chloride (CPVC) pipes, having thermal stability for hot & cold water supply including all CPVC plain & brass threaded fittings including fixing the pipe with clamps at 1.00 m spacing. This includes jointing of pipes & fittings with one step CPVC solvent cement and testing of joints complete as per direction of Engineer in Charge. (a) Internal work - Exposed on wall a) 15 mm nominal outer dia .Pipes | 120.00 | Meter |  | 210.00 | 25200.00 | 265.71 | 31885.20 | 560.00 | 67200.00 | 25200.00 | WESTERN OUTDOOR STRUCTURES PRIVATE LIMITED
109.00 | Providing and fixing Chlorinated Polyvinyl Chloride (CPVC) pipes, having thermal stability for hot & cold water supply including all CPVC plain & brass threaded fittings including fixing the pipe with clamps at 1.00 m spacing. This includes jointing of pipes & fittings with one step CPVC solvent cement and testing of joints complete as per direction of Engineer in Charge. (a) Internal work - Exposed on wall b) 20 mm nominal outer dia .Pipes | 120.00 | Meter |  | 280.00 | 33600.00 | 337.65 | 40518.00 | 310.00 | 37200.00 | 33600.00 | WESTERN OUTDOOR STRUCTURES PRIVATE LIMITED
110.00 | Providing and fixing Chlorinated Polyvinyl Chloride (CPVC) pipes, having thermal stability for hot & cold water supply including all CPVC plain & brass threaded fittings including fixing the pipe with clamps at 1.00 m spacing. This includes jointing of pipes & fittings with one step CPVC solvent cement and testing of joints complete as per direction of Engineer in Charge. (a) Internal work - Exposed on wall c) 25 mm nominal outer dia .Pipes | 180.00 | Meter |  | 360.00 | 64800.00 | 406.12 | 73101.60 | 340.00 | 61200.00 | 61200.00 | McCoy Architectural Systems Pvt Ltd
111.00 | Providing and fixing G.I. pipes complete with G.I. fittings and clamps, i/c cutting and making good the walls etc. (a) Internal work - Exposed on wall a) 40 mm nominal outer dia .Pipes | 40.00 | Meter |  | 780.00 | 31200.00 | 531.47 | 21258.80 | 850.00 | 34000.00 | 21258.80 | Construction Catalysers Pvt. Ltd.
112.00 | Providing and fixing G.I. pipes complete with G.I. fittings including trenching and refilling etc. (a) External work. 40 mm dia nominal bore | 305.00 | Meter |  | 860.00 | 262300.00 | 703.56 | 214585.80 | 700.00 | 213500.00 | 213500.00 | McCoy Architectural Systems Pvt Ltd
113.00 | Providing and fixing G.I. pipes complete with G.I. fittings including trenching and refilling etc. (a) External work. 80 mm dia nominal bore | 150.00 | Meter |  | 680.00 | 102000.00 | 953.04 | 142956.00 | 1850.00 | 277500.00 | 102000.00 | WESTERN OUTDOOR STRUCTURES PRIVATE LIMITED
114.00 | Providing and fixing gun metal gate valve with C.I. wheel of approved quality (screwed end) : a) 40 mm nominal bore | 5.00 | Each |  | 730.00 | 3650.00 | 746.24 | 3731.20 | 4500.00 | 22500.00 | 3650.00 | WESTERN OUTDOOR STRUCTURES PRIVATE LIMITED
115.00 | Providing and fixing gun metal gate valve with C.I. wheel of approved quality (screwed end) : b) 80 mm nominal bore | 2.00 | Each |  | 980.00 | 1960.00 | 2439.69 | 4879.38 | 7000.00 | 14000.00 | 1960.00 | WESTERN OUTDOOR STRUCTURES PRIVATE LIMITED
116.00 | Providing and fixing gun metal non- return valve of approved quality (screwed end) : 40 mm nominal bore Vertical | 5.00 | Each |  | 600.00 | 3000.00 | 1077.67 | 5388.35 | 2300.00 | 11500.00 | 3000.00 | WESTERN OUTDOOR STRUCTURES PRIVATE LIMITED
117.00 | Providing and fixing gun metal non- return valve of approved quality (screwed end) : 80 mm nominal bore Horizontal | 2.00 | Each |  | 2100.00 | 4200.00 | 3179.77 | 6359.54 | 5250.00 | 10500.00 | 4200.00 | WESTERN OUTDOOR STRUCTURES PRIVATE LIMITED
118.00 | Painting G.I. pipes and fittings with synthetic enamel white paint with two coats over a ready mixed priming coat, both of approved quality for new work : 40 mm diameter pipe | 40.00 | Meter |  | 50.00 | 2000.00 | 36.74 | 1469.60 | 300.00 | 12000.00 | 1469.60 | Construction Catalysers Pvt. Ltd.
119.00 | Painting G.I. pipes and fittings with two coats of anti-corrosive bitumastic paint of approved quality a) 40 mm diameter pipe | 40.00 | Meter |  | 50.00 | 2000.00 | 21.34 | 853.60 | 300.00 | 12000.00 | 853.60 | Construction Catalysers Pvt. Ltd.
120.00 | Providing and fixing G.I. Union in G.I. pipe including cutting and threading the pipe and making long screws etc. complete (New work) : a) 40 mm nominal bore | 20.00 | Each |  | 350.00 | 7000.00 | 497.75 | 9955.00 | 700.00 | 14000.00 | 7000.00 | WESTERN OUTDOOR STRUCTURES PRIVATE LIMITED
121.00 | Providing and fixing G.I. Union in G.I. pipe including cutting and threading the pipe and making long screws etc. complete (New work) : a) 80 mm nominal bore | 6.00 | Each |  | 650.00 | 3900.00 | 256.30 | 1537.80 | 2850.00 | 17100.00 | 1537.80 | Construction Catalysers Pvt. Ltd.
122.00 | Providing and fixing C.P. brass bib cock of approved quality conforming to IS:8931 a) 15 mm nominal bore. | 4.00 | Each |  | 410.00 | 1640.00 | 461.00 | 1844.00 | 1450.00 | 5800.00 | 1640.00 | WESTERN OUTDOOR STRUCTURES PRIVATE LIMITED
123.00 | Providing and fixing C.P. brass stop cock (concealed) of standard design and of approved make conforming to IS:8931. a) 15 mm nominal bore. | 82.00 | Each |  | 570.00 | 46740.00 | 666.88 | 54684.16 | 1050.00 | 86100.00 | 46740.00 | WESTERN OUTDOOR STRUCTURES PRIVATE LIMITED
124.00 | Providing, laying and jointing glazed stoneware pipes class SP-1 with stiff mixture of cement mortar in the proportion of 1:1 (1 cement : 1 fine sand) including testing of joints etc. complete : a) 150 mm diameter | 165.00 | Meter |  | 480.00 | 79200.00 | 550.22 | 90786.30 | 780.00 | 128700.00 | 79200.00 | WESTERN OUTDOOR STRUCTURES PRIVATE LIMITED
125.00 | Providing, laying and jointing glazed stoneware pipes class SP-1 with stiff mixture of cement mortar in the proportion of 1:1 (1 cement : 1 fine sand) including testing of joints etc. complete : a) 200 mm diameter | 40.00 | Meter |  | 370.00 | 14800.00 | 873.68 | 34947.20 | 794.25 | 31770.00 | 14800.00 | WESTERN OUTDOOR STRUCTURES PRIVATE LIMITED
126.00 | Providing and laying cement concrete 1:5:10 (1 cement : 5 coarse sand : 10 graded stone aggregate 40 mm nominal size) all-round S.W. pipes including bed concrete as per standard design : a) 150 mm diameter S.W. Pipe | 165.00 | Meter |  | 860.00 | 141900.00 | 1099.07 | 181346.55 | 1300.00 | 214500.00 | 141900.00 | WESTERN OUTDOOR STRUCTURES PRIVATE LIMITED
127.00 | Providing and laying cement concrete 1:5:10 (1 cement : 5 coarse sand : 10 graded stone aggregate 40 mm nominal size) all-round S.W. pipes including bed concrete as per standard design : a) 200 mm diameter S.W. Pipe | 40.00 | Meter |  | 740.00 | 29600.00 | 1281.28 | 51251.20 | 2300.00 | 92000.00 | 29600.00 | WESTERN OUTDOOR STRUCTURES PRIVATE LIMITED
128.00 | Providing and fixing square-mouth S.W. gully trap class SP-1 complete with C.I. grating brick masonry chamber with water tight C.I. cover with frame of 300 x300 mm size (inside) the weight of cover to be not less than 4.50 kg and frame to be not less than 2.70 kg as per standard design: a) 100x100 mm size P type With common burnt clay F.P.S. (non modular) bricks of class designation 7.5 | 20.00 | Each |  | 1600.00 | 32000.00 | 2537.70 | 50754.00 | 3000.00 | 60000.00 | 32000.00 | WESTERN OUTDOOR STRUCTURES PRIVATE LIMITED
129.00 | Providing and laying non-pressure NP-2 class (light duty) R.C.C. pipes with collars jointed with stiff mixture of cement mortar in the proportion of 1:2 (1 cement : 2 fine sand) including testing of joints etc. complete : a) 150 mm dia. R.C.C. pipe | 20.00 | Meter |  | 380.00 | 7600.00 | 508.86 | 10177.20 | 1100.00 | 22000.00 | 7600.00 | WESTERN OUTDOOR STRUCTURES PRIVATE LIMITED
130.00 | Providing and laying non-pressure NP-2 class (light duty) R.C.C. pipes with collars jointed with stiff mixture of cement mortar in the proportion of 1:2 (1 cement : 2 fine sand) including testing of joints etc. complete : a) 250 mm dia. R.C.C. pipe | 80.00 | Meter |  | 800.00 | 64000.00 | 829.90 | 66392.00 | 900.00 | 72000.00 | 64000.00 | WESTERN OUTDOOR STRUCTURES PRIVATE LIMITED
131.00 | Providing and laying Non Pressure NP-3 class (Medium duty) R.C.C. pipes including collars/spigot jointed with stiff mixture of cement mortar in the proportion of 1:2 (1 cement : 2 fine sand) including testing of joints etc. complete a) 450mm dia RCC pipes | 20.00 | Meter |  | 2000.00 | 40000.00 | 2556.29 | 51125.80 | 1900.00 | 38000.00 | 38000.00 | McCoy Architectural Systems Pvt Ltd
132.00 | Constructing brick masonry circular type manhole 0.91 m internal dia at bottom and 0.56m dia at top in cement mortar 1:4 (1 cement :4 coarse sand), in side cement plaster 12 mm thick with cement mortar 1:3 (1 cement : 3 coarse sand) finished with a floating coat of neat cement, foundation concrete 1:3:6 mix (1 cement : 3 coarse sand : 6 graded stone aggregate 40 mm nominal size), and making necessary channel in cement concrete 1:2:4 (1 cement : 2 coarse sand : 4 graded stone aggregate 20 mm nominal size) finished with a floating coat of neat cement, all complete as per standard design : 0.91 m deep with S.F.R.C. cover and frame (heavy duty, HD-20 grade designation) 560 mm internal diameter confirming to IS 12592, total weight of cover and frame to be not less than 182 kg., fixed in cement concrete 1:2:4 (1 cement : 2 coarse sand : 4 graded stone aggregate 20 mm nominal size) including centering, shuttering all complete. (Excavation, foot rests and 12mm thick Cement plaster at the external surface shall be paid for separately) : With common burnt clay F.P.S. (non modular) bricks of class designation 7.5 | 8.00 | Each |  | 9600.00 | 76800.00 | 12141.91 | 97135.28 | 11038.10 | 88304.80 | 76800.00 | WESTERN OUTDOOR STRUCTURES PRIVATE LIMITED
133.00 | Constructing brick masonry manhole in cement mortar 1:4 ( 1 cement : 4 coarse sand ) with R.C.C. top slab with 1:2:4 mix (1 cement : 2 coarse sand : 4 graded stone aggregate 20 mm nominal size), foundation concrete 1:4:8 mix (1 cement : 4 coarse sand : 8 graded stone aggregate 40 mm nominal size), inside plastering 12 mm thick with cement mortar 1:3 (1 cement : 3 coarse sand) finished with floating coat of neat cement and making channels in cement concrete 1:2:4 (1 cement : 2 coarse sand : 4 graded stone aggregate 20 mm nominal size) finished with a floating coat of neat cement complete as per standard design : Inside size 90x80 cm and 45 cm deep including C.I. cover with frame (light duty) 455x610 mm internal dimensions, total weight of cover and frame to be not less than 38 kg (weight of cover 23 kg and weight of frame 15 kg) : a) With common burnt clay F.P.S. (non modular) bricks of class designation 7.5 | 15.00 | Each |  | 11000.00 | 165000.00 | 11995.56 | 179933.40 | 10905.05 | 163575.75 | 163575.75 | McCoy Architectural Systems Pvt Ltd
134.00 | Providing and placing in position 100mm thick factory made machine batched & machine mixed Precast RCC Rectangular Covers on drains of footpath of various sizes,of M-25 grade cement concrete for RCC work, including cost of centering, shuttering, reinforcement of 8mm dia TMT bars of Fe 500 grade @ maximum 100mm c/c on both ways , neat cement punning on finished surface, properly encased on all edges with 1.6 mm thick , 100mm wide MS sheet duly painted over priming coat , reinforcement to be welded at edges with MS sheet and providing 2 Nos. 12 mm dia bar for hooks etc i/c cost of cartage ,all leads & lift, handling at site etc. all complete as per direction of Engineer-in-Charge. | 60.00 | Square Meter |  | 1950.00 | 117000.00 | 2777.89 | 166673.40 | 3200.00 | 192000.00 | 117000.00 | WESTERN OUTDOOR STRUCTURES PRIVATE LIMITED
135.00 | Providing and fixing factory made precast RCC perforated drain covers, having concrete of strength not less than M-25, of size 1000 x 450x50 mm, reinforced with 8 mm dia four nos longitudinal & 9 nos cross sectional T.M.T. hoop bars, including providing 50 mm dia perforations @ 100 to 125 mm c/c, including providing edge binding with M.S. flats of size 50 mm x 1.6 mm complete, all as per direction of Engineer-in-charge. | 667.00 | Each |  | 900.00 | 600300.00 | 1331.94 | 888403.98 | 1210.85 | 807636.95 | 600300.00 | WESTERN OUTDOOR STRUCTURES PRIVATE LIMITED
136.00 | Constructing brick masonry road gully chamber 50x45x60 cm with bricks of class designation 75 in cement mortar 1:4 (1 cement : 4 coarse sand) including 500x450 mm precast R.C.C. horizontal grating with frame complete as per standard design : a) With common burnt clay F.P.S. (non modular) bricks of class designation 7.5 | 10.00 | Each |  | 6000.00 | 60000.00 | 5730.01 | 57300.10 | 6500.00 | 65000.00 | 57300.10 | Construction Catalysers Pvt. Ltd.
137.00 | Making soak pit 2.5 m diameter 3.0 metre deep with 45 x 45 cm dry brick honey comb shaft with bricks and S.W. drain pipe 100 mm diameter, 1.8 m long complete as per standard design. With common burnt clay F.P.S. (non modular) bricks of class designation 7.5 | 1.00 | Each |  | 18000.00 | 18000.00 | 27806.63 | 27806.63 | 38000.00 | 38000.00 | 18000.00 | WESTERN OUTDOOR STRUCTURES PRIVATE LIMITED
138.00 | Boring/drilling bore well of required dia for casing/ strainer pipe, by suitable method prescribed in IS: 2800 (part I), including collecting samples from different strata, preparing and submitting strata chart/ bore log, including hire & running charges of all equipments, tools, plants & machineries required for the job, all complete as per direction of Engineer -in-charge, upto 90 metre depth below ground level. a) 400 mm dia | 15.00 | Meter |  | 460.00 | 6900.00 | 788.92 | 11833.80 | 800.00 | 12000.00 | 6900.00 | WESTERN OUTDOOR STRUCTURES PRIVATE LIMITED
139.00 | Supplying, assembling, lowering and fixing in vertical position in bore well unplasticized PVC medium well screen (RMS) pipes with ribs, conforming to IS: 12818, including hire & labour charges, fittings & accessories etc. all complete, for all depths, as per direction of Engineer-in-charge. a) 200 mm dia | 15.00 | Meter |  | 960.00 | 14400.00 | 1249.38 | 18740.70 | 1500.00 | 22500.00 | 14400.00 | WESTERN OUTDOOR STRUCTURES PRIVATE LIMITED
140.00 | Supplying, filling, spreading & leveling stone boulders of size range 5 cm to 20 cm, in recharge pit, in the required thickness, for all leads & lifts, all complete as per direction of Engineer-in-charge. | 2.75 | Cubic Meter |  | 1200.00 | 3300.00 | 1459.21 | 4012.83 | 1326.55 | 3648.01 | 3300.00 | WESTERN OUTDOOR STRUCTURES PRIVATE LIMITED
141.00 | Supplying, filling, spreading & leveling gravels of size range 5 mm to 10 mm, in the recharge pit, over the existing layer of boulders, in required thickness, for all leads & lifts, all complete as per direction of Engineer-in-charge. | 2.75 | Cubic Meter |  | 1200.00 | 3300.00 | 1459.21 | 4012.83 | 1326.55 | 3648.01 | 3300.00 | WESTERN OUTDOOR STRUCTURES PRIVATE LIMITED
142.00 | Supplying, filling, spreading & leveling coarse sand of size range 1.5 mm to 2 mm in recharge pit, in required thickness over gravel layer, for all leads & lifts, all complete as per direction of Engineer -in-charge. | 2.75 | Cubic Meter |  | 1200.00 | 3300.00 | 1459.21 | 4012.83 | 1326.55 | 3648.01 | 3300.00 | WESTERN OUTDOOR STRUCTURES PRIVATE LIMITED
143.00 | Gravel packing in tubewell construction in accordance with IS: 4097, including providing gravel fine/ medium/ coarse, in required grading & sizes as per actual requirement, all complete as per direction of Engineer-in- charge. | 1.13 | Cubic Meter |  | 1200.00 | 1356.00 | 1647.47 | 1861.64 | 4200.00 | 4746.00 | 1356.00 | WESTERN OUTDOOR STRUCTURES PRIVATE LIMITED
144.00 | Providing and fixing suitable size threaded mild steel cap or spot welded plate to the top of bore well housing/ casing pipe, removable as per requirement, all complete for borewell of: a) 200 mm dia | 1.00 | Each |  | 300.00 | 300.00 | 309.05 | 309.05 | 340.00 | 340.00 | 300.00 | WESTERN OUTDOOR STRUCTURES PRIVATE LIMITED
145.00 | Providing and fixing M.S. clamp of required dia to the top of casing/housing pipe of tubewell as per IS: 2800 (part I), including necessary bolts & nuts of required size complete. a) 200 mm clamp | 1.00 | Each |  | 1200.00 | 1200.00 | 1860.27 | 1860.27 | 3000.00 | 3000.00 | 1200.00 | WESTERN OUTDOOR STRUCTURES PRIVATE LIMITED
146.00 | Providing and fixing aluminium work for doors, windows, ventilators and partitions with extruded built up standard tubular sections/ appropriate Z sections and other sections of approved make conforming to IS: 733 and IS: 1285, fixing with dash fasteners of required dia and size, including necessary filling up the gaps at junctions, i.e. at top, bottom and sides with required EPDM rubber/ neoprene gasket etc. Aluminium sections shall be smooth, rust free, straight, mitred and jointed mechanically wherever required including cleat angle, Aluminium snap beading for glazing / paneling, C.P. brass / stainless steel screws, all complete as per architectural drawings and the directions of Engineer-in-charge. (Glazing, paneling and dash fasteners to be paid for separately) : a) For fixed portion- Anodised aluminium (anodised transparent or dyed to required shade according to IS: 1868, Minimum anodic coating of grade AC 15) | 1795.00 | Kilogram |  | 510.00 | 915450.00 | 466.35 | 837098.25 | 460.00 | 825700.00 | 825700.00 | McCoy Architectural Systems Pvt Ltd
147.00 | For shutters of doors, windows & ventilators including providing and fixing hinges/ pivots and making provision for fixing of fittings wherever required including the cost of EPDM rubber / neoprene gasket required (Fittings shall be paid for separately) Anodised aluminium (anodised transparent or dyed to required shade according to IS: 1868, Minimum anodic coating of grade AC 15) | 355.00 | Kilogram |  | 600.00 | 213000.00 | 564.74 | 200482.70 | 513.40 | 182257.00 | 182257.00 | McCoy Architectural Systems Pvt Ltd
148.00 | Providing and fixing glazing in aluminium door, window, ventilator shutters and partitions etc. with EPDM rubber / neoprene gasket etc. complete as per the architectural drawings and the directions of engineer-in-charge. (Cost of aluminium snap beading shall be paid in basic item): a) With float glass panes of 4.0 mm thickness | 29.00 | Square Meter |  | 900.00 | 26100.00 | 1099.56 | 31887.24 | 1890.00 | 54810.00 | 26100.00 | WESTERN OUTDOOR STRUCTURES PRIVATE LIMITED
149.00 | Providing and fixing aluminium hanging floor door stopper, ISI marked, anodised (anodic coating not less than grade AC 10 as per IS : 1868) transparent or dyed to required colour and shade, with necessary screws etc. complete a) Twin rubber stopper | 14.00 | Each |  | 50.00 | 700.00 | 232.00 | 3248.00 | 200.00 | 2800.00 | 700.00 | WESTERN OUTDOOR STRUCTURES PRIVATE LIMITED
150.00 | Providing and fixing bright finished brass 100 mm mortice latch and lock, ISI marked, with six levers and a pair of anodised (anodic coating not less than grade AC 10 as per IS : 1868) aluminium lever handles of approved quality with necessary screws etc. complete | 14.00 | Each |  | 780.00 | 10920.00 | 1200.00 | 16800.00 | 780.00 | 10920.00 | 10920.00 | WESTERN OUTDOOR STRUCTURES PRIVATE LIMITED, McCoy Architectural Systems Pvt Ltd
151.00 | Providing and fixing double action hydraulic floor spring of approved brand and manufacture conforming to IS : 6315, having brand logo embossed on the body / plate with double spring mechanism and door weight upto 125 kg, for doors, including cost of cutting floors, embedding in floors as required and making good the same matching to the existing floor finishing and cover plates with brass pivot and single piece M.S. sheet outer box with slide plate etc. complete as per the direction of Engineer-in-charge. With stainless steel cover plate minimum 1.25 mm thickness | 14.00 | Each |  | 1950.00 | 27300.00 | 2653.75 | 37152.50 | 2412.50 | 33775.00 | 27300.00 | WESTERN OUTDOOR STRUCTURES PRIVATE LIMITED
152.00 | Designing, fabricating, testing, installing and fixing in position Curtain Wall with Aluminium Composite Panel Cladding, with open grooves for linear as well as curvilinear portions of the building , for all heights and all levels etc. including: (a) Structural analysis & design and preparation of shop drawings for pressure equalisation or rain screen principle as required, proper drainage of water to make it watertight including checking of all the structural and functional design. (b) Providing, fabricating and supplying and fixing panels of aluminium composite panel cladding in pan shape in metalic colour of approved shades made out of 4mm thick aluminium composite panel material consisting of 3mm thick FR grade mineral core sandwiched between two Aluminium sheets (each 0.5mm thick). The aluminium composite panel cladding sheet shall be coil coated, with Kynar 500 based PVDF / Lumiflon based fluoropolymer resin coating of approved colour and shade on face # 1 and polymer (Service) coating on face # 2 as specified using stainless steel screws, nuts, bolts, washers, cleats, weather silicone sealant, backer rods etc. (c) The fastening brackets of Aluminium alloy 6005 T5 / MS with Hot Dip Galvanised with serrations and serrated washers to arrest the wind load movement, fasteners, SS 316 Pins and anchor bolts of approved make in SS 316, Nylon separators to prevent bi-metallic contacts all complete required to perform as per specification and drawing The item includes cost of all material & labour component, the cost of all mock ups at site, cost of all samples of the individual components for testing in an approved laboratory, field tests on the assembled working curtain wall with aluminium composite panel cladding, cleaning and protection of the curtain wall with aluminium composite panel cladding till the handing over of the building for occupation. Base frame work for ACP cladding is payable under the relevant aluminium item.s The Contractor shall provide curtain wall with aluminium composite panel cladding, having all the performance characteristics all complete , as per the Architectural drawings, as per item description, as specified, as per the approved shop drawings and as directed by the Engineer-in-Charge. However, for the purpose of payment, only the actual area on the external face of the curtain wall with Aluminum Composite Panel Cladding (including width of groove) shall be measured in sqm. up to two decimal places. | 323.00 | Square Meter |  | 3300.00 | 1065900.00 | 4500.00 | 1453500.00 | 4300.00 | 1388900.00 | 1065900.00 | WESTERN OUTDOOR STRUCTURES PRIVATE LIMITED
153.00 | Providing Engineering Consultancy Services for Civil works including Architectural drawings, structural design, patterning of Architectural Membrane, cables and related perimeter attachment hardware i/c associated structural steel for Airport Terminal Building & canopies, Plumbing & Sanitary, Sewerage i/c Septic tank, Drainage work, Roads & carpark, Storm water Drain, Rain water Harvesting and other services including submission of detailed drawings, detailed soil investigation with all relevant calculation sheet and design vetted by IIT/ NIT/reputed Engg Govt. college, detailed Construction drawings and revision of drawings if required during execution etc. as per specification and as per provisions of NBC & other relevant codes and any other details related to consultancy work which are essential for successful execution of works etc complete as per particular specifications and direction of EIC. | 1.00 | Job |  | 800000.00 | 800000.00 | 3600000.00 | 3600000.00 | 2500000.00 | 2500000.00 | 800000.00 | WESTERN OUTDOOR STRUCTURES PRIVATE LIMITED
154.00 | Wiring for light point/ fan point/ exhaust fan point/ call bell point with 1.5 sq.mm FRLS PVC insulated copper conductor single core cable in surface / recessed steel conduit, with modular switch, modular plate, suitable GI box and earthing the point with 1.5 sq.mm FRLS PVC insulated copper conductor single core cable etc. as required. | 148.00 | Point |  | 1450.00 | 214600.00 | 1124.40 | 166411.20 | 1600.00 | 236800.00 | 166411.20 | Construction Catalysers Pvt. Ltd.
155.00 | Wiring for circuit/ submain wiring alongwith earth wire with the 2 X 1.5 sq. mm + 1 X 1.5 sq. mm earth wire size of FRLS PVC insulated copper conductor, single core cable in surface/ recessed steel conduit including circuit for group control as required | 2573.00 | Meter |  | 245.00 | 630385.00 | 249.60 | 642220.80 | 208.00 | 535184.00 | 535184.00 | McCoy Architectural Systems Pvt Ltd
156.00 | Wiring for circuit/ submain wiring alongwith earth wire with the 2 X 2.5 sq. mm + 1 X 2.5 sq. mm earth wire size of FRLS PVC insulated copper conductor, single core cable in surface/ recessed steel conduit including circuit for group control as required | 473.00 | Meter |  | 260.00 | 122980.00 | 274.80 | 129980.40 | 340.00 | 160820.00 | 122980.00 | WESTERN OUTDOOR STRUCTURES PRIVATE LIMITED
157.00 | Wiring for circuit/ submain wiring alongwith earth wire with the 2 X 4 sq. mm + 1 X 4 sq. mm earth wire size of FRLS PVC insulated copper conductor, single core cable in surface/ recessed steel conduit including circuit for group control as required | 1390.00 | Meter |  | 330.00 | 458700.00 | 315.60 | 438684.00 | 263.00 | 365570.00 | 365570.00 | McCoy Architectural Systems Pvt Ltd
158.00 | Wiring for circuit/ submain wiring alongwith earth wire with the 2 X 6 sq. mm + 1 X 6 sq. mm earth wire size of FRLS PVC insulated copper conductor, single core cable in surface/ recessed steel conduit including circuit for group control as required | 157.00 | Meter |  | 390.00 | 61230.00 | 427.20 | 67070.40 | 356.00 | 55892.00 | 55892.00 | McCoy Architectural Systems Pvt Ltd
159.00 | Supplying and drawing of 3 x 1.5 sq. mm size FRLS PVC insulated copper conductor, single core cable in the existing surface/ recessed steel/ PVC conduit as required. | 515.00 | Meter |  | 100.00 | 51500.00 | 64.80 | 33372.00 | 120.00 | 61800.00 | 33372.00 | Construction Catalysers Pvt. Ltd.
160.00 | Supplying and drawing of 3 x 4 sq. mm size FRLS PVC insulated copper conductor, single core cable in the existing surface/ recessed steel/ PVC conduit as required. | 834.00 | Meter |  | 170.00 | 141780.00 | 212.40 | 177141.60 | 150.00 | 125100.00 | 125100.00 | McCoy Architectural Systems Pvt Ltd
161.00 | Supplying and drawing 3 x 6 sq. mm size of FRLS PVC insulated copper conductor, single core cable in the existing surface/ recessed steel/ PVC conduit as required. | 94.00 | Meter |  | 210.00 | 19740.00 | 200.40 | 18837.60 | 320.00 | 30080.00 | 18837.60 | Construction Catalysers Pvt. Ltd.
162.00 | Supplying and drawing following pair 0.5 mm dia FRLS PVC insulated annealed copper conductor, unarmored telephone cable in the existing surface/ recessed steel/ PVC conduit as required. | 450.00 | Meter |  | 35.00 | 15750.00 | 24.00 | 10800.00 | 100.00 | 45000.00 | 10800.00 | Construction Catalysers Pvt. Ltd.
163.00 | Supplying and drawing co-axial TV cable RG-6 grade, 0.7 mm solid copper conductor PE insulated, shielded with fine tinned copper braid and protected with PVC sheath in the existing surface/ recessed steel/ PVC conduit as required. | 100.00 | Meter |  | 45.00 | 4500.00 | 39.60 | 3960.00 | 100.00 | 10000.00 | 3960.00 | Construction Catalysers Pvt. Ltd.
164.00 | Supplying and fixing of 20 mm size of steel conduit along with accessories in surface/recess including painting in case of surface conduit, or cutting the wall and making good the same in case of recessed conduit as required | 450.00 | Meter |  | 170.00 | 76500.00 | 51.60 | 23220.00 | 270.00 | 121500.00 | 23220.00 | Construction Catalysers Pvt. Ltd.
165.00 | Supplying and fixing of 25 mm size of steel conduit along with accessories in surface/recess including painting in case of surface conduit, or cutting the wall and making good the same in case of recessed conduit as required | 800.00 | Meter |  | 210.00 | 168000.00 | 66.00 | 52800.00 | 250.00 | 200000.00 | 52800.00 | Construction Catalysers Pvt. Ltd.
166.00 | Supplying and fixing of 25 mm sizes of medium class PVC conduit along with accessories in surface/recess including cutting the wall and making good the same in case of recessed conduit as required. | 100.00 | Meter |  | 105.00 | 10500.00 | 16.80 | 1680.00 | 300.00 | 30000.00 | 1680.00 | Construction Catalysers Pvt. Ltd.
167.00 | Supplying and fixing metal box of 75 mm X 75 mm X 60 mm deep size (nominal size) on surface or in recess with suitable size of phenolic laminated sheet cover in front including painting etc. as required | 10.00 | Each |  | 450.00 | 4500.00 | 22.80 | 228.00 | 280.00 | 2800.00 | 228.00 | Construction Catalysers Pvt. Ltd.
168.00 | Supplying and fixing metal box of 150 mm X 150 mm X 60 mm deep size (nominal size) on surface or in recess with suitable size of phenolic laminated sheet cover in front including painting etc. as required | 5.00 | Each |  | 650.00 | 3250.00 | 53.22 | 266.10 | 550.00 | 2750.00 | 266.10 | Construction Catalysers Pvt. Ltd.
169.00 | Supplying and fixing 5/6 A modular switch on the existing modular plate & switch box including connections but excluding modular plate etc. as required | 10.00 | Each |  | 130.00 | 1300.00 | 481.20 | 4812.00 | 150.00 | 1500.00 | 1300.00 | WESTERN OUTDOOR STRUCTURES PRIVATE LIMITED
170.00 | Supplying and fixing 15/16 A modular switch on the existing modular plate & switch box including connections but excluding modular plate etc. as required | 10.00 | Each |  | 150.00 | 1500.00 | 594.00 | 5940.00 | 132.00 | 1320.00 | 1320.00 | McCoy Architectural Systems Pvt Ltd
171.00 | Supplying and fixing 3 pin 5/6 A outlet modular socket on the existing modular plate & switch box including connections but excluding modular plate etc. as required | 10.00 | Each |  | 170.00 | 1700.00 | 69.60 | 696.00 | 340.00 | 3400.00 | 696.00 | Construction Catalysers Pvt. Ltd.
172.00 | Supplying and fixing 6 pin 15/16 A outlet modular socket on the existing modular plate & switch box including connections but excluding modular plate etc. as required | 10.00 | Each |  | 240.00 | 2400.00 | 114.60 | 1146.00 | 450.00 | 4500.00 | 1146.00 | Construction Catalysers Pvt. Ltd.
173.00 | Supplying and fixing modular switch/ socket on the existing modular plate & switch box including connections but excluding modular plate etc. as required for Telephone socket outlet | 17.00 | Each |  | 440.00 | 7480.00 | 158.40 | 2692.80 | 600.00 | 10200.00 | 2692.80 | Construction Catalysers Pvt. Ltd.
174.00 | Supplying and fixing following modular switch/ socket on the existing modular plate & switch box including connections but excluding modular plate etc. as required for TV antenna socket outlet | 1.00 | Each |  | 575.00 | 575.00 | 142.80 | 142.80 | 1100.00 | 1100.00 | 142.80 | Construction Catalysers Pvt. Ltd.
175.00 | Supplying and fixing modular blanking plate on the existing modular plate & switch box excluding modular plate as required. | 50.00 | Each |  | 25.00 | 1250.00 | 38.40 | 1920.00 | 200.00 | 10000.00 | 1250.00 | WESTERN OUTDOOR STRUCTURES PRIVATE LIMITED
176.00 | Supplying and fixing 1 or 2 Module (75 mmX75 mm) size, GI box alongwith modular base & cover plate for modular switches in recess etc. as required | 20.00 | Each |  | 190.00 | 3800.00 | 291.60 | 5832.00 | 243.00 | 4860.00 | 3800.00 | WESTERN OUTDOOR STRUCTURES PRIVATE LIMITED
177.00 | Supplying and fixing 3 Module Modular base & cover plate on existing modular metal boxes etc. as required | 20.00 | Each |  | 310.00 | 6200.00 | 153.60 | 3072.00 | 560.00 | 11200.00 | 3072.00 | Construction Catalysers Pvt. Ltd.
178.00 | Supplying and fixing suitable size GI box with modular plate and cover in front on surface or in recess, including providing and fixing 3 pin 5/6 A modular socket outlet and 5/6 A modular switch, connections etc. as required. | 31.00 | Each |  | 430.00 | 13330.00 | 481.20 | 14917.20 | 560.00 | 17360.00 | 13330.00 | WESTERN OUTDOOR STRUCTURES PRIVATE LIMITED
179.00 | Supplying and fixing suitable size GI box with modular plate and cover in front on surface or in recess, including providing and fixing 6 pin 5/6 A & 15/16 A modular socket outlet and15/16 A modular switch, connections etc. as required. | 118.00 | Each |  | 430.00 | 50740.00 | 594.00 | 70092.00 | 700.00 | 82600.00 | 50740.00 | WESTERN OUTDOOR STRUCTURES PRIVATE LIMITED
180.00 | Installation, testing and commissioning of LED downlighter/ceiling fittings (2x2 ft. ) / LED tube fitting of all sizes and shapes, complete with all accessories including connections etc. as required. | 146.00 | Each |  | 3000.00 | 438000.00 | 117.60 | 17169.60 | 350.00 | 51100.00 | 17169.60 | Construction Catalysers Pvt. Ltd.
181.00 | Installation, testing and commissioning of pre-wired,LED fitting on top cieling /Canopy fitting of all types, complete with all accessories and tube/lamp etc. directly on ceiling/ wall, including connections with 1.5 sq. mm FRLS PVC insulated, copper conductor, single core cable and earthing etc. as required. | 390.00 | Each |  | 210.00 | 81900.00 | 201.60 | 78624.00 | 350.00 | 136500.00 | 78624.00 | Construction Catalysers Pvt. Ltd.
182.00 | Installation of wall fan upto 600 mm sweep including, connection, testing, commissioning etc as required. | 14.00 | Each |  | 210.00 | 2940.00 | 627.60 | 8786.40 | 523.00 | 7322.00 | 2940.00 | WESTERN OUTDOOR STRUCTURES PRIVATE LIMITED
183.00 | Installation of exhaust fan upto 450 mm sweep in the existing opening, including louvers, making good the damage, connection, testing, commissioning etc. as required. | 13.00 | Each |  | 210.00 | 2730.00 | 435.60 | 5662.80 | 450.00 | 5850.00 | 2730.00 | WESTERN OUTDOOR STRUCTURES PRIVATE LIMITED
184.00 | Supply installation and testing and commissioning of 50 Pair telephone distribution board in a M.S. box with hinged cover/ door complete with krone type tag block with double jumpering facility mounted on a bakelite sheet etc. including terminations of cable as required. | 1.00 | Each |  | 5550.00 | 5550.00 | 20000.00 | 20000.00 | 7000.00 | 7000.00 | 5550.00 | WESTERN OUTDOOR STRUCTURES PRIVATE LIMITED
185.00 | Wiring for group controlled (looped) light point/fan point/exhaust fan point/ call bell point (without independent switch etc.) with 1.5 sq. mm FRLS PVC insulated copper conductor single core cable in surface/ recessed steel conduit, and earthing the point with 1.5 sq. mm FRLS PVC insulated copper conductor single core cable etc. as required. | 144.00 | Point |  | 2700.00 | 388800.00 | 753.60 | 108518.40 | 2800.00 | 403200.00 | 108518.40 | Construction Catalysers Pvt. Ltd.
186.00 | Supplying & fixing suitable size GI box wih modular plate and cover in front on surface or in recess including providing and fixing 25 A modular socket outlet and 25 A modular SP MCB, “C” curve including connections, painting etc. as required. | 10.00 | Each |  | 950.00 | 9500.00 | 272.40 | 2724.00 | 1200.00 | 12000.00 | 2724.00 | Construction Catalysers Pvt. Ltd.
187.00 | Supply and fixing of 300 mm wide x 38 mm deep raceway (3 compartment) size of under floor GI raceways for distributing cabling in screed floor installations particularly suitable for application requiring EMC screening. Raceway should be made up of Pre galvanized sheet with thickness of 1.6mm consist of body and cover. It should have average of 120GSM zinc coating. Raceway should be openable from top. Cover fitted on to the body with self forming screw and can be opened easily if required. Raceway should be supplied with required accessories such as fixing brackets and coupling plates complete as required | 80.00 | Meter |  | 2800.00 | 224000.00 | 400.00 | 32000.00 | 2900.00 | 232000.00 | 32000.00 | Construction Catalysers Pvt. Ltd.
188.00 | Supply and fixing of 225 mm wide x 38 mm deep raceway (3 compartment) size of under floor GI raceways for distributing cabling in screed floor installations particularly suitable for application requiring EMC screening. Raceway should be made up of Pre galvanized sheet with thickness of 1.6mm consist of body and cover. It should have average of 120GSM zinc coating. Raceway should be openable from top. Cover fitted on to the body with self forming screw and can be opened easily if required. Raceway should be supplied with required accessories such as fixing brackets and coupling plates complete as required | 60.00 | Meter |  | 2250.00 | 135000.00 | 375.00 | 22500.00 | 2600.00 | 156000.00 | 22500.00 | Construction Catalysers Pvt. Ltd.
189.00 | Supply and fixing of 150 mm wide x 38 mm deep raceway (3 compartment) of under floor GI raceways for distributing cabling in screed floor installations particularly suitable for application requiring EMC screening. Raceway should be made up of Pre galvanized sheet with thickness of 1.6mm consist of body and cover. It should have average of 120GSM zinc coating. Raceway should be openable from top. Cover fitted on to the body with self forming screw and can be opened easily if required. Raceway should be supplied with required accessories such as fixing brackets and coupling plates complete as required | 120.00 | Meter |  | 1600.00 | 192000.00 | 350.00 | 42000.00 | 1900.00 | 228000.00 | 42000.00 | Construction Catalysers Pvt. Ltd.
190.00 | Supply and fixing of 100 mm wide x 38 mm deep raceway (1 compartment) size of under floor GI raceways for distributing cabling in screed floor installations particularly suitable for application requiring EMC screening. Raceway should be made up of Pre galvanized sheet with thickness of 1.6mm consist of body and cover. It should have average of 120GSM zinc coating. Raceway should be openable from top. Cover fitted on to the body with self forming screw and can be opened easily if required. Raceway should be supplied with required accessories such as fixing brackets and coupling plates complete as required | 150.00 | Meter |  | 680.00 | 102000.00 | 320.00 | 48000.00 | 625.00 | 93750.00 | 48000.00 | Construction Catalysers Pvt. Ltd.
191.00 | Supply and fixing of 50 mm wide x 38 mm deep raceway (1 compartment)size of under floor GI raceways for distributing cabling in screed floor installations particularly suitable for application requiring EMC screening. Raceway should be made up of Pre galvanized sheet with thickness of 1.6mm consist of body and cover. It should have average of 120GSM zinc coating. Raceway should be openable from top. Cover fitted on to the body with self forming screw and can be opened easily if required. Raceway should be supplied with required accessories such as fixing brackets and coupling plates complete as required | 60.00 | Meter |  | 450.00 | 27000.00 | 310.00 | 18600.00 | 425.00 | 25500.00 | 18600.00 | Construction Catalysers Pvt. Ltd.
192.00 | Supply and fixing of 300 x 300 x 50 mm size of under floor crossover Junction box for Raceways for direct access to cables at the intersection of Raceways supplied completely with base and cover plate(lid). Junction box should be made of Pre galvanized sheet consist of body and cover. Junction box should be supplied with the metal cover for protecting the junction box during constructions and all accessories complete as required | 6.00 | Each |  | 2350.00 | 14100.00 | 300.00 | 1800.00 | 2900.00 | 17400.00 | 1800.00 | Construction Catalysers Pvt. Ltd.
193.00 | Supply and fixing of 250 x 250 x 50 mm size of under floor crossover Junction box for Raceways for direct access to cables at the intersection of Raceways supplied completely with base and cover plate(lid). Junction box should be made of Pre galvanized sheet consist of body and cover. Junction box should be supplied with the metal cover for protecting the junction box during constructions and all accessories complete as required | 10.00 | Each |  | 1950.00 | 19500.00 | 295.00 | 2950.00 | 1900.00 | 19000.00 | 2950.00 | Construction Catalysers Pvt. Ltd.
194.00 | Supply and fixing of 150 x 150 x 50 mm size of under floor crossover Junction box for Raceways for direct access to cables at the intersection of Raceways supplied completely with base and cover plate(lid). Junction box should be made of Pre galvanized sheet consist of body and cover. Junction box should be supplied with the metal cover for protecting the junction box during constructions and all accessories complete as required | 6.00 | Each |  | 1200.00 | 7200.00 | 290.00 | 1740.00 | 1120.00 | 6720.00 | 1740.00 | Construction Catalysers Pvt. Ltd.
195.00 | Supplying and fixing 6 way, Double door , single pole and neutral, sheet steel, MCB distribution board, 240 V, on surface/ recess, complete with tinned copper bus bar, neutral bus bar, earth bar, din bar, interconnections, powder painted including earthing etc. as required for(But without MCB/RCCB/Isolator) | 10.00 | Each |  | 2350.00 | 23500.00 | 1993.20 | 19932.00 | 1661.00 | 16610.00 | 16610.00 | McCoy Architectural Systems Pvt Ltd
196.00 | Supplying and fixing of 12 way (4 + 36), Double door on surface/ recess mounting, vertical type, 415 V, TPN MCB distribution board of sheet steel, dust protected, duly powder painted, inclusive of 200 A tinned copper bus bar, common neutral link, earth bar, din bar for mounting MCBs (but without MCBs and incomer) as required for (Note : Vertical type MCB TPDB is normally used where 3 phase outlets are required.) | 8.00 | Each |  | 14000.00 | 112000.00 | 11793.60 | 94348.80 | 10500.00 | 84000.00 | 84000.00 | McCoy Architectural Systems Pvt Ltd
197.00 | Supplying and fixing Single pole 5 A to 32 A rating, 240/415 V, 10 kA, “C” curve, miniature circuit breaker suitable for inductive load of following poles in the existing MCB DB complete with connections, testing and commissioning etc. as required | 312.00 | Each |  | 230.00 | 71760.00 | 238.80 | 74505.60 | 296.00 | 92352.00 | 71760.00 | WESTERN OUTDOOR STRUCTURES PRIVATE LIMITED
198.00 | Supplying and fixing Double pole-32 A rating, 240/415 V, 10 kA, “C” curve, miniature circuit breaker suitable for inductive load of following poles in the existing MCB DB complete with connections, testing and commissioning etc. as required | 10.00 | Each |  | 680.00 | 6800.00 | 667.20 | 6672.00 | 900.00 | 9000.00 | 6672.00 | Construction Catalysers Pvt. Ltd.
199.00 | Supplying and fixing single pole blanking plate in the existing MCB DB complete etc. as required. | 30.00 | Each |  | 23.00 | 690.00 | 9.60 | 288.00 | 39.00 | 1170.00 | 288.00 | Construction Catalysers Pvt. Ltd.
200.00 | Supplying and fixing 63 A double pole, 240 V, isolator in the existing MCB DB complete with connections, testing and commissioning etc. as required. | 24.00 | Each |  | 23.00 | 552.00 | 462.00 | 11088.00 | 385.00 | 9240.00 | 552.00 | WESTERN OUTDOOR STRUCTURES PRIVATE LIMITED
201.00 | Supplying and fixing 63 Amps FP 4 module , 240 / 415 volts, RCBO having a sensitivity current upto 300 milliamperes in the existing MCB DB complete with connections, testing and commissioning etc. as required. | 8.00 | Each |  | 3000.00 | 24000.00 | 1224.00 | 9792.00 | 5500.00 | 44000.00 | 9792.00 | Construction Catalysers Pvt. Ltd.
202.00 | Providing and fixing M.V. danger notice plate of 200 mm X 150 mm, made of mild steel, at least 2 mm thick, and vitreous enameled white on both sides, and with inscription in single red colour on front side as required. | 4.00 | Each |  | 320.00 | 1280.00 | 57.60 | 230.40 | 280.00 | 1120.00 | 230.40 | Construction Catalysers Pvt. Ltd.
203.00 | Providing and fixing H.T. danger notice plate of 250 mm X 200 mm, made of mild steel, at least 2 mm thick, and vitreous enameled white on both sides, and with inscription in single red colour on front side as required. | 2.00 | Each |  | 320.00 | 640.00 | 292.80 | 585.60 | 280.00 | 560.00 | 560.00 | McCoy Architectural Systems Pvt Ltd
204.00 | Supplying and fixing Cable End Box (Loose wire box)(IP 43) for 6 way, Double door TPN MCBDB suitable for triple pole and neutral, sheet steel, MCB distribution board, 415 V, on surface/ recess, complete with testing and commissioning etc. as required | 16.00 | Each |  | 1300.00 | 20800.00 | 754.80 | 12076.80 | 1670.00 | 26720.00 | 12076.80 | Construction Catalysers Pvt. Ltd.
205.00 | Hot Dipped Galvanized Iron Cable Tray Supplying and installing 100 mm width X 50 mm depth X 1.6 mm thickness size of perforated Hot Dipped Galvanised Iron cable tray (galvanisation thickness not less than 50 microns) with perforation not more than 17.5%, in convenient sections, joined with connectors, suspended from the ceiling with G.I. suspenders including G.I. bolts & nuts, etc. as required | 100.00 | Meter |  | 1110.00 | 111000.00 | 670.80 | 67080.00 | 1250.00 | 125000.00 | 67080.00 | Construction Catalysers Pvt. Ltd.
206.00 | Hot Dipped Galvanized Iron Cable Tray Supplying and installing 300 mm width X 50 mm depth X 1.6 mm thickness size of perforated Hot Dipped Galvanised Iron cable tray (galvanisation thickness not less than 50 microns) with perforation not more than 17.5%, in convenient sections, joined with connectors, suspended from the ceiling with G.I. suspenders including G.I. bolts & nuts, etc. as required | 150.00 | Meter |  | 950.00 | 142500.00 | 1050.00 | 157500.00 | 1800.00 | 270000.00 | 142500.00 | WESTERN OUTDOOR STRUCTURES PRIVATE LIMITED
207.00 | Supplying and installing100 mm width X 50 mm depth X 1.6 mm thickness size of perforated Hot Dipped Galvanised Iron cable tray “bends” (galvanisation not less than 50 microns) with perforation not more than 17.5%, in convenient sections, joined with connectors, suspended from the ceiling with G.I. suspenders including G.I. bolts & nuts, etc. as required | 4.00 | Each |  | 1200.00 | 4800.00 | 1275.60 | 5102.40 | 1200.00 | 4800.00 | 4800.00 | WESTERN OUTDOOR STRUCTURES PRIVATE LIMITED, McCoy Architectural Systems Pvt Ltd
208.00 | Supplying and installing 300 mm width X 50 mm depth X 1.6 mm thickness size of perforated Hot Dipped Galvanised Iron cable tray “bends” (galvanisation not less than 50 microns) with perforation not more than 17.5%, in convenient sections, joined with connectors, suspended from the ceiling with G.I. suspenders including G.I. bolts & nuts, etc. as required. | 4.00 | Each |  | 2000.00 | 8000.00 | 2055.60 | 8222.40 | 1713.00 | 6852.00 | 6852.00 | McCoy Architectural Systems Pvt Ltd
209.00 | Supplying and installing300 mm width X 50 mm depth X 1.6 mm thickness size of perforated Hot Dipped Galvanised Iron cable tray “Reducer” (galvanisation not less than 50 microns) with perforation not more than 17.5%, in convenient sections, joined with connectors, suspended from the ceiling with G.I. suspenders including G.I. bolts & nuts, etc. as required | 1.00 | Each |  | 2300.00 | 2300.00 | 3141.60 | 3141.60 | 2618.00 | 2618.00 | 2300.00 | WESTERN OUTDOOR STRUCTURES PRIVATE LIMITED
210.00 | Earthing with G.I. earth pipe 4.5 meter long, 40 mm dia including accessories, and providing masonry enclosure with cover plate having locking arrangement and watering pipe etc. with charcoal/ coke and salt as required. | 4.00 | Each |  | 11500.00 | 46000.00 | 4839.60 | 19358.40 | 13000.00 | 52000.00 | 19358.40 | Construction Catalysers Pvt. Ltd.
211.00 | Providing and fixing 25 mm X 5 mm G.I. strip in 40 mm dia G.I. pipe from earth electrode including connection with G.I. nut, bolt, spring, washer excavation and re-filling etc. as required. | 30.00 | Meter |  | 420.00 | 12600.00 | 579.60 | 17388.00 | 530.00 | 15900.00 | 12600.00 | WESTERN OUTDOOR STRUCTURES PRIVATE LIMITED
212.00 | Providing and fixing 25 mm X 5 mm G.I. strip on surface or in recess for connections etc. as required. | 15.00 | Meter |  | 230.00 | 3450.00 | 247.20 | 3708.00 | 206.00 | 3090.00 | 3090.00 | McCoy Architectural Systems Pvt Ltd
213.00 | Providing & fixing of conventional Lightning Arrestor of 1.5 mtr long copper pipe i/c 5 spikes and base. Complete as required. | 6.00 | No. |  | 5500.00 | 33000.00 | 332.00 | 1992.00 | 8500.00 | 51000.00 | 1992.00 | Construction Catalysers Pvt. Ltd.
214.00 | Supply of multi stranded 70 Sq. mm. copper conductor flexible Cable confirming to IS 694 amended upto date complete as required. | 150.00 | Meter |  | 650.00 | 97500.00 | 466.00 | 69900.00 | 890.00 | 133500.00 | 69900.00 | Construction Catalysers Pvt. Ltd.
215.00 | Laying of one number multi stranded 70 Sq. mm. copper conductor flexible Cable of 1.1 KV grade in existing PVC/MS/GI pipe of size 25 Sq. mm. as required. | 150.00 | Meter |  | 35.00 | 5250.00 | 466.00 | 69900.00 | 700.00 | 105000.00 | 5250.00 | WESTERN OUTDOOR STRUCTURES PRIVATE LIMITED
216.00 | Providing and fixing of 25 mm dia medium class PVC conduit along with accessories in surface/recess including cutting the wall and making good the same in case of recessed conduit as required. | 150.00 | Meter |  | 70.00 | 10500.00 | 108.00 | 16200.00 | 160.00 | 24000.00 | 10500.00 | WESTERN OUTDOOR STRUCTURES PRIVATE LIMITED
217.00 | Providing and fixing of 25 mm dia medium class GI Pipe along with accessories in surface/recess/ground including cutting the wall/road and making good the same in case of recessed pipe as required. | 30.00 | Meter |  | 200.00 | 6000.00 | 130.00 | 3900.00 | 180.00 | 5400.00 | 3900.00 | Construction Catalysers Pvt. Ltd.
218.00 | Earthing with copper earth plate 600 mm X 600 mm X 3 mm thick including accessories, and providing masonry enclosure with cover plate having locking arrangement and watering pipe of 2.7 metre long etc. with charcoal/ coke and salt as required. | 6.00 | Set |  | 22000.00 | 132000.00 | 12868.80 | 77212.80 | 17000.00 | 102000.00 | 77212.80 | Construction Catalysers Pvt. Ltd.
219.00 | Providing and fixing 25 mm X 5 mm copper strip in 40 mm dia G.I. pipe from earth electrode including connection with brass nut, bolt, spring, washer excavation and re-filling etc. as required. | 24.00 | Meter |  | 1550.00 | 37200.00 | 1469.18 | 35260.32 | 1800.00 | 43200.00 | 35260.32 | Construction Catalysers Pvt. Ltd.
220.00 | Supply of 4 x 10 Sqmm, XLPE insulated & PVC sheathed, armoured (heavy duty) copper conductor cable of 1.1KV grade as per latest IS code with latest amendments etc. complete as required. | 700.00 | Meter |  | 510.00 | 357000.00 | 26.40 | 18480.00 | 700.00 | 490000.00 | 18480.00 | Construction Catalysers Pvt. Ltd.
221.00 | Laying and fixing of one number PVC insulated and PVC sheathed / XLPE power cable of 1.1 kV grade of Upto 35 sq. mm (clamped with 1mm thick saddle) on wall suface /cable tray as required. | 650.00 | Meter |  | 35.00 | 22750.00 | 387.60 | 251940.00 | 60.00 | 39000.00 | 22750.00 | WESTERN OUTDOOR STRUCTURES PRIVATE LIMITED
222.00 | Supplying and making end termination with brass compression gland and copper lugs for 4 X 10 sq. mm (25 mm) of PVC insulated and PVC sheathed / XLPE copper conductor cable of 1.1 kV grade as required. | 26.00 | Each |  | 510.00 | 13260.00 | 263.74 | 6857.24 | 600.00 | 15600.00 | 6857.24 | Construction Catalysers Pvt. Ltd.
223.00 | Supply of 15/18W LED Down lighter fitting including driver suitable for surface/recess mounting (round/square type), powder coated Pressure die cast aluminium housing, comprising of LED’s of approved make, and as per specifications complete and as required (Similar to Havells CAT No. EDGEPRO or equivalent) | 63.00 | Each |  | 850.00 | 53550.00 | 223.00 | 14049.00 | 1850.00 | 116550.00 | 14049.00 | Construction Catalysers Pvt. Ltd.
224.00 | Supply of 36/40w LED, light fixture including driver suitable for surface/recess mounting 2'x2' LED, powder coated extruded aluminium/standard alloy housing, comprising of LED’s of approved make, and as per specifications complete as required. (Similar to Havells CAT No. VENUS NEO HE 2X2 or equivalent) | 29.00 | Each |  | 1560.00 | 45240.00 | 2000.00 | 58000.00 | 4250.00 | 123250.00 | 45240.00 | WESTERN OUTDOOR STRUCTURES PRIVATE LIMITED
225.00 | Supply of 10W /12 W LED tubelight 2 feet, including driver with aluminium housing suitable for surface mounting including batten etc. as per specification, complete as required.(Similar to Havells CAT No. LUMILINE PLUS or equivalent) | 4.00 | Each |  | 220.00 | 880.00 | 520.00 | 2080.00 | 650.00 | 2600.00 | 880.00 | WESTERN OUTDOOR STRUCTURES PRIVATE LIMITED
226.00 | Supply of 18w/20w LED tubelight fitting 4 feet,(Appox.) including driver with aluminium housing suitable, suitable for surface mounting including batten etc. as per specification complete, as required. (Similar to Havells CAT No. ENDURA LINEAR NEO or equivalent) | 44.00 | Each |  | 700.00 | 30800.00 | 1448.00 | 63712.00 | 950.00 | 41800.00 | 30800.00 | WESTERN OUTDOOR STRUCTURES PRIVATE LIMITED
227.00 | Supply of 36 W LED Fixture 4 feet, (Appox.) including driver with louver, aluminium housing suitable for surface/ Recess/ suspended ceiling mounting including jointing kit for uniform/ continuous lines of light across ceiling etc.complete as per specification complete as required. (Similar to Havells CAT No. DESTELLO or equivalent)( For top ceiling of building) | 328.00 | Each |  | 3100.00 | 1016800.00 | 1389.00 | 455592.00 | 2700.00 | 885600.00 | 455592.00 | Construction Catalysers Pvt. Ltd.
228.00 | Supply of 36 W LED Fixture 4 feet,(Appox.) including driver with louver, alloy housing, IP-65 suitable for surface/ceiling mounting including Opal finish cover, energy saving , corrosion resistant long life etc.complete as per specification complete as required. (Similar to Havells CAT No. MAGNUM GRAND NEO or equivalent)( For canopy / kerb area ceiling of building) | 68.00 | Each |  | 2100.00 | 142800.00 | 1389.00 | 94452.00 | 2250.00 | 153000.00 | 94452.00 | Construction Catalysers Pvt. Ltd.
229.00 | Supply of 450mm dia sweep wall fan Oscillating type complete with built in String type speed regulator and mounting arrangement.complete, as required. (Similar to Havells make - SWING Hs or equivalent) as per AAI approved make list. | 14.00 | Each |  | 2100.00 | 29400.00 | 5460.00 | 76440.00 | 2850.00 | 39900.00 | 29400.00 | WESTERN OUTDOOR STRUCTURES PRIVATE LIMITED
230.00 | Supply of 300 mm, 900 RPM heavy duty exhaust fans with louver suitable for 230 volt for the existing opening of the porta cabin/washrooms, complete as required. (similar to Havells Model- Turbo Force SP), as per AAI approved make list. | 10.00 | Each |  | 2050.00 | 20500.00 | 4290.00 | 42900.00 | 2450.00 | 24500.00 | 20500.00 | WESTERN OUTDOOR STRUCTURES PRIVATE LIMITED
231.00 | Supply of 250 mm non metalic,1200 RPM ventilating fan/ exhaust fans with louver, suitable for 230 volt for the existing opening of the porta cabin washrooms etc, complete, as required. (similar to - Havells Model- Ventiliar DX White ) , as per AAI approved make. | 5.00 | Each |  | 900.00 | 4500.00 | 1500.00 | 7500.00 | 1850.00 | 9250.00 | 4500.00 | WESTERN OUTDOOR STRUCTURES PRIVATE LIMITED
232.00 | Supply of integral LED aviation light with Die-cast aluminum housing with Red polycarbonate dome for better illumination, Integral driver, IP:65, Features and Benefits Protection against short-circuit. Protection against surge. Wide operating input voltage range 100 – 270VAC, (Similar to Bajaj CAT No.BGAV 302 LED or equivalent) | 2.00 | Each |  | 5500.00 | 11000.00 | 4400.00 | 8800.00 | 5500.00 | 11000.00 | 8800.00 | Construction Catalysers Pvt. Ltd.
233.00 | Supply installation, testing and commissioning of recessed bi level drinking water fountain, with double SS bubbler. Drinking water fountain with with mechanical and sensor both operation with 8GPH cooling capacity M8CRY, stainless steel body ,approx size 1003mmX Depth 400 mmX hight 1035mm, SS bubbler guard operated between 50 to 120 PSI, ,with MDCU29 antimicrobial touch part, with water ways are lead free matterial chilling unit suitable for R134a refrigerant, adjustable thermo state, Green building, GRIHA,TUV And NSF Certifide, supply complete with all accessories with 100 micron stainer, (similar to Model- M8CRY-Oasis- Mechanical + Sensor Both Operation). Make- Oasis/ Sunrock/ Filtrin | 4.00 | Each |  | 220000.00 | 880000.00 | 167000.00 | 668000.00 | 310000.00 | 1240000.00 | 668000.00 | Construction Catalysers Pvt. Ltd.
234.00 | Design, Supply, Installation, Testing and Commissioning of Automatic bi-parting (2 Leafs) Sliding doors operator in modular design including internal cover with 12 mm thick clear toughened glass shutters along with suitable capacity EC drive. The frame profile should be separated from the main profile for enabling reduction in vibration and better sound insulation. Microprocessor control unit should be self learning with the adjustable parameters for opening and closing speed, hold-open time, opening and closing force, night lock, multi sensor detectors, inbuilt batter backup in controller profile section, suitable for operating on 230V +5%, 50 Hz AC supply, complete as required as per enclosed specification. Each glass shutter shall have electromagnetic locking arrangement and Manual Locking Arrangement. Opening Size: Upto 2000(W) X 2100(H) Make: Dorma/Geze/Hafele/Gilgen/Linox | 4.00 | Each |  | 150000.00 | 600000.00 | 150000.00 | 600000.00 | 190000.00 | 760000.00 | 600000.00 | Construction Catalysers Pvt. Ltd., WESTERN OUTDOOR STRUCTURES PRIVATE LIMITED
235.00 | SITC of STAINLESS STEEL Hand Dryer Made up of SS 304 Body Top. Fan Motor cum heater assembly for hot air blowing ,Temperature over heat protection ,Sensor for auto operation ,Auto timer protection ,Low Noise suitable for 230v 50hz supply for Hand Drying Applications complete as required. Make: Anand Automatic Systems/Kopal | 8.00 | Each |  | 16975.00 | 135800.00 | 3600.00 | 28800.00 | 25000.00 | 200000.00 | 28800.00 | Construction Catalysers Pvt. Ltd.
| Total in Figures |  |  |  |  | 113737811.00 |  | 158772703.50 |  | 136451702.83
Lowest Amount Quoted BY: WESTERN OUTDOOR STRUCTURES PRIVATE LIMITED(113737811.00)

## BOQ Summary
BOQ Summary Details Tender Title: Construction of Interim Terminal Building at Kushinagar International Airport Tender ID: 2020_AAI_53858_1
Sheet Name | Sl.No | Bidder Name | Amount | Bid Rank
BoQ1 | 1 | WESTERN OUTDOOR STRUCTURES PRIVATE LIMITED | 113737811.00 | L1
| 2 | McCoy Architectural Systems Pvt Ltd | 136451702.83 | L2
| 3 | Construction Catalysers Pvt. Ltd. | 158772703.50 | L3