## BoQ1
Government eProcurement System Created By: Samir Naskar Created Date/Time: 13-Jan-2021 03:03 PM Tender Title: Construction of New Fire Station (Category - IX) and Emergency Medical Centre at LBSI Airport, Varanasi Tender ID: 2020_AAI_61618_1
Tender Inviting Authority: Airports Authority of India
Name of Work: Construction of New Fire Station (Category - IX) and Emergency Medical Centre at LBSI Airport, Varanasi
Contract No: 2020_AAI_61618__1
SCHEDULE OF WORK / ITEM(S)
Sl.No | Description of Work / Item(s) | No.of Qty | Units | Estimated Rate | A. CONSTRUCTIONS(GSTN-09ACIPT5035E1ZH) |  | RAJ CONSTRUCTION(GSTN-09AAIFR3131M1ZY) |  | M/s Anil Enterprises(GSTN-09AAKFA6133E1ZM) |  | ENKEBEE INFRATECH INDIA PRIVATE LIMITED(GSTN-19AADCE8233F1ZN) |  | KNY Projects Pvt. Ltd.(GSTN-08AACCK4173B1ZU) |  | Generic Engineering Construction and Projects Limited(GSTN-NA)
[5 empty] | Rate | Amount | Rate | Amount | Rate | Amount | Rate | Amount | Rate | Amount | Rate | Amount | L1 Amount | L1 Vendor
1.00 | Civil Works
1.00 | Earth work in excavation by mechanical means (Hydraulic excavator) / manual means in foundation trenches or drains (not exceeding 1.5 m in width or 10 sqm on plan) including dressing of sides and ramming of bottoms, lift upto 1.5 m, including getting out the excavated soil and disposal of surplus excavated soil as directed, within a lead of 50 m. All kinds of soil. | 1087.00 | cum |  | 150.00 | 163050.00 | 140.00 | 152180.00 | 180.00 | 195660.00 | 162.00 | 176094.00 | 200.00 | 217400.00 | 145.00 | 157615.00 | 152180.00 | RAJ CONSTRUCTION
1.00 | Excavating trenches of required width for pipes, cables, etc including excavation for sockets, and dressing of sides, ramming of bottoms, depth upto 1.5 m including getting out the excavated soil, and then returning the soil as required, in layers not exceeding 20 cm in depth, including consolidating each deposited layer by ramming, watering, etc. and disposing of surplus excavated soil as directed, within a lead of 50 m : All kinds of soil Pipes, cables etc. exceeding 80 mm dia. but not exceeding 300 mm dia. | 9314.00 | metre |  | 100.00 | 931400.00 | 300.00 | 2794200.00 | 250.00 | 2328500.00 | 217.00 | 2021138.00 | 175.00 | 1629950.00 | 264.00 | 2458896.00 | 931400.00 | A. CONSTRUCTIONS
1.00 | Earth work in excavation by mechanical means (Hydraulic excavator) / manual means over areas (exceeding 30cm in depth, 1.5m in width as well as 10 sqm on plan) including getting out and disposal of excavated earth, lead up to 50m and lift up to 1.5m,as directed by Engineer-In-Charge. All kinds of soil | 1484.00 | Cum |  | 125.00 | 185500.00 | 140.00 | 207760.00 | 120.00 | 178080.00 | 128.00 | 189952.00 | 200.00 | 296800.00 | 145.00 | 215180.00 | 178080.00 | M/s Anil Enterprises
1.00 | Filling available excavated earth (excluding rock) in trenches, plinth, sides of foundations etc. in layers not exceeding 20cm in depth, consolidating each deposited layer by ramming and watering, lead up to 50 m and lift upto 1.5 m. | 3772.00 | cum |  | 75.00 | 282900.00 | 85.00 | 320620.00 | 150.00 | 565800.00 | 119.00 | 448868.00 | 175.00 | 660100.00 | 71.00 | 267812.00 | 267812.00 | Generic Engineering Construction and Projects Limited
1.00 | Supplying and filling in plinth with Jamuna sand under floors, including watering, ramming, consolidating and dressing complete. | 289.00 | cum |  | 1600.00 | 462400.00 | 1200.00 | 346800.00 | 1100.00 | 317900.00 | 3154.00 | 911506.00 | 1200.00 | 346800.00 | 2539.00 | 733771.00 | 317900.00 | M/s Anil Enterprises
1.01 | Extra for every additional lift of 1.5 m or part thereof in excavation /banking excavated or stacked materials. All kinds of soil. | 1569.00 | cum |  | 25.00 | 39225.00 | 35.00 | 54915.00 | 60.00 | 94140.00 | 50.00 | 78450.00 | 175.00 | 274575.00 | 20.00 | 31380.00 | 31380.00 | Generic Engineering Construction and Projects Limited
1.01 | Providing and laying in position cement concrete of specified grade excluding the cost of centering and shuttering - All work up to plinth level : 1:4:8 (1 Cement : 4 coarse sand (zone-III) : 8 graded stone aggregate 40 mm nominal size) | 343.00 | cum |  | 5550.00 | 1903650.00 | 5200.00 | 1783600.00 | 4600.00 | 1577800.00 | 5724.00 | 1963332.00 | 6000.00 | 2058000.00 | 3514.00 | 1205302.00 | 1205302.00 | Generic Engineering Construction and Projects Limited
1.01 | Centering and shuttering including strutting, propping etc. and removal of form for all heights : (a) Foundations, footings, bases of columns, etc. for mass concrete. | 559.00 | sqm |  | 300.00 | 167700.00 | 300.00 | 167700.00 | 180.00 | 100620.00 | 391.00 | 218569.00 | 275.00 | 153725.00 | 500.00 | 279500.00 | 100620.00 | M/s Anil Enterprises
1.01 | Centering and shuttering including strutting, propping etc. and removal of form for all heights : (a) Walls (any thickness) including attached pilasters, butteresses, plinth and string courses etc. | 386.00 | sqm |  | 350.00 | 135100.00 | 400.00 | 154400.00 | 450.00 | 173700.00 | 420.00 | 162120.00 | 350.00 | 135100.00 | 500.00 | 193000.00 | 135100.00 | A. CONSTRUCTIONS, KNY Projects Pvt. Ltd.
1.01 | Centering and shuttering including strutting, propping etc. and removal of form for all heights : (a) Suspended floors, roofs, landings, balconies and access platform. | 2388.00 | sqm |  | 325.00 | 776100.00 | 400.00 | 955200.00 | 480.00 | 1146240.00 | 420.00 | 1002960.00 | 425.00 | 1014900.00 | 595.00 | 1420860.00 | 776100.00 | A. CONSTRUCTIONS
1.01 | Centering and shuttering including strutting, propping etc. and removal of form for all heights : (a) Lintels, beams, plinth beams, girders, bressumers and cantilevers. | 2797.00 | sqm |  | 325.00 | 909025.00 | 400.00 | 1118800.00 | 400.00 | 1118800.00 | 425.00 | 1188725.00 | 425.00 | 1188725.00 | 595.00 | 1664215.00 | 909025.00 | A. CONSTRUCTIONS
1.01 | Centering and shuttering including strutting, propping etc. and removal of form for all heights : (a) Columns, Pillars, Piers, Abutments, Posts and Struts. | 1064.00 | sqm |  | 325.00 | 345800.00 | 400.00 | 425600.00 | 520.00 | 553280.00 | 431.00 | 458584.00 | 500.00 | 532000.00 | 595.00 | 633080.00 | 345800.00 | A. CONSTRUCTIONS
1.01 | Centering and shuttering including strutting, propping etc. and removal of form for all heights : (a) Stairs, (excluding landings) except spiral-staircases. | 63.00 | sqm |  | 350.00 | 22050.00 | 400.00 | 25200.00 | 460.00 | 28980.00 | 462.00 | 29106.00 | 450.00 | 28350.00 | 595.00 | 37485.00 | 22050.00 | A. CONSTRUCTIONS
1.01 | Extra for additional height in centering, shuttering where ever required with adequate bracing, propping etc. including cost of de-shuttering and decentering at all levels, over a height of 3.5 m, for every additional height of 1 metre or part thereof (Plan area to be measured) Suspended floors, roofs, landing, beams and balconies (Plan area to be measured). | 4695.00 | sqm |  | 70.00 | 328650.00 | 160.00 | 751200.00 | 165.00 | 774675.00 | 150.00 | 704250.00 | 225.00 | 1056375.00 | 300.00 | 1408500.00 | 328650.00 | A. CONSTRUCTIONS
1.01 | Providing and laying in position machine batched and machine mixed design mix M-25 grade cement concrete for reinforced cement concrete work, using cement content as per approved design mix, including pumping of concrete to site of laying but , excluding the cost of centering, shuttering, finishing and reinforcement, including admixtures in recommended proportions as per IS: 9103 to accelerate, retard setting of concrete, improve workability without impairing strength and durability as per direction of Engineer-in-charge. (Note :- Cement content considered in this item is @ 330 kg/cum. Excess/less cement used as per design mix is payable/recoverable separately) All works up to plinth level. | 629.00 | Cum |  | 6500.00 | 4088500.00 | 7000.00 | 4403000.00 | 6500.00 | 4088500.00 | 7420.00 | 4667180.00 | 9000.00 | 5661000.00 | 5664.00 | 3562656.00 | 3562656.00 | Generic Engineering Construction and Projects Limited
1.02 | Providing and laying in position machine batched and machine mixed design mix M-25 grade cement concrete for reinforced cement concrete work, using cement content as per approved design mix, including pumping of concrete to site of laying but , excluding the cost of centering, shuttering, finishing and reinforcement, including admixtures in recommended proportions as per IS: 9103 to accelerate, retard setting of concrete, improve workability without impairing strength and durability as per direction of Engineer-in-charge. (Note :- Cement content considered in this item is @ 330 kg/cum. Excess/less cement used as per design mix is payable/recoverable separately) All works above plinth level up to floor V level. | 501.00 | Cum |  | 6800.00 | 3406800.00 | 7200.00 | 3607200.00 | 7300.00 | 3657300.00 | 7475.00 | 3744975.00 | 8500.00 | 4258500.00 | 5942.00 | 2976942.00 | 2976942.00 | Generic Engineering Construction and Projects Limited
1.02 | Steel reinforcement for R.C.C. work including straightening, cutting, bending, placing in position and binding all complete upto plinth level. Thermo-Mechanically Treated bars of grade Fe-500 D or more. | 56610.00 | kg |  | 55.00 | 3113550.00 | 62.00 | 3509820.00 | 58.50 | 3311685.00 | 52.40 | 2966364.00 | 65.00 | 3679650.00 | 70.00 | 3962700.00 | 2966364.00 | ENKEBEE INFRATECH INDIA PRIVATE LIMITED
1.02 | Steel reinforcement for R.C.C. work including straightening, cutting, bending, placing in position and binding all complete above plinth level. Thermo-Mechanically Treated bars of grade Fe-500 D or more. | 45090.00 | kg |  | 58.00 | 2615220.00 | 62.00 | 2795580.00 | 58.50 | 2637765.00 | 53.45 | 2410060.50 | 65.00 | 2930850.00 | 70.00 | 3156300.00 | 2410060.50 | ENKEBEE INFRATECH INDIA PRIVATE LIMITED
1.02 | Brick work with common burnt clay F.P.S. (non modular) bricks of class designation 7.5 in foundation and plinth in: Cement mortar 1:6 (1 cement : 6 coarse sand) | 268.00 | cum |  | 5800.00 | 1554400.00 | 5800.00 | 1554400.00 | 4400.00 | 1179200.00 | 5000.00 | 1340000.00 | 7000.00 | 1876000.00 | 4850.00 | 1299800.00 | 1179200.00 | M/s Anil Enterprises
1.02 | Brick work with common burnt clay F.P.S. (non modular) bricks of class designation 7.5 in superstructure above plinth level up to floor V level in all shapes and sizes in : Cement mortar 1:6 (1 cement : 6 coarse sand) | 532.00 | cum |  | 6000.00 | 3192000.00 | 6000.00 | 3192000.00 | 5300.00 | 2819600.00 | 5110.00 | 2718520.00 | 7500.00 | 3990000.00 | 4850.00 | 2580200.00 | 2580200.00 | Generic Engineering Construction and Projects Limited
1.02 | Half brick masonry with common burnt clay F.P.S. (non modular) bricks of class designation 7.5 in superstructure above plinth level up to floor V level. Cement mortar 1:4 (1 cement :4 coarse sand) | 461.00 | sqm |  | 800.00 | 368800.00 | 900.00 | 414900.00 | 650.00 | 299650.00 | 653.00 | 301033.00 | 800.00 | 368800.00 | 858.00 | 395538.00 | 299650.00 | M/s Anil Enterprises
1.02 | Providing wood work in frames of doors, windows, clerestory windows and other frames, wrought framed and fixed in position with hold fast lugs or with dash fasteners of required dia & length ( hold fast lugs or dash fastener shall be paid for separately). Sal wood | 2.00 | cum |  | 110000.00 | 220000.00 | 95000.00 | 190000.00 | 96000.00 | 192000.00 | 91549.00 | 183098.00 | 100000.00 | 200000.00 | 150016.00 | 300032.00 | 183098.00 | ENKEBEE INFRATECH INDIA PRIVATE LIMITED
1.02 | Providing and fixing ISI marked flush door shutters conforming to IS: 2202 (Part I) non-decorative type, core of block board construction with frame of 1st class hard wood and well matched commercial 3 ply veneering with vertical grains or cross bands and face veneers on both faces of shutters : 35 mm thick including ISI marked Stainless Steel butt hinges with necessary screws. | 87.00 | sqm |  | 2125.00 | 184875.00 | 3500.00 | 304500.00 | 1650.00 | 143550.00 | 2268.00 | 197316.00 | 3500.00 | 304500.00 | 5034.00 | 437958.00 | 143550.00 | M/s Anil Enterprises
1.02 | Providing and fixing 25 mm thick shutters for cup board etc. : Glazed shutters : Second class teak wood including ISI marked nickel plated bright finished M.S. piano hinges with necessary screws. | 62.00 | sqm |  | 1800.00 | 111600.00 | 5100.00 | 316200.00 | 3000.00 | 186000.00 | 3614.00 | 224068.00 | 3000.00 | 186000.00 | 1667.00 | 103354.00 | 103354.00 | Generic Engineering Construction and Projects Limited
1.02 | Providing and fixing aluminium sliding door bolts ISI marked anodised (anodic coating not less than grade AC 10 as per IS : 1868) transparent or dyed to required colour or shade with nuts and screws etc. complete : (a) 300x16 mm | 39.00 | each |  | 275.00 | 10725.00 | 215.00 | 8385.00 | 220.00 | 8580.00 | 229.00 | 8931.00 | 500.00 | 19500.00 | 278.00 | 10842.00 | 8385.00 | RAJ CONSTRUCTION
1.03 | Providing and fixing aluminium sliding door bolts ISI marked anodised (anodic coating not less than grade AC 10 as per IS : 1868) transparent or dyed to required colour or shade with nuts and screws etc. complete : (a) 250x16 mm | 10.00 | each |  | 250.00 | 2500.00 | 200.00 | 2000.00 | 200.00 | 2000.00 | 207.00 | 2070.00 | 500.00 | 5000.00 | 161.00 | 1610.00 | 1610.00 | Generic Engineering Construction and Projects Limited
1.03 | Providing and fixing aluminium tower bolts ISI marked anodised (anodic coating not less than grade AC 10 as per IS : 1868 ) transparent or dyed to required colour or shade with necessary screws etc. complete : 300x10 mm | 43.00 | each |  | 125.00 | 5375.00 | 130.00 | 5590.00 | 100.00 | 4300.00 | 104.00 | 4472.00 | 500.00 | 21500.00 | 139.00 | 5977.00 | 4300.00 | M/s Anil Enterprises
1.03 | Providing and fixing aluminium tower bolts ISI marked anodised (anodic coating not less than grade AC 10 as per IS : 1868 ) transparent or dyed to required colour or shade with necessary screws etc. complete : a) 250x10 mm | 52.00 | each |  | 110.00 | 5720.00 | 115.00 | 5980.00 | 100.00 | 5200.00 | 92.00 | 4784.00 | 500.00 | 26000.00 | 122.00 | 6344.00 | 4784.00 | ENKEBEE INFRATECH INDIA PRIVATE LIMITED
1.03 | Providing and fixing aluminium tower bolts ISI marked anodised (anodic coating not less than grade AC 10 as per IS : 1868 ) transparent or dyed to required colour or shade with necessary screws etc. complete : a) 200x10 mm | 134.00 | each |  | 90.00 | 12060.00 | 105.00 | 14070.00 | 90.00 | 12060.00 | 81.00 | 10854.00 | 500.00 | 67000.00 | 122.00 | 16348.00 | 10854.00 | ENKEBEE INFRATECH INDIA PRIVATE LIMITED
1.03 | Providing and fixing aluminium handles ISI marked anodised (anodic coating not less than grade AC 10 as per IS : 1868) transparent or dyed to required colour or shade with necessary screws etc. complete :a) 125 mm | 104.00 | each |  | 95.00 | 9880.00 | 100.00 | 10400.00 | 58.00 | 6032.00 | 54.00 | 5616.00 | 500.00 | 52000.00 | 156.00 | 16224.00 | 5616.00 | ENKEBEE INFRATECH INDIA PRIVATE LIMITED
1.03 | Providing and fixing aluminium handles ISI marked anodised (anodic coating not less than grade AC 10 as per IS : 1868) transparent or dyed to required colour or shade with necessary screws etc. complete : a) 100 mm | 88.00 | each |  | 75.00 | 6600.00 | 90.00 | 7920.00 | 50.00 | 4400.00 | 47.00 | 4136.00 | 500.00 | 44000.00 | 139.00 | 12232.00 | 4136.00 | ENKEBEE INFRATECH INDIA PRIVATE LIMITED
1.03 | Providing and fixing aluminium hanging floor door stopper ISI marked anodised (anodic coating not less than grade AC 10 as per IS : 1868) transparent or dyed to required colour and shade with necessary screws etc. complete. a) Twin rubber stopper | 29.00 | each |  | 75.00 | 2175.00 | 75.00 | 2175.00 | 38.00 | 1102.00 | 56.00 | 1624.00 | 500.00 | 14500.00 | 144.00 | 4176.00 | 1102.00 | M/s Anil Enterprises
1.03 | Providing and fixing special quality bright finished brass cupboard or ward robe locks with four levers of approved quality with necessary screws etc. complete. a) 50 mm | 23.00 | each |  | 250.00 | 5750.00 | 300.00 | 6900.00 | 250.00 | 5750.00 | 259.00 | 5957.00 | 800.00 | 18400.00 | 500.00 | 11500.00 | 5750.00 | A. CONSTRUCTIONS, M/s Anil Enterprises
1.03 | Providing and fixing bright finished brass handles with screws etc. complete :a) (a) 125 mm | 38.00 | each |  | 250.00 | 9500.00 | 205.00 | 7790.00 | 200.00 | 7600.00 | 183.00 | 6954.00 | 800.00 | 30400.00 | 233.00 | 8854.00 | 6954.00 | ENKEBEE INFRATECH INDIA PRIVATE LIMITED
1.03 | Providing and fixing aluminium extruded section body tubular type universal hydraulic door closer (having brand logo with IS : 3564, embossed on the body, door weight upto 36 kg to 80 kg and door width from 701 mm to 1000 mm) with double speed adjustment with necessary accessories and screws etc. complete. | 30.00 | each |  | 1000.00 | 30000.00 | 1100.00 | 33000.00 | 850.00 | 25500.00 | 760.00 | 22800.00 | 3000.00 | 90000.00 | 1945.00 | 58350.00 | 22800.00 | ENKEBEE INFRATECH INDIA PRIVATE LIMITED
1.04 | Providing and fixing M.S. grills of required pattern in frames of windows etc. with M.S. flats, square or round bars etc. including priming coat with approved steel primer all complete. Fixed to steel windows by welding. | 1898.00 | kg |  | 95.00 | 180310.00 | 95.00 | 180310.00 | 120.00 | 227760.00 | 137.00 | 260026.00 | 95.00 | 180310.00 | 100.00 | 189800.00 | 180310.00 | A. CONSTRUCTIONS, RAJ CONSTRUCTION, KNY Projects Pvt. Ltd.
1.04 | Supplying and fixing rolling shutters of approved make, made of required size M.S. laths, interlocked together through their entire length and jointed together at the end by end locks, mounted on specially designed pipe shaft with brackets, side guides and arrangements for inside and outside locking with push and pull operation complete, including the cost of providing and fixing necessary 27.5 cm long wire springs manufactured from high tensile steel wire of adequate strength conforming to IS: 4454 -part 1 and M.S. top cover of required thickness for rolling shutters. a) 80x1.20 mm M.S. laths with 1.20 mm thick top cover. | 14.00 | Sqm |  | 3000.00 | 42000.00 | 4000.00 | 56000.00 | 2500.00 | 35000.00 | 2502.00 | 35028.00 | 10000.00 | 140000.00 | 4785.00 | 66990.00 | 35000.00 | M/s Anil Enterprises
1.04 | Providing and fixing ball bearing for rolling shutters. | 4.00 | each |  | 400.00 | 1600.00 | 800.00 | 3200.00 | 400.00 | 1600.00 | 375.00 | 1500.00 | 1000.00 | 4000.00 | 389.00 | 1556.00 | 1500.00 | ENKEBEE INFRATECH INDIA PRIVATE LIMITED
1.04 | Providing and fixing circular/ Hexagonal cast iron or M.S. sheet box for ceiling fan clamp of internal dia 140mm, 73mm height, top lid of 1.5mm thick M.S. sheet with its top surface hacked for proper bonding, top lid shall be screwed into the cast iron/ M.S. sheet box by means of 3.3mm dia. round headed screws, one lock at the corners. Clamp shall be made of 12mm dia M.S. bar bent to shape as per standard drawing. | 67.00 | each |  | 100.00 | 6700.00 | 115.00 | 7705.00 | 130.00 | 8710.00 | 153.00 | 10251.00 | 450.00 | 30150.00 | 74.00 | 4958.00 | 4958.00 | Generic Engineering Construction and Projects Limited
1.04 | Providing and fixing bolts including nuts and washers complete. | 100.00 | Kg |  | 150.00 | 15000.00 | 95.00 | 9500.00 | 110.00 | 11000.00 | 116.00 | 11600.00 | 110.00 | 11000.00 | 119.00 | 11900.00 | 9500.00 | RAJ CONSTRUCTION
1.04 | Steel work welded in built up sections/ framed work, including cutting, hoisting, fixing in position and applying a priming coat of approved steel primer using structural steel etc. as required. In stringers, treads, landings etc. of stair cases, including use of chequered plate wherever required, all complete. | 1740.00 | Kg |  | 90.00 | 156600.00 | 95.00 | 165300.00 | 80.00 | 139200.00 | 80.00 | 139200.00 | 98.00 | 170520.00 | 103.00 | 179220.00 | 139200.00 | ENKEBEE INFRATECH INDIA PRIVATE LIMITED, M/s Anil Enterprises
1.04 | Steel work welded in built up sections/ framed work including cutting, hoisting, fixing in position and applying a priming coat of approved steel primer using structural steel etc. as required. In gratings, frames, guard bar, ladder, railings, brackets, gates and similar works. | 4478.00 | kg |  | 90.00 | 403020.00 | 95.00 | 425410.00 | 102.00 | 456756.00 | 82.00 | 367196.00 | 98.00 | 438844.00 | 103.00 | 461234.00 | 367196.00 | ENKEBEE INFRATECH INDIA PRIVATE LIMITED
1.04 | Providing and fixing hand rail of approved size by welding etc. to steel ladder railing, balcony railing, staircase railing and similar works, including applying priming coat of approved steel primer. M.S. tube. | 133.00 | kg |  | 100.00 | 13300.00 | 95.00 | 12635.00 | 90.00 | 11970.00 | 85.00 | 11305.00 | 105.00 | 13965.00 | 111.00 | 14763.00 | 11305.00 | ENKEBEE INFRATECH INDIA PRIVATE LIMITED
1.04 | 52 mm thick cement concrete flooring with concrete hardener topping, under layer 40 mm thick cement concrete 1:2:4 (1 cement : 2 coarse sand : 4 graded stone aggregate 20 mm nominal size) and top layer 12 mm thick cement hardener consisting of mix 1:2 (1 cement hardener mix : 2 graded stone aggregate 6 mm nominal size) by volume, hardening compound mixed @ 2 litre per 50 kg of cement or as per manufacturer's specifications. This includes cost of cement slurry, but excluding the cost of nosing of steps etc. complete. | 92.00 | sqm |  | 550.00 | 50600.00 | 600.00 | 55200.00 | 700.00 | 64400.00 | 661.00 | 60812.00 | 800.00 | 73600.00 | 546.00 | 50232.00 | 50232.00 | Generic Engineering Construction and Projects Limited
1.04 | Kota stone slab flooring over 20 mm (average) thick base laid over and jointed with grey cement slurry mixed with pigment to match the shade of the slab including rubbing and polishing complete with base of cement mortar 1 : 4 (1 cement : 4 coarse sand) : (a) 25 mm thick. | 52.00 | sqm |  | 1000.00 | 52000.00 | 1650.00 | 85800.00 | 1150.00 | 59800.00 | 1130.00 | 58760.00 | 1500.00 | 78000.00 | 1439.00 | 74828.00 | 52000.00 | A. CONSTRUCTIONS
1.05 | Kota stone slabs 20 mm thick in risers of steps, skirting, dado and pillars laid on 12 mm (average) thick cement mortar 1:3 (1 cement 3 coarse sand) and jointed with grey cement slurry mixed with pigment to match the shade of the slabs, including rubbing and polishing complete. | 11.00 | sqm |  | 1200.00 | 13200.00 | 1700.00 | 18700.00 | 1250.00 | 13750.00 | 1190.00 | 13090.00 | 1600.00 | 17600.00 | 1464.00 | 16104.00 | 13090.00 | ENKEBEE INFRATECH INDIA PRIVATE LIMITED
1.05 | Providing and fixing Ist quality ceramic glazed wall tiles conforming to IS: 15622 (thickness to be specified by the manufacturer), of approved make, in all colours, shades except burgundy, bottle green, black of any size as approved by Engineer-in-Charge, in skirting, risers of steps and dados, over 12 mm thick bed of cement mortar 1:3 (1 cement : 3coarse sand) and jointing with grey cement slurry @ 3.3kg per sqm, including pointing in white cement mixed with pigment of matching shade complete | 433.00 | sqm |  | 675.00 | 292275.00 | 1100.00 | 476300.00 | 800.00 | 346400.00 | 939.00 | 406587.00 | 950.00 | 411350.00 | 1111.00 | 481063.00 | 292275.00 | A. CONSTRUCTIONS
1.05 | Providing and laying Ceramic glazed floor tiles of size 300x300 mm(thickness to be specified by the manufacturer), of 1st quality conforming to IS : 15622, of approved make, in all colours, shades, except White, Ivory, Grey, Fume Red Brown, laid on 20 mm thick bed of cement mortar1:4 (1 Cement : 4 Coarse sand), jointing with grey cement slurry @3.3kg/sqm including pointing the joints with white cement and matching pigments etc., complete. | 106.00 | sqm |  | 675.00 | 71550.00 | 1100.00 | 116600.00 | 810.00 | 85860.00 | 1025.00 | 108650.00 | 950.00 | 100700.00 | 1215.00 | 128790.00 | 71550.00 | A. CONSTRUCTIONS
1.05 | Providing and laying vitrified floor tiles in different sizes (thickness to be specified by the manufacturer) with water absorption less than 0.08%and conforming to IS : 15622 , of approved make, in all colours and shades, laid on 20mm thick cement mortar 1:4 (1 cement : 4 coarse sand) jointing with grey cement slurry @ 3.3kg/sqm including grouting the joints with white cement and matching pigments etc., complete. Size of Tile 600x600 mm | 780.00 | sqm |  | 750.00 | 585000.00 | 1250.00 | 975000.00 | 1100.00 | 858000.00 | 1267.00 | 988260.00 | 1450.00 | 1131000.00 | 1291.00 | 1006980.00 | 585000.00 | A. CONSTRUCTIONS
1.05 | Providing and fixing 18mm thick gang saw cut mirror polished premoulded and prepolished, machine cut for kitchen platforms, vanity counters, window sills , facias and similar locations of required size, approved shade, colour and texture laid over 20mm thick base cement mortar 1:4 (1 cement : 4 coarse sand) joints treated with white cement, mixed with matching pigment, epoxy touch ups, including rubbing, curing, moulding and polishing to edges to give high gloss finish etc. complete at all levels. Granite of any colour and shade, Area of slab over 0.50 sqm. | 7.00 | sqm |  | 3000.00 | 21000.00 | 2800.00 | 19600.00 | 3400.00 | 23800.00 | 4364.00 | 30548.00 | 5000.00 | 35000.00 | 4667.00 | 32669.00 | 19600.00 | RAJ CONSTRUCTION
1.05 | Providing edge moulding to 18mm thick marble stone counters, Vanities etc. including machine polishing to edge to give high gloss finish etc. complete as per design approved by Engineer-in-Charge. Granite work. | 12.00 | metre |  | 125.00 | 1500.00 | 160.00 | 1920.00 | 250.00 | 3000.00 | 330.00 | 3960.00 | 5500.00 | 66000.00 | 111.00 | 1332.00 | 1332.00 | Generic Engineering Construction and Projects Limited
1.05 | Extra for providing opening of required size & shape for wash basin/ kitchen sink in kitchen platform, vanity counter and similar location in marble/Granite / stone work, including necessary holes for pillar taps etc. including moulding, rubbing and polishing of cut edges etc. complete. | 2.00 | each |  | 150.00 | 300.00 | 700.00 | 1400.00 | 650.00 | 1300.00 | 660.00 | 1320.00 | 750.00 | 1500.00 | 400.00 | 800.00 | 300.00 | A. CONSTRUCTIONS
1.05 | Providing and laying Vitrified tiles in different sizes (thickness to be specified by manufacturer) with water absorption less than 0.08 % and conforming to I.S. 15622, of approved make in all colours & shade in skirting, riser of steps, over 12 mm thick bed of cement mortar 1:3 (1cement: 3 coarse sand), jointing with grey cement slurry @ 3.3kg/sqm including grouting the joint with white cement & matching pigments etc. complete. Size of Tile 600x600 mm | 76.00 | sqm |  | 850.00 | 64600.00 | 1250.00 | 95000.00 | 1200.00 | 91200.00 | 1242.00 | 94392.00 | 1500.00 | 114000.00 | 1231.00 | 93556.00 | 64600.00 | A. CONSTRUCTIONS
1.05 | Making khurras 45x45 cm with average minimum thickness of 5 cm cement concrete 1:2:4 (1 cement : 2 coarse sand : 4 graded stone aggregate of 20 mm nominal size) over P.V.C. sheet 1mx1mx400 micron, finished with 12mm cement plaster 1:3 (1 cement :3 coarse sand) and a coat of neat cement, rounding the edges and making and finishing the outlet complete. | 18.00 | each |  | 150.00 | 2700.00 | 250.00 | 4500.00 | 180.00 | 3240.00 | 264.00 | 4752.00 | 750.00 | 13500.00 | 144.00 | 2592.00 | 2592.00 | Generic Engineering Construction and Projects Limited
1.06 | Providing and fixing on wall face unplasticised Rigid PVC rain water pipes conforming to IS : 13592 Type A including jointing with seal ring conforming to IS : 5382 leaving 10 mm gap for thermal expansion.(i) Single socketed pipes. 110 mm diameter | 122.00 | mtr |  | 400.00 | 48800.00 | 305.00 | 37210.00 | 275.00 | 33550.00 | 305.00 | 37210.00 | 650.00 | 79300.00 | 307.00 | 37454.00 | 33550.00 | M/s Anil Enterprises
1.06 | Providing and fixing on wall face unplasticised - PVC moulded fittings/ accessories for unplasticised Rigid PVC rain water pipes conforming to IS : 13592 Type A including jointing with seal ring conforming to IS : 5382 leaving 10 mm gap for thermal expansion. Bend 87.5° (a) 110 mm bend | 18.00 | each |  | 150.00 | 2700.00 | 130.00 | 2340.00 | 110.00 | 1980.00 | 122.00 | 2196.00 | 650.00 | 11700.00 | 93.00 | 1674.00 | 1674.00 | Generic Engineering Construction and Projects Limited
1.06 | Providing and fixing on wall face unplasticised - PVC moulded fittings/ accessories for unplasticised Rigid PVC rain water pipes conforming to IS : 13592 Type A including jointing with seal ring conforming to IS : 5382 leaving 10 mm gap for thermal expansion. Shoe (Plain) (a) 110 mm Shoe | 18.00 | each |  | 175.00 | 3150.00 | 115.00 | 2070.00 | 100.00 | 1800.00 | 107.00 | 1926.00 | 650.00 | 11700.00 | 77.00 | 1386.00 | 1386.00 | Generic Engineering Construction and Projects Limited
1.06 | Providing and fixing unplasticised -PVC pipe clips of approved design to unplasticised - PVC rain water pipes by means of 50x50x50mm hard wood plugs, screwed with M.S. screws of required length including cutting brick work and fixing in cement mortar 1:4 (1 cement : 4 coarse sand) and making good the wall etc. complete. (a) 110 mm | 84.00 | each |  | 75.00 | 6300.00 | 290.00 | 24360.00 | 240.00 | 20160.00 | 271.00 | 22764.00 | 650.00 | 54600.00 | 48.00 | 4032.00 | 4032.00 | Generic Engineering Construction and Projects Limited
1.06 | Providing and fixing to the inlet mouth of rain water pipe cast iron grating 15 cm diameter and weighing not less than 440 grams. | 18.00 | each |  | 100.00 | 1800.00 | 50.00 | 900.00 | 40.00 | 720.00 | 45.00 | 810.00 | 650.00 | 11700.00 | 133.00 | 2394.00 | 720.00 | M/s Anil Enterprises
1.06 | Providing and Fixing 15 mm thick densified tegular edged eco friendly light weight calcium silicate false ceiling tiles of approved texture of size 595 x 595 mm in true horizontal level, suspended on inter locking metal grid of hot dipped galvanised steel sections (galvanising @ 120 grams per sqm including both side) consisting of main ‘T’ runner suitably spaced at joints to get required length and of size 24x38 mm made from 0.33 mm thick (minimum) sheet, spaced 1200 mm centre to centre, and cross “T” of size 24x28 mm made out of 0.33 mm (Minimum) sheet, 1200 mm long spaced between main’T’ at 600 mm centre to centre to form a grid of 1200x600 mm and secondary cross ‘T’ of length 600 mm and size 24 x28 mm made of 0.33 mm thick (Minimum) sheet to be inter locked at middle of the 1200x 600 mm panel to from grid of size 600x600 mm, resting on periphery walls /partitions on a Perimeter wall angle pre-coated steel of size(24x24X3000 mm made of 0.40 mm thick (minimum) sheet with the help of rawl plugs at 450 mm centre to centre with 25 mm long dry wall screws @ 230 mm interval and laying 15 mm thick densified edges calicum silicate ceiling tiles of approved texture in the grid, including, cutting/ making opening“for services like diffusers, grills, light fittings, fixtures, smoke detectors etc., wherever required. Main ‘T’ runners to be suspended from ceiling using G.I. slotted cleats of size 25x35x1.6 mm fixed to ceiling with 12.5 mm dia and 50 mm long dash fasteners, 4 mm G.I. adjustable rods with galvanised steel level clips of size 85 x 30 x 0.8 mm, spaced at 1200 mm centre to centre along main ‘T’, bottom exposed with 24 mm of all Tsections shall be pre-painted with polyster baked paint, for all heights, as per specifications, drawings and as directed by Engineer-in-Charge. Note :- Only calcium silicate false ceiling area will be measured from wall to wall. No deduction shall be made for exposed frames/ opening (cut outs) having area less than 0.30 sqm.The calcium silicate ceiling tile shall have NRC value of 0.50 (Minimum), light reflection > 85%, non- combustible as per B.S. 476 part IV, 100% humidity resistance and also having thermal conductivity <0.043 w/mK. | 375.00 | sqm |  | 1200.00 | 450000.00 | 1500.00 | 562500.00 | 1450.00 | 543750.00 | 1404.00 | 526500.00 | 2800.00 | 1050000.00 | 3200.00 | 1200000.00 | 450000.00 | A. CONSTRUCTIONS
1.06 | 12 mm cement plaster of mix : 1:6 (1 cement: 6 coarse sand) | 4483.00 | sqm |  | 180.00 | 806940.00 | 260.00 | 1165580.00 | 200.00 | 896600.00 | 226.00 | 1013158.00 | 350.00 | 1569050.00 | 265.00 | 1187995.00 | 806940.00 | A. CONSTRUCTIONS
1.06 | 15 mm cement plaster on rough side of single or half brick wall of mix : 1:6 (1 cement: 6 coarse sand) | 4046.00 | sqm |  | 200.00 | 809200.00 | 260.00 | 1051960.00 | 230.00 | 930580.00 | 257.00 | 1039822.00 | 365.00 | 1476790.00 | 322.00 | 1302812.00 | 809200.00 | A. CONSTRUCTIONS
1.06 | 6 mm cement plaster of mix : 1:3 (1 cement: 3 fine sand) | 4226.00 | sqm |  | 170.00 | 718420.00 | 255.00 | 1077630.00 | 180.00 | 760680.00 | 207.00 | 874782.00 | 325.00 | 1373450.00 | 179.00 | 756454.00 | 718420.00 | A. CONSTRUCTIONS
1.06 | Neat cement punning | 1827.00 | sqm |  | 10.00 | 18270.00 | 65.00 | 118755.00 | 45.00 | 82215.00 | 24.00 | 43848.00 | 225.00 | 411075.00 | 38.00 | 69426.00 | 18270.00 | A. CONSTRUCTIONS
1.07 | Providing and laying cement concrete in retaining walls, return walls, walls (any thickness) including attached pilasters, columns, piers, abutments, pillars, posts, struts, buttresses, string or lacing courses, parapets, coping, bed blocks, anchor blocks, plain window sills, fillets, sunken floor, etc., up to floor five level, excluding the cost of centering, shuttering and finishing : 1:2:4 (1 Cement : 2 coarse sand (zone-III) : 4 graded stone aggregate 20 mm nominal size) | 10.00 | cum |  | 7000.00 | 70000.00 | 6200.00 | 62000.00 | 6900.00 | 69000.00 | 7048.00 | 70480.00 | 6800.00 | 68000.00 | 3935.00 | 39350.00 | 39350.00 | Generic Engineering Construction and Projects Limited
1.07 | Cement concrete flooring 1:2:4 (1 cement : 2 coarse sand : 4 graded stone aggregate) finished with a floating coat of neat cement, including cement slurry, but excluding the cost of nosing of steps etc. complete. 40 mm thick with 20 mm nominal size stone aggregate | 454.00 | sqm |  | 400.00 | 181600.00 | 500.00 | 227000.00 | 380.00 | 172520.00 | 502.00 | 227908.00 | 500.00 | 227000.00 | 405.00 | 183870.00 | 172520.00 | M/s Anil Enterprises
1.07 | Providing and applying white cement based putty of average thickness 1 mm, of approved brand and manufacturer, over the plastered wall surface to prepare the surface even and smooth complete. | 4002.00 | sqm |  | 40.00 | 160080.00 | 100.00 | 400200.00 | 85.00 | 340170.00 | 103.00 | 412206.00 | 145.00 | 580290.00 | 22.00 | 88044.00 | 88044.00 | Generic Engineering Construction and Projects Limited
1.07 | Distempering with 1st quality acrylic distemper (ready mixed) having VOC content less than 50 gms/litre, of approved manufacturer, of required shade and colour complete, as per manufacturer’s specification. Two or more coats on new work. | 4002.00 | sqm |  | 45.00 | 180090.00 | 125.00 | 500250.00 | 70.00 | 280140.00 | 78.00 | 312156.00 | 175.00 | 700350.00 | 124.00 | 496248.00 | 180090.00 | A. CONSTRUCTIONS
1.07 | Applying one coat of water thinnable cement primer of approved brand and manufacture on wall surface : Water thinnable cement primer. | 4002.00 | sqm |  | 20.00 | 80040.00 | 75.00 | 300150.00 | 50.00 | 200100.00 | 54.00 | 216108.00 | 125.00 | 500250.00 | 59.00 | 236118.00 | 80040.00 | A. CONSTRUCTIONS
1.07 | Finishing walls with Premium Acrylic Smooth exterior paint with Silicone additives of required shade New work (Two or more coats applied @ 1.43 ltr/ 10 sqm. over and including priming coat of exterior primer applied @ 2.20 kg/10 sqm). | 4823.00 | sqm |  | 160.00 | 771680.00 | 150.00 | 723450.00 | 110.00 | 530530.00 | 144.00 | 694512.00 | 245.00 | 1181635.00 | 281.00 | 1355263.00 | 530530.00 | M/s Anil Enterprises
1.07 | Applying priming coat : With ready mixed aluminium primer of approved brand and manufacture on resinous wood and plywood | 199.00 | sqm |  | 50.00 | 9950.00 | 60.00 | 11940.00 | 30.00 | 5970.00 | 51.00 | 10149.00 | 125.00 | 24875.00 | 63.00 | 12537.00 | 5970.00 | M/s Anil Enterprises
1.07 | Painting with synthetic enamel paint of approved brand and manufacture to give an even shade : Two or more coats on new work. | 554.00 | sqm |  | 120.00 | 66480.00 | 130.00 | 72020.00 | 80.00 | 44320.00 | 109.00 | 60386.00 | 225.00 | 124650.00 | 196.00 | 108584.00 | 44320.00 | M/s Anil Enterprises
1.07 | Extra for plastering exterior walls of height more than 10 m from ground level for every additional height of 3 m or part thereof. | 200.00 | sqm |  | 100.00 | 20000.00 | 65.00 | 13000.00 | 45.00 | 9000.00 | 62.00 | 12400.00 | 75.00 | 15000.00 | 277.00 | 55400.00 | 9000.00 | M/s Anil Enterprises
1.07 | Providing and fixing 10 mm thick acid and/or alkali resistant tiles of approved make and colour using acid and/or alkali resisting mortar bedding, and joints filled with acid and/or alkali resisting cement as per IS : 4457, complete as per the direction of Engineer-in- Charge. In flooring on a bed of 10 mm thick mortar 1:4 (1 acid proof cement : 4 coarse sand) Acid and alkali resistant tile | 77.00 | sqm |  | 850.00 | 65450.00 | 1500.00 | 115500.00 | 1200.00 | 92400.00 | 3312.00 | 255024.00 | 2000.00 | 154000.00 | 1377.00 | 106029.00 | 65450.00 | A. CONSTRUCTIONS
1.08 | Providing and fixing water closet squatting pan (Indian type W.C. pan ) with 100mm sand cast Iron P or S trap, 10 litre low level white P.V.C. flushing cistern, including flush pipe, with manually controlled device (handle lever) conforming to IS : 7231, with all fittings and fixtures complete including cutting and making good the walls and floors wherever required : White Vitreous china Orissa pattern W.C. pan of size 580x440mm with integral type foot rests. | 6.00 | each |  | 6000.00 | 36000.00 | 2800.00 | 16800.00 | 4600.00 | 27600.00 | 5070.00 | 30420.00 | 3500.00 | 21000.00 | 4048.00 | 24288.00 | 16800.00 | RAJ CONSTRUCTION
1.08 | Providing and fixing white vitreous china pedestal type water closet (European type W.C. pan) with seat and lid, 10 litre low level white P.V.C. flushing cistern, including flush pipe, with manually controlled device (handle lever), conforming to IS : 7231, with all fittings and fixtures complete, including cutting and making good the walls and floors wherever required : W.C. pan with ISI marked white solid plastic seat and lid | 4.00 | each |  | 6500.00 | 26000.00 | 5300.00 | 21200.00 | 4400.00 | 17600.00 | 4919.00 | 19676.00 | 15000.00 | 60000.00 | 10231.00 | 40924.00 | 17600.00 | M/s Anil Enterprises
1.08 | Providing and fixing white vitreous china pedestal type water closet (European type W.C. pan) with seat and lid, 10 litre low level white P.V.C. flushing cistern, including flush pipe, with manually controlled device (handle lever), conforming to IS : 7231, with all fittings and fixtures complete, including cutting and making good the walls and floors wherever required : W.C. pan with ISI marked black solid plastic seat and lid | 2.00 | each |  | 6500.00 | 13000.00 | 5300.00 | 10600.00 | 4400.00 | 8800.00 | 4807.00 | 9614.00 | 15000.00 | 30000.00 | 9735.00 | 19470.00 | 8800.00 | M/s Anil Enterprises
1.08 | Providing and fixing white vitreous china flat back half stall urinal of size 580x380x350 mm with white PVC automatic flushing cistern, with fittings, standard size C.P. brass flush pipe, spreaders with unions and clamps (all in C.P. brass) with waste fitting as per IS : 2556, C.I. trap with outlet grating and other couplings in C.P. brass, including painting of fittings and cutting and making good the walls and floors wherever required : Single half stall urinal with 5 litre P.V.C. automatic flushing cistern | 8.00 | each |  | 4500.00 | 36000.00 | 14500.00 | 116000.00 | 7200.00 | 57600.00 | 5975.00 | 47800.00 | 7500.00 | 60000.00 | 9151.00 | 73208.00 | 36000.00 | A. CONSTRUCTIONS
1.08 | Providing and fixing white vitreous china flat back half stall urinal of size 580x380x350 mm with white PVC automatic flushing cistern, with fittings, standard size C.P. brass flush pipe, spreaders with unions and clamps (all in C.P. brass) with waste fitting as per IS : 2556, C.I. trap with outlet grating and other couplings in C.P. brass, including painting of fittings and cutting and making good the walls and floors wherever required : Range of three half stall urinals with 10 litre P.V.C. automatic flushing cistern. | 1.00 | each |  | 10000.00 | 10000.00 | 17310.00 | 17310.00 | 15000.00 | 15000.00 | 16183.00 | 16183.00 | 9500.00 | 9500.00 | 10251.00 | 10251.00 | 9500.00 | KNY Projects Pvt. Ltd.
1.08 | Providing and fixing wash basin with C.I. brackets, 15 mm C.P. brass pillar taps,32 mm C.P. brass waste of standard pattern, including painting of fittings and brackets, cutting and making good the walls wherever require : White Vitreous China Wash basin size 630x450 mm with a single 15 mm C.P. brass pillar tap. | 11.00 | each |  | 3500.00 | 38500.00 | 6500.00 | 71500.00 | 2500.00 | 27500.00 | 2573.00 | 28303.00 | 15000.00 | 165000.00 | 11292.00 | 124212.00 | 27500.00 | M/s Anil Enterprises
1.08 | Providing and fixing Stainless Steel A ISI 304 (18/8) kitchen sink as per IS: 13983 with C.I. brackets and stainless steel plug 40 mm, including painting of fittings and brackets, cutting and making good the walls wherever required : Kitchen sink with drain board 510x1040 mm bowl depth 250 mm. | 1.00 | each |  | 8500.00 | 8500.00 | 5500.00 | 5500.00 | 4800.00 | 4800.00 | 4821.00 | 4821.00 | 12000.00 | 12000.00 | 8711.00 | 8711.00 | 4800.00 | M/s Anil Enterprises
1.08 | Providing and fixing Stainless Steel A ISI 304 (18/8) kitchen sink as per IS: 13983 with C.I. brackets and stainless steel plug 40 mm, including painting of fittings and brackets, cutting and making good the walls wherever required : Kitchen sink without drain board 610x510 mm bowl depth 200 mm. | 1.00 | each |  | 6500.00 | 6500.00 | 7000.00 | 7000.00 | 3500.00 | 3500.00 | 3396.00 | 3396.00 | 12000.00 | 12000.00 | 9112.00 | 9112.00 | 3396.00 | ENKEBEE INFRATECH INDIA PRIVATE LIMITED
1.08 | Providing and fixing white vitreous china pedestal for wash basin completely recessed at the back for the reception of pipes and fittings. | 4.00 | each |  | 1000.00 | 4000.00 | 2000.00 | 8000.00 | 1200.00 | 4800.00 | 1329.00 | 5316.00 | 2500.00 | 10000.00 | 8526.00 | 34104.00 | 4000.00 | A. CONSTRUCTIONS
1.08 | Providing and fixing white vitreous china extended wall mounting water closet of size 780x370x690 mm of approved shape including providing & fixing white vitreous china cistern with dual flush fitting, of flushing capacity 3 litre/ 6 litre (adjustable to 4 litre/ 8 litres), including seat cover, and cistern fittings, nuts, bolts and gasket etc complete. | 1.00 | each |  | 10000.00 | 10000.00 | 13860.00 | 13860.00 | 12000.00 | 12000.00 | 12953.00 | 12953.00 | 30000.00 | 30000.00 | 17722.00 | 17722.00 | 10000.00 | A. CONSTRUCTIONS
1.09 | Providing and fixing of 1065 mm long stainless steel grab bar (Dline/Bobrick B-5806.99x42) or equivalent make including screws, rawl plugs making wall guards complete as per direction of EIC. | 3.00 | each |  | 1200.00 | 3600.00 | 1200.00 | 3600.00 | 2000.00 | 6000.00 | 5500.00 | 16500.00 | 2500.00 | 7500.00 | 543.00 | 1629.00 | 1629.00 | Generic Engineering Construction and Projects Limited
1.09 | Providing and fixing P.V.C. waste pipe for sink or wash basin including P.V.C. waste fittings complete. Semi rigid pipe (a) 32 mm dia | 24.00 | each |  | 150.00 | 3600.00 | 90.00 | 2160.00 | 70.00 | 1680.00 | 83.00 | 1992.00 | 250.00 | 6000.00 | 172.00 | 4128.00 | 1680.00 | M/s Anil Enterprises
1.09 | Providing and fixing 600x450 mm beveled edge mirror of superior glass (of approved quality) complete with 6 mm thick hard board ground fixed to wooden cleats with C.P. brass screws and washers complete. | 5.00 | each |  | 600.00 | 3000.00 | 800.00 | 4000.00 | 1100.00 | 5500.00 | 1200.00 | 6000.00 | 900.00 | 4500.00 | 2056.00 | 10280.00 | 3000.00 | A. CONSTRUCTIONS
1.09 | Providing and fixing mirror of superior glass (of approved quality) and of required shape and size with plastic moulded frame of approved make and shade with 6 mm thick hard board backing : Rectangular shape 1500x450 mm | 3.00 | each |  | 1500.00 | 4500.00 | 1500.00 | 4500.00 | 1500.00 | 4500.00 | 1671.00 | 5013.00 | 2500.00 | 7500.00 | 2611.00 | 7833.00 | 4500.00 | A. CONSTRUCTIONS, RAJ CONSTRUCTION, M/s Anil Enterprises
1.09 | Providing and fixing 600x120x5mm glass shelf with edges round off, supported on anodised aluminium angle frame with C.P. brass brackets and guard rail complete fixed with 40 mm long screws, rawl plugs etc., complete. | 4.00 | each |  | 1000.00 | 4000.00 | 900.00 | 3600.00 | 650.00 | 2600.00 | 788.00 | 3152.00 | 1200.00 | 4800.00 | 611.00 | 2444.00 | 2444.00 | Generic Engineering Construction and Projects Limited
1.09 | Providing and fixing toilet paper holder : C.P. brass | 13.00 | each |  | 1000.00 | 13000.00 | 950.00 | 12350.00 | 500.00 | 6500.00 | 546.00 | 7098.00 | 1500.00 | 19500.00 | 972.00 | 12636.00 | 6500.00 | M/s Anil Enterprises
1.09 | Providing and fixing soil, waste and vent pipes : 100 mm dia. Sand cast iron S&S pipe as per IS: 1729. | 50.00 | mtr |  | 1100.00 | 55000.00 | 1100.00 | 55000.00 | 900.00 | 45000.00 | 944.00 | 47200.00 | 2500.00 | 125000.00 | 1195.00 | 59750.00 | 45000.00 | M/s Anil Enterprises
1.09 | Providing and fixing soil, waste and vent pipes : 75 mm diameter : Sand cast iron S&S pipe as per IS: 1729. | 40.00 | mtr |  | 900.00 | 36000.00 | 925.00 | 37000.00 | 830.00 | 33200.00 | 864.00 | 34560.00 | 2000.00 | 80000.00 | 1000.00 | 40000.00 | 33200.00 | M/s Anil Enterprises
1.09 | Providing and fixing bend of required degree with access door, insertion rubber washer 3 mm thick, bolts and nuts complete. (a) 100 mm dia Sand cast iron S&S as per IS - 1729 | 20.00 | each |  | 540.00 | 10800.00 | 470.00 | 9400.00 | 450.00 | 9000.00 | 432.00 | 8640.00 | 1000.00 | 20000.00 | 124.00 | 2480.00 | 2480.00 | Generic Engineering Construction and Projects Limited
1.09 | Providing and fixing bend of required degree with access door, insertion rubber washer 3 mm thick, bolts and nuts complete.(b) 75 mm dia Sand cast iron S&S as per IS - 1729 | 20.00 | each |  | 400.00 | 8000.00 | 375.00 | 7500.00 | 350.00 | 7000.00 | 348.00 | 6960.00 | 1000.00 | 20000.00 | 73.00 | 1460.00 | 1460.00 | Generic Engineering Construction and Projects Limited
1.10 | Providing and fixing plain bend of required degree. (a) 100 mm dia Sand cast iron S&S as per IS - 1729 | 20.00 | each |  | 475.00 | 9500.00 | 385.00 | 7700.00 | 350.00 | 7000.00 | 358.00 | 7160.00 | 1000.00 | 20000.00 | 124.00 | 2480.00 | 2480.00 | Generic Engineering Construction and Projects Limited
1.10 | Providing and fixing plain bend of required degree. (b) 75 mm dia Sand cast iron S&S as per IS -1729 | 20.00 | each |  | 350.00 | 7000.00 | 310.00 | 6200.00 | 270.00 | 5400.00 | 290.00 | 5800.00 | 1000.00 | 20000.00 | 73.00 | 1460.00 | 1460.00 | Generic Engineering Construction and Projects Limited
1.10 | Providing and fixing double equal junction of required degree with access door, insertion rubber washer 3 mm thick, bolts and nuts complete : (a) 100x100x100x100 mm Sand cast iron S&S as per IS - 1729 | 4.00 | each |  | 1225.00 | 4900.00 | 1020.00 | 4080.00 | 850.00 | 3400.00 | 950.00 | 3800.00 | 1000.00 | 4000.00 | 644.00 | 2576.00 | 2576.00 | Generic Engineering Construction and Projects Limited
1.10 | Providing and fixing double equal junction of required degree with access door, insertion rubber washer 3 mm thick, bolts and nuts complete : (b) 75x75x75x75 mm Sand cast iron S&S as per IS - 1729 | 6.00 | each |  | 1000.00 | 6000.00 | 720.00 | 4320.00 | 650.00 | 3900.00 | 673.00 | 4038.00 | 1000.00 | 6000.00 | 556.00 | 3336.00 | 3336.00 | Generic Engineering Construction and Projects Limited
1.10 | Providing and fixing double unequal junction of required degree with access door, insertion rubber washer 3 mm thick, bolts and nuts complete : 100x100x75x75 mm Sand cast iron S&S as per IS - 1729 | 6.00 | each |  | 1050.00 | 6300.00 | 1000.00 | 6000.00 | 900.00 | 5400.00 | 932.00 | 5592.00 | 1000.00 | 6000.00 | 644.00 | 3864.00 | 3864.00 | Generic Engineering Construction and Projects Limited
1.10 | Providing and fixing terminal guard: 100 mm Sand cast iron S&S as per IS - 1729 | 3.00 | each |  | 350.00 | 1050.00 | 360.00 | 1080.00 | 310.00 | 930.00 | 333.00 | 999.00 | 1000.00 | 3000.00 | 220.00 | 660.00 | 660.00 | Generic Engineering Construction and Projects Limited
1.10 | Providing and fixing collar: 100 mm Sand cast iron S&S as per IS - 1729 | 6.00 | each |  | 350.00 | 2100.00 | 370.00 | 2220.00 | 320.00 | 1920.00 | 342.00 | 2052.00 | 1000.00 | 6000.00 | 365.00 | 2190.00 | 1920.00 | M/s Anil Enterprises
1.10 | Providing and fixing collar: 75 mm Sand cast iron S&S as per IS - 1729 | 6.00 | each |  | 300.00 | 1800.00 | 270.00 | 1620.00 | 250.00 | 1500.00 | 249.00 | 1494.00 | 1000.00 | 6000.00 | 261.00 | 1566.00 | 1494.00 | ENKEBEE INFRATECH INDIA PRIVATE LIMITED
1.10 | Providing lead caulked joints to sand cast iron/centrifugally cast (spun) iron pipes and fittings of diameter: (a) 100 mm | 20.00 | each |  | 200.00 | 4000.00 | 485.00 | 9700.00 | 450.00 | 9000.00 | 451.00 | 9020.00 | 350.00 | 7000.00 | 250.00 | 5000.00 | 4000.00 | A. CONSTRUCTIONS
1.10 | Providing lead caulked joints to sand cast iron/centrifugally cast (spun) iron pipes and fittings of diameter: (b) 75 mm | 20.00 | each |  | 150.00 | 3000.00 | 410.00 | 8200.00 | 430.00 | 8600.00 | 382.00 | 7640.00 | 300.00 | 6000.00 | 222.00 | 4440.00 | 3000.00 | A. CONSTRUCTIONS
1.11 | Providing and fixing G.I. Pipes complete with G.I. fittings and clamps, i/c making good the walls etc. concealed pipe including painting with anticorrosive bitumastic paint, cutting chases and making good the wall: 15 mm dia. nominal bore | 70.00 | mtr |  | 200.00 | 14000.00 | 450.00 | 31500.00 | 410.00 | 28700.00 | 419.00 | 29330.00 | 350.00 | 24500.00 | 276.00 | 19320.00 | 14000.00 | A. CONSTRUCTIONS
1.11 | Providing and fixing G.I. Pipes complete with G.I. fittings and clamps, i/c making good the walls etc. concealed pipe including painting with anticorrosive bitumastic paint, cutting chases and making good the wall: 20 mm dia. nominal bore | 70.00 | mtr |  | 250.00 | 17500.00 | 500.00 | 35000.00 | 450.00 | 31500.00 | 463.00 | 32410.00 | 375.00 | 26250.00 | 320.00 | 22400.00 | 17500.00 | A. CONSTRUCTIONS
1.11 | Providing and fixing G.I. pipes complete with G.I. fittings and clamps, i/c cutting and making good the walls etc. : Internal work – Exposed on wall. 32 mm dia. nominal bore | 15.00 | mtr |  | 400.00 | 6000.00 | 530.00 | 7950.00 | 500.00 | 7500.00 | 496.00 | 7440.00 | 450.00 | 6750.00 | 317.00 | 4755.00 | 4755.00 | Generic Engineering Construction and Projects Limited
1.11 | Providing and fixing G.I. pipes complete with G.I. fittings and clamps, i/c cutting and making good the walls etc. : Internal work – Exposed on wall. 50 mm dia. nominal bore | 20.00 | mtr |  | 600.00 | 12000.00 | 790.00 | 15800.00 | 750.00 | 15000.00 | 736.00 | 14720.00 | 600.00 | 12000.00 | 556.00 | 11120.00 | 11120.00 | Generic Engineering Construction and Projects Limited
1.11 | Providing and fixing G.I. pipes complete with G.I. fittings including trenching and refilling etc. : External work 20 mm dia. nominal bore | 50.00 | mtr |  | 250.00 | 12500.00 | 285.00 | 14250.00 | 250.00 | 12500.00 | 265.00 | 13250.00 | 350.00 | 17500.00 | 403.00 | 20150.00 | 12500.00 | A. CONSTRUCTIONS, M/s Anil Enterprises
1.11 | Providing and fixing G.I. pipes complete with G.I. fittings including trenching and refilling etc. : External work 32 mm dia. nominal bore | 50.00 | mtr |  | 400.00 | 20000.00 | 530.00 | 26500.00 | 400.00 | 20000.00 | 397.00 | 19850.00 | 450.00 | 22500.00 | 428.00 | 21400.00 | 19850.00 | ENKEBEE INFRATECH INDIA PRIVATE LIMITED
1.11 | Providing and fixing G.I. pipes complete with G.I. fittings including trenching and refilling etc. : External work 50 mm dia nominal bore | 50.00 | mtr |  | 600.00 | 30000.00 | 790.00 | 39500.00 | 550.00 | 27500.00 | 529.00 | 26450.00 | 600.00 | 30000.00 | 667.00 | 33350.00 | 26450.00 | ENKEBEE INFRATECH INDIA PRIVATE LIMITED
1.11 | Providing and fixing G.I. pipes complete with G.I. fittings including trenching and refilling etc. : External work 80 mm dia nominal bore | 100.00 | mtr |  | 900.00 | 90000.00 | 900.00 | 90000.00 | 850.00 | 85000.00 | 811.00 | 81100.00 | 1000.00 | 100000.00 | 1206.00 | 120600.00 | 81100.00 | ENKEBEE INFRATECH INDIA PRIVATE LIMITED
1.11 | Making connection of G.I. distribution branch with G.I. main of following sizes by providing and fixing tee, including cutting and threading the pipe etc. complete : (a) 25 to 40 mm nominal bore | 15.00 | each |  | 500.00 | 7500.00 | 675.00 | 10125.00 | 650.00 | 9750.00 | 630.00 | 9450.00 | 300.00 | 4500.00 | 833.00 | 12495.00 | 4500.00 | KNY Projects Pvt. Ltd.
1.11 | Making connection of G.I. distribution branch with G.I. main of following sizes by providing and fixing tee, including cutting and threading the pipe etc. complete : (b) 50 to 80 mm nominal bore | 10.00 | each |  | 1000.00 | 10000.00 | 1435.00 | 14350.00 | 1220.00 | 12200.00 | 1340.00 | 13400.00 | 500.00 | 5000.00 | 833.00 | 8330.00 | 5000.00 | KNY Projects Pvt. Ltd.
1.12 | Providing and fixing gun metal gate valve with C.I. wheel of approved quality (screwed end) : 20 mm nominal bore | 14.00 | each |  | 725.00 | 10150.00 | 465.00 | 6510.00 | 410.00 | 5740.00 | 431.00 | 6034.00 | 3500.00 | 49000.00 | 1381.00 | 19334.00 | 5740.00 | M/s Anil Enterprises
1.12 | Providing and fixing gun metal gate valve with C.I. wheel of approved quality (screwed end) : 32 mm nominal bore. | 4.00 | each |  | 1450.00 | 5800.00 | 585.00 | 2340.00 | 520.00 | 2080.00 | 545.00 | 2180.00 | 4500.00 | 18000.00 | 1056.00 | 4224.00 | 2080.00 | M/s Anil Enterprises
1.12 | Providing and fixing gun metal gate valve with C.I. wheel of approved quality (screwed end) : 40 mm nominal bore | 10.00 | each |  | 2050.00 | 20500.00 | 680.00 | 6800.00 | 650.00 | 6500.00 | 635.00 | 6350.00 | 6500.00 | 65000.00 | 1611.00 | 16110.00 | 6350.00 | ENKEBEE INFRATECH INDIA PRIVATE LIMITED
1.12 | Providing and fixing gun metal gate valve with C.I. wheel of approved quality (screwed end) : 50 mm nominal bore | 8.00 | each |  | 2950.00 | 23600.00 | 870.00 | 6960.00 | 810.00 | 6480.00 | 814.00 | 6512.00 | 7500.00 | 60000.00 | 1834.00 | 14672.00 | 6480.00 | M/s Anil Enterprises
1.12 | Providing and fixing gun metal gate valve with C.I. wheel of approved quality (screwed end) : 80 mm nominal bore | 6.00 | each |  | 7350.00 | 44100.00 | 2220.00 | 13320.00 | 2150.00 | 12900.00 | 2074.00 | 12444.00 | 9000.00 | 54000.00 | 5223.00 | 31338.00 | 12444.00 | ENKEBEE INFRATECH INDIA PRIVATE LIMITED
1.12 | Providing and fixing ball valve (brass) of approved quality, High or low pressure, with plastic floats complete : 25 mm nominal bore | 1.00 | each |  | 1100.00 | 1100.00 | 400.00 | 400.00 | 350.00 | 350.00 | 369.00 | 369.00 | 1900.00 | 1900.00 | 532.00 | 532.00 | 350.00 | M/s Anil Enterprises
1.12 | Providing and fixing uplasticised PVC connection pipe with brass unions : 45 cm length 15 mm nominal bore | 15.00 | each |  | 150.00 | 2250.00 | 85.00 | 1275.00 | 75.00 | 1125.00 | 78.00 | 1170.00 | 600.00 | 9000.00 | 172.00 | 2580.00 | 1125.00 | M/s Anil Enterprises
1.12 | Providing and fixing C.P. brass shower rose with 15 or 20 mm inlet : 100 mm diameter | 4.00 | each |  | 1000.00 | 4000.00 | 155.00 | 620.00 | 140.00 | 560.00 | 142.00 | 568.00 | 2500.00 | 10000.00 | 511.00 | 2044.00 | 560.00 | M/s Anil Enterprises
1.12 | Painting G.I. pipes and fittings with synthetic enamel white paint with two coats over a ready mixed priming coat, both of approved quality for new work : 25 mm diameter pipe. | 50.00 | mtr |  | 15.00 | 750.00 | 24.00 | 1200.00 | 20.00 | 1000.00 | 22.00 | 1100.00 | 45.00 | 2250.00 | 33.00 | 1650.00 | 750.00 | A. CONSTRUCTIONS
1.12 | Painting G.I. pipes and fittings with synthetic enamel white paint with two coats over a ready mixed priming coat, both of approved quality for new work : 50 mm diameter pipe. | 20.00 | mtr |  | 30.00 | 600.00 | 40.00 | 800.00 | 35.00 | 700.00 | 37.00 | 740.00 | 55.00 | 1100.00 | 33.00 | 660.00 | 600.00 | A. CONSTRUCTIONS
1.13 | Painting G.I. pipes and fittings with two coats of anti-corrosive bitumastic paint of approved quality : (a) 15 mm diameter pipe | 50.00 | mtr |  | 15.00 | 750.00 | 15.50 | 775.00 | 7.00 | 350.00 | 10.00 | 500.00 | 35.00 | 1750.00 | 33.00 | 1650.00 | 350.00 | M/s Anil Enterprises
1.13 | Painting G.I. pipes and fittings with two coats of anti-corrosive bitumastic paint of approved quality : (b) 20 mm diameter pipe | 100.00 | mtr |  | 15.00 | 1500.00 | 18.50 | 1850.00 | 9.00 | 900.00 | 11.00 | 1100.00 | 38.00 | 3800.00 | 33.00 | 3300.00 | 900.00 | M/s Anil Enterprises
1.13 | Painting G.I. pipes and fittings with two coats of anti-corrosive bitumastic paint of approved quality : (c) 25 mm diameter pipe | 50.00 | mtr |  | 20.00 | 1000.00 | 24.00 | 1200.00 | 16.00 | 800.00 | 14.00 | 700.00 | 45.00 | 2250.00 | 33.00 | 1650.00 | 700.00 | ENKEBEE INFRATECH INDIA PRIVATE LIMITED
1.13 | Painting G.I. pipes and fittings with two coats of anti-corrosive bitumastic paint of approved quality : (d) 50 mm diameter pipe | 50.00 | mtr |  | 30.00 | 1500.00 | 40.00 | 2000.00 | 28.00 | 1400.00 | 22.00 | 1100.00 | 55.00 | 2750.00 | 33.00 | 1650.00 | 1100.00 | ENKEBEE INFRATECH INDIA PRIVATE LIMITED
1.13 | Painting G.I. pipes and fittings with two coats of anti-corrosive bitumastic paint of approved quality : (e) 80 mm diameter pipe | 100.00 | mtr |  | 40.00 | 4000.00 | 50.00 | 5000.00 | 30.00 | 3000.00 | 32.00 | 3200.00 | 75.00 | 7500.00 | 33.00 | 3300.00 | 3000.00 | M/s Anil Enterprises
1.13 | Providing and filling sand of grading zone V or coarser grade all- round the G.I. pipes in external work. (a) 25 mm diameter pipe | 50.00 | mtr |  | 40.00 | 2000.00 | 150.00 | 7500.00 | 140.00 | 7000.00 | 140.00 | 7000.00 | 35.00 | 1750.00 | 83.00 | 4150.00 | 1750.00 | KNY Projects Pvt. Ltd.
1.13 | Providing and filling sand of grading zone V or coarser grade all- round the G.I. pipes in external work. (b) 50 mm diameter pipe | 50.00 | mtr |  | 70.00 | 3500.00 | 160.00 | 8000.00 | 145.00 | 7250.00 | 150.00 | 7500.00 | 45.00 | 2250.00 | 139.00 | 6950.00 | 2250.00 | KNY Projects Pvt. Ltd.
1.13 | Providing and filling sand of grading zone V or coarser grade all- round the G.I. pipes in external work. (c) 80 mm diameter pipe | 100.00 | mtr |  | 80.00 | 8000.00 | 262.00 | 26200.00 | 250.00 | 25000.00 | 243.00 | 24300.00 | 55.00 | 5500.00 | 167.00 | 16700.00 | 5500.00 | KNY Projects Pvt. Ltd.
1.13 | Providing and fixing G.I. Union in G.I. pipe including cutting and threading the pipe and making long screws etc. complete (New work) (a) 15 mm nominal bore | 10.00 | each |  | 200.00 | 2000.00 | 240.00 | 2400.00 | 230.00 | 2300.00 | 221.00 | 2210.00 | 200.00 | 2000.00 | 50.00 | 500.00 | 500.00 | Generic Engineering Construction and Projects Limited
1.13 | Providing and fixing G.I. Union in G.I. pipe including cutting and threading the pipe and making long screws etc. complete (New work) (b) 20 mm nominal bore | 20.00 | each |  | 250.00 | 5000.00 | 262.00 | 5240.00 | 250.00 | 5000.00 | 245.00 | 4900.00 | 250.00 | 5000.00 | 142.00 | 2840.00 | 2840.00 | Generic Engineering Construction and Projects Limited
1.14 | Providing and fixing G.I. Union in G.I. pipe including cutting and threading the pipe and making long screws etc. complete (New work) (c) 25 mm nominal bore | 20.00 | each |  | 300.00 | 6000.00 | 340.00 | 6800.00 | 310.00 | 6200.00 | 318.00 | 6360.00 | 300.00 | 6000.00 | 150.00 | 3000.00 | 3000.00 | Generic Engineering Construction and Projects Limited
1.14 | Providing and fixing G.I. Union in G.I. pipe including cutting and threading the pipe and making long screws etc. complete (New work) (d) 50mm nominal bore | 15.00 | each |  | 465.00 | 6975.00 | 600.00 | 9000.00 | 530.00 | 7950.00 | 559.00 | 8385.00 | 500.00 | 7500.00 | 200.00 | 3000.00 | 3000.00 | Generic Engineering Construction and Projects Limited
1.14 | Providing and fixing G.I. Union in G.I. pipe including cutting and threading the pipe and making long screws etc. complete (New work) (e) 80 mm nominal bore | 15.00 | each |  | 1000.00 | 15000.00 | 1020.00 | 15300.00 | 930.00 | 13950.00 | 952.00 | 14280.00 | 900.00 | 13500.00 | 244.00 | 3660.00 | 3660.00 | Generic Engineering Construction and Projects Limited
1.14 | Providing and fixing G.I. Union in existing G.I. pipe line, cutting and threading the pipe and making long screws including excavation, refilling the earth or cutting of wall and making good the same complete wherever required : (a) 15 mm nominal bore. | 4.00 | each |  | 350.00 | 1400.00 | 250.00 | 1000.00 | 580.00 | 2320.00 | 578.00 | 2312.00 | 350.00 | 1400.00 | 194.00 | 776.00 | 776.00 | Generic Engineering Construction and Projects Limited
1.14 | Providing and fixing G.I. Union in existing G.I. pipe line, cutting and threading the pipe and making long screws including excavation, refilling the earth or cutting of wall and making good the same complete wherever required : (a) 20 mm nominal bore. | 4.00 | each |  | 400.00 | 1600.00 | 275.00 | 1100.00 | 600.00 | 2400.00 | 602.00 | 2408.00 | 400.00 | 1600.00 | 142.00 | 568.00 | 568.00 | Generic Engineering Construction and Projects Limited
1.14 | Providing and fixing G.I. Union in existing G.I. pipe line, cutting and threading the pipe and making long screws including excavation, refilling the earth or cutting of wall and making good the same complete wherever required : (a) 32 mm nominal bore. | 5.00 | each |  | 550.00 | 2750.00 | 410.00 | 2050.00 | 760.00 | 3800.00 | 716.00 | 3580.00 | 500.00 | 2500.00 | 144.00 | 720.00 | 720.00 | Generic Engineering Construction and Projects Limited
1.14 | Providing and placing on terrace (at all floor levels) polyethylene water storage tank, IS : 12701 marked, with cover and suitable locking arrangement and making necessary holes for inlet, outlet and overflow pipes but without fittings and the base support for tank. | 11000.00 | per ltr |  | 13.00 | 143000.00 | 12.00 | 132000.00 | 9.00 | 99000.00 | 8.00 | 88000.00 | 15.00 | 165000.00 | 8.00 | 88000.00 | 88000.00 | ENKEBEE INFRATECH INDIA PRIVATE LIMITED, Generic Engineering Construction and Projects Limited
1.14 | Providing and fixing C.P. brass bib cock of approved quality conforming to IS:8931 (a) 15 mm nominal bore. | 17.00 | each |  | 700.00 | 11900.00 | 1200.00 | 20400.00 | 400.00 | 6800.00 | 392.00 | 6664.00 | 1500.00 | 25500.00 | 778.00 | 13226.00 | 6664.00 | ENKEBEE INFRATECH INDIA PRIVATE LIMITED
1.14 | Providing and fixing C.P. brass long nose bib cock of approved quality conforming to IS standards and weighing not less than 810 gms. (a) 15 mm nominal bore | 1.00 | each |  | 800.00 | 800.00 | 1500.00 | 1500.00 | 600.00 | 600.00 | 579.00 | 579.00 | 1500.00 | 1500.00 | 809.00 | 809.00 | 579.00 | ENKEBEE INFRATECH INDIA PRIVATE LIMITED
1.14 | Providing and fixing C.P. brass long body bib cock of approved quality conforming to IS standards and weighing not less than 690 gms. (a) 15 mm nominal bore | 4.00 | each |  | 1000.00 | 4000.00 | 1500.00 | 6000.00 | 520.00 | 2080.00 | 517.00 | 2068.00 | 1600.00 | 6400.00 | 954.00 | 3816.00 | 2068.00 | ENKEBEE INFRATECH INDIA PRIVATE LIMITED
1.15 | Providing and fixing C.P. brass stop cock (concealed) of standard design and of approved make conforming to IS:8931. (a) 15 mm nominal bore. | 20.00 | each |  | 1000.00 | 20000.00 | 750.00 | 15000.00 | 600.00 | 12000.00 | 568.00 | 11360.00 | 1500.00 | 30000.00 | 778.00 | 15560.00 | 11360.00 | ENKEBEE INFRATECH INDIA PRIVATE LIMITED
1.15 | Providing and fixing C.P. brass angle valve for basin mixer and geyser points of approved quality conforming to IS:8931 (a) 15 mm nominal bore | 15.00 | each |  | 750.00 | 11250.00 | 750.00 | 11250.00 | 460.00 | 6900.00 | 497.00 | 7455.00 | 1500.00 | 22500.00 | 778.00 | 11670.00 | 6900.00 | M/s Anil Enterprises
1.15 | Providing and fixing C.P. Brass extension nipple (size 15mmx50mm) of approved make and quality as per direction of Engineer-in-charge. | 15.00 | each |  | 100.00 | 1500.00 | 75.00 | 1125.00 | 55.00 | 825.00 | 58.00 | 870.00 | 265.00 | 3975.00 | 406.00 | 6090.00 | 825.00 | M/s Anil Enterprises
1.15 | Providing, laying and jointing glazed stoneware pipes class SP-1 with stiff mixture of cement mortar in the proportion of 1:1 (1 cement : 1 fine sand) including testing of joints etc. complete : (a) 150 mm diameter | 200.00 | mtr |  | 500.00 | 100000.00 | 320.00 | 64000.00 | 380.00 | 76000.00 | 468.00 | 93600.00 | 650.00 | 130000.00 | 407.00 | 81400.00 | 64000.00 | RAJ CONSTRUCTION
1.15 | Providing and laying cement concrete 1:5:10 (1 cement : 5 coarse sand : 10 graded stone aggregate 40 mm nominal size) all-round S.W. pipes including bed concrete as per standard design: (a) 150 mm diameter S.W. pipe | 200.00 | mtr |  | 350.00 | 70000.00 | 825.00 | 165000.00 | 750.00 | 150000.00 | 935.00 | 187000.00 | 200.00 | 40000.00 | 183.00 | 36600.00 | 36600.00 | Generic Engineering Construction and Projects Limited
1.15 | Providing and fixing square-mouth S.W. gully trap class SP-1 complete with C.I. grating brick masonry chamber with water tight C.I. cover with frame of 300x300 mm size (inside) the weight of cover to be not less than 4.50 kg and frame to be not less than 2.70 kg as per standard design : (a) 150 x 100 mm size P type. With common burnt clay F.P.S. (non modular) bricks of class designation 7.5 | 6.00 | each |  | 2000.00 | 12000.00 | 2320.00 | 13920.00 | 1700.00 | 10200.00 | 2167.00 | 13002.00 | 2500.00 | 15000.00 | 1747.00 | 10482.00 | 10200.00 | M/s Anil Enterprises
1.15 | Providing and laying non-pressure NP2 class (light duty) R.C.C. pipes with collars jointed with stiff mixture of cement mortar in the proportion of 1:2 (1 cement : 2 fine sand) including testing of joints etc. complete : (a) 150 mm dia. R.C.C. pipe | 710.00 | mtr |  | 325.00 | 230750.00 | 450.00 | 319500.00 | 440.00 | 312400.00 | 433.00 | 307430.00 | 600.00 | 426000.00 | 508.00 | 360680.00 | 230750.00 | A. CONSTRUCTIONS
1.15 | Providing and laying Non Pressure NP-3 class (Medium duty) R.C.C. pipes including collars/ spigot jointed with stiff mixture of cement mortar in the proportion of 1:2 (1 cement : 2 fine sand) including testing of joints etc. complete. (a) 450 mm dia RCC pipes. | 25.00 | mtr |  | 1850.00 | 46250.00 | 2200.00 | 55000.00 | 2000.00 | 50000.00 | 2173.00 | 54325.00 | 5500.00 | 137500.00 | 797.00 | 19925.00 | 19925.00 | Generic Engineering Construction and Projects Limited
1.15 | Providing and laying Non Pressure NP-3 class (Medium duty) R.C.C. pipes including collars/ spigot jointed with stiff mixture of cement mortar in the proportion of 1:2 (1 cement : 2 fine sand) including testing of joints etc. complete. (a) 600 mm dia RCC pipes. | 20.00 | mtr |  | 2750.00 | 55000.00 | 2800.00 | 56000.00 | 2400.00 | 48000.00 | 2791.00 | 55820.00 | 6500.00 | 130000.00 | 1286.00 | 25720.00 | 25720.00 | Generic Engineering Construction and Projects Limited
1.15 | Constructing brick masonry manhole in cement mortar 1:4 (1 cement : 4 coarse sand) with R.C.C. top slab with 1:2:4 mix (1 cement : 2 coarse sand : 4 graded stone aggregate 20 mm nominal size), foundation concrete 1:4:8 mix (1 cement : 4 coarse sand : 8 graded stone aggregate 40mm nominal size), inside plastering 12mm thick with cement mortar 1:3 (1 cement : 3 coarse sand) finished with floating coat of neat cement and making channels in cement concrete 1:2:4 (1 cement : 2 coarse sand : 4 graded stone aggregate 20mm nominal size) finished with a floating coat of neat cement complete as per standard design : Inside size 90x80 cm and 45 cm deep including C.I. cover with frame (light duty) 455x610 mm internal dimensions, total weight of cover and frame to be not less than 38 kg (weight of cover 23 kg and weight of frame 15 kg) : (a) With common burnt clay F.P.S. (non modular) bricks of class designation 7.5 | 15.00 | each |  | 9600.00 | 144000.00 | 10910.00 | 163650.00 | 9000.00 | 135000.00 | 10197.00 | 152955.00 | 15000.00 | 225000.00 | 6667.00 | 100005.00 | 100005.00 | Generic Engineering Construction and Projects Limited
1.16 | Constructing brick masonry manhole in cement mortar 1:4 ( 1 cement : 4 coarse sand ) with R.C.C. top slab with 1:2:4 mix (1 cement : 2 coarse sand : 4 graded stone aggregate 20 mm nominal size),foundation concrete 1:4:8 mix (1 cement : 4 coarse sand : 8 graded stone aggregate 40 mm nominal size), inside plastering 12 mm thick with cement mortar 1:3 (1 cement : 3 coarse sand) finished with floating coat of neat cement and making channels in cement concrete 1:2:4 (1cement : 2 coarse sand : 4 graded stone aggregate 20 mm nominal size) finished with a floating coat of neat cement complete as per standard design : Inside size 120x90 cm and 90 cm deep including C.I. cover with frame (medium duty) 500 mm internal diameter, total weight of cover and frame to be not less than 116 kg (weight of cover 58 kg and weight of frame 58 kg) : With common burnt clay F.P.S. (non modular) bricks of class designation 7.5 | 10.00 | each |  | 21150.00 | 211500.00 | 22940.00 | 229400.00 | 17000.00 | 170000.00 | 21449.00 | 214490.00 | 20000.00 | 200000.00 | 15585.00 | 155850.00 | 155850.00 | Generic Engineering Construction and Projects Limited
1.16 | Extra for depth for manholes (a) Size 90x80 cm With common burnt clay F.P.S. (non modular) bricks of class designation 7.5 | 8.00 | mtr |  | 6200.00 | 49600.00 | 7500.00 | 60000.00 | 6000.00 | 48000.00 | 7016.00 | 56128.00 | 15000.00 | 120000.00 | 6604.00 | 52832.00 | 48000.00 | M/s Anil Enterprises
1.16 | Extra for depth for manholes (a) Size 120x90 cm With common burnt clay F.P.S. (non modular) bricks of class designation 7.5 | 3.00 | mtr |  | 7500.00 | 22500.00 | 9000.00 | 27000.00 | 7000.00 | 21000.00 | 8411.00 | 25233.00 | 20000.00 | 60000.00 | 7837.00 | 23511.00 | 21000.00 | M/s Anil Enterprises
1.16 | Making soak pit 2.5 m diameter 3.0 metre deep with 45 x 45 cm dry brick honey comb shaft with bricks and S.W. drain pipe 100 mm diameter, 1.8 m long complete as per standard design. With common burnt clay F.P.S. (non modular) bricks of class designation 7.5 | 2.00 | each |  | 40000.00 | 80000.00 | 25300.00 | 50600.00 | 21000.00 | 42000.00 | 23636.00 | 47272.00 | 25000.00 | 50000.00 | 15681.00 | 31362.00 | 31362.00 | Generic Engineering Construction and Projects Limited
1.16 | Providing and fixing aluminium work for doors, windows, ventilators and partitions with extruded built up standard tubular sections/ appropriate Z sections and other sections of approved make conforming to IS: 733 and IS: 1285, fixing with dash fasteners of required dia and size, including necessary filling up the gaps at junctions, i.e. at top, bottom and sides with required EPDM rubber/ neoprene gasket etc. Aluminium sections shall be smooth, rust free, straight, mitred and jointed mechanically wherever required including cleat angle, Aluminium snap beading for glazing / paneling, C.P. brass / stainless steel screws, all complete as per architectural drawings and the directions of Engineer-in-charge. (Glazing, paneling and dash fasteners to be paid for separately) : For fixed portion (a) Powder coated aluminium (minimum thickness of powder coating 50 micron) | 801.00 | kg |  | 450.00 | 360450.00 | 550.00 | 440550.00 | 390.00 | 312390.00 | 396.00 | 317196.00 | 500.00 | 400500.00 | 472.00 | 378072.00 | 312390.00 | M/s Anil Enterprises
1.16 | Providing and fixing aluminium work for doors, windows, ventilators and partitions with extruded built up standard tubular sections/ appropriate Z sections and other sections of approved make conforming to IS: 733 and IS: 1285, fixing with dash fasteners of required dia and size, including necessary filling up the gaps at junctions, i.e. at top, bottom and sides with required EPDM rubber/ neoprene gasket etc. Aluminium sections shall be smooth, rust free, straight, mitred and jointed mechanically wherever required including cleat angle, Aluminium snap beading for glazing / paneling, C.P. brass / stainless steel screws, all complete as per architectural drawings and the directions of Engineer-in-charge. (Glazing, paneling and dash fasteners to be paid for separately) : For shutters of doors, windows & ventilators including providing and fixing hinges/ pivots and making provision for fixing of fittings wherever required including the cost of EPDM rubber / neoprene gasket required (Fittings shall be paid for separately). (b) Powder coated aluminium (minimum thickness of powder coating 50 micron) | 681.00 | kg |  | 550.00 | 374550.00 | 550.00 | 374550.00 | 480.00 | 326880.00 | 512.00 | 348672.00 | 550.00 | 374550.00 | 472.00 | 321432.00 | 321432.00 | Generic Engineering Construction and Projects Limited
1.16 | Providing and fixing 12mm thick prelaminated particle board flat pressed three layer or graded wood particle board conforming to IS: 12823 Grade l Type ll, in panelling fixed in aluminum doors, windows shutters and partition frames with C.P. brass / stainless steel screws etc. complete as per architectural drawings and directions of engineer-in-charge. Pre-laminated particle board with decorative lamination on one side and balancing lamination on other side. | 25.00 | sqm |  | 600.00 | 15000.00 | 1000.00 | 25000.00 | 760.00 | 19000.00 | 933.00 | 23325.00 | 2500.00 | 62500.00 | 722.00 | 18050.00 | 15000.00 | A. CONSTRUCTIONS
1.16 | Providing and fixing glazing in aluminium door, window, ventilator shutters and partitions etc. with EPDM rubber / neoprene gasket etc. complete as per the architectural drawings and the directions of engineer-in-charge . (Cost of aluminium snap beading shall be paid in basic item): With float glass panes of 5 mm thickness (weight not less than 12.50 kg/ sqm) | 95.00 | sqm |  | 750.00 | 71250.00 | 1300.00 | 123500.00 | 1000.00 | 95000.00 | 1212.00 | 115140.00 | 1500.00 | 142500.00 | 3195.00 | 303525.00 | 71250.00 | A. CONSTRUCTIONS
1.16 | Providing and fixing double action hydraulic floor spring of approved brand and manufacture conforming to IS : 6315, having brand logo embossed on the body / plate with double spring mechanism and door weight upto 125 kg., for doors, including cost of cutting floors , embedding in floors as required and making good the same matching to the existing floor finishing and cover plates with brass pivot and single piece M.S. sheet outer box with slide plate etc. complete as per the direction of Engineer-in-charge. With stainless steel cover plate minimum 1.25 mm thickness. | 9.00 | each |  | 4000.00 | 36000.00 | 2420.00 | 21780.00 | 2000.00 | 18000.00 | 2256.00 | 20304.00 | 3500.00 | 31500.00 | 4711.00 | 42399.00 | 18000.00 | M/s Anil Enterprises
1.16 | Providing and fixing double glazed hermetically sealed glazing in aluminium windows, ventilators and partition etc. with 6 mm thick clear float glass both side, having 12 mm air gap, including providing EPDM gasket, perforated aluminium spacers, desiccants, sealant (Both primary and secondary sealant) etc. as per specifications, drawings and direction of Engineer-in-charge complete. | 97.00 | sqm |  | 2800.00 | 271600.00 | 3910.00 | 379270.00 | 2900.00 | 281300.00 | 3651.00 | 354147.00 | 9000.00 | 873000.00 | 4000.00 | 388000.00 | 271600.00 | A. CONSTRUCTIONS
1.17 | Filling the gap in between aluminium/ stone/ wood frame and adjacent RCC/Brick/Stone/wood/Ceramic/Gypsum work by providing weather/structural non sag elastomeric PU sealant over backer rod of approved quality as per architectural drawings and direction of Engineer-in-charge complete complying to ASTM C920, DIN 18540-F & ISO 11600. Upto 10 mm depth and 10 mm width | 341.00 | mtr |  | 150.00 | 51150.00 | 171.00 | 58311.00 | 85.00 | 28985.00 | 160.00 | 54560.00 | 200.00 | 68200.00 | 14.00 | 4774.00 | 4774.00 | Generic Engineering Construction and Projects Limited
1.17 | Providing and laying water proofing treatment in sunken portion of WCs, bathroom etc., by applying cement slurry mixed with water proofing cement compound consisting of applying : a) First layer of slurry of cement @ 0.488 kg/sqm mixed with water proofing cement compound@ 0.253 kg/sqm. This layer will be allowed to air cure for 4 hours b)Second layer of slurry of cement @ 0.242 kg/sqm mixed with waterproofing cement compound @ 0.126 kg/sqm. This layer will be allowed to air cure for 4 hours followed with water curing for 48 hours. The rate includes preparation of surface, treatment and sealing of all joints, corners, junctions of pipes and masonry with polymer mixed slurry. | 298.00 | sqm |  | 350.00 | 104300.00 | 706.00 | 210388.00 | 280.00 | 83440.00 | 428.00 | 127544.00 | 1000.00 | 298000.00 | 321.00 | 95658.00 | 83440.00 | M/s Anil Enterprises
1.17 | Providing and laying integral cement based water proofing treatment including preparation of surface as required for treatment of roofs, balconies, terraces etc consisting of following operations: a) Applying a slurry coat of neat cement using 2.75 kg/sqm. of cement admixed with water proofing compound conforming to IS. 2645 and approved by Engineer-in-charge over the RCC slab including adjoining walls up to 300 mm height including cleaning the surface before treatment. b) Laying brick bats with mortar using broken bricks/brick bats 25 mm to 115 mm size with 50% of cement mortar 1:5 (1 cement : 5 coarse sand)admixed with water proofing compound conforming to IS : 2645 and approved by Engineer-in-charge over 20 mm thick layer of cement mortar of mix 1:5 (1 cement :5 coarse sand ) admixed with waterproofing compound conforming to IS : 2645 and approved by Engineer-in-charge to required slope and treating similarly the adjoining walls upto 300 mm height including rounding of junctions of walls and slabs. c) After two days of proper curing applying a second coat of cement slurry using 2.75kg/ sqm of cement admixed with water proofing compound conforming to IS : 2645 and approved by Engineer-in-charge. d)Finishing the surface with 20 mm thick joint less cement mortar of mix1:4 (1 cement :4 coarse sand) admixed with water proofing compound conforming to IS : 2645 and approved by Engineer-in-charge including laying glass fibre cloth of approved quality in top layer of plaster and finally finishing the surface with trowel with neat cement slurry and making pattern of 300x300 mm square 3mm deep. e) The whole terrace so finished shall be flooded with water for a minimum period of two weeks for curing and for final test. All above operations to be done in order and as directed and specified by the Engineer-in-Charge : With average thickness of 120mm and minimum thickness at khurra as 65 mm. | 1375.00 | sqm |  | 900.00 | 1237500.00 | 1200.00 | 1650000.00 | 950.00 | 1306250.00 | 1284.00 | 1765500.00 | 1600.00 | 2200000.00 | 1355.00 | 1863125.00 | 1237500.00 | A. CONSTRUCTIONS
1.17 | Construction of granular sub-base by providing close graded Material conforming to specifications, mixing in a mechanical mix plant at OMC, carriage of mixed material by tippers to work site, for all leads & lifts, spreading in uniform layers of specified thickness with motor grader on prepared surface and compacting with vibratory power roller to achieve the desired density, complete as per specifications and directions of Engineer-in-Charge. With material conforming to Grade-II (size range 53 mm to 0.075 mm) having CBR Value-25 | 1487.00 | cum |  | 2800.00 | 4163600.00 | 2400.00 | 3568800.00 | 2100.00 | 3122700.00 | 2420.00 | 3598540.00 | 4000.00 | 5948000.00 | 1691.00 | 2514517.00 | 2514517.00 | Generic Engineering Construction and Projects Limited
1.17 | Providing, laying, spreading and compacting graded stone aggregate (size range 53 mm to 0.075 mm) to wet mix macadam (WMM) specification including premixing the material with water at OMC in for all leads & lifts, laying in uniform layers with mechanical paver finisher in sub- base / base course on well prepared surface and compacting with vibratory roller of 8 to 10 tonne capacity to achieve the desired density, complete as per specifications and directions of Engineer-in-Charge. | 1619.00 | cum |  | 3200.00 | 5180800.00 | 3500.00 | 5666500.00 | 2100.00 | 3399900.00 | 2425.00 | 3926075.00 | 4000.00 | 6476000.00 | 1831.00 | 2964389.00 | 2964389.00 | Generic Engineering Construction and Projects Limited
1.17 | Construction of dry lean cement concrete sub base over a prepared sub-grade with coarse and fine aggregate conforming to IS:383, the size of coarse aggregate not exceeding 25 mm, aggregate cement ratio not to exceed 15:1, aggregate gradation after blending to be as per specifications, cement content not to be less than 150 Kg/cum, optimum moisture content to be determined during trial length construction, concrete strength not to be less than 10 Mpa at 7 days, mixed in a batching plant, transported to site, for all leads & lifts, laid with a mechanical paver, compacting with 8-10 tonne vibratory roller, finishing and curing etc. complete as per direction of Engineer-in-charge. | 804.00 | cum |  | 6600.00 | 5306400.00 | 3500.00 | 2814000.00 | 3100.00 | 2492400.00 | 3564.00 | 2865456.00 | 6500.00 | 5226000.00 | 3757.00 | 3020628.00 | 2492400.00 | M/s Anil Enterprises
1.17 | Boring/drilling bore well of required dia for casing/ strainer pipe, by suitable method prescribed in IS: 2800 (part I), including collecting samples from different strata, preparing and submitting strata chart/ bore log, including hire & running charges of all equipments, tools, plants & machineries required for the job, all complete as per direction of Engineer -in-charge, upto 90 metre depth below ground level. All types of soil (a) 300 mm dia | 180.00 | mtr |  | 600.00 | 108000.00 | 525.00 | 94500.00 | 500.00 | 90000.00 | 480.00 | 86400.00 | 400.00 | 72000.00 | 482.00 | 86760.00 | 72000.00 | KNY Projects Pvt. Ltd.
1.17 | Supplying, assembling, lowering and fixing in vertical position in bore well, unplasticized PVC medium well casing (CM) pipe of required dia, conforming to IS: 12818, including required hire and labour charges, fittings& accessories etc. all complete, for all depths, as per direction of Engineer-in-charge. 150 mm nominal size dia | 120.00 | mtr |  | 1070.00 | 128400.00 | 695.00 | 83400.00 | 610.00 | 73200.00 | 646.00 | 77520.00 | 700.00 | 84000.00 | 715.00 | 85800.00 | 73200.00 | M/s Anil Enterprises
1.17 | Supplying, assembling, lowering and fixing in vertical position in bore well unplasticized PVC medium well screen (RMS) pipes with ribs, conforming to IS: 12818, including hire & labour charges, fittings & accessories etc. all complete, for all depths, as per direction of Engineer-in-charge. 150 mm nominal size dia | 60.00 | mtr |  | 1350.00 | 81000.00 | 750.00 | 45000.00 | 650.00 | 39000.00 | 699.00 | 41940.00 | 800.00 | 48000.00 | 777.00 | 46620.00 | 39000.00 | M/s Anil Enterprises
1.17 | Gravel packing in tubewell construction in accordance with IS: 4097, including providing gravel fine/ medium/ coarse, in required grading & sizes as per actual requirement, all complete as per direction of Engineer- in-charge. | 40.00 | cum |  | 5200.00 | 208000.00 | 1500.00 | 60000.00 | 1200.00 | 48000.00 | 1400.00 | 56000.00 | 3000.00 | 120000.00 | 1305.00 | 52200.00 | 48000.00 | M/s Anil Enterprises
1.18 | Development of tube well in accordance with IS : 2800 (part I) and IS:11189, to establish maximum rate of usable water yield without sand content (beyond permissible limit), with required capacity air compressor, running the compressor for required time till well is fully developed, measuring yield of well by “V” notch method or any other approved method, measuring static level & draw down etc. by step draw down method, collecting water samples & getting tested in approved laboratory, i/c disinfection of tubewell, all complete, including hire & labour charges of air compressor, tools & accessories etc., all as per requirement and direction of Engineer-in-charge. | 80.00 | Hrs |  | 3200.00 | 256000.00 | 860.00 | 68800.00 | 780.00 | 62400.00 | 802.00 | 64160.00 | 500.00 | 40000.00 | 839.00 | 67120.00 | 40000.00 | KNY Projects Pvt. Ltd.
1.18 | Providing and fixing suitable size threaded mild steel cap or spot welded plate to the top of bore well housing/ casing pipe, removable as per requirement, all complete for bore well of: 150 mm dia | 2.00 | each |  | 800.00 | 1600.00 | 215.00 | 430.00 | 180.00 | 360.00 | 197.00 | 394.00 | 2500.00 | 5000.00 | 206.00 | 412.00 | 360.00 | M/s Anil Enterprises
1.18 | Providing and fixing M.S. clamp of required dia to the top of casing/ housing pipe of tubewell as per IS: 2800 (part I), including necessary bolts & nuts of required size complete. 150 mm clamp | 2.00 | each |  | 1200.00 | 2400.00 | 1500.00 | 3000.00 | 1400.00 | 2800.00 | 1394.00 | 2788.00 | 2500.00 | 5000.00 | 1355.00 | 2710.00 | 2400.00 | A. CONSTRUCTIONS
1.18 | Providing and fixing Bail plug/ Bottom plug of required dia to the bottom of pipe assembly of tubewell as per IS:2800 (part I). 150 mm dia | 2.00 | each |  | 600.00 | 1200.00 | 285.00 | 570.00 | 250.00 | 500.00 | 263.00 | 526.00 | 2500.00 | 5000.00 | 247.00 | 494.00 | 494.00 | Generic Engineering Construction and Projects Limited
1.18 | Providing and laying Pavement Quality Concrete (PQC) produced in a batching and mixing plant having a Characteristic flexural strength i.e. flexural strength of 4.1 MPa at 28 days using Ordinary Portland cement of 43/53 grade or Portland Pozzolana Cement or Portland Slag cement conforming as per relevant IS codes, to be mixed at site, with 0.5% Super plasticizer by mass of cementitious material, fine aggregate, graded stone aggregates of 40 mm nominal size in appropriate proportion as per specification and job mix formula, laid in panels as per drawings/design as approved by the Engineer-In-Charge using Slip Form Paver or Fixed form paver including anti friction layer, joint filler board, making necessary provision for expansion, dummy and construction joint including filling with Polysulphide sealant of approved make, curing and making profile, complete as per direction of Engineer-in-Charge and specifications. The item for execution shall include all operations making pavement for intended use but not limited to following: (i) Polyethylene sheet (White in color) of thickness 400 micron conforming to IS: 2508 with 6mm thick fine sand layer. (ii) Providing and laying in position for expansion joint, 25mm thick pre-cut Synthetic joint filler board of approved make conforming to IS:1838(part 3)-2011, 45 mm from top (to be removed at the time of filling of Polysulphide sealant). (iii) Mechanically cutting dummy joints 3mm wide x 1/3rd thickness of slab which is subsequently widened to 10mm for the top 25mm depth and construction joints 10mm wide x 25mm deep as per specification. (iv) Providing and laying in position Polysulphide sealant of approved make conforming to BS-5212-1990 or IS: 11433-1995 in expansion/ construction / dummy joints including rounding off edges, applying 2 coats of approved primer compatible with the brand of Polysulphide and preparing the surface and applying masking tape along the edge of joint to prevent accidental spillage of sealant on top surface and to give neat finish to the sealant and removing the masking tape after application of sealant etc. as per the details below: (a) Expansion Joints of size 25 mm wide and 10 mm deep over 30mm dia expanded closed-cell Polyethylene foam back-up/backer rod of minimum density 22 Kg/Cum, as per manufacturer’s specifications and sketch at Appendix-‘A’. (b) Construction Joints of size 10 mm wide and 10 mm deep over 12mm dia expanded closed-cell Polyethylene foam back-up/backer rod of minimum density 22 Kg/Cum, as per manufacturer’s specifications and sketch at Appendix-‘A’. (c) Dummy Joints of size 10 mm wide and 10 mm deep over 12 mm dia expanded closed-cell Polyethylene foam back-up/backer rod of minimum density 22 Kg/Cum, as per manufacturer’s specifications and sketch at Appendix-‘A’. (v) Making profile as per DGCA CAR, panel drawing showing dummy, construction, expansion joints location. Note: (i) Areas inaccessible to paving equipment shall be constructed by manual/hand guided method. Areas in which manual/hand guided methods of construction become indispensable shall be got approved by the Engineer-in-Charge in writing in advance. (ii) The quantity of cement, type of cement and super plasticizer for one Cum. of finished concrete specified are for tendering purpose only. The contractor shall quote his rates assuming quantity of OPC cement as 360 Kg/Cum or 400 Kg of Portland Pozzolana Cement/ Portland Slag cement. In addition, if the actual quantity of cement & super plasticizer required as per laboratory mix design varies from the quantity assumed above, necessary cost adjustment for deviation in the quantity of cement and super plasticizer as per mix design, if any, shall be done as per the rate of cement and super plasticizer in actual supply voucher from manufacturer/authorized dealer at the time of execution. In the case of authorized distributor, the rate may be authenticated by the manufacturer. The rate of cement and super plasticizer exclusive of GST shall only be considered for payment. | 1605.00 | cum |  | 10000.00 | 16050000.00 | 8000.00 | 12840000.00 | 5600.00 | 8988000.00 | 8179.00 | 13127295.00 | 9500.00 | 15247500.00 | 3784.00 | 6073320.00 | 6073320.00 | Generic Engineering Construction and Projects Limited
1.18 | Providing and fixing external wall system on light gauge steel frame work with outer face having 20mm thick fire rated cement bonded particle board as per standard sizes fixed with self drilling/taping screws/fastners @100cm c/c of approved make as per direction of EIC (Cost of frame work to be provided separately) | 189.00 | sqm |  | 1100.00 | 207900.00 | 3420.00 | 646380.00 | 1100.00 | 207900.00 | 2750.00 | 519750.00 | 4500.00 | 850500.00 | 3315.00 | 626535.00 | 207900.00 | A. CONSTRUCTIONS, M/s Anil Enterprises
1.18 | Preparation and consolidation of sub grade with power road roller of 8 to 12 tonne capacity after excavating earth, dressing to camber and consolidating with road roller including making good the undulations etc. and re-rolling the sub grade and disposal of surplus earth with lead up to 50 mtrs. | 9927.00 | sqm |  | 10.00 | 99270.00 | 160.00 | 1588320.00 | 3.00 | 29781.00 | 86.00 | 853722.00 | 200.00 | 1985400.00 | 167.00 | 1657809.00 | 29781.00 | M/s Anil Enterprises
1.18 | Preparation and submission of detailed architectural & structural design & drawings for the Fire station building, U. G. Tank, Over Head tank services building and Emergency Medical centre building including all its services from the authorized structural consultant i/c preparation of key plans/ lay out plans, submission of detailed drawings, detailed soil investigation with all relevant calculation sheet and design vetted by I.I.T/NIT, detailed Construction drawings and revision of drawing if required during execution etc. as per provisions of NBC & other relevant codes and any other details related to consultancy work which are essential for successful execution of works etc complete as per direction and satisfaction of EIC & particular specifications. | 1.00 | Job |  | 1500000.00 | 1500000.00 | 500000.00 | 500000.00 | 580000.00 | 580000.00 | 1296000.00 | 1296000.00 | 3500000.00 | 3500000.00 | 1277912.00 | 1277912.00 | 500000.00 | RAJ CONSTRUCTION
2.00 | Electricial works :
2.00 | 1.0 POINT WIRING 1.1 Wiring for light point/ fan point/ exhaust fan point/ call bell point with 1.5 sq.mm FRLSH PVC insulated copper conductor single core cable in surface / recessed steel conduit, with modular switch, modular plate, suitable GI box and earthing the point with 1.5 sq.mm. FRLSH PVC insulated copper conductor single core cable etc as required.(Group C) | 171.00 | Point |  | 1377.50 | 235552.50 | 1130.00 | 193230.00 | 970.00 | 165870.00 | 1189.00 | 203319.00 | 1550.00 | 265050.00 | 612.00 | 104652.00 | 104652.00 | Generic Engineering Construction and Projects Limited
2.00 | 1.2 Wiring for group controlled (looped) light point/fan point/exhaust fan point/ call bell point (without independent switch etc.) with 1.5 sq. mm FRLS PVC insulated copper conductor single core cable in surface/ recessed steel conduit, and earthing the point with 1.5 sq. mm FRLS PVC insulated copper conductor single core cable etc. as required.(Group C) | 40.00 | Point |  | 1187.50 | 47500.00 | 1138.00 | 45520.00 | 655.00 | 26200.00 | 831.00 | 33240.00 | 875.00 | 35000.00 | 629.00 | 25160.00 | 25160.00 | Generic Engineering Construction and Projects Limited
2.00 | 1.3 Wiring for twin control light point with 1.5 sq.mm FRLSH PVC insulated copper conductor single core cable in surface / recessed steel conduit, 2 way modular switch, modular plate, suitable GI box and earthing the point with 1.5 sq.mm. FRLSH PVC insulated copper conductor single core cable etc. as required. | 8.00 | Point |  | 2707.50 | 21660.00 | 1152.00 | 9216.00 | 1100.00 | 8800.00 | 1308.00 | 10464.00 | 2250.00 | 18000.00 | 2368.00 | 18944.00 | 8800.00 | M/s Anil Enterprises
2.00 | 1.4 Wiring for circuit/ submain wiring alongwith earth wire with the following sizes of FRLSH PVC insulated copper conductor, single core cable in surface/ recessed steel conduit as required. (i) 2 X 1.5 sq. mm + 1 X 1.5 sq. mm earth wire | 530.00 | Mtr |  | 427.50 | 226575.00 | 198.00 | 104940.00 | 180.00 | 95400.00 | 249.00 | 131970.00 | 192.00 | 101760.00 | 184.00 | 97520.00 | 95400.00 | M/s Anil Enterprises
2.00 | 1.4 Wiring for circuit/ submain wiring alongwith earth wire with the following sizes of FRLSH PVC insulated copper conductor, single core cable in surface/ recessed steel conduit as required. (ii) 2 X 2.5 sq. mm + 1 X 2.5 sq. mm earth wire | 100.00 | Mtr |  | 593.75 | 59375.00 | 218.00 | 21800.00 | 200.00 | 20000.00 | 296.00 | 29600.00 | 222.00 | 22200.00 | 213.00 | 21300.00 | 20000.00 | M/s Anil Enterprises
2.01 | 1.4 Wiring for circuit/ submain wiring alongwith earth wire with the following sizes of FRLSH PVC insulated copper conductor, single core cable in surface/ recessed steel conduit as required. (iii) 2 X 4 sq. mm + 1 X 4 sq. mm earth wire | 485.00 | Mtr |  | 641.25 | 311006.25 | 250.00 | 121250.00 | 220.00 | 106700.00 | 356.00 | 172660.00 | 261.00 | 126585.00 | 254.00 | 123190.00 | 106700.00 | M/s Anil Enterprises
2.01 | 1.4 Wiring for circuit/ submain wiring alongwith earth wire with the following sizes of FRLSH PVC insulated copper conductor, single core cable in surface/ recessed steel conduit as required. (iv) 4 X 4 sq. mm + 2 X 4 sq. mm earth wire | 260.00 | Mtr |  | 712.50 | 185250.00 | 386.00 | 100360.00 | 340.00 | 88400.00 | 487.00 | 126620.00 | 387.00 | 100620.00 | 367.00 | 95420.00 | 88400.00 | M/s Anil Enterprises
2.01 | 1.4 Wiring for circuit/ submain wiring alongwith earth wire with the following sizes of FRLSH PVC insulated copper conductor, single core cable in surface/ recessed steel conduit as required. (v) 2x6 sqmm + 1x6 sqmm | 100.00 | Mtr |  | 660.25 | 66025.00 | 338.00 | 33800.00 | 340.00 | 34000.00 | 487.00 | 48700.00 | 330.00 | 33000.00 | 310.00 | 31000.00 | 31000.00 | Generic Engineering Construction and Projects Limited
2.01 | 1.5 Supplying and fixing following modular switch/ socket/Telephone/TV socket on the existing modular plate & switch box including connections but excluding modular plate etc. as required. (i) 5/6 amps switch | 46.00 | Each |  | 332.50 | 15295.00 | 81.00 | 3726.00 | 55.00 | 2530.00 | 106.00 | 4876.00 | 550.00 | 25300.00 | 110.00 | 5060.00 | 2530.00 | M/s Anil Enterprises
2.01 | 1.5 Supplying and fixing following modular switch/ socket/Telephone/TV socket on the existing modular plate & switch box including connections but excluding modular plate etc. as required. (ii) 3 pin 5/6 amp socket outlet | 46.00 | Each |  | 299.25 | 13765.50 | 105.00 | 4830.00 | 75.00 | 3450.00 | 142.00 | 6532.00 | 695.00 | 31970.00 | 239.00 | 10994.00 | 3450.00 | M/s Anil Enterprises
2.01 | 1.5 Supplying and fixing following modular switch/ socket/Telephone/TV socket on the existing modular plate & switch box including connections but excluding modular plate etc. as required. (iii) 15/16 amp switch | 49.00 | Each |  | 280.25 | 13732.25 | 125.40 | 6144.60 | 90.00 | 4410.00 | 119.00 | 5831.00 | 785.00 | 38465.00 | 263.00 | 12887.00 | 4410.00 | M/s Anil Enterprises
2.01 | 1.5 Supplying and fixing following modular switch/ socket/Telephone/TV socket on the existing modular plate & switch box including connections but excluding modular plate etc. as required. (iv) 6 pin 15/16 amp socket outlet | 49.00 | Each |  | 289.75 | 14197.75 | 166.00 | 8134.00 | 145.00 | 7105.00 | 238.00 | 11662.00 | 825.00 | 40425.00 | 360.00 | 17640.00 | 7105.00 | M/s Anil Enterprises
2.01 | 1.6 Supplying and fixing following size/ modules, GI box alongwith modular base & cover plate for modular switches in recess etc as required. (i) 1 or 2 Module (75mmX75mm) | 50.00 | Each |  | 237.50 | 11875.00 | 231.00 | 11550.00 | 200.00 | 10000.00 | 320.00 | 16000.00 | 80.00 | 4000.00 | 210.00 | 10500.00 | 4000.00 | KNY Projects Pvt. Ltd.
2.01 | 1.6 Supplying and fixing following size/ modules, GI box alongwith modular base & cover plate for modular switches in recess etc as required. (ii) 3 Module | 90.00 | Each |  | 299.25 | 26932.50 | 254.00 | 22860.00 | 225.00 | 20250.00 | 356.00 | 32040.00 | 110.00 | 9900.00 | 231.00 | 20790.00 | 9900.00 | KNY Projects Pvt. Ltd.
2.02 | 1.7 Supplying and fixing 20 A, 240 V, SPN Industrial type socket outlet, with 2 pole andearth, metal enclosed plug top alongwith 20 A "C" curve, SP, MCB, in sheet steelenclosure, on surface or in recess, with chained metal cover for the socket out let and complete with connections, testing and commissioning etc. as required. | 11.00 | Each |  | 2707.50 | 29782.50 | 1170.00 | 12870.00 | 1000.00 | 11000.00 | 1069.00 | 11759.00 | 3500.00 | 38500.00 | 2388.00 | 26268.00 | 11000.00 | M/s Anil Enterprises
2.02 | 1.8 Supply and Fixing call bell suitable for DC/AC single phase 230 Volts power supply complete as requied. | 2.00 | Each |  | 712.50 | 1425.00 | 1140.00 | 2280.00 | 90.00 | 180.00 | 238.00 | 476.00 | 700.00 | 1400.00 | 190.00 | 380.00 | 180.00 | M/s Anil Enterprises
2.02 | 2.0 LIGHT FIXTURES & FANS 2.1 Supply of maximum rated capacity of 80 watt LED round bay light of minimum lumen output 8000 lumens made of aluminium die cast housing & heat resistant toughened clear glass including all accessories like electronic gear / driver, with secondary lens, LED as light source suitable suitable to operate on 140-270 V, 50 Hz AC supply complete as per technical specification etc. as required. | 40.00 | Each |  | 3610.00 | 144400.00 | 8075.00 | 323000.00 | 8200.00 | 328000.00 | 10700.00 | 428000.00 | 4200.00 | 168000.00 | 14251.00 | 570040.00 | 144400.00 | A. CONSTRUCTIONS
2.02 | 2.2 Supply of maximum rated capacity of 60 watt LED Flood light of minimum lumen output 6600 lumens made of aluminium die cast housing & heat resistant toughened clear glass including all accessories like electronic gear / driver, with secondary lens, LED as light source suitable suitable to operate on 140-270 V, 50 Hz AC supply complete as per technical specification etc. as required. | 10.00 | Each |  | 3087.50 | 30875.00 | 5225.00 | 52250.00 | 3400.00 | 34000.00 | 5350.00 | 53500.00 | 2750.00 | 27500.00 | 11612.00 | 116120.00 | 27500.00 | KNY Projects Pvt. Ltd.
2.02 | 2.3 Supply of Recess mounted full glow type LED 2 ftX2 ft size fitting of maximum rated capacity of 36 Watt minimum lumen output 3600 lumens with metallic CRCA powder coated body, integrated driver and high efficiency diffuser suitable to operate on 140-270 V, 50 Hz AC supply complete as per technical specification etc. as required. | 34.00 | Each |  | 3562.50 | 121125.00 | 3325.00 | 113050.00 | 3800.00 | 129200.00 | 5136.00 | 174624.00 | 3375.00 | 114750.00 | 4434.00 | 150756.00 | 113050.00 | RAJ CONSTRUCTION
2.02 | 2.4 Supply of surface mounted full glow type LED square fitting of maximum rated capacity of 36 watt with minimum lumen output 3600 lumens with metallic CRCA powder coated body, integrated driver and high efficiency diffuser suitable to operate on 140-270 V, 50 Hz AC supply complete as per technical specification etc. as required. | 48.00 | Each |  | 2588.75 | 124260.00 | 2850.00 | 136800.00 | 3800.00 | 182400.00 | 5885.00 | 282480.00 | 2300.00 | 110400.00 | 3273.00 | 157104.00 | 110400.00 | KNY Projects Pvt. Ltd.
2.02 | 2.5 Supply of maximum 18W round recess mounted LED flat panel of minimum lumen output 1800 lumens PDC aluminum housing and PMMA diffuser, integrated driver and high efficiency diffuser suitable to operate on 140-270 V, 50 Hz AC supply complete as per technical specification etc. as required. | 23.00 | Each |  | 2802.50 | 64457.50 | 2090.00 | 48070.00 | 800.00 | 18400.00 | 1070.00 | 24610.00 | 1950.00 | 44850.00 | 2006.00 | 46138.00 | 18400.00 | M/s Anil Enterprises
2.02 | 2.6 Supply of maximum rated capacity of 18W surface mounted round LED flat panel of minimum lumen output 1800 lumens PDC aluminum housing and PMMA diffuser, integrated driver and high efficiency diffuser suitable to operate on 140-270 V, 50 Hz AC supply complete as per technical specification etc. as required. | 21.00 | Each |  | 3230.00 | 67830.00 | 2090.00 | 43890.00 | 1000.00 | 21000.00 | 1498.00 | 31458.00 | 1785.00 | 37485.00 | 2006.00 | 42126.00 | 21000.00 | M/s Anil Enterprises
2.02 | 2.7 Installation, testing and commissioning of pre-wired, LED Recess, Surface Mounted,Flood light ,Bay light etc of above fixtures with all accessories including nut bolt washer and hanging/fixing arrangements if required directly on ceiling/ wall, including connections with 1.5 sq. mm FRLSH PVC insulated, copper conductor, single core cable and earthing etc. as required. | 176.00 | Each |  | 712.50 | 125400.00 | 160.00 | 28160.00 | 140.00 | 24640.00 | 268.00 | 47168.00 | 3800.00 | 668800.00 | 369.00 | 64944.00 | 24640.00 | M/s Anil Enterprises
2.02 | 2.8 Supply and fixing of LED type low intensity Aviation obstruction light fixture suitable for 230 Volt 50 Hz AC supply. Make: Bajaj, Model: :BGAV 302 LED or equivalent. | 2.00 | Each |  | 6507.50 | 13015.00 | 4180.00 | 8360.00 | 3300.00 | 6600.00 | 4280.00 | 8560.00 | 4975.00 | 9950.00 | 7548.00 | 15096.00 | 6600.00 | M/s Anil Enterprises
2.02 | 2.9 Supply of energy efficient ceiling fan having 1200 mm sweep, suitable to works on 50Hz, 230 Volt, single Phase, AC supply.Make:Havels, Model:Energy Saving ES-50 or equivalent of AAI Approved make list. | 38.00 | Each |  | 3325.00 | 126350.00 | 3800.00 | 144400.00 | 2000.00 | 76000.00 | 2461.00 | 93518.00 | 3300.00 | 125400.00 | 3061.00 | 116318.00 | 76000.00 | M/s Anil Enterprises
2.03 | 2.10 Supply of Heavy Duty Metal Exhaust Fan with 300 mm sweep, 1400 rpm suitable for 230V 50Hz single phase AC Supply complete with louvers of required size and complete with all the accessories as required. Make:Havels, Model: Turbo Force SP or equivalent of AAI Approved make list. | 7.00 | Each |  | 5462.50 | 38237.50 | 2850.00 | 19950.00 | 2300.00 | 16100.00 | 3424.00 | 23968.00 | 3500.00 | 24500.00 | 1689.00 | 11823.00 | 11823.00 | Generic Engineering Construction and Projects Limited
2.03 | 2.11 Supply & Fixing of louvers/ shutters complete with frame for a exhaust fan of all sizes. | 7.00 | Each |  | 902.50 | 6317.50 | 950.00 | 6650.00 | 250.00 | 1750.00 | 589.00 | 4123.00 | 300.00 | 2100.00 | 950.00 | 6650.00 | 1750.00 | M/s Anil Enterprises
2.03 | 2.12 Installation, testing and commissioning of ceiling fan, includingwiring the down rods of standard length (upto 30 cm)with 1.5sq. mm FRLSH PVC insulated, copper conductor,single core cable,including providing and fixing phenolic laminated sheet cover on the fan box etc. as required. | 38.00 | Each |  | 237.50 | 9025.00 | 162.00 | 6156.00 | 180.00 | 6840.00 | 214.00 | 8132.00 | 350.00 | 13300.00 | 264.00 | 10032.00 | 6156.00 | RAJ CONSTRUCTION
2.03 | 2.13 Installation of exhaust fan upto 450 mm sweep in the existing opening, including, making the hole to suit the size of above fan, making good the damages ,connection with 1.5 sq. mm.,FRLSH PVC insulated copper conductor single core cable testing and commissioning etc as required. | 7.00 | Each |  | 2375.00 | 16625.00 | 347.00 | 2429.00 | 350.00 | 2450.00 | 428.00 | 2996.00 | 4500.00 | 31500.00 | 317.00 | 2219.00 | 2219.00 | Generic Engineering Construction and Projects Limited
2.03 | 2.14 Supplying and fixing extra down rod of 10 cm length G.I. Pipe 15 mm dia heavy gauge including painting etc as required (Note: More than 5 cm length shall be rounded to the nearest 10 cm and 5 cm or less shall be ignored). | 100.00 | Each |  | 261.25 | 26125.00 | 31.00 | 3100.00 | 40.00 | 4000.00 | 161.00 | 16100.00 | 450.00 | 45000.00 | 158.00 | 15800.00 | 3100.00 | RAJ CONSTRUCTION
2.03 | 2.15 Supply Installation testing commissioning of Single mounting Motorised Siren 1 Km range suitable for single phase 230V,50Hz AC supply etc as per the direction of Engineer Incharge. | 2.00 | Each |  | 4655.00 | 9310.00 | 38000.00 | 76000.00 | 2600.00 | 5200.00 | 4280.00 | 8560.00 | 6000.00 | 12000.00 | 9237.00 | 18474.00 | 5200.00 | M/s Anil Enterprises
2.03 | 2.16 Supply & fixing of Heavy duty surface-mounted fully automatic Hand Dryers Suitable to operate 230 V,50 Hz AC supply having stainless steel body (AISI-304) noice level up to 70db, etc as required. | 2.00 | Each |  | 17575.00 | 35150.00 | 13300.00 | 26600.00 | 12000.00 | 24000.00 | 9630.00 | 19260.00 | 9850.00 | 19700.00 | 12510.00 | 25020.00 | 19260.00 | ENKEBEE INFRATECH INDIA PRIVATE LIMITED
2.03 | 2.17 Numbering of ceiling fan/ exhaust fan / fittings as required. | 170.00 | Each |  | 142.50 | 24225.00 | 62.00 | 10540.00 | 40.00 | 6800.00 | 11.00 | 1870.00 | 50.00 | 8500.00 | 26.00 | 4420.00 | 1870.00 | ENKEBEE INFRATECH INDIA PRIVATE LIMITED
2.03 | 3.0 DISTRIBUTION BOARDS 3.1 Supplying and fixing 8 way, single pole and neutral, sheet steel, MCB distribution board, 240 V, on surface/ recess, complete with tinned copper bus bar, neutral bus bar, earth bar, din bar, interconnections, powder painted including earthing etc. as required. (But without MCB/RCCB/Isolator) (But without MCB/RCCB/Isolator) | 4.00 | Each |  | 9025.00 | 36100.00 | 1672.00 | 6688.00 | 1500.00 | 6000.00 | 1605.00 | 6420.00 | 3150.00 | 12600.00 | 1774.00 | 7096.00 | 6000.00 | M/s Anil Enterprises
2.04 | 3.2 Supplying and fixing of following ways surface/ recess mounting, vertical type, 415 V, TPN MCB distribution board of sheet steel, dust protected, duly powder painted, inclusive of 200 A tinned copper bus bar, common neutral link, earth bar, din bar for mounting MCBs (but without MCBs and incomer ) as required. 4 way (4 + 12), Double door | 2.00 | Each |  | 23275.00 | 46550.00 | 2917.00 | 5834.00 | 6000.00 | 12000.00 | 2140.00 | 4280.00 | 16500.00 | 33000.00 | 8511.00 | 17022.00 | 4280.00 | ENKEBEE INFRATECH INDIA PRIVATE LIMITED
2.04 | 3.3 Supplying and fixing following way, horizontal type three pole and neutral, sheet steel, MCB distribution board, 415 V, on surface/ recess, complete with tinned copper bus bar, neutral bus bar, earth bar, din bar, interconnections, powder painted including earthing etc. as required. (But without MCB/RCCB/Isolator). 8 way (4 + 24), Double door | 2.00 | Each |  | 24605.00 | 49210.00 | 4370.00 | 8740.00 | 3500.00 | 7000.00 | 3210.00 | 6420.00 | 18500.00 | 37000.00 | 5635.00 | 11270.00 | 6420.00 | ENKEBEE INFRATECH INDIA PRIVATE LIMITED
2.04 | 3.4 Supplying and fixing 40 Amp rating, double pole, (single phase and neutral), 240 V, residual current circuit breaker (RCCB), having a sensitivity current 30 mA in the existing MCB DB complete with connections, testing and commissioning etc. as required. | 4.00 | Each |  | 403.75 | 1615.00 | 1995.00 | 7980.00 | 2200.00 | 8800.00 | 2033.00 | 8132.00 | 3143.00 | 12572.00 | 3267.00 | 13068.00 | 1615.00 | A. CONSTRUCTIONS
2.04 | 3.5 Supply and fixing 63 Amps Four pole415 volts,residual current circuit breker(RCCB), having a sensitivity current upto 30 mA in the existing MCB DB complete with connections, testing & commissioning etc. as requried . | 4.00 | Each |  | 6175.00 | 24700.00 | 2660.00 | 10640.00 | 2500.00 | 10000.00 | 2996.00 | 11984.00 | 4958.00 | 19832.00 | 3679.00 | 14716.00 | 10000.00 | M/s Anil Enterprises
2.04 | 3.6 Supply and fixing 63 Amps , four pole, 415 volts, Isolator in the existing MCB DB complete with Connections, testing and commissioning etc.as requried. | 4.00 | Each |  | 1662.50 | 6650.00 | 855.00 | 3420.00 | 800.00 | 3200.00 | 749.00 | 2996.00 | 1255.00 | 5020.00 | 971.00 | 3884.00 | 2996.00 | ENKEBEE INFRATECH INDIA PRIVATE LIMITED
2.04 | 3.7 Supplying and fixing 5 A to 32 A rating, 240/415 V, 10 kA, "C" curve, miniature circuit breaker suitable for inductive load of single poles in the existing MCB DB complete with connections, testing and commissioning etc. as required. | 104.00 | Each |  | 332.50 | 34580.00 | 190.00 | 19760.00 | 180.00 | 18720.00 | 214.00 | 22256.00 | 210.00 | 21840.00 | 226.00 | 23504.00 | 18720.00 | M/s Anil Enterprises
2.04 | 4.0 WIRING FOR TELEPHONE SYSTEM 4.1 Providing and fixing in position of following size of telephone distribution (DP) boxes ,powder caoted including krone modules with all mounting accessories including necessary termination. (i) 100 pair | 1.00 | Set |  | 16625.00 | 16625.00 | 8550.00 | 8550.00 | 7000.00 | 7000.00 | 696.00 | 696.00 | 3275.00 | 3275.00 | 2903.00 | 2903.00 | 696.00 | ENKEBEE INFRATECH INDIA PRIVATE LIMITED
2.04 | 4.1 Providing and fixing in position of following size of telephone distribution (DP) boxes ,powder caoted including krone modules with all mounting accessories including necessary termination. (ii) 30 pair | 3.00 | Set |  | 6175.00 | 18525.00 | 6175.00 | 18525.00 | 3400.00 | 10200.00 | 482.00 | 1446.00 | 1455.00 | 4365.00 | 1795.00 | 5385.00 | 1446.00 | ENKEBEE INFRATECH INDIA PRIVATE LIMITED
2.04 | 4.2 Providing and fixing in position of following size of 0.50 mm diameter annealed tinned copper conductor PVC insulated and PVC sheathed armoured telephone cable in existing surface / recessed conduit. (i) 100 pair | 100.00 | Mtr |  | 1757.50 | 175750.00 | 71.00 | 7100.00 | 450.00 | 45000.00 | 428.00 | 42800.00 | 875.00 | 87500.00 | 772.00 | 77200.00 | 7100.00 | RAJ CONSTRUCTION
2.04 | 4.2 Providing and fixing in position of following size of 0.50 mm diameter annealed tinned copper conductor PVC insulated and PVC sheathed armoured telephone cable in existing surface / recessed conduit. (ii) 20 pair | 40.00 | Mtr |  | 750.50 | 30020.00 | 90.00 | 3600.00 | 180.00 | 7200.00 | 67.00 | 2680.00 | 360.00 | 14400.00 | 179.00 | 7160.00 | 2680.00 | ENKEBEE INFRATECH INDIA PRIVATE LIMITED
2.04 | 4.3 Supplying and drawing 4 pair 0.5 mm dia FRLS PVC insulated annealed copper conductor, unarmored telephone cable in the existing surface/ recessed steel/ PVC conduit as required. 4 Pair | 800.00 | Mtr |  | 356.25 | 285000.00 | 105.00 | 84000.00 | 40.00 | 32000.00 | 32.00 | 25600.00 | 39.00 | 31200.00 | 35.00 | 28000.00 | 25600.00 | ENKEBEE INFRATECH INDIA PRIVATE LIMITED
2.05 | 4.4 Supplying and fixing following modular switch/ socket on the existing modular plate & switch box including connections but excluding modular plate etc. as required.(Telephone socket outlet) | 25.00 | Each |  | 522.50 | 13062.50 | 71.00 | 1775.00 | 100.00 | 2500.00 | 139.00 | 3475.00 | 375.00 | 9375.00 | 160.00 | 4000.00 | 1775.00 | RAJ CONSTRUCTION
2.05 | 4.5 Supplying and fixing of following sizes of steel conduit along with the accessories in surface / recess including cutting the wall and making good the same in case of recessed conduit etc as required as per specification. (i) 20mm dia conduit pipe | 300.00 | Mtr |  | 237.50 | 71250.00 | 81.00 | 24300.00 | 105.00 | 31500.00 | 161.00 | 48300.00 | 115.00 | 34500.00 | 129.00 | 38700.00 | 24300.00 | RAJ CONSTRUCTION
2.05 | 4.5 Supplying and fixing of following sizes of steel conduit along with the accessories in surface / recess including cutting the wall and making good the same in case of recessed conduit etc as required as per specification. (ii) 25mm dia conduit pipe | 165.00 | Mtr |  | 308.75 | 50943.75 | 90.00 | 14850.00 | 125.00 | 20625.00 | 187.00 | 30855.00 | 135.00 | 22275.00 | 151.00 | 24915.00 | 14850.00 | RAJ CONSTRUCTION
2.05 | 4.5 Supplying and fixing of following sizes of steel conduit along with the accessories in surface / recess including cutting the wall and making good the same in case of recessed conduit etc as required as per specification. (iii) 32mm dia conduit pipe | 75.00 | Mtr |  | 456.00 | 34200.00 | 114.00 | 8550.00 | 350.00 | 26250.00 | 268.00 | 20100.00 | 167.00 | 12525.00 | 216.00 | 16200.00 | 8550.00 | RAJ CONSTRUCTION
2.05 | 5.0 LIGHTNING PROTECTION SYSTEM 5.1 Providing and fixing of lightning conductor finial, made of 25mm dia 300mm, long G.I. tube, having single prong at top, with 85mm dia 6mm thick G.I. base plate including holes etc. complete as required. | 2.00 | Each |  | 902.50 | 1805.00 | 428.00 | 856.00 | 350.00 | 700.00 | 535.00 | 1070.00 | 2155.00 | 4310.00 | 8181.00 | 16362.00 | 700.00 | M/s Anil Enterprises
2.05 | 5.2 Providing and fixing GI tape 20mm x 3mm thick on parapet or surface of wall for lightning conductor as required. (for horizontal run). | 250.00 | Mtr |  | 261.25 | 65312.50 | 100.00 | 25000.00 | 90.00 | 22500.00 | 182.00 | 45500.00 | 160.00 | 40000.00 | 67.00 | 16750.00 | 16750.00 | Generic Engineering Construction and Projects Limited
2.05 | 5.3 Providing and fixing G.I. tape 20mm x 3mm thick on parapet or surface of wall for lightning conductor as required. (For vertical run.) | 100.00 | Mtr |  | 308.75 | 30875.00 | 157.00 | 15700.00 | 115.00 | 11500.00 | 150.00 | 15000.00 | 140.00 | 14000.00 | 72.00 | 7200.00 | 7200.00 | Generic Engineering Construction and Projects Limited
2.05 | 5.4 Providing and fixing testing joint, made of 20mm x 3mm thick G.I. strip, 125mm long with 4 Nos. of G.I. bolts, nuts, check nuts and spring washers etc. complete as required. | 40.00 | Each |  | 142.50 | 5700.00 | 97.00 | 3880.00 | 80.00 | 3200.00 | 214.00 | 8560.00 | 900.00 | 36000.00 | 74.00 | 2960.00 | 2960.00 | Generic Engineering Construction and Projects Limited
2.05 | 5.5 Providing and laying G.I. tape, 32mm x 6mm thick, from earth electrode directly in ground etc as required. | 6.00 | Mtr |  | 380.00 | 2280.00 | 167.00 | 1002.00 | 120.00 | 720.00 | 321.00 | 1926.00 | 210.00 | 1260.00 | 168.00 | 1008.00 | 720.00 | M/s Anil Enterprises
2.05 | 6 EARTHING & SAFTY EQUIPMENTS 6.1 Earthing with G.I. earth plate 600 mm X 600 mm X 6 mm thick including accessories, and providing masonry enclosure with cover plate having locking arrangement and watering pipe of 2.7 meter long etc. with charcoal/ coke and salt as required. | 8.00 | SET |  | 7600.00 | 60800.00 | 5909.00 | 47272.00 | 5400.00 | 43200.00 | 6420.00 | 51360.00 | 16500.00 | 132000.00 | 11612.00 | 92896.00 | 43200.00 | M/s Anil Enterprises
2.06 | 6.2 Earthing with G.I. earth pipe 4.5 metre long, 40 mm dia including accessories, and providing masonry enclosure with cover plate having locking arrangement and watering pipe etc. with charcoal/coke and salt as required. | 8.00 | SET |  | 5937.50 | 47500.00 | 5045.00 | 40360.00 | 4500.00 | 36000.00 | 5350.00 | 42800.00 | 8500.00 | 68000.00 | 13196.00 | 105568.00 | 36000.00 | M/s Anil Enterprises
2.06 | 6.3 Providing and fixing 25 mm X 5 mm G.I. strip in 40 mm dia G.I. pipe from earth electrode including connection with G.I. nut, bolt, spring, washer excavation and re-filling etc. as required. | 20.00 | Mtr |  | 332.50 | 6650.00 | 124.00 | 2480.00 | 350.00 | 7000.00 | 439.00 | 8780.00 | 190.00 | 3800.00 | 158.00 | 3160.00 | 2480.00 | RAJ CONSTRUCTION
2.06 | 6.4 Providing & fixing of 25mm x 5mm GI strip on surface or recess for earth connection as required. | 30.00 | Mtr |  | 332.50 | 9975.00 | 124.00 | 3720.00 | 170.00 | 5100.00 | 268.00 | 8040.00 | 185.00 | 5550.00 | 88.00 | 2640.00 | 2640.00 | Generic Engineering Construction and Projects Limited
2.06 | 6.5 Providing and fixing of 6 SWG GI wire on surface or in recess for loop earthing along with the existing surface/recessed conduit for sub main wiring / cable etc as required. | 30.00 | Mtr |  | 57.00 | 1710.00 | 179.00 | 5370.00 | 25.00 | 750.00 | 41.00 | 1230.00 | 35.00 | 1050.00 | 11.00 | 330.00 | 330.00 | Generic Engineering Construction and Projects Limited
2.06 | 6.6 Providing and fixing 6 SWG dia G.I. wire on surface or in recess for loop earthing as required. | 1750.00 | Mtr |  | 42.75 | 74812.50 | 181.00 | 316750.00 | 40.00 | 70000.00 | 37.00 | 64750.00 | 35.00 | 61250.00 | 11.00 | 19250.00 | 19250.00 | Generic Engineering Construction and Projects Limited
2.06 | 6.7 Supply and fixing of high voltage synthetic insulating mat made of synthetic Elastomer suitable for upto 3.3 KV conforming to IS 15652:2006 with minimum width of 1 metre and thickness of 2.0 mm +/- 10 % (Class-A). Insulating mat should be flexible , anti skid, fire reatrdant, water and moisture proof with no adverse effect of acids,alkalies and transformer oil. Insulating mat should be fixed with suitable adhesive/chemibond , resin,water proofing compound and other sealing materials as per specifications. Insulating mats should be ISI marked alongwith CM/L nos at every meter. | 10.00 | Sqm |  | 902.50 | 9025.00 | 1235.00 | 12350.00 | 1500.00 | 15000.00 | 1926.00 | 19260.00 | 4200.00 | 42000.00 | 3721.00 | 37210.00 | 9025.00 | A. CONSTRUCTIONS
2.06 | 7.0 Fire Detection & Alarm system 7.1 Supply, installing, testing and commissioning of UL listed addressable intelligent Smoke detector with mounting base and rotary switch , dual LED, complete with base as required. | 85.00 | Each |  | 2289.50 | 194607.50 | 8900.00 | 756500.00 | 4500.00 | 382500.00 | 3146.00 | 267410.00 | 3250.00 | 276250.00 | 5322.00 | 452370.00 | 194607.50 | A. CONSTRUCTIONS
2.06 | 7.2 Supply, installing, testing & commissioning of UL Listed addressable Glass break Manual call point. | 5.00 | Each |  | 3605.25 | 18026.25 | 7600.00 | 38000.00 | 4500.00 | 22500.00 | 3037.00 | 15185.00 | 4500.00 | 22500.00 | 5012.00 | 25060.00 | 15185.00 | ENKEBEE INFRATECH INDIA PRIVATE LIMITED
2.06 | 7.3 Supply, installing, testing and commissioning of addressable type Fault Isolators for isolating shorted, de wired and loose circuits between two successive fault isolators with automatic resetting arrangement. | 9.00 | Each |  | 4305.40 | 38748.60 | 4275.00 | 38475.00 | 5200.00 | 46800.00 | 3103.00 | 27927.00 | 4200.00 | 37800.00 | 5322.00 | 47898.00 | 27927.00 | ENKEBEE INFRATECH INDIA PRIVATE LIMITED
2.06 | 7.4 Supply, installing, testing and commissioning of addressable and automatic commendable control modules for:(Hooters cum Strobe Circuit) | 7.00 | Each |  | 4451.70 | 31161.90 | 1995.00 | 13965.00 | 6100.00 | 42700.00 | 3585.00 | 25095.00 | 4400.00 | 30800.00 | 9869.00 | 69083.00 | 13965.00 | RAJ CONSTRUCTION
2.07 | 7.5 Supply, installation, fixing, testing and commissioning of Response Indicator cum lamp assembly mounted on walls /partitions, surface /recessed etc. in dust tight enclosure, including chase cutting complete as required. | 26.00 | Each |  | 365.75 | 9509.50 | 1900.00 | 49400.00 | 400.00 | 10400.00 | 2675.00 | 69550.00 | 210.00 | 5460.00 | 413.00 | 10738.00 | 5460.00 | KNY Projects Pvt. Ltd.
2.07 | 7.6 Supply, installation, testing and commissioning of Strobes cum Dual tone hooters with minimum of 110cd and 93 db complete as required. | 6.00 | Each |  | 4451.70 | 26710.20 | 2090.00 | 12540.00 | 6000.00 | 36000.00 | 5965.00 | 35790.00 | 6500.00 | 39000.00 | 9897.00 | 59382.00 | 12540.00 | RAJ CONSTRUCTION
2.07 | 7.7 FIRE ALARM CONTROL PANEL Supplying, installation, testing and commissioning of micro processor based intelligent addressable main fire alarm panel, central processing unit with the following loop modules and capable of supporting not less than 240 devices (including detectors) and minimum 120 detectors per loop and loop length up to 2 km, network communication card, minimum 320 character graphics/ LCD display with touch screen or other keypad and minimum 4000 events history log in the non volatile memory (EPROM), power supply unit (230 ± 5 % V, 50 hz), 48 hrs back-up with 24 volt sealed maintenance free batteries with automatic charger. The panel shall have facility to connect printer to printout log and facility to have seamless integration with analog/digital voice evacuation system /PA System . The panel shall be compatible for IBMS system with open protocol Bacnet/ Modbus over IP complete as per specifications. Two Loop Panel. | 1.00 | Each |  | 161766.00 | 161766.00 | 175750.00 | 175750.00 | 211000.00 | 211000.00 | 325423.00 | 325423.00 | 210000.00 | 210000.00 | 625000.00 | 625000.00 | 161766.00 | A. CONSTRUCTIONS
2.07 | 7.8 Supply and drawing of following sizes of PVC insulated copper conductor single core cable (FR-LSH type) in the existing surface/recessed steel conduit as required. (a) 2 x 1.5 sq.mm. | 300.00 | Mtr |  | 68.40 | 20520.00 | 57.00 | 17100.00 | 45.00 | 13500.00 | 278.00 | 83400.00 | 38.00 | 11400.00 | 49.00 | 14700.00 | 11400.00 | KNY Projects Pvt. Ltd.
2.07 | 7.8 Supply and drawing of following sizes of PVC insulated copper conductor single core cable (FR-LSH type) in the existing surface/recessed steel conduit as required. (b) 3 x 1.5 sq.mm. | 20.00 | Mtr |  | 85.50 | 1710.00 | 52.00 | 1040.00 | 60.00 | 1200.00 | 302.00 | 6040.00 | 57.00 | 1140.00 | 62.00 | 1240.00 | 1040.00 | RAJ CONSTRUCTION
2.07 | 7.8 Supply and drawing of following sizes of PVC insulated copper conductor single core cable (FR-LSH type) in the existing surface/recessed steel conduit as required. (c) 4 x 1.5 sq.mm. | 200.00 | Mtr |  | 114.95 | 22990.00 | 64.00 | 12800.00 | 75.00 | 15000.00 | 341.00 | 68200.00 | 76.00 | 15200.00 | 82.00 | 16400.00 | 12800.00 | RAJ CONSTRUCTION
2.07 | 7.9 Supply of XLPE insulated & PVC sheathed armoured copper conductor control cable 650/1100V grade conforming to IS : 7098 (Part-I ) with upto date ammendments. 4x 1.5 Sq mm | 50.00 | Mtr |  | 180.50 | 9025.00 | 64.00 | 3200.00 | 100.00 | 5000.00 | 134.00 | 6700.00 | 175.00 | 8750.00 | 119.00 | 5950.00 | 3200.00 | RAJ CONSTRUCTION
2.07 | 7.10 Supply of 40 mm outer dia PN-6, PE80, ISI Marked HDPE Pipe conforming to IS 4984:2016 with up to date ammendments complete as required. | 50.00 | Mtr |  | 213.75 | 10687.50 | 171.00 | 8550.00 | 75.00 | 3750.00 | 268.00 | 13400.00 | 210.00 | 10500.00 | 116.00 | 5800.00 | 3750.00 | M/s Anil Enterprises
2.07 | 7.11 Laying of 40 mm dia HDPE/MS Pipe direct in underground at depth of 75 cm below ground level including soil excavation and refilling the trench etc. as required. | 50.00 | Mtr |  | 332.50 | 16625.00 | 57.00 | 2850.00 | 105.00 | 5250.00 | 375.00 | 18750.00 | 450.00 | 22500.00 | 26.00 | 1300.00 | 1300.00 | Generic Engineering Construction and Projects Limited
2.07 | 8.0 LT PANELS , MAIN & SUB MAIN CABLES. 8.1 Supply ,installation,testing and commissiong of indoor type LT panel (PTTA), made out of 2 mm CRCA sheet steel, totally enclosed, minimum IP 42 protection, free standing, floor mounting, dust and vermin proof ,compartmentalised, powder coated painting suitable for operation on 3 Phase and neutral, 415V, 50 Hz AC supply system with busbars extensible on both sides, interconnections with suitable size of copper lead/ solid aluminium strips, control circuit with breaker control switch , digital type ammeter and voltmeter,LED type indicating lamps, CT's as required, suitable electrical and mechanical interlocking as required between incomers and bus couplers , panel should have continous GI earth strip of suitable size throughout the length of panel with earth terminations at both the ends ,cable alleys suitable for bottom or top entry of cables as required including supply & installation of all items as below and as per detailed specifications. Works includes loading & unloading, Positioning,Testing, Commissioning of panel & necessary minor civil works e.g. providing C-C channel etc. complete as per site requirement and as per Instruction of E-I-C. INCOMER 02 Nos. 250 Amp four pole Moulded Case Circuit Breaker(Ics=100%Icu=35KA) with Thermal magnetic release, Extended Rotary operating Mechanism. BUSBARS 1 Set of 300 Amp Aluminium TPN busbars of high conductivity electrolytic grade aluminium. INSTRUMENTS AND OTHER ACCESSORTIES 02 Nos. Digital multi funtion meter for 3 phase, 4 wire operation with seletor switches alongwith 6 Nos. control MCBs. 6 Nos. of suitable range CT's. 02 Sets of phase (RYB) indicating lamps, LED type and buscoupler/ Breakers 'ON', 'OFF' LED lamps. Bus Coupler 1 Nos.250 four pole Moulded Case Circuit Breaker(Ics=100%Icu=35 KA) with Thermal magnetic release Extended Rotary operating Mechanism. All accessories, wiring etc required for proper interlocking of incommers and coupler. OUTGOING 02 Nos 125 AMP 4 pole Moulded Case Circuit Breaker(Ics=100%Icu=25 KA) with Thermal magnetic release Extended Rotary operating Mechanism 08 Nos. 63 Amp, 4 pole, Moulded Case Circuit Breker(Ics=100%Icu=25 KA)with thermal magnetic release Extended Rotary operating Mechanism. Suitable digital ammeter -10 Nos CT of suitable CT ratio-100/5 CL-1.0- 10 set | 1.00 | Each |  | 261250.00 | 261250.00 | 190000.00 | 190000.00 | 350000.00 | 350000.00 | 308160.00 | 308160.00 | 250000.00 | 250000.00 | 344000.00 | 344000.00 | 190000.00 | RAJ CONSTRUCTION
2.08 | 8.2 Supply of following size 1.1 KV grade XLPE /PVC insulated, PVC sheathed, armoured Aluminium conductor conforming to is IS 7098(part 1) amended upto date. (i)3.5C, 240 Sq.mm | 1000.00 | Mtr |  | 1187.50 | 1187500.00 | 770.00 | 770000.00 | 1000.00 | 1000000.00 | 1166.00 | 1166000.00 | 1015.00 | 1015000.00 | 1018.00 | 1018000.00 | 770000.00 | RAJ CONSTRUCTION
2.08 | 8.2 Supply of following size 1.1 KV grade XLPE /PVC insulated, PVC sheathed, armoured Aluminium conductor conforming to is IS 7098(part 1) amended upto date. (ii) 4 C, 16 Sq.mm | 750.00 | Mtr |  | 180.50 | 135375.00 | 238.00 | 178500.00 | 140.00 | 105000.00 | 156.00 | 117000.00 | 175.00 | 131250.00 | 137.00 | 102750.00 | 102750.00 | Generic Engineering Construction and Projects Limited
2.08 | 8.3 Supply and making end termination with brass compression gland and aluminium lugs for following size of XLPE insulated PVC sheathed aluminium conductor cable of 1.1 KV grade as required. (i) 3.5 x240 sq.mm | 4.00 | Set |  | 1757.50 | 7030.00 | 2522.00 | 10088.00 | 700.00 | 2800.00 | 1070.00 | 4280.00 | 2400.00 | 9600.00 | 1826.00 | 7304.00 | 2800.00 | M/s Anil Enterprises
2.08 | 8.3 Supply and making end termination with brass compression gland and aluminium lugs for following size of XLPE insulated PVC sheathed aluminium conductor cable of 1.1 KV grade as required. (ii) 4C, 16 Sq.mm | 28.00 | Set |  | 617.50 | 17290.00 | 1264.00 | 35392.00 | 240.00 | 6720.00 | 348.00 | 9744.00 | 1450.00 | 40600.00 | 354.00 | 9912.00 | 6720.00 | M/s Anil Enterprises
2.08 | 8.4 Laying and Fixing of one number XLPE/PVC insulated PVC sheathed aluminium /copper conductor armoured power cable of 1.1 KV grade of following sizes on surface/ cable tray/wall trench etc as requried. (i) Upto 35 Sqmm | 250.00 | Mtr |  | 133.00 | 33250.00 | 307.00 | 76750.00 | 30.00 | 7500.00 | 75.00 | 18750.00 | 60.00 | 15000.00 | 63.00 | 15750.00 | 7500.00 | M/s Anil Enterprises
2.08 | 8.5 Supply of 110 mm outer dia PN-6, PE80, ISI Marked HDPE Pipe conforming to IS 4984:2016 with up to date ammendments complete as required. | 800.00 | Mtr |  | 261.25 | 209000.00 | 380.00 | 304000.00 | 400.00 | 320000.00 | 310.00 | 248000.00 | 455.00 | 364000.00 | 290.00 | 232000.00 | 209000.00 | A. CONSTRUCTIONS
2.08 | 8.6 Supply of 63 mm outer dia PN-6, PE80, ISI Marked HDPE Pipe conforming to IS 4984:2016 with up to date ammendments complete as required.. | 400.00 | Mtr |  | 261.25 | 104500.00 | 309.00 | 123600.00 | 150.00 | 60000.00 | 73.00 | 29200.00 | 390.00 | 156000.00 | 169.00 | 67600.00 | 29200.00 | ENKEBEE INFRATECH INDIA PRIVATE LIMITED
2.08 | 8.7 Laying of 110 mm dia HDPE/MS Pipe direct in underground at depth of 75 cm below ground level including soil excavation and refilling the trench etc. as required. | 800.00 | Mtr |  | 332.50 | 266000.00 | 71.00 | 56800.00 | 125.00 | 100000.00 | 193.00 | 154400.00 | 260.00 | 208000.00 | 42.00 | 33600.00 | 33600.00 | Generic Engineering Construction and Projects Limited
2.08 | 8.8 Laying of 63 mm dia HDPE/MS Pipe direct in underground at depth of 75 cm below ground level including soil excavation and refilling the trench etc. as required. | 400.00 | Mtr |  | 308.75 | 123500.00 | 67.00 | 26800.00 | 125.00 | 50000.00 | 161.00 | 64400.00 | 240.00 | 96000.00 | 37.00 | 14800.00 | 14800.00 | Generic Engineering Construction and Projects Limited
2.08 | 8.9 Laying of one number XLPE/PVC insulated PVC sheathed aluminium/copper conductor armoured power cable of 1.1 KV grade of following sizes in the existing RCC/HUME/ METAL PIPE/ HDPE as requried. (i)upto 35 Sq.mm | 450.00 | Mtr |  | 237.50 | 106875.00 | 29.00 | 13050.00 | 30.00 | 13500.00 | 43.00 | 19350.00 | 60.00 | 27000.00 | 63.00 | 28350.00 | 13050.00 | RAJ CONSTRUCTION
2.09 | 8.9 Laying of one number XLPE/PVC insulated PVC sheathed aluminium/copper conductor armoured power cable of 1.1 KV grade of following sizes in the existing RCC/HUME/ METAL PIPE/ HDPE as requried. (ii) Above 185 Sq.mm upto 400 Sq.mm | 900.00 | Mtr |  | 427.50 | 384750.00 | 169.00 | 152100.00 | 85.00 | 76500.00 | 161.00 | 144900.00 | 150.00 | 135000.00 | 190.00 | 171000.00 | 76500.00 | M/s Anil Enterprises
2.09 | 8.10 Laying of one number PVC insulated and PVC sheathed XLPE power cable of 1.1 kV grade/ control cable of following size in the existing masonry open duct as required. (i)Above 185 Sq mm and upto 400 sq mm | 50.00 | Mtr |  | 261.25 | 13062.50 | 186.00 | 9300.00 | 80.00 | 4000.00 | 32.00 | 1600.00 | 150.00 | 7500.00 | 190.00 | 9500.00 | 1600.00 | ENKEBEE INFRATECH INDIA PRIVATE LIMITED
2.09 | 8.11 Supply & Laying of 100mm. Dia B-Class GI Pipe including cutting of the soil /pucca area making good the same to original finish complete as requried. | 150.00 | Mtr |  | 1301.50 | 195225.00 | 570.00 | 85500.00 | 2200.00 | 330000.00 | 1177.00 | 176550.00 | 1150.00 | 172500.00 | 274.00 | 41100.00 | 41100.00 | Generic Engineering Construction and Projects Limited
2.09 | 9.0 EXTERNAL LIGHTING 9.1 Supplying, Installation, testing & Commissioning of 6.0 m long octagonal continuously tapered galvanised street light pole with single arm (bracket) of GI for installation of LED luminaire suitable for wind velocity of not less than 47m/sec fabricated out of 3mm MS plate, in single section, suitable to fix on foundation (OEM foundation drawing to be approved by AAI) made of reinforced cement concrete 1:3:6 (1 cement :3 coarse sand : 6 graded stone aggregate 20 mm nominal size) including excavation and refilling,including positioning of template & foundations bolts with supply of 4 nos. of foundation bolt & anchor plate, rigid flange plate welded with the base of pole fixing on foundation bolts complete as required for structural stability as specified, wearther proof and vandal resistance door of height not less than 300mm flush with exterior surface containing a terminal plate of 4mm thick backlite sheet with 4 way, 63A epoxy connector & insulated caps for loop in loop out cable terminations suitable for upto three numbers 4 core 10,16sqmm cables & 10A DP MCB for each fixture connection, earthing bolts for continuous earth connections and supplying & fixing of 02 nos. 40mm dia HDPE pipe PN6, PE-80 of suitable length embedding with foundation for cable entry complete as required. | 12.00 | Each |  | 25175.00 | 302100.00 | 20900.00 | 250800.00 | 16000.00 | 192000.00 | 13078.00 | 156936.00 | 18700.00 | 224400.00 | 14251.00 | 171012.00 | 156936.00 | ENKEBEE INFRATECH INDIA PRIVATE LIMITED
2.09 | 9.2 Supply, Installation, testing & Commissioning maximum rated capacity of 60W LED street light of minimum lumen output of 6600 lumen on pole made up of pressure die cast Aluminum housing with membrane filter and have IP66 optical as well as electrical compartment with wide operating voltage range of 230+/- 10 % complete with all accessories including connection with 3x1.5 sq. mm FR-LSH PVC insulated, copper conductor, cable from connector box to Fitting etc. as required.. | 12.00 | Each |  | 7125.00 | 85500.00 | 4275.00 | 51300.00 | 5000.00 | 60000.00 | 6420.00 | 77040.00 | 6900.00 | 82800.00 | 12612.00 | 151344.00 | 51300.00 | RAJ CONSTRUCTION
2.09 | 10.0 AIR CONDITIONERS & WATER COOLERS 10.1 Supply, Installation, Testing and Commissioning of Variable Refrigerant Flow modular type airconditioning system suitable for 415 +/- 10 % volt, 50 Hz, 3 phase AC supply for outdoor units including foundation and 230 ± 10 % volt, 50 Hz, 1 phase AC supply for indoor units with stepless modulation complete with indoor and outdoor units,individual remote controller and compatible for centralised controller, interconnected refrigerant piping, full charge of refrigerant gas and oil, control cabling etc.including requied RCBO for looping of ODU,and isolation of ODU as per site requirements and details given in the specifications and having following items: (Refrigerant to be used shall be R410 A). Hi Side - Outdoor Units Heat Pumps (Out door units)of following capacities ,having cooling COP not less than 3.00 at 100% loading at ARI standards and conditions equipped with at least one highly efficient inverter scroll/rotary compressor and other inverter/ constant speed type compressor(s), special heat exchanger, low noise condenser fan, auto check function for connection error, auto address setting and minimum capacity as mentioned below, complete with all accessories. ODU - 12HP Nominal Cooling Capacity) | 3.00 | Each |  | 235000.00 | 705000.00 | 80750.00 | 242250.00 | 240000.00 | 720000.00 | 241500.00 | 724500.00 | 1000000.00 | 3000000.00 | 12612.00 | 37836.00 | 37836.00 | Generic Engineering Construction and Projects Limited
2.09 | 10.2 Low Side Indoor Units- Ceiling Mounted Cassette Units Supply, Installation, Testing and Commissioning of Indoor Units for variable refrigerant flow airconditioning system suitable for 230 ± 10% volt, 50 Hz, 1 phase AC supply equipped with pre-filter,fan section with low noise fan, multispeed motor, coil section with DX coil, outer cabinet, drain pan, drain water lift-up mechanism, insulation, pipe connections, fresh air intake etc. complete with PVC insulated FRLS copper conductor electric wire upto 1.5 metre length for electrically connecting the IDU with switch socket combination, with minimum capacity as given below as per specifications and drawings.Ceiling Mounted Cassette Four Way Flow with Cassette Panel 2.0 TR Cooling Capacity with 671 cfm airflow complete with Cordless Remote Controller. | 9.00 | Each |  | 29500.00 | 265500.00 | 77900.00 | 701100.00 | 45000.00 | 405000.00 | 39480.00 | 355320.00 | 200000.00 | 1800000.00 | 83342.00 | 750078.00 | 265500.00 | A. CONSTRUCTIONS
2.09 | 10.3 Low Side Indoor Units- Ceiling Mounted Cassette Units Supply, Installation, Testing and Commissioning of Indoor Units for variable refrigerant flow airconditioning system suitable for 230 ± 10% volt, 50 Hz, 1 phase AC supply equipped with pre-filter,fan section with low noise fan, multispeed motor, coil section with DX coil, outer cabinet, drain pan, drain water lift-up mechanism, insulation, pipe connections, fresh air intake etc. complete with PVC insulated FRLS copper conductor electric wire upto 1.5 metre length for electrically connecting the IDU with switch socket combination, with minimum capacity as given below as per specifications and drawings.Ceiling Mounted Cassette Four Way Flow with Cassette Panel 1.5 TR Cooling Capacity with 671 cfm airflow complete with Cordless Remote Controller. | 4.00 | Each |  | 28350.00 | 113400.00 | 61750.00 | 247000.00 | 43000.00 | 172000.00 | 37275.00 | 149100.00 | 150000.00 | 600000.00 | 72230.00 | 288920.00 | 113400.00 | A. CONSTRUCTIONS
2.09 | 10.4 Supply, Installation, Testing and Commissioning of copper Y-Joints suitable for gas and liquid line of VRF System complete as required for the above system. | 15.00 | Each |  | 3000.00 | 45000.00 | 2850.00 | 42750.00 | 4000.00 | 60000.00 | 3675.00 | 55125.00 | 50000.00 | 750000.00 | 8890.00 | 133350.00 | 42750.00 | RAJ CONSTRUCTION
2.09 | Refrigerant Piping for VRV/VRF System 10.5 Supply, installation, testing and commissioning of following sizes of copper refrigerant pipe suitable for interconnecting VRF units of airconditioning conforming to JISH 3300: 1997, recessed/concealed or laid and supported on the existing slotted cable trays, duly insulated with closed cell elastomeric nitrile rubber type tubular insulation of nominal thickness 25/19/13 mm between indoor and outdoor units as per specification:- (i) 28.6 mm (9/8 inch) OD with 1.00 mm wall thickness (Insulation : 19 mm) | 60.00 | Mtr |  | 1000.00 | 60000.00 | 1140.00 | 68400.00 | 1000.00 | 60000.00 | 971.00 | 58260.00 | 2000.00 | 120000.00 | 2778.00 | 166680.00 | 58260.00 | ENKEBEE INFRATECH INDIA PRIVATE LIMITED
2.10 | 10.5 Supply, installation, testing and commissioning of following sizes of copper refrigerant pipe suitable for interconnecting VRF units of airconditioning conforming to JISH 3300: 1997, recessed/concealed or laid and supported on the existing slotted cable trays, duly insulated with closed cell elastomeric nitrile rubber type tubular insulation of nominal thickness 25/19/13 mm between indoor and outdoor units as per specification:- (ii) 22.2 mm (7/8 inch) OD with 0.80 mm wall thickness (Insulation : 19 mm) | 50.00 | Mtr |  | 850.00 | 42500.00 | 1330.00 | 66500.00 | 750.00 | 37500.00 | 683.00 | 34150.00 | 1900.00 | 95000.00 | 2778.00 | 138900.00 | 34150.00 | ENKEBEE INFRATECH INDIA PRIVATE LIMITED
2.10 | 10.5 Supply, installation, testing and commissioning of following sizes of copper refrigerant pipe suitable for interconnecting VRF units of airconditioning conforming to JISH 3300: 1997, recessed/concealed or laid and supported on the existing slotted cable trays, duly insulated with closed cell elastomeric nitrile rubber type tubular insulation of nominal thickness 25/19/13 mm between indoor and outdoor units as per specification:- (iii) 19.1 mm (3/4 inch) OD with 0.80 mm wall thickness (Insulation : 13 mm) | 40.00 | Mtr |  | 700.00 | 28000.00 | 1235.00 | 49400.00 | 600.00 | 24000.00 | 578.00 | 23120.00 | 1800.00 | 72000.00 | 2222.00 | 88880.00 | 23120.00 | ENKEBEE INFRATECH INDIA PRIVATE LIMITED
2.10 | 10.5 Supply, installation, testing and commissioning of following sizes of copper refrigerant pipe suitable for interconnecting VRF units of airconditioning conforming to JISH 3300: 1997, recessed/concealed or laid and supported on the existing slotted cable trays, duly insulated with closed cell elastomeric nitrile rubber type tubular insulation of nominal thickness 25/19/13 mm between indoor and outdoor units as per specification:- (iv) 15.9 mm (5/8 inch) OD with 1.00 mm wall thickness (Insulation : 13 mm) | 120.00 | Mtr |  | 600.00 | 72000.00 | 1140.00 | 136800.00 | 500.00 | 60000.00 | 515.00 | 61800.00 | 1700.00 | 204000.00 | 2056.00 | 246720.00 | 60000.00 | M/s Anil Enterprises
2.10 | 10.5 Supply, installation, testing and commissioning of following sizes of copper refrigerant pipe suitable for interconnecting VRF units of airconditioning conforming to JISH 3300: 1997, recessed/concealed or laid and supported on the existing slotted cable trays, duly insulated with closed cell elastomeric nitrile rubber type tubular insulation of nominal thickness 25/19/13 mm between indoor and outdoor units as per specification:- (v) 12.7 mm (1/2 inch) OD with 0.80 mm wall thickness (Insulation : 13 mm) | 50.00 | Mtr |  | 425.00 | 21250.00 | 1093.00 | 54650.00 | 350.00 | 17500.00 | 446.00 | 22300.00 | 1600.00 | 80000.00 | 1889.00 | 94450.00 | 17500.00 | M/s Anil Enterprises
2.10 | 10.5 Supply, installation, testing and commissioning of following sizes of copper refrigerant pipe suitable for interconnecting VRF units of airconditioning conforming to JISH 3300: 1997, recessed/concealed or laid and supported on the existing slotted cable trays, duly insulated with closed cell elastomeric nitrile rubber type tubular insulation of nominal thickness 25/19/13 mm between indoor and outdoor units as per specification:- (vi) 9.5 mm (3/8 inch) OD with 0.80 mm wall thickness (Insulation : 13 mm) | 100.00 | Mtr |  | 330.00 | 33000.00 | 1045.00 | 104500.00 | 310.00 | 31000.00 | 410.00 | 41000.00 | 1500.00 | 150000.00 | 1222.00 | 122200.00 | 31000.00 | M/s Anil Enterprises
2.10 | 10.5 Supply, installation, testing and commissioning of following sizes of copper refrigerant pipe suitable for interconnecting VRF units of airconditioning conforming to JISH 3300: 1997, recessed/concealed or laid and supported on the existing slotted cable trays, duly insulated with closed cell elastomeric nitrile rubber type tubular insulation of nominal thickness 25/19/13 mm between indoor and outdoor units as per specification:- (vii) 6.4 mm OD with 0.80 mm wall thickness (Insulation : 13 mm) | 50.00 | Mtr |  | 250.00 | 12500.00 | 950.00 | 47500.00 | 220.00 | 11000.00 | 368.00 | 18400.00 | 1400.00 | 70000.00 | 945.00 | 47250.00 | 11000.00 | M/s Anil Enterprises
2.10 | 10.6 Supply, installation, testing and commissioning of Drain piping of following sizes made of rigid uPVC pipe Class - 3 (6 kg/cm2) confirming to IS 4985-2000 complete with fittings, supports etc. as per specifications and duly insulated with 6 mm thick closed cell nitrile rubber insulation:- (i) 25mm Dia | 50.00 | Mtr |  | 300.00 | 15000.00 | 105.00 | 5250.00 | 150.00 | 7500.00 | 205.00 | 10250.00 | 600.00 | 30000.00 | 456.00 | 22800.00 | 5250.00 | RAJ CONSTRUCTION
2.10 | 10.6 Supply, installation, testing and commissioning of Drain piping of following sizes made of rigid UPVC pipe Class - 3 (6 kg/cm2) confirming to IS 4985-2000 complete with fittings, supports etc. as per specifications and duly insulated with 6 mm thick closed cell nitrile rubber insulation:- (ii) 32 mm dia | 70.00 | Mtr |  | 340.00 | 23800.00 | 138.00 | 9660.00 | 200.00 | 14000.00 | 273.00 | 19110.00 | 800.00 | 56000.00 | 222.00 | 15540.00 | 9660.00 | RAJ CONSTRUCTION
2.10 | 10.7 Providing and fixing of 2corex1.5sqmm PVC insulated and PVC sheath flexible copper conductor cable, 1100volts conforming to IS 694, in 25 mm dia MS conduit between indoor and ODU and between indoor to remote complete with end terminations, connections etc as required. | 200.00 | Mtr |  | 290.00 | 58000.00 | 380.00 | 76000.00 | 258.00 | 51600.00 | 194.00 | 38800.00 | 200.00 | 40000.00 | 111.00 | 22200.00 | 22200.00 | Generic Engineering Construction and Projects Limited
2.10 | 10.8 Supply & Laying of 4CoreX4 Sqmm PVC insulated and PVC sheathed flexible copper conductor cable, 1100 volts in 25 mm dia MS conduit complete with end terminations, connections etc as required. | 100.00 | Mtr |  | 440.00 | 44000.00 | 475.00 | 47500.00 | 650.00 | 65000.00 | 194.00 | 19400.00 | 235.00 | 23500.00 | 222.00 | 22200.00 | 19400.00 | ENKEBEE INFRATECH INDIA PRIVATE LIMITED
2.11 | 10.9 Supply of (BEE 5 Star 2018 rated ) 2 TR high wall type split Inverter Air Conditioner unit with rotary compressor operating on refrigerant R-32/Non CFC & Copper condensor coil of outdoor unit & having cordless LCD remote,auto restart operation with copper refrigerant gas pipeline insulated with nitrile/polythene foam i/c electrical cable of suitable size copper conductor from indoor to outdoor unit ( both upto 4 mtr) i/c standard drain pipe,MS base frame / platform duly epoxy painted for outdoor units for operation on 230V , 50 Hz single phase AC supply and capable of performing such standard function like cooling, dehumidifying,air circulating, filtering etc complete as required. | 6.00 | Each |  | 38500.00 | 231000.00 | 80750.00 | 484500.00 | 50000.00 | 300000.00 | 49875.00 | 299250.00 | 200000.00 | 1200000.00 | 75000.00 | 450000.00 | 231000.00 | A. CONSTRUCTIONS
2.11 | 10.10 Supply of (BEE 5 Star 2018 rated) 1.5 TR high wall type split Inverter Air Conditioner unit with rotary compressor operating on refrigerant R-32/Non CFC & Copper condensor coil of outdoor unit & having cordless LCD remote,auto restart operation with copper refrigerant gas pipeline insulated with nitrile/polythene foam i/c electrical cable of suitable size copper conductor from indoor to outdoor unit ( both upto 4 mtr) i/c standard drain pipe,MS base frame / platform duly epoxy painted for outdoor units for operation on 230V , 50 Hz single phase AC supply and capable of performing such standard function like cooling, dehumidifying,air circulating, filtering etc complete as required. | 5.00 | Each |  | 30000.00 | 150000.00 | 61750.00 | 308750.00 | 45000.00 | 225000.00 | 37800.00 | 189000.00 | 200000.00 | 1000000.00 | 66674.00 | 333370.00 | 150000.00 | A. CONSTRUCTIONS
2.11 | 10.11 Supply Installation, Testing & commissioning of 5 KVA automatic voltage stabilizer for given output voltage of single phase 230+/- 10%, AC supply for the input single phase supply voltage range of 170 V to 250 V, single phase, 50 Hz, AC supply. | 11.00 | Each |  | 3700.00 | 40700.00 | 25000.00 | 275000.00 | 6000.00 | 66000.00 | 8400.00 | 92400.00 | 100000.00 | 1100000.00 | 20558.00 | 226138.00 | 40700.00 | A. CONSTRUCTIONS
2.11 | 10.12 Supplying & installation of 25 mm dia PVC hard Drain pipe complete with all accessories and fittings etc as required. | 100.00 | Mtr |  | 70.00 | 7000.00 | 105.00 | 10500.00 | 140.00 | 14000.00 | 158.00 | 15800.00 | 400.00 | 40000.00 | 222.00 | 22200.00 | 7000.00 | A. CONSTRUCTIONS
2.11 | 10.13 SITC of Reverse Osmosis(RO) Water Purifier, 80 Liters per hour purification capacity with Ultra Filtration(UF) Purification,TDS Controller, fully automatic water control sensor for operation ,auto flushing system ,filter change indicator, filter catridge including sediment ,activated carbon ,UF & RO membrane filter including all accessories like all neccessary valve,pump,switch,SMPS,PCB,NRV etc suitable to connect water coolers with push-fit components for leak-proof suitable for opeartion on 230V,50 Hz AC supply etc complete as required. | 4.00 | Each |  | 80000.00 | 320000.00 | 42750.00 | 171000.00 | 71000.00 | 284000.00 | 63000.00 | 252000.00 | 100000.00 | 400000.00 | 83342.00 | 333368.00 | 171000.00 | RAJ CONSTRUCTION
2.11 | 10.14 SITC of fully Stainless steel body water cooler with 2 no.s tap, having storage capacity of 120 Litres ,minimum cooling capacity of 60 Litres per hour, fitted with reciprocating/hermetic sealed type compressor, operating on R-22/ Non CFC refrigerant, suitable for opeartion on 230V,50 Hz AC supply complete as required. | 4.00 | Each |  | 42000.00 | 168000.00 | 33250.00 | 133000.00 | 42000.00 | 168000.00 | 52500.00 | 210000.00 | 50000.00 | 200000.00 | 83342.00 | 333368.00 | 133000.00 | RAJ CONSTRUCTION
2.11 | 10.15 Installation, Testing & Commissioning of 2.0/1.5 TR capacity split Air-Conditioners comprising of wall / floor mounting type indoor evaporator unit , outdoor condenser unit with suitable metal stand/ masonry foundation and fixing of refrigerant piping with insulation, suitable size power cable between indoor and outdoor unit (upto length of 6 metre) and including initial charging of refrigerant gas etc as required. | 11.00 | Each |  | 2200.00 | 24200.00 | 1425.00 | 15675.00 | 1500.00 | 16500.00 | 2730.00 | 30030.00 | 150000.00 | 1650000.00 | 75000.00 | 825000.00 | 15675.00 | RAJ CONSTRUCTION
2.11 | 11.0 Pumps & Panels 11.1 Supplying and fixing of horizontal, centrifugal pump with cast iron construction, Cast Iron impeller complete with motor working with 415 V, 3 phase, 50 Hz including base plate, foundation bolt, nuts and all accessories, Capacity 14 cum-hr head 26 m etc. complete as required. | 2.00 | Each |  | 33000.00 | 66000.00 | 71250.00 | 142500.00 | 27000.00 | 54000.00 | 28890.00 | 57780.00 | 200000.00 | 400000.00 | 111123.00 | 222246.00 | 54000.00 | M/s Anil Enterprises
2.11 | 11.2 Supply of 10 HP submersible pump-motor set suitable for discharge of minimum 240 LPM to 360 LPM against static Head 88M to 75 meter consisting of multistage pumps with suitable motor suitable for operation on 415 volt, 50 Hz A/C supply. Pumps and motors must be connected with alignment shafts etc. complete as required . (Make : Model KS6EA1010 of Kirloskar or its equivalent to as per approved make list). | 2.00 | Each |  | 49500.00 | 99000.00 | 71250.00 | 142500.00 | 53000.00 | 106000.00 | 80250.00 | 160500.00 | 200000.00 | 400000.00 | 166684.00 | 333368.00 | 99000.00 | A. CONSTRUCTIONS
2.11 | 11.3 Lowering in bore well , testing and commisioning of 10 HP submersible pump-motor set i/c termination of submersible cables with pump set and starter panel along with supply and fixing of suitalbe size supporting MS clamp with nut and bolts etc. complete as required. | 2.00 | Set |  | 11000.00 | 22000.00 | 11400.00 | 22800.00 | 3000.00 | 6000.00 | 7704.00 | 15408.00 | 100000.00 | 200000.00 | 38893.00 | 77786.00 | 6000.00 | M/s Anil Enterprises
2.12 | 11.4 Providing supporting stainless steel rope of 08 mm. dia to the pump with wire rope clamp etc. complete as required. | 100.00 | Mtr |  | 39.00 | 3900.00 | 2375.00 | 237500.00 | 100.00 | 10000.00 | 107.00 | 10700.00 | 500.00 | 50000.00 | 556.00 | 55600.00 | 3900.00 | A. CONSTRUCTIONS
2.12 | 11.5 Supply of Fully automatic Start - delta starter on surface suitable for 10HP submersible pump with relay ( relay range 13A-22A) with all accessories including ammeter,voltmeter etc. complete as required. | 2.00 | Each |  | 16500.00 | 33000.00 | 3325.00 | 6650.00 | 8000.00 | 16000.00 | 16050.00 | 32100.00 | 45000.00 | 90000.00 | 19446.00 | 38892.00 | 6650.00 | RAJ CONSTRUCTION
2.12 | 11.6 Supply of PVC insulated flat submersible copper conductors cable size of 3 core x 4 sq.mm. suitable working voltage upto 1100 V and conforming to IS : 694 (part-I). | 240.00 | Mtr |  | 143.00 | 34320.00 | 190.00 | 45600.00 | 100.00 | 24000.00 | 1338.00 | 321120.00 | 350.00 | 84000.00 | 333.00 | 79920.00 | 24000.00 | M/s Anil Enterprises
2.12 | 11.7 Supply 80mm dia medium class GI pipe, ISI mark,including flange gasket,nut bolt clamp including all accessories for lowering submersible pump etc. as required. | 100.00 | Mtr |  | 924.00 | 92400.00 | 380.00 | 38000.00 | 800.00 | 80000.00 | 1391.00 | 139100.00 | 900.00 | 90000.00 | 1167.00 | 116700.00 | 38000.00 | RAJ CONSTRUCTION
2.12 | 12.0 Fire Fighting System 12.1 Providing laying, testing & commissioning of 'C' class heavy duty MS Pipe conforming to IS 1239 i/c fittings like elbows, tees, flanges, tapers, nuts bolts, gaskets etc. in ground including welding, excavation & providing cement concrete blocks as supports, anticorrosive treatment with coaltar/asphalt tape as per IS 10221, refilling the trench etc. of following sizes complete as required. a) 150 mm Dia | 550.00 | Mtr. |  | 1550.00 | 852500.00 | 214.00 | 117700.00 | 2300.00 | 1265000.00 | 3413.00 | 1877150.00 | 3000.00 | 1650000.00 | 2007.00 | 1103850.00 | 117700.00 | RAJ CONSTRUCTION
2.12 | 12.1 Providing laying, testing & commissioning of 'C' class heavy duty MS Pipe conforming to IS 1239 i/c fittings like elbows, tees, flanges, tapers, nuts bolts, gaskets etc. in ground including welding, excavation & providing cement concrete blocks as supports, anticorrosive treatment with coaltar/asphalt tape as per IS 10221, refilling the trench etc. of following sizes complete as required. b) 80 mm. Dia | 35.00 | Mtr. |  | 1365.00 | 47775.00 | 190.00 | 6650.00 | 1400.00 | 49000.00 | 1943.00 | 68005.00 | 1200.00 | 42000.00 | 1151.00 | 40285.00 | 6650.00 | RAJ CONSTRUCTION
2.12 | 12.2 Supplying and fixing Single headed external yard hydrant valve with 1 No. 63 mm dia instantaneous FM Stainless Steel coupling and cast iron wheel, ISI marked, conforming to IS 5290 (type A) with blank Stainless Steel cap and chain as required. | 6.00 | Each |  | 5995.00 | 35970.00 | 5225.00 | 31350.00 | 5000.00 | 30000.00 | 5460.00 | 32760.00 | 45000.00 | 270000.00 | 5282.00 | 31692.00 | 30000.00 | M/s Anil Enterprises
2.12 | 12.3 Supplying and fixing 63 mm dia, 15 m long RRL hose pipe with 63 mm dia male and female couplings duly bound with GI wire, rivets etc. conforming to IS 636 (type-A) as required :Gun Metal | 12.00 | Each |  | 4224.00 | 50688.00 | 2850.00 | 34200.00 | 4300.00 | 51600.00 | 4568.00 | 54816.00 | 10000.00 | 120000.00 | 5551.00 | 66612.00 | 34200.00 | RAJ CONSTRUCTION
2.12 | 12.4 Supplying & fixing 63 mm dia gun metal short branch pipe with 20 mm nominal internal diameter size nozzle conforming to IS 903 suitable for instantaneous connection to interconnect hose pipe coupling as required. | 6.00 | Each |  | 2090.00 | 12540.00 | 7125.00 | 42750.00 | 2000.00 | 12000.00 | 2205.00 | 13230.00 | 3000.00 | 18000.00 | 2317.00 | 13902.00 | 12000.00 | M/s Anil Enterprises
2.12 | 12.5 Supply, installation, testing and commissioning of hose boxes wall / pedestal type of size 750 x 250 x 600 mm made out of 16 SWG Powder coated (Post Office colour) MS sheet with front side glass, locking arrangement and painted with approved colour completed as required and as per specifications. | 6.00 | Each |  | 3850.00 | 23100.00 | 4275.00 | 25650.00 | 5000.00 | 30000.00 | 3780.00 | 22680.00 | 15000.00 | 90000.00 | 4096.00 | 24576.00 | 22680.00 | ENKEBEE INFRATECH INDIA PRIVATE LIMITED
2.13 | 12.6 Supplying, fixing, testing and commissioning of dual plate spring operated butterfly valve with CI Body, Epoxy coated Disc duly ISI marked complete with Nuts, Bolts, Washers, Neoprene rubber gaskets, conforming to IS: 13095, of 150 mm sizes as required. | 3.00 | Each |  | 5786.00 | 17358.00 | 6650.00 | 19950.00 | 8000.00 | 24000.00 | 8610.00 | 25830.00 | 50000.00 | 150000.00 | 5594.00 | 16782.00 | 16782.00 | Generic Engineering Construction and Projects Limited
2.13 | 12.7 Providing, laying, testing & commissioning of 'C' class heavy duty MS pipe conforming to IS IS 1239 including Welding, fittings like elbows, tees, flanges, tapers, nuts bolts, gaskets etc. and fixing the pipe on the wall/ceiling with suitable clamp/support frame and painting with two or more coats of synthetic enamel paint of required shade complete as required. a) 150 mm. | 50.00 | Mtr |  | 1705.00 | 85250.00 | 214.00 | 10700.00 | 2200.00 | 110000.00 | 2783.00 | 139150.00 | 3000.00 | 150000.00 | 2037.00 | 101850.00 | 10700.00 | RAJ CONSTRUCTION
2.13 | 12.7 Providing, laying, testing & commissioning of 'C' class heavy duty MS pipe conforming to IS IS 1239 including Welding, fittings like elbows, tees, flanges, tapers, nuts bolts, gaskets etc. and fixing the pipe on the wall/ceiling with suitable clamp/support frame and painting with two or more coats of synthetic enamel paint of required shade complete as required. b) 80 mm. | 15.00 | Mtr |  | 1309.00 | 19635.00 | 190.00 | 2850.00 | 1100.00 | 16500.00 | 1376.00 | 20640.00 | 1200.00 | 18000.00 | 1170.00 | 17550.00 | 2850.00 | RAJ CONSTRUCTION
2.13 | 12.8 Excavation of the cable trenches in hard rock not exceeding 1.5 metres in width, and lift upto 1.5 metres, including getting out the excavated soil and disposal of excavated soil as directed within a lead of 50 metres. | 30.00 | Cum |  | 150.00 | 4500.00 | 166.00 | 4980.00 | 800.00 | 24000.00 | 347.00 | 10410.00 | 300.00 | 9000.00 | 145.00 | 4350.00 | 4350.00 | Generic Engineering Construction and Projects Limited
| Total in Figures |  |  |  |  | 81302163.95 |  | 82537021.60 |  | 68880466.00 |  | 80492213.50 |  | 116582838.00 |  | 76997955.00
Lowest Amount Quoted BY: M/s Anil Enterprises(68880466.00)

## BOQ Summary
BOQ Summary Details Tender Title: Construction of New Fire Station (Category - IX) and Emergency Medical Centre at LBSI Airport, Varanasi Tender ID: 2020_AAI_61618_1
Sheet Name | Sl.No | Bidder Name | Amount | Bid Rank
BoQ1 | 1 | M/s Anil Enterprises | 68880466.00 | L1
| 2 | Generic Engineering Construction and Projects Limited | 76997955.00 | L2
| 3 | ENKEBEE INFRATECH INDIA PRIVATE LIMITED | 80492213.50 | L3
| 4 | A. CONSTRUCTIONS | 81302163.95 | L4
| 5 | RAJ CONSTRUCTION | 82537021.60 | L5
| 6 | KNY Projects Pvt. Ltd. | 116582838.00 | L6