## BoQ1
Government eProcurement System Created By: VENKATACHALAPATHI A T Created Date/Time: 09-Feb-2021 05:54 PM Tender Title: Providing Operation and Maintenance Service of Water Supply System for Old and New Water Treatment Plant, Sewage Treatment Plant, CISF Barracks, Borewells and Open wells at various locations including Softener, RO Plant and DeWatering System Tender ID: 2021_AAI_66516_1
Tender Inviting Authority: Jt.General Manager (Engg-Elect)-I
Name of Work:Facility Management of Water Supply System and Sewage Treatment Plant at Chennai Airport. Sub Head: Providing Operation & Maintenance Service of Water Supply System for Old & New Water Treatment Plant, Sewage Treatment Plant, CISF Barracks, Bore wells and Open wells at various locations including Softener, RO Plant & De-Watering System.
Contract No: AAI/CHE/AMED-VI/2020-21/03
SCHEDULE OF WORK / ITEM(S)
Sl.No | Description of Work / Item(s) | No.of Qty | Units | Estimated Rate | Hubert Enviro Care Systems Pvt Ltd(GSTN-33AABCH5835N1ZD) |  | Eco Protection Engineers Pvt Ltd(GSTN-33AACCE2151P1ZO) |  | CHENNAI ENGINEERING SERVICES(GSTN-33AADFC4373K1ZH) |  | DElite System Engineering (India) Pvt. Ltd.(GSTN-NA)
[5 empty] | Rate | Amount | Rate | Amount | Rate | Amount | Rate | Amount | L1 Amount | L1 Vendor
1.00 | Phase-I : 1st Year (12 Months)
2.00 | SUB HEAD - I (AMC)
3.00 | Providing Operation Services of Water Supply System in Operational area at Cowl bazaar & New Fire station pump House, Cargo & MES open well, Runway - 25 End, Old Fire station and Old Pump Houses etc. as per inventory in "Annexure -A1" covering the scope of activities given in special condition of contract and technical specification, attending faults, ensuring serviceability / satisfactory working condition of the systems, maintenance activity as per attached "Annexure-A2" updation of preventive & normal maintenance records, log books as required etc. and cleaning, upkeeping on all days. These services should be ensured for above mentioned Water Supply System equipment’s, Electric motor driven pump sets, borewells, open wells, MCC & starter panels and control panels on round the clock (Three shift X 8 Hours) on all days including Sundays / holidays as per site requirement etc. complete as required.
4.00 | For First year | 12.00 | Months |  | 177214.00 | 2126568.00 | 231200.00 | 2774400.00 | 195000.00 | 2340000.00 | 214220.00 | 2570640.00 | 2126568.00 | Hubert Enviro Care Systems Pvt Ltd
5.00 | Providing Operation Services of water treatment and supply system at Old Water Treatment Plant (WTP) associated borewells etc. as per inventory in "Annexure - A1" covering the scope of activities given in special condition of contract and technical specification, attending faults, ensuring output treated water quality to specifications, chemical testing / sample analysis / corrective actions by chemist, ensuring serviceability / satisfactory working condition of the systems, maintenance activity as per attached "Annexure-A2" updation of lab, normal & preventive records, log books as required etc. and cleaning, upkeeping on all days. These services including supervision of all above activities shall be ensured, covering Water Treatment and Supply System equipment’s, Electric motor driven pump sets, associated borewells, open wells, Sumps, MCC & starter panels and control panels round the clock (Three shift X 8 Hours) on all days including Sundays / holidays as per site requirement etc. complete as required.
6.00 | For First year | 12.00 | Months |  | 230835.00 | 2770020.00 | 232000.00 | 2784000.00 | 265000.00 | 3180000.00 | 278426.00 | 3341112.00 | 2770020.00 | Hubert Enviro Care Systems Pvt Ltd
7.00 | Providing Operation Services of water treatment and supply system at New Water Treatment Plant (NWTP) including Reverse Osmosis (RO) Plant of capacity 14 cum/hr x 2 nos. with all relevant water sources as per inventory in "Annexure - A1" covering the scope of activities given in special condition of contract and technical specification, attending faults, ensuring output treated water quality to specifications, chemical testing / sample analysis / corrective actions by chemist, ensuring serviceability / satisfactory working condition of the systems, maintenance activity as per attached "Annexure-A2" updation of lab, normal & preventive records, log books as required etc. and cleaning, upkeeping on all days. These services including supervision of all above activities shall be ensured for WTP and RO Plant equipment’s, Electric motor driven pump sets, associated borewells, open wells, Sumps, MCC & starter panels and control panels round the clock (Three shift X 8 Hours) on all days including Sundays / holidays as per site requirement etc. complete as required.
8.00 | For First year | 12.00 | Months |  | 348074.00 | 4176888.00 | 336000.00 | 4032000.00 | 375000.00 | 4500000.00 | 411215.00 | 4934580.00 | 4032000.00 | Eco Protection Engineers Pvt Ltd
9.00 | Providing Operation Services of Sewage System installations at Sewage Treatment plant (STP) of capacity 2MLD and associated Tertiary Treatment Plant (TTP) with all relevant water sources as per inventory in "Annexure - A1" covering the scope of activities given in special condition of contract and technical specification, attending faults, ensuring output treated water quality to specifications, chemical testing / sample analysis / corrective actions by chemist, ensuring serviceability / satisfactory working condition of the systems, maintenance activity as per attached "Annexure-A2" updation of lab, normal & preventive records, log books as required etc. and cleaning, upkeeping on all days. These services including supervision of all above activities shall be ensured for STP and TTP Plant equipment’s, Electric motor driven pump sets, associated borewells, open wells, Sumps, MCC & starter panels and control panels round the clock (Three shift X 8 Hours) on all days including Sundays / holidays as per site requirement etc. complete as required.
10.00 | For First year | 12.00 | Months |  | 186103.00 | 2233236.00 | 240000.00 | 2880000.00 | 210000.00 | 2520000.00 | 225496.00 | 2705952.00 | 2233236.00 | Hubert Enviro Care Systems Pvt Ltd
11.00 | Providing Operation Services of water supply system in CISF Barracks pump House associated borewells etc. as per inventory in "Annexure - A1" covering the scope of activities given in special condition of contract and technical specification, attending faults, ensuring serviceability / satisfactory working condition of the systems, maintenance activity updation of preventive & normal maintenance records, log books as required etc. and cleaning, upkeeping on all days. These services should be ensured for above mentioned Water Supply System equipment’s, Electric motor driven pump sets, borewells, drain sump, MCC & starter panels and control panels on round the clock (Three shift X 8 Hours) on all days including Sundays / holidays as per site requirement etc. complete as required.
12.00 | For First year | 12.00 | Months |  | 88607.00 | 1063284.00 | 114000.00 | 1368000.00 | 105000.00 | 1260000.00 | 107488.00 | 1289856.00 | 1063284.00 | Hubert Enviro Care Systems Pvt Ltd
13.00 | Providing Operation Services of De-watering and Sewage pump sets installed at various location at basement of New Domestic and New International Terminal Buildings and connecting tunnel as per inventory in "Annexure - A1" covering the scope of activities given in special condition of contract and technical specification, attending faults, monitoring & ensuring serviceability of the systems, maintenance activity as per attached "Annexure-A2" normal & preventive records, log books as required etc. and cleaning, upkeeping on all days. These services should be ensured for above mentioned de-watering and sewage pump system, Electric motor driven pump set, MCC & starter panel and control panels on round the clock (3 Shift X 8 Hrs.) on all days including Sundays / holidays as per site requirement etc. complete as required.
14.00 | For First year | 12.00 | Months |  | 49690.00 | 596280.00 | 116000.00 | 1392000.00 | 55000.00 | 660000.00 | 61299.00 | 735588.00 | 596280.00 | Hubert Enviro Care Systems Pvt Ltd
15.00 | Providing of day-to-day, preventive maintenance, installation, dismantling, rectification, Repair Service of all Electro-Mechanical Inventory with water supply division covering, Mechanical, Electrical and Plumbing works involved, covering the entire scope of preventive maintenance, repair activities indicated but not limited to special condition of contract, technical specification, maintenance & operation manual of AAI, OEM manuals ensuring serviceability / satisfactory working of all water supply system equipment on all days including Sundays / holidays attending minor & major faults, cleaning, upkeeping of the installations , preventive maintenance (as per "Annexure-A2)" related records, log books, timely appraising equipment health status, repairs, replacements (if any) etc. reporting as and when required as per direction of Engineer-In-Charge etc. complete as per the site requirement.
16.00 | For First year | 12.00 | Months |  | 125151.00 | 1501812.00 | 224000.00 | 2688000.00 | 140000.00 | 1680000.00 | 152976.00 | 1835712.00 | 1501812.00 | Hubert Enviro Care Systems Pvt Ltd
17.00 | Testing of following water samples from Government laboratory every month and production of Test Report to the Engineer-In-Charge.
18.00 | Samples: i) Old WTP Raw Water (ii) Old WTP Treated Water (iii) New WTP Domestic Water iv) Domestic (SHA) Terminal (NDT) (v) International (SHA) Terminal (NIT)
19.00 | (i) to (v) - One job
20.00 | For First year | 12.00 | Jobs |  | 10000.00 | 120000.00 | 15000.00 | 180000.00 | 10559.00 | 126708.00 | 11000.00 | 132000.00 | 120000.00 | Hubert Enviro Care Systems Pvt Ltd
21.00 | Testing of following sewage samples from existing STP at State / Central Govt. Laboratary every month and submit the original analysis test report to Engineer -In-charge etc. Complete as required.
22.00 | Samples: i) Sewage Collection Well (ii) Sewage Treated Water
23.00 | (i) to (ii) - One Job
24.00 | For First year | 12.00 | Jobs |  | 10000.00 | 120000.00 | 1100.00 | 13200.00 | 9292.00 | 111504.00 | 11000.00 | 132000.00 | 13200.00 | Eco Protection Engineers Pvt Ltd
25.00 | Providing Services of one number New Mahindra Bolero/Mahindra Scorpio vehicle alongwith driver for distance upto 60 KM/day or 1800 KM/month on round the clock basis for day-to-day maintenance services and attending Inspection/Preventive & Break down maintenance for Water Supply Systems Plant rooms, Pump rooms on both the city side and apron side at Chennai Airport.
26.00 | For First year | 12.00 | Months |  | 50000.00 | 600000.00 | 25000.00 | 300000.00 | 83540.00 | 1002480.00 | 29999.00 | 359988.00 | 300000.00 | Eco Protection Engineers Pvt Ltd
27.00 | SUB HEAD - II (ARC)
28.00 | Supply and Installation of RO filter catridge for RO plant etc. complete as required
29.00 | 2.5" OD X 1" ID X 40" L | 62.00 | Nos |  | 230.00 | 14260.00 | 200.00 | 12400.00 | 399.00 | 24738.00 | 699.00 | 43338.00 | 12400.00 | Eco Protection Engineers Pvt Ltd
30.00 | 2.5" OD X 1" ID X 20" L | 24.00 | Nos |  | 207.00 | 4968.00 | 120.00 | 2880.00 | 199.00 | 4776.00 | 299.00 | 7176.00 | 2880.00 | Eco Protection Engineers Pvt Ltd
31.00 | Replacement of existing Damaged 8" dia RO-Filter Membrane (6 Nos/Housing) for RO plant at New Water Treatment Plant etc complete as required. | 3.00 | Jobs |  | 227586.00 | 682758.00 | 5000.00 | 15000.00 | 120000.00 | 360000.00 | 149999.00 | 449997.00 | 15000.00 | Eco Protection Engineers Pvt Ltd
32.00 | Chemical Cleaning and overhauling of filter membranes of RO system unit (3Housing/plant) of capacity 14 cum/hr. with required chemicals in WTP to bring the water quality to the desired level as specified in technical specification etc complete as required. | 2.00 | Jobs |  | 5747.00 | 11494.00 | 6000.00 | 12000.00 | 15000.00 | 30000.00 | 9000.00 | 18000.00 | 11494.00 | Hubert Enviro Care Systems Pvt Ltd
33.00 | Cleaning of Stainless Steel RO water storage tank (30,000 Ltr) using necessary chemicals, rinse clean and draining out complete etc as required. | 4.00 | Jobs |  | 6322.00 | 25288.00 | 3000.00 | 12000.00 | 2500.00 | 10000.00 | 3299.00 | 13196.00 | 10000.00 | CHENNAI ENGINEERING SERVICES
34.00 | Dismantling, overhauling and servicing of all type of centrifugal pumpsets including replacement of pump spares (such as impeller, Gland/ mechanical Seal, Gland packing, set of bearings, shaft sleeve, terminal board, terminal box, gasket, liquid reflector, impeller lock nut, cooling fan etc) re-assembling, painting, re-installing the same, testing and commissioning etc., complete as required.
35.00 | Upto 3 HP | 5.00 | Jobs |  | 6322.00 | 31610.00 | 5000.00 | 25000.00 | 5000.00 | 25000.00 | 1000.00 | 5000.00 | 5000.00 | DElite System Engineering (India) Pvt. Ltd.
36.00 | 5 HP to 10 HP | 5.00 | Jobs |  | 7471.00 | 37355.00 | 7500.00 | 37500.00 | 6000.00 | 30000.00 | 1000.00 | 5000.00 | 5000.00 | DElite System Engineering (India) Pvt. Ltd.
37.00 | above 10HP upto 20 HP end suction pump. | 8.00 | Jobs |  | 11494.00 | 91952.00 | 25000.00 | 200000.00 | 7000.00 | 56000.00 | 1000.00 | 8000.00 | 8000.00 | DElite System Engineering (India) Pvt. Ltd.
38.00 | above 10HP upto 20 HP Split case pump | 2.00 | Jobs |  | 22989.00 | 45978.00 | 35000.00 | 70000.00 | 7000.00 | 14000.00 | 1000.00 | 2000.00 | 2000.00 | DElite System Engineering (India) Pvt. Ltd.
39.00 | Dismantling the existing centrifugal pumpset of following capacity including rewinding, servicing, replacement of motor spares (such as bearings, cooling fan, Terminal Board, terminal box with top), rebate for wound out copper and re-installing the same etc. as required.
40.00 | Upto 1.5HP | 6.00 | Jobs |  | 6322.00 | 37932.00 | 6000.00 | 36000.00 | 3000.00 | 18000.00 | 1000.00 | 6000.00 | 6000.00 | DElite System Engineering (India) Pvt. Ltd.
41.00 | above 1.5HP upto 3HP | 3.00 | Jobs |  | 7471.00 | 22413.00 | 7500.00 | 22500.00 | 4000.00 | 12000.00 | 1000.00 | 3000.00 | 3000.00 | DElite System Engineering (India) Pvt. Ltd.
42.00 | above 3HP upto 10HP | 6.00 | Jobs |  | 11494.00 | 68964.00 | 12000.00 | 72000.00 | 6000.00 | 36000.00 | 1000.00 | 6000.00 | 6000.00 | DElite System Engineering (India) Pvt. Ltd.
43.00 | above 10HP upto 20HP | 3.00 | Jobs |  | 22989.00 | 68967.00 | 25000.00 | 75000.00 | 7000.00 | 21000.00 | 1000.00 | 3000.00 | 3000.00 | DElite System Engineering (India) Pvt. Ltd.
44.00 | Dismantling, lifting, lowering, painting and re-installation of existing sewage submersible pumpset of following capacity including servicing, replacement of all pump spares (such as Impeller, Mechanical seal, Cutter, Set of ‘O’ rings, Oil seal, Oil for seal cooling etc.,) and Testing, Commissioning etc complete as required.
45.00 | upto 1 HP | 1.00 | Jobs |  | 6322.00 | 6322.00 | 4000.00 | 4000.00 | 7000.00 | 7000.00 | 1000.00 | 1000.00 | 1000.00 | DElite System Engineering (India) Pvt. Ltd.
46.00 | above 1HP upto 3HP | 1.00 | Jobs |  | 7471.00 | 7471.00 | 5500.00 | 5500.00 | 7000.00 | 7000.00 | 1000.00 | 1000.00 | 1000.00 | DElite System Engineering (India) Pvt. Ltd.
47.00 | above 3HP upto 7.5HP | 4.00 | Jobs |  | 11494.00 | 45976.00 | 10000.00 | 40000.00 | 8000.00 | 32000.00 | 1000.00 | 4000.00 | 4000.00 | DElite System Engineering (India) Pvt. Ltd.
48.00 | Dismantling, lifting, lowering, painting, rewinding and re-installation of existing sewage submersible pumpset motor of following capacity, including replacement of motor spares (if any required), rebate for wound out copper and Testing, Commissioning etc complete as required.
49.00 | Upto 1 HP | 1.00 | Jobs |  | 6322.00 | 6322.00 | 7500.00 | 7500.00 | 7000.00 | 7000.00 | 1000.00 | 1000.00 | 1000.00 | DElite System Engineering (India) Pvt. Ltd.
50.00 | above 1HP upto 3HP | 1.00 | Jobs |  | 7471.00 | 7471.00 | 10000.00 | 10000.00 | 7000.00 | 7000.00 | 1000.00 | 1000.00 | 1000.00 | DElite System Engineering (India) Pvt. Ltd.
51.00 | above 3HP upto 7.5HP | 4.00 | Jobs |  | 11494.00 | 45976.00 | 15000.00 | 60000.00 | 8000.00 | 32000.00 | 1000.00 | 4000.00 | 4000.00 | DElite System Engineering (India) Pvt. Ltd.
52.00 | Dismantling, lifting, lowering, painting, re-installation of sewage submersible pumpset from existing sewage well including rewinding , servicing, replacement of all spares (such as Impeller, Mechanical seal, Cutter, Set of ‘O’ rings, Oil seal, Oil for seal cooling, Set of bearings etc), rebate for wound out copper and testing, commissioning, Complete etc as required.
53.00 | Above 7.5 HP upto 12.5HP- At STP Collection Well and Grid 72 | 2.00 | Jobs |  | 22989.00 | 45978.00 | 25000.00 | 50000.00 | 25000.00 | 50000.00 | 37999.00 | 75998.00 | 45978.00 | Hubert Enviro Care Systems Pvt Ltd
54.00 | 30 HP - At IAD Residential Colony | 1.00 | Jobs |  | 172414.00 | 172414.00 | 35000.00 | 35000.00 | 40000.00 | 40000.00 | 49999.00 | 49999.00 | 35000.00 | Eco Protection Engineers Pvt Ltd
55.00 | Lowering of Borewell Submersible pump sets for New borewell (upto 200 feet depth) including couplings, pipe fittings (nipple, elbow, flange valves, clamps etc) lowering and fixing of pipes, submersible cables, cable panel connections etc., complete as required. (Note: Borewell Pump, GI pipe and fittings shall be supplied by AAI) | 6.00 | Jobs |  | 22989.00 | 137934.00 | 10000.00 | 60000.00 | 2500.00 | 15000.00 | 1000.00 | 6000.00 | 6000.00 | DElite System Engineering (India) Pvt. Ltd.
56.00 | Lifting and Lowering of Borewell submersible pumpset (upto 200 feet depth) from existing borewell of 2"/1.5" dia G.I pipe including cutting, re-threading of existing pipes, pipe fittings (nipple, elbow, flange valves, clamps etc) and installations of submersible pump set (Provided by AAI) along with submersible cables, cable and panel connections etc., complete as required. | 10.00 | Jobs |  | 22989.00 | 229890.00 | 15000.00 | 150000.00 | 4000.00 | 40000.00 | 1000.00 | 10000.00 | 10000.00 | DElite System Engineering (India) Pvt. Ltd.
57.00 | Servicing of existing Borewell submersible pump of following capacity including replacement of all pump spares (such as Impeller, Diffusers, Pump Shaft, Set of shaft sleves, Retainer ring, Pump Coupling etc) and re-assembling the same etc complete as required.
58.00 | Upto 3 HP | 4.00 | Jobs |  | 28736.00 | 114944.00 | 35000.00 | 140000.00 | 3000.00 | 12000.00 | 1000.00 | 4000.00 | 4000.00 | DElite System Engineering (India) Pvt. Ltd.
59.00 | above 3HP upto 5HP | 2.00 | Jobs |  | 34483.00 | 68966.00 | 38000.00 | 76000.00 | 4000.00 | 8000.00 | 1000.00 | 2000.00 | 2000.00 | DElite System Engineering (India) Pvt. Ltd.
60.00 | above 5HP upto 7.5HP | 1.00 | Jobs |  | 40230.00 | 40230.00 | 40000.00 | 40000.00 | 7000.00 | 7000.00 | 1000.00 | 1000.00 | 1000.00 | DElite System Engineering (India) Pvt. Ltd.
61.00 | Rewinding and servicing of Borewell Submersible Pump -motor, replacement of spares (if any), including rebate for wound out copper of following capacity etc complete as required.
62.00 | Upto 3 HP | 4.00 | Jobs |  | 28736.00 | 114944.00 | 12000.00 | 48000.00 | 3000.00 | 12000.00 | 1000.00 | 4000.00 | 4000.00 | DElite System Engineering (India) Pvt. Ltd.
63.00 | above 3HP upto 5HP | 2.00 | Jobs |  | 34483.00 | 68966.00 | 15000.00 | 30000.00 | 4000.00 | 8000.00 | 1000.00 | 2000.00 | 2000.00 | DElite System Engineering (India) Pvt. Ltd.
64.00 | above 5HP upto 7.5HP | 1.00 | Jobs |  | 40230.00 | 40230.00 | 18000.00 | 18000.00 | 7000.00 | 7000.00 | 1000.00 | 1000.00 | 1000.00 | DElite System Engineering (India) Pvt. Ltd.
65.00 | Servicing of existing Borewell submersible pump-motor of following capacity including replacement of all motor spares (such as Thrustpad, Thrust bearing assembly, Diapharam, Set of keys, Oil Seal, Diapharam Plate etc.) and re-assembling the same etc complete as required.
66.00 | Up to 3HP | 4.00 | Jobs |  | 28736.00 | 114944.00 | 8000.00 | 32000.00 | 3000.00 | 12000.00 | 1000.00 | 4000.00 | 4000.00 | DElite System Engineering (India) Pvt. Ltd.
67.00 | above 3HP upto 5HP | 2.00 | Jobs |  | 34483.00 | 68966.00 | 13000.00 | 26000.00 | 4000.00 | 8000.00 | 1000.00 | 2000.00 | 2000.00 | DElite System Engineering (India) Pvt. Ltd.
68.00 | above 5HP upto 7.5HP | 1.00 | Jobs |  | 40230.00 | 40230.00 | 18000.00 | 18000.00 | 5000.00 | 5000.00 | 1000.00 | 1000.00 | 1000.00 | DElite System Engineering (India) Pvt. Ltd.
69.00 | Dismantling,lifting, lowering, painting and re-installation of openwell/ sump submersible pumpset including servicing, re-threading, replacement of pump spares (such as Impeller, Oil Seal, Thrustpad, Thrust bearing assembly, Diapharam, Gasket , Impeller locknet, Strainer, Diapharam Plate etc.,) and installation, testing, and commissioning of the same complete etc, as and when required.
70.00 | Upto 3HP | 4.00 | Jobs |  | 28736.00 | 114944.00 | 10000.00 | 40000.00 | 3000.00 | 12000.00 | 1000.00 | 4000.00 | 4000.00 | DElite System Engineering (India) Pvt. Ltd.
71.00 | above 3HP upto 7.5 | 2.00 | Jobs |  | 34483.00 | 68966.00 | 13000.00 | 26000.00 | 4000.00 | 8000.00 | 1000.00 | 2000.00 | 2000.00 | DElite System Engineering (India) Pvt. Ltd.
72.00 | above 7.5HP upto 10HP | 2.00 | Jobs |  | 40230.00 | 80460.00 | 20000.00 | 40000.00 | 6000.00 | 12000.00 | 1000.00 | 2000.00 | 2000.00 | DElite System Engineering (India) Pvt. Ltd.
73.00 | above 10HP upto 15HP | 4.00 | Jobs |  | 45977.00 | 183908.00 | 25000.00 | 100000.00 | 7000.00 | 28000.00 | 1000.00 | 4000.00 | 4000.00 | DElite System Engineering (India) Pvt. Ltd.
74.00 | Dismantling, lifting, lowering, painting, rewinding and re-installation of open well submersible pumpset motor of following capacity including pipes & plumping accessories, rebate for wound out copper, and Testing, Commissioning etc complete as required.
75.00 | Upto 3HP | 4.00 | Jobs |  | 28736.00 | 114944.00 | 15000.00 | 60000.00 | 3000.00 | 12000.00 | 1000.00 | 4000.00 | 4000.00 | DElite System Engineering (India) Pvt. Ltd.
76.00 | above 3HP to upto 7.5 | 2.00 | Jobs |  | 34483.00 | 68966.00 | 16000.00 | 32000.00 | 4000.00 | 8000.00 | 1000.00 | 2000.00 | 2000.00 | DElite System Engineering (India) Pvt. Ltd.
77.00 | above 7.5HP upto 10HP | 2.00 | Jobs |  | 40230.00 | 80460.00 | 20000.00 | 40000.00 | 6000.00 | 12000.00 | 1000.00 | 2000.00 | 2000.00 | DElite System Engineering (India) Pvt. Ltd.
78.00 | above 10HP upto 15HP | 4.00 | Jobs |  | 57471.00 | 229884.00 | 22000.00 | 88000.00 | 7000.00 | 28000.00 | 1000.00 | 4000.00 | 4000.00 | DElite System Engineering (India) Pvt. Ltd.
79.00 | Dismantling, Lifting, lowering, painting and re-installation of all types of De-watering submersible pump sets of following capacity including rewinding, servicing, replacement of spares (shaft seal, O ring, Bearings etc.) for pump & motor,rebate for wound out copper, testing and commissioning etc., complete as required.
80.00 | Upto 3HP | 5.00 | Jobs |  | 28736.00 | 143680.00 | 5000.00 | 25000.00 | 6000.00 | 30000.00 | 1000.00 | 5000.00 | 5000.00 | DElite System Engineering (India) Pvt. Ltd.
81.00 | Dismantling, overhauling and servicing of all type of HPS vertically mounted centrifugal pump sets/RO High pressure pumpset (Grundfos Make) including replacement of pump spares (such as impeller,shaft seal, 'O' ring, Head spring, bearings etc) re-assembling, painting, re-installing the same, testing and commissioning etc., complete as required.
82.00 | RO High Pressure Pump | 2.00 | Jobs |  | 40230.00 | 80460.00 | 25000.00 | 50000.00 | 30000.00 | 60000.00 | 15000.00 | 30000.00 | 30000.00 | DElite System Engineering (India) Pvt. Ltd.
83.00 | RO Chemical Wash Pump | 2.00 | Jobs |  | 17241.00 | 34482.00 | 8000.00 | 16000.00 | 15000.00 | 30000.00 | 11000.00 | 22000.00 | 16000.00 | Eco Protection Engineers Pvt Ltd
84.00 | Softener HPS Pump | 2.00 | Jobs |  | 40230.00 | 80460.00 | 8000.00 | 16000.00 | 50000.00 | 100000.00 | 15000.00 | 30000.00 | 16000.00 | Eco Protection Engineers Pvt Ltd
85.00 | Domestic HPS Pump | 2.00 | Jobs |  | 40230.00 | 80460.00 | 8000.00 | 16000.00 | 60000.00 | 120000.00 | 15000.00 | 30000.00 | 16000.00 | Eco Protection Engineers Pvt Ltd
86.00 | RO HPS Pump | 2.00 | Jobs |  | 8621.00 | 17242.00 | 25000.00 | 50000.00 | 8000.00 | 16000.00 | 15000.00 | 30000.00 | 16000.00 | CHENNAI ENGINEERING SERVICES
87.00 | Dismantling the existing HPS vertically mounted centrifugal pump sets/RO High pressure pumpset(Groundfos Make) including rewinding, servicing, replacement of motor spares (such as bearings, cooling fan, Terminal Board, terminal box with top), rebate for wound out copper and re-installing the same etc. as required.
88.00 | RO High Pressure Pumpset Motor | 1.00 | Jobs |  | 18391.00 | 18391.00 | 10000.00 | 10000.00 | 10000.00 | 10000.00 | 11000.00 | 11000.00 | 10000.00 | CHENNAI ENGINEERING SERVICES, Eco Protection Engineers Pvt Ltd
89.00 | RO Backwash Pumpset Motor | 1.00 | Jobs |  | 6897.00 | 6897.00 | 5000.00 | 5000.00 | 7000.00 | 7000.00 | 11000.00 | 11000.00 | 5000.00 | Eco Protection Engineers Pvt Ltd
90.00 | Softener HPS Pumpset Motor | 1.00 | Jobs |  | 13218.00 | 13218.00 | 5000.00 | 5000.00 | 7000.00 | 7000.00 | 15000.00 | 15000.00 | 5000.00 | Eco Protection Engineers Pvt Ltd
91.00 | Domestic HPS Pumpset Motor | 1.00 | Jobs |  | 18966.00 | 18966.00 | 5000.00 | 5000.00 | 11000.00 | 11000.00 | 15000.00 | 15000.00 | 5000.00 | Eco Protection Engineers Pvt Ltd
92.00 | RO HPS Pumpset Motor | 1.00 | Jobs |  | 3563.00 | 3563.00 | 10000.00 | 10000.00 | 5000.00 | 5000.00 | 2999.00 | 2999.00 | 2999.00 | DElite System Engineering (India) Pvt. Ltd.
93.00 | Providing man power to attend any urgent / emergency work with necesssary tools and plants on round the clock basis etc complete as required.
94.00 | Highly skilled labour | 60.00 | Man- Days |  | 1145.00 | 68700.00 | 1000.00 | 60000.00 | 810.00 | 48600.00 | 799.00 | 47940.00 | 47940.00 | DElite System Engineering (India) Pvt. Ltd.
95.00 | Skilled labour | 30.00 | Man- Days |  | 1111.00 | 33330.00 | 900.00 | 27000.00 | 790.00 | 23700.00 | 799.00 | 23970.00 | 23700.00 | CHENNAI ENGINEERING SERVICES
96.00 | Semi skilled labour | 90.00 | Man- Days |  | 1037.00 | 93330.00 | 800.00 | 72000.00 | 800.00 | 72000.00 | 799.00 | 71910.00 | 71910.00 | DElite System Engineering (India) Pvt. Ltd.
97.00 | Unskilled labour | 90.00 | Man- Days |  | 1002.00 | 90180.00 | 800.00 | 72000.00 | 750.00 | 67500.00 | 799.00 | 71910.00 | 67500.00 | CHENNAI ENGINEERING SERVICES
98.00 | Providing Excavater (JCB) including Operator for emergency / un anticipated break down / maintenance work, cable works etc., complete as required. | 16.00 | Hrs |  | 1034.00 | 16544.00 | 800.00 | 12800.00 | 1200.00 | 19200.00 | 899.00 | 14384.00 | 12800.00 | Eco Protection Engineers Pvt Ltd
99.00 | Providing Tractorwith Trolley including driver and loaders-3, loaders for shifting of debris / wastes from water supply system locations, pump houses etc. to waste dump yard or for emergency / un-anticipated break down / maintenance works etc as required. | 16.00 | Hrs |  | 230.00 | 3680.00 | 800.00 | 12800.00 | 1000.00 | 16000.00 | 1999.00 | 31984.00 | 3680.00 | Hubert Enviro Care Systems Pvt Ltd
100.00 | Providing One Welder alongwith Electric welding machine and welding rods for carrrying out welding works during any urgent Preventive Maintenance/ Breakdown Maintenance /Emergency work as and when required. | 50.00 | Hrs |  | 172.00 | 8600.00 | 1100.00 | 55000.00 | 300.00 | 15000.00 | 499.00 | 24950.00 | 8600.00 | Hubert Enviro Care Systems Pvt Ltd
101.00 | SUB HEAD - III (Maintainance works)
102.00 | Supply of Activated Sludge (MLSS) to Chennai 2 MLD Sewage Treatment Plant at Chennai Airport as and when required (Note: 1 Lot of MLSS = 9000 Litres) | 3.00 | Lot |  | 5747.00 | 17241.00 | 10000.00 | 30000.00 | 10000.00 | 30000.00 | 10000.00 | 30000.00 | 17241.00 | Hubert Enviro Care Systems Pvt Ltd
103.00 | Supply of Moving Bed Bio Reactor media MOC:polyproplene,400 M2/M3, cylindrical external fins, Height/Dia of 15mm/22mm, PSA/TSA of minimum 75 % - confirmaing to technical specifications in existing aeration tank including transport, unloading at AAI store etc. complete as required. | 10.00 | Cum |  | 9770.00 | 97700.00 | 8000.00 | 80000.00 | 12500.00 | 125000.00 | 19000.00 | 190000.00 | 80000.00 | Eco Protection Engineers Pvt Ltd
104.00 | Replacement of entire strainer nozzles Method of Characteristics (MOC) :Plastic,K1+NU 60, 70 Dia x 48 Height, Size of nozzle connection:M24 x 50/80, slit size:0.2 mm, No of slits per nozzle:40 Nos. in softener tank including evacuation, storage & refilling of existing Softener Resin Media in Softener Vessel (6400 Ltr ) as per specification & standard design complete etc as required. Media:6400 Ltrs/Vessel | 1.00 | Job |  | 32184.00 | 32184.00 | 90000.00 | 90000.00 | 20000.00 | 20000.00 | 112000.00 | 112000.00 | 20000.00 | CHENNAI ENGINEERING SERVICES
105.00 | Provision of fiberglas re-inforced (FRP) lining on existing MS/GI pipe line external surface complete with cleaning,wrapping, fixing with binding components, pigment compund layer as per technical specification complete etc as required. | 150.00 | Sq.Mtr |  | 2299.00 | 344850.00 | 1200.00 | 180000.00 | 300.00 | 45000.00 | 1299.00 | 194850.00 | 45000.00 | CHENNAI ENGINEERING SERVICES
106.00 | Mechanized Cleaning of Clarifier tank including disposal of silt and rubbish etc complete as required as per the direction of Engineer-In-Charge. The cleaning shall consist of following operations: 1. De-watering of sump. 2. Entire surface area (walls, floor etc) of the sump shall then scrubbed thoroughly with wire brush etc. and pressure washed with high pressure water jet. 3.Wall painting of entire clarifier surface inside and outside with approved paint to achieve even shade and color. 4.Painting of all metallic parts of the reactor clarifier-Detention Hood, Draft tube, Drive wheel (Iylam), clarifier scrapper arm, Bridge, Impeller, staircase etc after through scrapping, Sodium hypo treatment of submerged parts and replacing the rusted nut, bolt washer, scrapper blade etc., complete as per the site requirements. | 1.00 | Job |  | 57471.00 | 57471.00 | 10000.00 | 10000.00 | 25000.00 | 25000.00 | 100000.00 | 100000.00 | 10000.00 | Eco Protection Engineers Pvt Ltd
107.00 | De-silting of Equivalization tank (open to air) of 13600X 14350 X 3600 SWD draining out, collection, lifting from Tank floor spreading in sludge bed for proper drying complete with sundries, lighting, blower fan, speciliased labour with protective gear etc., complete as required. | 1.00 | Job |  | 45977.00 | 45977.00 | 15000.00 | 15000.00 | 25000.00 | 25000.00 | 100000.00 | 100000.00 | 15000.00 | Eco Protection Engineers Pvt Ltd
108.00 | Testing of Ion-exchange softener Resin sample from an accredited or OEM lab and submission of original test report to the Engineer-In-Charge. | 6.00 | Jobs |  | 3448.00 | 20688.00 | 800.00 | 4800.00 | 6000.00 | 36000.00 | 5999.00 | 35994.00 | 4800.00 | Eco Protection Engineers Pvt Ltd
109.00 | Mechanised Cleaning & de-silting of sewage collection well using compressor and associated equipment including dosing of stabaliser chemical for dilution of sludge and disposal of left out sludges away from Airport premises etc., complete as required.
110.00 | STP Collection well at 2 MLD STP-(10 depth X 14 Mtr Dia) | 1.00 | Job |  | 22989.00 | 22989.00 | 5000.00 | 5000.00 | 130000.00 | 130000.00 | 175000.00 | 175000.00 | 5000.00 | Eco Protection Engineers Pvt Ltd
111.00 | Grid-72 well- (8 X 9 X 6 depth Mtr) | 2.00 | Job |  | 17241.00 | 34482.00 | 5000.00 | 10000.00 | 120000.00 | 240000.00 | 190000.00 | 380000.00 | 10000.00 | Eco Protection Engineers Pvt Ltd
112.00 | Residential colony-sewage wells i) 2.36 dia X 7 Mtr Depth - 2No ii) 3.56 dia X 7.9 Mtr Depth -1No Sl.No.i) & ii) = 1Job | 1.00 | Job |  | 57471.00 | 57471.00 | 3000.00 | 3000.00 | 80000.00 | 80000.00 | 250000.00 | 250000.00 | 3000.00 | Eco Protection Engineers Pvt Ltd
113.00 | Cleaning of sewage (sumps of depth 10 to 15 feet, size from 500 Cubic feet to 1000 cubic feet) in Domestic and International terminal basement with mechanised de-silting compressor, sump scrubbing, debris removal and disposal of left out sludges away from Airport premises as per direction of Engineer-In-Charge etc complete as required.
114.00 | Sewage sump with depth 10 to 15 feet -all size (500 Cubic feet to 1000 cubic feet) | 8.00 | Jobs |  | 80460.00 | 643680.00 | 10000.00 | 80000.00 | 18000.00 | 144000.00 | 15999.00 | 127992.00 | 80000.00 | Eco Protection Engineers Pvt Ltd
115.00 | Supply and Installation of various Mild Steel structure fabricated using single section MS Channel/angle/flat/bar etc including cutting, welding, drilling, fixing in position using appropriate fasteners, grinding, painting with approved steel primer and two coats enamel paint etc. complete as required. | 1000.00 | Kgs |  | 103.00 | 103000.00 | 100.00 | 100000.00 | 70.00 | 70000.00 | 76.00 | 76000.00 | 70000.00 | CHENNAI ENGINEERING SERVICES
116.00 | Brush/Spray Painting of various metal surfaces after cleaning/scrapping the surface with emery paper and applying 02 coat anti-corrosive metal red-oxide primer & 2 coats Enamel paint of approved brand and colour to give an even shade complete etc as required (Paint Colour to be decided by Engineer-In-Charge). | 1000.00 | Sq.Mtr |  | 52.00 | 52000.00 | 185.00 | 185000.00 | 100.00 | 100000.00 | 99.00 | 99000.00 | 52000.00 | Hubert Enviro Care Systems Pvt Ltd
117.00 | Repair of existing 275 m3/Hr Kay Make twin-lobe air blowers including dismantling, servicing, replacement of damaged spares (roller bearing, rings, O-ring, oil seal, gasket, shaft, bearing collar, suction air filter, pressure guage, pressure relief valve, NRV, belt pulley with machining, bolts, nuts, washer etc) re-alignment, installation, testing and commissioning at New Water Treatment Plant etc complete as required. (Note: Repair of 01 Blower is considered as 01 Job.) | 3.00 | Jobs |  | 28736.00 | 86208.00 | 45000.00 | 135000.00 | 25000.00 | 75000.00 | 19999.00 | 59997.00 | 59997.00 | DElite System Engineering (India) Pvt. Ltd.
118.00 | Repair of existing 30KVA DG Set trolley located at STP including replacement of 4 Nos tyres with new non- marking tyre and servicing/ replacement of turn table, bearings, welding of damaged parts, scrubbing, painting it with 01 coat of primer and 02 coats of enamel paint complete as required and as per the direction of Engineer-In-Charge. | 1.00 | Jobs |  | 91954.00 | 91954.00 | 20000.00 | 20000.00 | 40000.00 | 40000.00 | 19999.00 | 19999.00 | 19999.00 | DElite System Engineering (India) Pvt. Ltd.
119.00 | Provision of S.S water level indicator-1" Size in brine tank including Supply & fixing of tube level gauge of heavy wall borosilicate HW 18mm or 19mm glass tube along with associated accessories of SS-316 standard, SS protection channel, vent, drain of 1/2" Bsp plugs etc. including dismantling of existing rusted parts guage, fabrication of water outlet extension pipe with UPVC Tank nipple, flange & installation, testing, commissioning etc complete as required. | 4.00 | Jobs |  | 8621.00 | 34484.00 | 15000.00 | 60000.00 | 20000.00 | 80000.00 | 4999.00 | 19996.00 | 19996.00 | DElite System Engineering (India) Pvt. Ltd.
120.00 | Supply and replacement of 100mm dia pressure guages, 0-200PSI, H.Guru make or as per the approved make, specification including welding of GI nipple and necessary connection as required & as per direction of Engineer-In-Charge. | 30.00 | Nos |  | 2069.00 | 62070.00 | 1000.00 | 30000.00 | 1200.00 | 36000.00 | 1999.00 | 59970.00 | 30000.00 | Eco Protection Engineers Pvt Ltd
121.00 | Supply and fixing of non-corrosive Fiberglass Reinforced Plastic (FRP) molded grating (Load : atleast 500Kg/Sq.mtr) walkway of Mesh size 38mm X 38mm , Height: 38 mm, 3 mm thickness Chequered plate molded onto FRP Grating, With Rib thickness 5/7 mm on existing sump including fixing of newly fabricated bottom Frame using MS L-Channel 50mm X 50mm X 5mm, painting of metal surface with 01 coat anticorrosive metal primer and 02 coats enamel paint, providing of MS/GI hooks for lifting and civil modification works (CC chipping, filling, finishing) for proper insertion & seating etc. complete as required. | 150.00 | Sq.Mtr |  | 747.00 | 112050.00 | 1200.00 | 180000.00 | 3000.00 | 450000.00 | 5299.00 | 794850.00 | 112050.00 | Hubert Enviro Care Systems Pvt Ltd
122.00 | Supplying and Installing following size of perforated Hot Dipped Galvanised Iron cable tray with perforation not more than 17.5%, in convenient sections, joined with connectors, supported at various locations with appropriate supports including G.I. bolts & nuts, etc as required.
123.00 | 150 mm width X 50 mm depth X 1.6 mm thickness | 30.00 | Mtr |  | 575.00 | 17250.00 | 350.00 | 10500.00 | 357.00 | 10710.00 | 999.00 | 29970.00 | 10500.00 | Eco Protection Engineers Pvt Ltd
124.00 | 300 mm width X 50 mm depth X 1.6 mm thickness | 30.00 | Mtr |  | 920.00 | 27600.00 | 400.00 | 12000.00 | 568.00 | 17040.00 | 999.00 | 29970.00 | 12000.00 | Eco Protection Engineers Pvt Ltd
125.00 | 450 mm width X 50 mm depth X 2.0 mm thickness | 30.00 | Mtr |  | 1724.00 | 51720.00 | 450.00 | 13500.00 | 984.00 | 29520.00 | 999.00 | 29970.00 | 13500.00 | Eco Protection Engineers Pvt Ltd
126.00 | Supplying, fixing, testing and commissioning of Butterfly Valve (Manual) with CI body,SS disc,SS stem, nitrile/EPDM rubber seal,O - ring & PN 16 pressure rating alongwith bolt, nut ,washer as per following sizes etc including dismantling the existing valve complete as required.
127.00 | Butterfly Valve-200 mm Dia | 20.00 | Nos |  | 9195.00 | 183900.00 | 6000.00 | 120000.00 | 9900.00 | 198000.00 | 6999.00 | 139980.00 | 120000.00 | Eco Protection Engineers Pvt Ltd
128.00 | Butterfly Valve-150 mm Dia | 35.00 | Nos |  | 6322.00 | 221270.00 | 4000.00 | 140000.00 | 5610.00 | 196350.00 | 6999.00 | 244965.00 | 140000.00 | Eco Protection Engineers Pvt Ltd
129.00 | Butterfly Valve- 125 mm Dia | 3.00 | Nos |  | 5172.00 | 15516.00 | 3500.00 | 10500.00 | 4188.00 | 12564.00 | 6999.00 | 20997.00 | 10500.00 | Eco Protection Engineers Pvt Ltd
130.00 | Butterfly Valve- 100 mm Dia | 20.00 | Nos |  | 3793.00 | 75860.00 | 2500.00 | 50000.00 | 2590.00 | 51800.00 | 4999.00 | 99980.00 | 50000.00 | Eco Protection Engineers Pvt Ltd
131.00 | Butterfly Valve- 80 mm Dia | 10.00 | Nos |  | 2989.00 | 29890.00 | 1800.00 | 18000.00 | 2100.00 | 21000.00 | 3999.00 | 39990.00 | 18000.00 | Eco Protection Engineers Pvt Ltd
132.00 | Butterfly Valve- 65 mm Dia | 2.00 | Nos |  | 2299.00 | 4598.00 | 1400.00 | 2800.00 | 1700.00 | 3400.00 | 3999.00 | 7998.00 | 2800.00 | Eco Protection Engineers Pvt Ltd
133.00 | Butterfly Valve- 50 mm Dia | 20.00 | Nos |  | 1954.00 | 39080.00 | 1200.00 | 24000.00 | 1500.00 | 30000.00 | 3999.00 | 79980.00 | 24000.00 | Eco Protection Engineers Pvt Ltd
134.00 | Supplying and fixing of following sizes of medium class PVC conduit along with accessories in surface/recess including cutting the wall and making good the same in case of recessed conduit as required.
135.00 | 50 mm | 300.00 | Mtr |  | 172.00 | 51600.00 | 200.00 | 60000.00 | 145.00 | 43500.00 | 109.00 | 32700.00 | 32700.00 | DElite System Engineering (India) Pvt. Ltd.
136.00 | Supply of Softener Resin media (Indion 225 Na only) for top-up including transport loading, unloading at AAI site etc complete as required. | 5000.00 | Ltr |  | 138.00 | 690000.00 | 130.00 | 650000.00 | 80.00 | 400000.00 | 169.00 | 845000.00 | 400000.00 | CHENNAI ENGINEERING SERVICES
137.00 | Replacement of full pressure tank (Tank.Bladder,drain kit,flange etc) including dismantling the existing tank and installation of following capacity tank alongwith providing necessary pipeline connection for satisfactory working of Hydro Pneumatic Syatem (HPS) at various location of Chennai Airport etc complete as required.
138.00 | Wellmate pressure tank WM9 or equivalent | 2.00 | Nos |  | 18966.00 | 37932.00 | 20000.00 | 40000.00 | 19999.00 | 39998.00 | 23999.00 | 47998.00 | 37932.00 | Hubert Enviro Care Systems Pvt Ltd
139.00 | Wellmate pressure tank WM35 or equivalent | 4.00 | Nos |  | 43678.00 | 174712.00 | 22000.00 | 88000.00 | 46800.00 | 187200.00 | 59900.00 | 239600.00 | 88000.00 | Eco Protection Engineers Pvt Ltd
140.00 | Wellmate pressure tank WM80 or equivalent | 3.00 | Nos |  | 91954.00 | 275862.00 | 30000.00 | 90000.00 | 125000.00 | 375000.00 | 199999.00 | 599997.00 | 90000.00 | Eco Protection Engineers Pvt Ltd
141.00 | Replacement of following Pressure Tank Bladder including removing of damaged bladder and providing New Bladder,filling air upto required pressure alongwith providing necessary pipeline connection for satisfactory working of Hydro Pneumatic Syatem (HPS) at various location of Chennai Airport etc complete as required.
142.00 | Wellmate pressure tank WM9 or equivalent | 2.00 | Nos |  | 18966.00 | 37932.00 | 20000.00 | 40000.00 | 18000.00 | 36000.00 | 99000.00 | 198000.00 | 36000.00 | CHENNAI ENGINEERING SERVICES
143.00 | Wellmate pressure tank WM35 or equivalent | 2.00 | Nos |  | 43678.00 | 87356.00 | 20000.00 | 40000.00 | 30000.00 | 60000.00 | 39999.00 | 79998.00 | 40000.00 | Eco Protection Engineers Pvt Ltd
144.00 | Wellmate pressure tank WM80 or equivalent | 2.00 | Nos |  | 91954.00 | 183908.00 | 22000.00 | 44000.00 | 72000.00 | 144000.00 | 99000.00 | 198000.00 | 44000.00 | Eco Protection Engineers Pvt Ltd
145.00 | Zilmat ultra pro 500LV pressure Tank or equivalent | 2.00 | Nos |  | 74713.00 | 149426.00 | 15000.00 | 30000.00 | 42000.00 | 84000.00 | 49999.00 | 99998.00 | 30000.00 | Eco Protection Engineers Pvt Ltd
146.00 | Periodical health checkup of entire Hydro Pneumatic System on Quarterly basis by OEM M/s.Grundfos or OEM authorized agency and attending minor faults of Equipment’s, filling of air in Pressure tank using compressor upto required presurre,ensuring 100% Serviceability/ Satisfactory Working Condition of the system as per Standard Manufacturers' Practices, replacement of spares which will be supplied by AAI and submission of Service Reports etc as required and as per direction of Engineer-In-Charge. Note: Health check up of 01 HPS system will be treated as 01 Job | 36.00 | Jobs |  | 4598.00 | 165528.00 | 5000.00 | 180000.00 | 4500.00 | 162000.00 | 4999.00 | 179964.00 | 162000.00 | CHENNAI ENGINEERING SERVICES
147.00 | Maintenance of 62.5 KVA Cummins Make DG Set mounted on Grundfos make dewatering Trolley by OEM/OEM Authorised Service Dealer, carrying out Routine/Preventive Maintenance on Quarterly Visit Basis, attending All Breakdown Maintenance Calls, carrying out "B" Check of Engines and attending minor faults of Equipment’s, ensuring 100% Serviceability/ Satisfactory Working Condition of the Engine, as per Standard Manufacturers' Practices as per Special Terms and Conditions and submission of Service Reports etc as required and as per direction of Engineer-In-Charge.
148.00 | Quarterly visit Charges/ DG coupled Pumpset | 8.00 | Jobs |  | 6897.00 | 55176.00 | 5000.00 | 40000.00 | 2300.00 | 18400.00 | 6500.00 | 52000.00 | 18400.00 | CHENNAI ENGINEERING SERVICES
149.00 | B Check Charge/ Engine | 2.00 | Jobs |  | 6897.00 | 13794.00 | 5000.00 | 10000.00 | 4500.00 | 9000.00 | 5999.00 | 11998.00 | 9000.00 | CHENNAI ENGINEERING SERVICES
150.00 | Maintenance of 156HP Kirloskar make dewatering Pumpset alongwith Diesel Engine by OEM/OEM Authorised Service Dealer, carrying out Routine/Preventive Maintenance on Quarterly Visit Basis, attending All Breakdown Maintenance Calls, carrying out "B" Check of Diesel Engines and attending minor faults of Equipment’s, ensuring 100% Serviceability/ Satisfactory Working Condition of the Engine, as per Standard Manufacturers' Practices as per Special Terms and Conditions and submission of Service Reports etc as required and as per direction of Engineer-In-Charge.
151.00 | Quarterly visit Charges/Dewatering Pumpset | 8.00 | Jobs |  | 6897.00 | 55176.00 | 5000.00 | 40000.00 | 12000.00 | 96000.00 | 11999.00 | 95992.00 | 40000.00 | Eco Protection Engineers Pvt Ltd
152.00 | B Check Charge/ Engine | 2.00 | Jobs |  | 6897.00 | 13794.00 | 5000.00 | 10000.00 | 8000.00 | 16000.00 | 7999.00 | 15998.00 | 10000.00 | Eco Protection Engineers Pvt Ltd
153.00 | Maintenance & Servicing of following diesel engine operated dewatering pumpset and carrying out 'B' Check as per Special Terms and Conditions and submission of Service Reports etc as required and as per direction of Engineer-In-Charge
154.00 | 5 HP Kirloskar Diesel engine coupled dewatering pump | 6.00 | Jobs |  | 6897.00 | 41382.00 | 4000.00 | 24000.00 | 25000.00 | 150000.00 | 15999.00 | 95994.00 | 24000.00 | Eco Protection Engineers Pvt Ltd
155.00 | Calibration of Digital Electro-Magnetic Flow meter available at various locations from the certified agency and submitting report to Engineer-In-Charge | 24.00 | Jobs |  | 5747.00 | 137928.00 | 1500.00 | 36000.00 | 3000.00 | 72000.00 | 2999.00 | 71976.00 | 36000.00 | Eco Protection Engineers Pvt Ltd
156.00 | Sub Head-IV Supply of Spares
157.00 | Supply of following Plumbing accessories/Submersible Pump accessories for various installations & locations etc as and when required.
158.00 | 50mm B-Class GI Pipe (10 feet) (Threaded both Ends) Tata make Only | 100.00 | Each |  | 1724.00 | 172400.00 | 1200.00 | 120000.00 | 1680.00 | 168000.00 | 1200.00 | 120000.00 | 120000.00 | DElite System Engineering (India) Pvt. Ltd., Eco Protection Engineers Pvt Ltd
159.00 | 2 inch coupling -100 mm long (Threaded Coupling) | 50.00 | Nos |  | 139.00 | 6950.00 | 30.00 | 1500.00 | 160.00 | 8000.00 | 600.00 | 30000.00 | 1500.00 | Eco Protection Engineers Pvt Ltd
160.00 | 50 mm X 12 mm C- clamp set with nut bolt. | 20.00 | Set |  | 34.00 | 680.00 | 15.00 | 300.00 | 14.00 | 280.00 | 600.00 | 12000.00 | 280.00 | CHENNAI ENGINEERING SERVICES
161.00 | GI elbow-2" (50 mm) Threaded | 10.00 | Nos |  | 176.00 | 1760.00 | 90.00 | 900.00 | 110.00 | 1100.00 | 600.00 | 6000.00 | 900.00 | Eco Protection Engineers Pvt Ltd
162.00 | GI Flange-2" (50mm) Threaded | 10.00 | set |  | 406.00 | 4060.00 | 200.00 | 2000.00 | 240.00 | 2400.00 | 600.00 | 6000.00 | 2000.00 | Eco Protection Engineers Pvt Ltd
163.00 | GI Pipe Nipple-2" X 12" long | 20.00 | Nos |  | 167.00 | 3340.00 | 90.00 | 1800.00 | 110.00 | 2200.00 | 600.00 | 12000.00 | 1800.00 | Eco Protection Engineers Pvt Ltd
164.00 | Water Meter-2" (50 mm) Flanged End | 10.00 | Nos |  | 6092.00 | 60920.00 | 5500.00 | 55000.00 | 3800.00 | 38000.00 | 600.00 | 6000.00 | 6000.00 | DElite System Engineering (India) Pvt. Ltd.
165.00 | GI flexible Conduit PVC coated-2" | 100.00 | Mtr |  | 2299.00 | 229900.00 | 120.00 | 12000.00 | 140.00 | 14000.00 | 600.00 | 60000.00 | 12000.00 | Eco Protection Engineers Pvt Ltd
166.00 | Water Level Controller (Make: L&T Model:XM81053OOOO or equivelant) | 4.00 | No |  | 2874.00 | 11496.00 | 15000.00 | 60000.00 | 1000.00 | 4000.00 | 1299.00 | 5196.00 | 4000.00 | CHENNAI ENGINEERING SERVICES
167.00 | Water Level Controller Probes (Make:L&T Model: XM81076OOOO or equivelant) (Set of 6Nos) | 4.00 | Set |  | 2299.00 | 9196.00 | 15000.00 | 60000.00 | 700.00 | 2800.00 | 699.00 | 2796.00 | 2796.00 | DElite System Engineering (India) Pvt. Ltd.
168.00 | NRV wafer type:Body CI, disc SS, Seat:Nitrile/EPDM PN-16
169.00 | 150 mm Dia | 2.00 | No |  | 6498.00 | 12996.00 | 2000.00 | 4000.00 | 3600.00 | 7200.00 | 3999.00 | 7998.00 | 4000.00 | Eco Protection Engineers Pvt Ltd
170.00 | 100 mm Dia | 2.00 | No |  | 3780.00 | 7560.00 | 1000.00 | 2000.00 | 1980.00 | 3960.00 | 3999.00 | 7998.00 | 2000.00 | Eco Protection Engineers Pvt Ltd
171.00 | 80 mm Dia | 2.00 | No |  | 2853.00 | 5706.00 | 800.00 | 1600.00 | 1350.00 | 2700.00 | 3999.00 | 7998.00 | 1600.00 | Eco Protection Engineers Pvt Ltd
172.00 | 50 mm Dia | 2.00 | No |  | 2078.00 | 4156.00 | 650.00 | 1300.00 | 882.00 | 1764.00 | 3999.00 | 7998.00 | 1300.00 | Eco Protection Engineers Pvt Ltd
173.00 | NRV Dual Plate type:Body CI, disc SS, Seat:Nitrile/EPDM PN-16
174.00 | 150 mm Dia | 2.00 | No |  | 9080.00 | 18160.00 | 5000.00 | 10000.00 | 2850.00 | 5700.00 | 5999.00 | 11998.00 | 5700.00 | CHENNAI ENGINEERING SERVICES
175.00 | 100 mm Dia | 5.00 | No |  | 6718.00 | 33590.00 | 2000.00 | 10000.00 | 1250.00 | 6250.00 | 4999.00 | 24995.00 | 6250.00 | CHENNAI ENGINEERING SERVICES
176.00 | 80 mm Dia | 2.00 | No |  | 5287.00 | 10574.00 | 1800.00 | 3600.00 | 900.00 | 1800.00 | 3999.00 | 7998.00 | 1800.00 | CHENNAI ENGINEERING SERVICES
177.00 | NRV:MOC-Gun Metal of approved quality (screwed end) :
178.00 | 40 mm nominal bore (Horizontal) | 2.00 | No |  | 2659.00 | 5318.00 | 1800.00 | 3600.00 | 1275.00 | 2550.00 | 3999.00 | 7998.00 | 2550.00 | CHENNAI ENGINEERING SERVICES
179.00 | 50 mm nominal bore (Horizontal) | 5.00 | No |  | 3023.00 | 15115.00 | 2900.00 | 14500.00 | 1840.00 | 9200.00 | 3999.00 | 19995.00 | 9200.00 | CHENNAI ENGINEERING SERVICES
180.00 | 80 mm nominal bore (Horizontal) | 1.00 | No |  | 8602.00 | 8602.00 | 4000.00 | 4000.00 | 4600.00 | 4600.00 | 3999.00 | 3999.00 | 3999.00 | DElite System Engineering (India) Pvt. Ltd.
181.00 | Gate Valve:MOC-Gun Metal with C.I. wheel of approved quality (screwed end) :
182.00 | 80 mm nominal bore | 1.00 | No |  | 13059.00 | 13059.00 | 4500.00 | 4500.00 | 5700.00 | 5700.00 | 4999.00 | 4999.00 | 4500.00 | Eco Protection Engineers Pvt Ltd
183.00 | 50 mm nominal bore | 5.00 | No |  | 5279.00 | 26395.00 | 2000.00 | 10000.00 | 2000.00 | 10000.00 | 4999.00 | 24995.00 | 10000.00 | CHENNAI ENGINEERING SERVICES, Eco Protection Engineers Pvt Ltd
184.00 | 40 mm nominal bore | 2.00 | No |  | 3793.00 | 7586.00 | 1800.00 | 3600.00 | 1400.00 | 2800.00 | 3999.00 | 7998.00 | 2800.00 | CHENNAI ENGINEERING SERVICES
185.00 | 25 mm nominal bore | 2.00 | No |  | 1249.00 | 2498.00 | 900.00 | 1800.00 | 650.00 | 1300.00 | 3999.00 | 7998.00 | 1300.00 | CHENNAI ENGINEERING SERVICES
186.00 | Dummy Flange:MOC-Mild Steel with suitable Nuts & Bolts etc.
187.00 | 6" MS Dummy Flange-20mm Thick | 2.00 | No |  | 1126.00 | 2252.00 | 300.00 | 600.00 | 820.00 | 1640.00 | 799.00 | 1598.00 | 600.00 | Eco Protection Engineers Pvt Ltd
188.00 | 4" MS Dummy Flange-20mm Thick | 2.00 | No |  | 747.00 | 1494.00 | 200.00 | 400.00 | 250.00 | 500.00 | 799.00 | 1598.00 | 400.00 | Eco Protection Engineers Pvt Ltd
189.00 | Supply of Flat Three Core PVC Insulated & PVC Sheathed Industrial Cable for Submersible Pump Motors 1100 Volts, conforming to IS: 694, suitable for installation with Deep Borewell pump of suitable length etc., as required.
190.00 | 2.5 Sqmm X 3 Core flat cable | 600.00 | Mtr |  | 115.00 | 69000.00 | 98.00 | 58800.00 | 100.00 | 60000.00 | 109.00 | 65400.00 | 58800.00 | Eco Protection Engineers Pvt Ltd
191.00 | 4 Sqmm X 3 Core flat cable | 400.00 | Mtr |  | 172.00 | 68800.00 | 120.00 | 48000.00 | 130.00 | 52000.00 | 269.00 | 107600.00 | 48000.00 | Eco Protection Engineers Pvt Ltd
192.00 | 6 Sqmm X 3 Core flat cable | 100.00 | Mtr |  | 207.00 | 20700.00 | 165.00 | 16500.00 | 200.00 | 20000.00 | 299.00 | 29900.00 | 16500.00 | Eco Protection Engineers Pvt Ltd
193.00 | Supply of following panel board starter suitable to operate with 415 V, 50 Hz, 3 phase AC power supply various installations & locations etc as and when required.
194.00 | 3HP/2.2 KW DOL Starter Panel | 5.00 | Nos |  | 17241.00 | 86205.00 | 2500.00 | 12500.00 | 3000.00 | 15000.00 | 2999.00 | 14995.00 | 12500.00 | Eco Protection Engineers Pvt Ltd
195.00 | 7.5HP/5.5KW Star-Delta Starter Panel | 2.00 | Nos |  | 20690.00 | 41380.00 | 6500.00 | 13000.00 | 7000.00 | 14000.00 | 7999.00 | 15998.00 | 13000.00 | Eco Protection Engineers Pvt Ltd
196.00 | Supply of Borewell type Submersible Pumpset of Suitable rating, water filled cooling type, with SS strainer, SS Body,Noryl Impellers using anti-friction bearing, energy efficient type operated on 415V, 3 Phase,50Hz power for installation into 6'' dia borewell including loading, unloading at site complete etc as required. (Maximum borewell depth 250 feet)
197.00 | 5HP 3Phase - Borewell pump (Model No:KS4D 5025, Make: Kirloskar) | 2.00 | No |  | 17241.00 | 34482.00 | 5500.00 | 11000.00 | 32000.00 | 64000.00 | 27999.00 | 55998.00 | 11000.00 | Eco Protection Engineers Pvt Ltd
198.00 | 3HP 3Phase- Borewell Submersible pump (Model No:KS4D 3017, Make: Kirloskar) | 2.00 | No |  | 9770.00 | 19540.00 | 5000.00 | 10000.00 | 22000.00 | 44000.00 | 22999.00 | 45998.00 | 10000.00 | Eco Protection Engineers Pvt Ltd
199.00 | Supply & fixing of following Hydro Pneumatic system spares for various location as and whwn required.
200.00 | Drain Kit for WM9 Pressure Tank | 2.00 | No |  | 5517.00 | 11034.00 | 2000.00 | 4000.00 | 5500.00 | 11000.00 | 999.00 | 1998.00 | 1998.00 | DElite System Engineering (India) Pvt. Ltd.
201.00 | Drain Kit for WM35 Pressure Tank | 2.00 | No |  | 7471.00 | 14942.00 | 2500.00 | 5000.00 | 5500.00 | 11000.00 | 999.00 | 1998.00 | 1998.00 | DElite System Engineering (India) Pvt. Ltd.
202.00 | Flange for Zilmat ultra pro pressure Tank | 2.00 | No |  | 6153.00 | 12306.00 | 1000.00 | 2000.00 | 6000.00 | 12000.00 | 4999.00 | 9998.00 | 2000.00 | Eco Protection Engineers Pvt Ltd
203.00 | Multi pump control CU352 | 2.00 | No |  | 80460.00 | 160920.00 | 4000.00 | 8000.00 | 110000.00 | 220000.00 | 79000.00 | 158000.00 | 8000.00 | Eco Protection Engineers Pvt Ltd
204.00 | IO351B Module digital/analog | 2.00 | No |  | 23115.00 | 46230.00 | 2000.00 | 4000.00 | 19000.00 | 38000.00 | 19999.00 | 39998.00 | 4000.00 | Eco Protection Engineers Pvt Ltd
205.00 | R core transformer 100VA | 2.00 | No |  | 4980.00 | 9960.00 | 1250.00 | 2500.00 | 5500.00 | 11000.00 | 999.00 | 1998.00 | 1998.00 | DElite System Engineering (India) Pvt. Ltd.
206.00 | R core transformer 150VA | 2.00 | No |  | 4980.00 | 9960.00 | 2000.00 | 4000.00 | 5500.00 | 11000.00 | 999.00 | 1998.00 | 1998.00 | DElite System Engineering (India) Pvt. Ltd.
207.00 | Pressure Transmitter 0-16 Bar | 2.00 | No |  | 9845.00 | 19690.00 | 5000.00 | 10000.00 | 7500.00 | 15000.00 | 999.00 | 1998.00 | 1998.00 | DElite System Engineering (India) Pvt. Ltd.
208.00 | Supply of actuator operated butterfly valve for Hydro Pneumatic System as and when required
209.00 | 200 mm Dia Butterfly valve with Actuator Model No. VS150.90A.G00 or equivalent | 2.00 | No |  | 5172.00 | 10344.00 | 18000.00 | 36000.00 | 100000.00 | 200000.00 | 49000.00 | 98000.00 | 10344.00 | Hubert Enviro Care Systems Pvt Ltd
210.00 | 150 mm Dia Butterfly valve with Actuator Model No. VS150.90A.G00 or equivalent | 2.00 | No |  | 4598.00 | 9196.00 | 12000.00 | 24000.00 | 50000.00 | 100000.00 | 49999.00 | 99998.00 | 9196.00 | Hubert Enviro Care Systems Pvt Ltd
211.00 | 100 mm Dia Butterfly valve with Actuator Model No.ER35.90A.M00 or equivalent | 2.00 | No |  | 4023.00 | 8046.00 | 11500.00 | 23000.00 | 35000.00 | 70000.00 | 9000.00 | 18000.00 | 8046.00 | Hubert Enviro Care Systems Pvt Ltd
212.00 | 50 mm Dia Butterfly valve with Actuator Model No.ER20.X0A.M00 or equivalent | 2.00 | No |  | 2874.00 | 5748.00 | 8000.00 | 16000.00 | 30000.00 | 60000.00 | 9000.00 | 18000.00 | 5748.00 | Hubert Enviro Care Systems Pvt Ltd
213.00 | 40 mm Dia Butterfly valve with Actuator Model No.ER20.X0A.M00 or equivalent | 2.00 | No |  | 2529.00 | 5058.00 | 7500.00 | 15000.00 | 30000.00 | 60000.00 | 9000.00 | 18000.00 | 5058.00 | Hubert Enviro Care Systems Pvt Ltd
214.00 | Supply of spares for 156HP Kirloskar make Diesel Generator Trolley Mounted De-watering Pumpset etc complete as an when required.
215.00 | Impeller Nut | 1.00 | No |  | 402.00 | 402.00 | 30.00 | 30.00 | 3500.00 | 3500.00 | 1000.00 | 1000.00 | 30.00 | Eco Protection Engineers Pvt Ltd
216.00 | Shaft Sleeve | 1.00 | No |  | 1724.00 | 1724.00 | 2000.00 | 2000.00 | 4500.00 | 4500.00 | 1000.00 | 1000.00 | 1000.00 | DElite System Engineering (India) Pvt. Ltd.
217.00 | Set of Keys | 1.00 | No |  | 862.00 | 862.00 | 500.00 | 500.00 | 3000.00 | 3000.00 | 1000.00 | 1000.00 | 500.00 | Eco Protection Engineers Pvt Ltd
218.00 | Set of Fastener | 1.00 | No |  | 1724.00 | 1724.00 | 2000.00 | 2000.00 | 4000.00 | 4000.00 | 1000.00 | 1000.00 | 1000.00 | DElite System Engineering (India) Pvt. Ltd.
219.00 | Set of Bearing | 1.00 | No |  | 5172.00 | 5172.00 | 4500.00 | 4500.00 | 35000.00 | 35000.00 | 1000.00 | 1000.00 | 1000.00 | DElite System Engineering (India) Pvt. Ltd.
220.00 | Set of Gland Packing | 1.00 | No |  | 2011.00 | 2011.00 | 2000.00 | 2000.00 | 12000.00 | 12000.00 | 1000.00 | 1000.00 | 1000.00 | DElite System Engineering (India) Pvt. Ltd.
221.00 | Set of Gasket | 1.00 | No |  | 2644.00 | 2644.00 | 1000.00 | 1000.00 | 1999.00 | 1999.00 | 1000.00 | 1000.00 | 1000.00 | DElite System Engineering (India) Pvt. Ltd., Eco Protection Engineers Pvt Ltd
222.00 | Set of Oilseals | 1.00 | No |  | 4138.00 | 4138.00 | 500.00 | 500.00 | 3000.00 | 3000.00 | 1000.00 | 1000.00 | 500.00 | Eco Protection Engineers Pvt Ltd
223.00 | Set of Ring | 1.00 | No |  | 2011.00 | 2011.00 | 500.00 | 500.00 | 1999.00 | 1999.00 | 1000.00 | 1000.00 | 500.00 | Eco Protection Engineers Pvt Ltd
224.00 | Supply of Air Compressor (Make: Elgi, Model: SS 01 LB or equivalent) etc complete as an when required. | 1.00 | No |  | 3448.00 | 3448.00 | 150000.00 | 150000.00 | 51200.00 | 51200.00 | 50000.00 | 50000.00 | 3448.00 | Hubert Enviro Care Systems Pvt Ltd
225.00 | Sub head - V Supply of Chemicals
226.00 | Supply of following chemicals for water treatment plant and tertiary treatment plant to be supplied as and when required as per site requirement.
227.00 | Per Year requirement
228.00 | Solid Dosing chemical
229.00 | Hydrant Lime 80% concentration | 500.00 | Kgs |  | 19.00 | 9500.00 | 22.00 | 11000.00 | 10.00 | 5000.00 | 19.00 | 9500.00 | 5000.00 | CHENNAI ENGINEERING SERVICES
230.00 | Dolomite 70% concentration | 500.00 | Kgs |  | 5.00 | 2500.00 | 17.00 | 8500.00 | 10.00 | 5000.00 | 19.00 | 9500.00 | 2500.00 | Hubert Enviro Care Systems Pvt Ltd
231.00 | Soda Ash 98% concentration | 500.00 | Kgs |  | 66.00 | 33000.00 | 70.00 | 35000.00 | 10.00 | 5000.00 | 49.00 | 24500.00 | 5000.00 | CHENNAI ENGINEERING SERVICES
232.00 | Liquid Dosing Chemicals
233.00 | Hydro Chloric Acid 35% concentration | 10000.00 | Ltr |  | 5.00 | 50000.00 | 12.00 | 120000.00 | 9.00 | 90000.00 | 15.00 | 150000.00 | 50000.00 | Hubert Enviro Care Systems Pvt Ltd
234.00 | Sodium Hypo Chlorite 6% concentration | 15000.00 | Ltr |  | 8.00 | 120000.00 | 9.00 | 135000.00 | 8.00 | 120000.00 | 15.00 | 225000.00 | 120000.00 | CHENNAI ENGINEERING SERVICES, Hubert Enviro Care Systems Pvt Ltd
235.00 | Aluminium sulphate 24% concentrate (Alum) | 1500.00 | Ltr |  | 21.00 | 31500.00 | 19.00 | 28500.00 | 18.00 | 27000.00 | 19.00 | 28500.00 | 27000.00 | CHENNAI ENGINEERING SERVICES
236.00 | Test Kit
237.00 | Hardness Test kit-atleast 250 sample (Aquasol AE-211 or equivalent) | 8.00 | Kit |  | 725.00 | 5800.00 | 6500.00 | 52000.00 | 850.00 | 6800.00 | 1000.00 | 8000.00 | 5800.00 | Hubert Enviro Care Systems Pvt Ltd
238.00 | Chloride Test Kit-atleast 300 sample (Aquasol AE-203 or equivalent) | 8.00 | Kit |  | 1000.00 | 8000.00 | 1800.00 | 14400.00 | 890.00 | 7120.00 | 1000.00 | 8000.00 | 7120.00 | CHENNAI ENGINEERING SERVICES
239.00 | Testing Regants, consumables
240.00 | Universal Indicator solution PH 4.0-11.0 | 6.00 | Nos. |  | 225.00 | 1350.00 | 350.00 | 2100.00 | 375.00 | 2250.00 | 100.00 | 600.00 | 600.00 | DElite System Engineering (India) Pvt. Ltd.
241.00 | PH Indicator Paper | 6.00 | Boxs. |  | 5250.00 | 31500.00 | 500.00 | 3000.00 | 300.00 | 1800.00 | 100.00 | 600.00 | 600.00 | DElite System Engineering (India) Pvt. Ltd.
242.00 | Salt
243.00 | Industrial Salt NaCl | 125000.00 | Kgs |  | 4.00 | 500000.00 | 60.00 | 7500000.00 | 4.00 | 500000.00 | 5.00 | 625000.00 | 500000.00 | CHENNAI ENGINEERING SERVICES, Hubert Enviro Care Systems Pvt Ltd
244.00 | Chemicals for RO Plant (14 Cum/Hr)
245.00 | R.O. Antiscalant | 100.00 | Kgs |  | 188.00 | 18800.00 | 400.00 | 40000.00 | 180.00 | 18000.00 | 199.00 | 19900.00 | 18000.00 | CHENNAI ENGINEERING SERVICES
246.00 | Sodium Meta Bi Sulphate (SMBS) | 100.00 | Kgs |  | 53.00 | 5300.00 | 80.00 | 8000.00 | 60.00 | 6000.00 | 199.00 | 19900.00 | 5300.00 | Hubert Enviro Care Systems Pvt Ltd
247.00 | Supply of Bioculture chemical for dilution of sludge in sewage collection wells and Sewage Sumps etc complete as required.
248.00 | Super24 Bioculture | 500.00 | Kgs |  | 338.00 | 169000.00 | 250.00 | 125000.00 | 450.00 | 225000.00 | 299.00 | 149500.00 | 125000.00 | Eco Protection Engineers Pvt Ltd
249.00 | Oxysuper | 500.00 | Kgs |  | 188.00 | 94000.00 | 25.00 | 12500.00 | 350.00 | 175000.00 | 299.00 | 149500.00 | 12500.00 | Eco Protection Engineers Pvt Ltd
250.00 | Supply of Nanozyme Wastewater Treatment Culture chemical for dilution of sludge in sewage collection open well etc complete as required.
251.00 | Nanozyme-Bet-STP-9013 | 500.00 | Kgs |  | 625.00 | 312500.00 | 1000.00 | 500000.00 | 400.00 | 200000.00 | 299.00 | 149500.00 | 149500.00 | DElite System Engineering (India) Pvt. Ltd.
252.00 | Nutrition-Bet-Nutri-9003 | 500.00 | Kgs |  | 625.00 | 312500.00 | 1000.00 | 500000.00 | 120.00 | 60000.00 | 299.00 | 149500.00 | 60000.00 | CHENNAI ENGINEERING SERVICES
253.00 | Supply of stabilizer chemical for dilution of sludge in sewage collection open well etc complete as required. | 500.00 | Ltr |  | 331.00 | 165500.00 | 12.00 | 6000.00 | 80.00 | 40000.00 | 199.00 | 99500.00 | 6000.00 | Eco Protection Engineers Pvt Ltd
254.00 | Sub head - VI Replacement of Filtration media
255.00 | Replacement of outdated filter media in Pressure sand filter (PSF-90 Cum/Hr) including removal of old outdated media, replacing all strainer nozzles, rinse-cleaning, application of thinner,industrial marine grade epoxy painting, refilling of different gradient media (pebbles, silex,sand) in layers as per standard design and disposal of unserviceable media away from chennai airport etc as required. PSF Vessel: 3100 Ø X 1850 HOS | 2.00 | Job |  | 100000.00 | 200000.00 | 15000.00 | 30000.00 | 175000.00 | 350000.00 | 250000.00 | 500000.00 | 30000.00 | Eco Protection Engineers Pvt Ltd
256.00 | Sub head - VII Contingency
257.00 | Supply of following accessories for contigency/Emergency situations etc complete as required.
258.00 | PVC Flexible Green Hose-4" | 30.00 | Meter |  | 125.00 | 3750.00 | 160.00 | 4800.00 | 280.00 | 8400.00 | 200.00 | 6000.00 | 3750.00 | Hubert Enviro Care Systems Pvt Ltd
259.00 | PVC Green Hose-3" | 30.00 | Meter |  | 100.00 | 3000.00 | 140.00 | 4200.00 | 190.00 | 5700.00 | 200.00 | 6000.00 | 3000.00 | Hubert Enviro Care Systems Pvt Ltd
260.00 | PVC Green Hose-2" | 30.00 | Meter |  | 38.00 | 1140.00 | 70.00 | 2100.00 | 90.00 | 2700.00 | 200.00 | 6000.00 | 1140.00 | Hubert Enviro Care Systems Pvt Ltd
261.00 | Fire Hose-4" | 30.00 | Meter |  | 231.00 | 6930.00 | 300.00 | 9000.00 | 160.00 | 4800.00 | 200.00 | 6000.00 | 4800.00 | CHENNAI ENGINEERING SERVICES
262.00 | Stainless Steel Hose Clamp-4" | 4.00 | No |  | 163.00 | 652.00 | 60.00 | 240.00 | 25.00 | 100.00 | 200.00 | 800.00 | 100.00 | CHENNAI ENGINEERING SERVICES
263.00 | Stainless Steel Hose Clamp-3" | 6.00 | No |  | 138.00 | 828.00 | 35.00 | 210.00 | 20.00 | 120.00 | 200.00 | 1200.00 | 120.00 | CHENNAI ENGINEERING SERVICES
264.00 | CI Foot valve-3" | 2.00 | No |  | 1750.00 | 3500.00 | 3000.00 | 6000.00 | 450.00 | 900.00 | 200.00 | 400.00 | 400.00 | DElite System Engineering (India) Pvt. Ltd.
265.00 | CI Hose collar-3" | 2.00 | No |  | 250.00 | 500.00 | 150.00 | 300.00 | 140.00 | 280.00 | 200.00 | 400.00 | 280.00 | CHENNAI ENGINEERING SERVICES
266.00 | Phase-II : 2nd Year (12 Months)
267.00 | SUB HEAD - I (AMC)
268.00 | Providing Operation Services of Water Supply System in Operational area at Cowl bazaar & New Fire station pump House, Cargo & MES open well, Runway - 25 End, Old Fire station and Old Pump Houses etc. as per inventory in "Annexure -A1" covering the scope of activities given in special condition of contract and technical specification, attending faults, ensuring serviceability / satisfactory working condition of the systems, maintenance activity as per attached "Annexure-A2" updation of preventive & normal maintenance records, log books as required etc. and cleaning, upkeeping on all days. These services should be ensured for above mentioned Water Supply System equipment’s, Electric motor driven pump sets, borewells, open wells, MCC & starter panels and control panels on round the clock (Three shift X 8 Hours) on all days including Sundays / holidays as per site requirement etc. complete as required.
269.00 | For Second year | 12.00 | Months |  | 177214.00 | 2126568.00 | 256000.00 | 3072000.00 | 195000.00 | 2340000.00 | 214220.00 | 2570640.00 | 2126568.00 | Hubert Enviro Care Systems Pvt Ltd
270.00 | Providing Operation Services of water treatment and supply system at Old Water Treatment Plant (WTP) associated borewells etc. as per inventory in "Annexure - A1" covering the scope of activities given in special condition of contract and technical specification, attending faults, ensuring output treated water quality to specifications, chemical testing / sample analysis / corrective actions by chemist, ensuring serviceability / satisfactory working condition of the systems, maintenance activity as per attached "Annexure-A2" updation of lab, normal & preventive records, log books as required etc. and cleaning, upkeeping on all days. These services including supervision of all above activities shall be ensured, covering Water Treatment and Supply System equipment’s, Electric motor driven pump sets, associated borewells, open wells, Sumps, MCC & starter panels and control panels round the clock (Three shift X 8 Hours) on all days including Sundays / holidays as per site requirement etc. complete as required.
271.00 | For Second year | 12.00 | Months |  | 230835.00 | 2770020.00 | 256000.00 | 3072000.00 | 265000.00 | 3180000.00 | 278426.00 | 3341112.00 | 2770020.00 | Hubert Enviro Care Systems Pvt Ltd
272.00 | Providing Operation Services of water treatment and supply system at New Water Treatment Plant (NWTP) including Reverse Osmosis (RO) Plant of capacity 14 cum/hr x 2 nos. with all relevant water sources as per inventory in "Annexure - A1" covering the scope of activities given in special condition of contract and technical specification, attending faults, ensuring output treated water quality to specifications, chemical testing / sample analysis / corrective actions by chemist, ensuring serviceability / satisfactory working condition of the systems, maintenance activity as per attached "Annexure-A2" updation of lab, normal & preventive records, log books as required etc. and cleaning, upkeeping on all days. These services including supervision of all above activities shall be ensured for WTP and RO Plant equipment’s, Electric motor driven pump sets, associated borewells, open wells, Sumps, MCC & starter panels and control panels round the clock (Three shift X 8 Hours) on all days including Sundays / holidays as per site requirement etc. complete as required.
273.00 | For Second year | 12.00 | Months |  | 348074.00 | 4176888.00 | 384000.00 | 4608000.00 | 375000.00 | 4500000.00 | 411215.00 | 4934580.00 | 4176888.00 | Hubert Enviro Care Systems Pvt Ltd
274.00 | Providing Operation Services of Sewage System installations at Sewage Treatment plant (STP) of capacity 2MLD and associated Tertiary Treatment Plant (TTP) with all relevant water sources as per inventory in "Annexure - A1" covering the scope of activities given in special condition of contract and technical specification, attending faults, ensuring output treated water quality to specifications, chemical testing / sample analysis / corrective actions by chemist, ensuring serviceability / satisfactory working condition of the systems, maintenance activity as per attached "Annexure-A2" updation of lab, normal & preventive records, log books as required etc. and cleaning, upkeeping on all days. These services including supervision of all above activities shall be ensured for STP and TTP Plant equipment’s, Electric motor driven pump sets, associated borewells, open wells, Sumps, MCC & starter panels and control panels round the clock (Three shift X 8 Hours) on all days including Sundays / holidays as per site requirement etc. complete as required.
275.00 | For Second year | 12.00 | Months |  | 186103.00 | 2233236.00 | 256000.00 | 3072000.00 | 210000.00 | 2520000.00 | 225496.00 | 2705952.00 | 2233236.00 | Hubert Enviro Care Systems Pvt Ltd
276.00 | Providing Operation Services of water supply system in CISF Barracks pump House associated borewells etc. as per inventory in "Annexure - A1" covering the scope of activities given in special condition of contract and technical specification, attending faults, ensuring serviceability / satisfactory working condition of the systems, maintenance activity updation of preventive & normal maintenance records, log books as required etc. and cleaning, upkeeping on all days. These services should be ensured for above mentioned Water Supply System equipment’s, Electric motor driven pump sets, borewells, drain sump, MCC & starter panels and control panels on round the clock (Three shift X 8 Hours) on all days including Sundays / holidays as per site requirement etc. complete as required.
277.00 | For Second year | 12.00 | Months |  | 88607.00 | 1063284.00 | 128000.00 | 1536000.00 | 105000.00 | 1260000.00 | 107488.00 | 1289856.00 | 1063284.00 | Hubert Enviro Care Systems Pvt Ltd
278.00 | Providing Operation Services of De-watering and Sewage pump sets installed at various location at basement of New Domestic and New International Terminal Buildings and connecting tunnel as per inventory in "Annexure - A1" covering the scope of activities given in special condition of contract and technical specification, attending faults, monitoring & ensuring serviceability of the systems, maintenance activity as per attached "Annexure-A2" normal & preventive records, log books as required etc. and cleaning, upkeeping on all days. These services should be ensured for above mentioned de-watering and sewage pump system, Electric motor driven pump set, MCC & starter panel and control panels on round the clock (3 Shift X 8 Hrs.) on all days including Sundays / holidays as per site requirement etc. complete as required.
279.00 | For Second year | 12.00 | Months |  | 49690.00 | 596280.00 | 128000.00 | 1536000.00 | 55000.00 | 660000.00 | 61299.00 | 735588.00 | 596280.00 | Hubert Enviro Care Systems Pvt Ltd
280.00 | Providing of day-to-day, preventive maintenance, installation, dismantling, rectification, Repair Service of all Electro-Mechanical Inventory with water supply division covering, Mechanical, Electrical and Plumbing works involved, covering the entire scope of preventive maintenance, repair activities indicated but not limited to special condition of contract, technical specification, maintenance & operation manual of AAI, OEM manuals ensuring serviceability / satisfactory working of all water supply system equipment on all days including Sundays / holidays attending minor & major faults, cleaning, upkeeping of the installations , preventive maintenance (as per "Annexure-A2)" related records, log books, timely appraising equipment health status, repairs, replacements (if any) etc. reporting as and when required as per direction of Engineer-In-Charge etc. complete as per the site requirement.
281.00 | For Second year | 12.00 | Months |  | 125151.00 | 1501812.00 | 240000.00 | 2880000.00 | 140000.00 | 1680000.00 | 152976.00 | 1835712.00 | 1501812.00 | Hubert Enviro Care Systems Pvt Ltd
282.00 | Testing of following water samples from Government laboratory every month and production of Test Report to the Engineer-In-Charge.
283.00 | Samples: i) Old WTP Raw Water (ii) Old WTP Treated Water (iii) New WTP Domestic Water iv) Domestic (SHA) Terminal (NDT) (v) International (SHA) Terminal (NIT)
284.00 | (i) to (v) - One job
285.00 | For Second year | 12.00 | Jobs |  | 10000.00 | 120000.00 | 13000.00 | 156000.00 | 10500.00 | 126000.00 | 11000.00 | 132000.00 | 120000.00 | Hubert Enviro Care Systems Pvt Ltd
286.00 | Testing of following sewage samples from existing STP at State / Central Govt. Laboratary every month and submit the original analysis test report to Engineer -In-charge etc. Complete as required.
287.00 | Samples: i) Sewage Collection Well (ii) Sewage Treated Water
288.00 | (i) to (ii) - One Job
289.00 | For Second year | 12.00 | Jobs |  | 10000.00 | 120000.00 | 1200.00 | 14400.00 | 9300.00 | 111600.00 | 11999.00 | 143988.00 | 14400.00 | Eco Protection Engineers Pvt Ltd
290.00 | Providing Services of one number New Mahindra Bolero/Mahindra Scorpio vehicle alongwith driver for distance upto 60 KM/day or 1800 KM/month on round the clock basis for day-to-day maintenance services and attending Inspection/Preventive & Break down maintenance for Water Supply Systems Plant rooms, Pump rooms on both the city side and apron side at Chennai Airport.
291.00 | For Second year | 12.00 | Months |  | 50000.00 | 600000.00 | 30000.00 | 360000.00 | 83540.00 | 1002480.00 | 29999.00 | 359988.00 | 359988.00 | DElite System Engineering (India) Pvt. Ltd.
292.00 | SUB HEAD - II (ARC)
293.00 | Supply and Installation of RO filter catridge for RO plant etc. complete as required
294.00 | 2.5" OD X 1" ID X 40" L | 64.00 | Nos |  | 230.00 | 14720.00 | 220.00 | 14080.00 | 399.00 | 25536.00 | 999.00 | 63936.00 | 14080.00 | Eco Protection Engineers Pvt Ltd
295.00 | 2.5" OD X 1" ID X 20" L | 24.00 | Nos |  | 207.00 | 4968.00 | 132.00 | 3168.00 | 199.00 | 4776.00 | 799.00 | 19176.00 | 3168.00 | Eco Protection Engineers Pvt Ltd
296.00 | Replacement of existing Damaged 8" dia RO-Filter Membrane (6 Nos/Housing) for RO plant at New Water Treatment Plant etc complete as required. | 3.00 | Job |  | 227586.00 | 682758.00 | 5500.00 | 16500.00 | 120000.00 | 360000.00 | 99000.00 | 297000.00 | 16500.00 | Eco Protection Engineers Pvt Ltd
297.00 | Chemical Cleaning and overhauling of filter membranes of RO system unit (3Housing/plant) of capacity 14 cum/hr. with required chemicals in WTP to bring the water quality to the desired level as specified in technical specification etc complete as required. | 2.00 | Job |  | 5747.00 | 11494.00 | 11000.00 | 22000.00 | 15000.00 | 30000.00 | 2999.00 | 5998.00 | 5998.00 | DElite System Engineering (India) Pvt. Ltd.
298.00 | Cleaning of Stainless Steel RO water storage tank (30,000 Ltr) using necessary chemicals, rinse clean and draining out complete etc as required. | 4.00 | Job |  | 6322.00 | 25288.00 | 5500.00 | 22000.00 | 2500.00 | 10000.00 | 3999.00 | 15996.00 | 10000.00 | CHENNAI ENGINEERING SERVICES
299.00 | Dismantling, overhauling and servicing of all type of centrifugal pumpsets including replacement of pump spares (such as impeller, Gland/ mechanical Seal, Gland packing, set of bearings, shaft sleeve, terminal board, terminal box, gasket, liquid reflector, impeller lock nut, cooling fan etc) re-assembling, painting, re-installing the same, testing and commissioning etc., complete as required.
300.00 | Upto 3 HP | 5.00 | Jobs |  | 6322.00 | 31610.00 | 5500.00 | 27500.00 | 5000.00 | 25000.00 | 1000.00 | 5000.00 | 5000.00 | DElite System Engineering (India) Pvt. Ltd.
301.00 | 5 HP to 10 HP | 5.00 | Jobs |  | 7471.00 | 37355.00 | 13200.00 | 66000.00 | 6000.00 | 30000.00 | 1000.00 | 5000.00 | 5000.00 | DElite System Engineering (India) Pvt. Ltd.
302.00 | above 10HP upto 20 HP end suction pump. | 8.00 | Jobs |  | 11494.00 | 91952.00 | 27500.00 | 220000.00 | 7000.00 | 56000.00 | 1000.00 | 8000.00 | 8000.00 | DElite System Engineering (India) Pvt. Ltd.
303.00 | above 10HP upto 20 HP Split case pump | 2.00 | Jobs |  | 22989.00 | 45978.00 | 38500.00 | 77000.00 | 7000.00 | 14000.00 | 1000.00 | 2000.00 | 2000.00 | DElite System Engineering (India) Pvt. Ltd.
304.00 | Dismantling the existing centrifugal pumpset of following capacity including rewinding, servicing, replacement of motor spares (such as bearings, cooling fan, Terminal Board, terminal box with top), rebate for wound out copper and re-installing the same etc. as required.
305.00 | Upto 1.5HP | 6.00 | Jobs |  | 6322.00 | 37932.00 | 6600.00 | 39600.00 | 3000.00 | 18000.00 | 1000.00 | 6000.00 | 6000.00 | DElite System Engineering (India) Pvt. Ltd.
306.00 | above 1.5HP upto 3HP | 3.00 | Jobs |  | 7471.00 | 22413.00 | 8250.00 | 24750.00 | 4000.00 | 12000.00 | 1000.00 | 3000.00 | 3000.00 | DElite System Engineering (India) Pvt. Ltd.
307.00 | above 3HP upto 10HP | 6.00 | Jobs |  | 11494.00 | 68964.00 | 13200.00 | 79200.00 | 6000.00 | 36000.00 | 1000.00 | 6000.00 | 6000.00 | DElite System Engineering (India) Pvt. Ltd.
308.00 | above 10HP upto 20HP | 3.00 | Jobs |  | 22989.00 | 68967.00 | 27500.00 | 82500.00 | 7000.00 | 21000.00 | 1000.00 | 3000.00 | 3000.00 | DElite System Engineering (India) Pvt. Ltd.
309.00 | Dismantling, lifting, lowering, painting and re-installation of existing sewage submersible pumpset of following capacity including servicing, replacement of all pump spares (such as Impeller, Mechanical seal, Cutter, Set of ‘O’ rings, Oil seal, Oil for seal cooling etc.,) and Testing, Commissioning etc complete as required.
310.00 | upto 1 HP | 1.00 | Jobs |  | 6322.00 | 6322.00 | 4400.00 | 4400.00 | 7000.00 | 7000.00 | 1000.00 | 1000.00 | 1000.00 | DElite System Engineering (India) Pvt. Ltd.
311.00 | above 1HP upto 3HP | 1.00 | Jobs |  | 7471.00 | 7471.00 | 6100.00 | 6100.00 | 7000.00 | 7000.00 | 1000.00 | 1000.00 | 1000.00 | DElite System Engineering (India) Pvt. Ltd.
312.00 | above 3HP upto 7.5HP | 4.00 | Jobs |  | 11494.00 | 45976.00 | 11000.00 | 44000.00 | 8000.00 | 32000.00 | 1000.00 | 4000.00 | 4000.00 | DElite System Engineering (India) Pvt. Ltd.
313.00 | Dismantling, lifting, lowering, painting, rewinding and re-installation of existing sewage submersible pumpset motor of following capacity, including replacement of motor spares (if any required), rebate for wound out copper and Testing, Commissioning etc complete as required.
314.00 | Upto 1 HP | 1.00 | Jobs |  | 6322.00 | 6322.00 | 8250.00 | 8250.00 | 7000.00 | 7000.00 | 1000.00 | 1000.00 | 1000.00 | DElite System Engineering (India) Pvt. Ltd.
315.00 | above 1HP upto 3HP | 1.00 | Jobs |  | 7471.00 | 7471.00 | 11000.00 | 11000.00 | 7000.00 | 7000.00 | 1000.00 | 1000.00 | 1000.00 | DElite System Engineering (India) Pvt. Ltd.
316.00 | above 3HP upto 7.5HP | 4.00 | Jobs |  | 11494.00 | 45976.00 | 16500.00 | 66000.00 | 8000.00 | 32000.00 | 1000.00 | 4000.00 | 4000.00 | DElite System Engineering (India) Pvt. Ltd.
317.00 | Dismantling, lifting, lowering, painting, re-installation of sewage submersible pumpset from existing sewage well including rewinding , servicing, replacement of all spares (such as Impeller, Mechanical seal, Cutter, Set of ‘O’ rings, Oil seal, Oil for seal cooling, Set of bearings etc), rebate for wound out copper and testing, commissioning, Complete etc as required.
318.00 | above 7.5 HP upto 12.5HP- At STP Collection Well and Grid 72 | 2.00 | Jobs |  | 22989.00 | 45978.00 | 27500.00 | 55000.00 | 25000.00 | 50000.00 | 32999.00 | 65998.00 | 45978.00 | Hubert Enviro Care Systems Pvt Ltd
319.00 | 30 HP - At IAD Residential Colony | 1.00 | Jobs |  | 172414.00 | 172414.00 | 38500.00 | 38500.00 | 40000.00 | 40000.00 | 49999.00 | 49999.00 | 38500.00 | Eco Protection Engineers Pvt Ltd
320.00 | Lowering of Borewell Submersible pump sets for New borewell (upto 200 feet depth) including couplings, pipe fittings (nipple, elbow, flange valves, clamps etc) lowering and fixing of pipes, submersible cables, cable panel connections etc., complete as required. (Note: Borewell Pump, GI pipe and fittings shall be supplied by AAI) | 6.00 | Jobs |  | 22989.00 | 137934.00 | 16500.00 | 99000.00 | 2500.00 | 15000.00 | 1000.00 | 6000.00 | 6000.00 | DElite System Engineering (India) Pvt. Ltd.
321.00 | Lifting and Lowering of Borewell submersible pumpset (upto 200 feet depth) from existing borewell of 2"/1.5" dia G.I pipe including cutting, re-threading of existing pipes, pipe fittings (nipple, elbow, flange valves, clamps etc) and installations of submersible pump set (Provided by AAI) along with submersible cables, cable and panel connections etc., complete as required. | 10.00 | Jobs |  | 22989.00 | 229890.00 | 16500.00 | 165000.00 | 4000.00 | 40000.00 | 1000.00 | 10000.00 | 10000.00 | DElite System Engineering (India) Pvt. Ltd.
322.00 | Servicing of existing Borewell submersible pump of following capacity including replacement of all pump spares (such as Impeller, Diffusers, Pump Shaft, Set of shaft sleves, Retainer ring, Pump Coupling etc) and re-assembling the same etc complete as required.
323.00 | Upto 3 HP | 4.00 | Jobs |  | 28736.00 | 114944.00 | 38500.00 | 154000.00 | 3000.00 | 12000.00 | 1000.00 | 4000.00 | 4000.00 | DElite System Engineering (India) Pvt. Ltd.
324.00 | above 3HP upto 5HP | 2.00 | Jobs |  | 34483.00 | 68966.00 | 41800.00 | 83600.00 | 4000.00 | 8000.00 | 1000.00 | 2000.00 | 2000.00 | DElite System Engineering (India) Pvt. Ltd.
325.00 | above 5HP upto 7.5HP | 1.00 | Jobs |  | 40230.00 | 40230.00 | 44000.00 | 44000.00 | 7000.00 | 7000.00 | 1000.00 | 1000.00 | 1000.00 | DElite System Engineering (India) Pvt. Ltd.
326.00 | Rewinding and servicing of Borewell Submersible Pump -motor, replacement of spares (if any), including rebate for wound out copper of following capacity etc complete as required.
327.00 | Upto 3 HP | 4.00 | Jobs |  | 28736.00 | 114944.00 | 13200.00 | 52800.00 | 3000.00 | 12000.00 | 1000.00 | 4000.00 | 4000.00 | DElite System Engineering (India) Pvt. Ltd.
328.00 | above 3HP upto 5HP | 2.00 | Jobs |  | 34483.00 | 68966.00 | 16500.00 | 33000.00 | 4000.00 | 8000.00 | 1000.00 | 2000.00 | 2000.00 | DElite System Engineering (India) Pvt. Ltd.
329.00 | above 5HP upto 7.5HP | 1.00 | Jobs |  | 40230.00 | 40230.00 | 19800.00 | 19800.00 | 7000.00 | 7000.00 | 1000.00 | 1000.00 | 1000.00 | DElite System Engineering (India) Pvt. Ltd.
330.00 | Servicing of existing Borewell submersible pump-motor of following capacity including replacement of all motor spares (such as Thrustpad, Thrust bearing assembly, Diapharam, Set of keys, Oil Seal, Diapharam Plate etc.) and re-assembling the same etc complete as required.
331.00 | Up to 3HP | 4.00 | Jobs |  | 28736.00 | 114944.00 | 8800.00 | 35200.00 | 3000.00 | 12000.00 | 1000.00 | 4000.00 | 4000.00 | DElite System Engineering (India) Pvt. Ltd.
332.00 | above 3HP upto 5HP | 2.00 | Jobs |  | 34483.00 | 68966.00 | 14300.00 | 28600.00 | 4000.00 | 8000.00 | 1000.00 | 2000.00 | 2000.00 | DElite System Engineering (India) Pvt. Ltd.
333.00 | above 5HP upto 7.5HP | 1.00 | Jobs |  | 40230.00 | 40230.00 | 16500.00 | 16500.00 | 5000.00 | 5000.00 | 1000.00 | 1000.00 | 1000.00 | DElite System Engineering (India) Pvt. Ltd.
334.00 | Dismantling,lifting, lowering, painting and re-installation of openwell/ sump submersible pumpset including servicing, re-threading, replacement of pump spares (such as Impeller, Oil Seal, Thrustpad, Thrust bearing assembly, Diapharam, Gasket , Impeller locknet, Strainer, Diapharam Plate etc.,) and installation, testing, and commissioning of the same complete etc, as and when required.
335.00 | Upto 3HP | 4.00 | Jobs |  | 28736.00 | 114944.00 | 11000.00 | 44000.00 | 3000.00 | 12000.00 | 1000.00 | 4000.00 | 4000.00 | DElite System Engineering (India) Pvt. Ltd.
336.00 | above 3HP upto 7.5 | 2.00 | Jobs |  | 34483.00 | 68966.00 | 14300.00 | 28600.00 | 4000.00 | 8000.00 | 1000.00 | 2000.00 | 2000.00 | DElite System Engineering (India) Pvt. Ltd.
337.00 | above 7.5HP upto 10HP | 2.00 | Jobs |  | 40230.00 | 80460.00 | 22000.00 | 44000.00 | 6000.00 | 12000.00 | 1000.00 | 2000.00 | 2000.00 | DElite System Engineering (India) Pvt. Ltd.
338.00 | above 10HP upto 15HP | 4.00 | Jobs |  | 45977.00 | 183908.00 | 22000.00 | 88000.00 | 7000.00 | 28000.00 | 1000.00 | 4000.00 | 4000.00 | DElite System Engineering (India) Pvt. Ltd.
339.00 | Dismantling, lifting, lowering, painting, rewinding and re-installation of open well submersible pumpset motor of following capacity including pipes & plumping accessories, rebate for wound out copper, and Testing, Commissioning etc complete as required.
340.00 | Upto 3HP | 4.00 | Jobs |  | 28736.00 | 114944.00 | 11000.00 | 44000.00 | 3000.00 | 12000.00 | 1000.00 | 4000.00 | 4000.00 | DElite System Engineering (India) Pvt. Ltd.
341.00 | above 3HP to upto 7.5 | 2.00 | Jobs |  | 34483.00 | 68966.00 | 17500.00 | 35000.00 | 4000.00 | 8000.00 | 1000.00 | 2000.00 | 2000.00 | DElite System Engineering (India) Pvt. Ltd.
342.00 | above 7.5HP upto 10HP | 2.00 | Jobs |  | 40230.00 | 80460.00 | 22000.00 | 44000.00 | 6000.00 | 12000.00 | 1000.00 | 2000.00 | 2000.00 | DElite System Engineering (India) Pvt. Ltd.
343.00 | above 10HP upto 15HP | 4.00 | Jobs |  | 57471.00 | 229884.00 | 27500.00 | 110000.00 | 7000.00 | 28000.00 | 1000.00 | 4000.00 | 4000.00 | DElite System Engineering (India) Pvt. Ltd.
344.00 | Dismantling, Lifting, lowering, painting and re-installation of all types of De-watering submersible pump sets of following capacity including rewinding, servicing, replacement of spares (shaft seal, O ring, Bearings etc.) for pump & motor,rebate for wound out copper, testing and commissioning etc., complete as required.
345.00 | Upto 3HP | 5.00 | Jobs |  | 28736.00 | 143680.00 | 16250.00 | 81250.00 | 6000.00 | 30000.00 | 1000.00 | 5000.00 | 5000.00 | DElite System Engineering (India) Pvt. Ltd.
346.00 | Dismantling, overhauling and servicing of all type of HPS vertically mounted centrifugal pump sets/RO High pressure pumpset (Grundfos Make) including replacement of pump spares (such as impeller,shaft seal, 'O' ring, Head spring, bearings etc) re-assembling, painting, re-installing the same, testing and commissioning etc., complete as required.
347.00 | RO High Pressure Pump | 2.00 | Jobs |  | 40230.00 | 80460.00 | 55000.00 | 110000.00 | 30000.00 | 60000.00 | 15000.00 | 30000.00 | 30000.00 | DElite System Engineering (India) Pvt. Ltd.
348.00 | RO Chemical Wash Pump | 2.00 | Jobs |  | 17241.00 | 34482.00 | 20000.00 | 40000.00 | 15000.00 | 30000.00 | 15000.00 | 30000.00 | 30000.00 | CHENNAI ENGINEERING SERVICES, DElite System Engineering (India) Pvt. Ltd.
349.00 | Softener HPS Pump | 2.00 | Jobs |  | 40230.00 | 80460.00 | 33000.00 | 66000.00 | 50000.00 | 100000.00 | 15000.00 | 30000.00 | 30000.00 | DElite System Engineering (India) Pvt. Ltd.
350.00 | Domestic HPS Pump | 2.00 | Jobs |  | 40230.00 | 80460.00 | 35000.00 | 70000.00 | 60000.00 | 120000.00 | 15000.00 | 30000.00 | 30000.00 | DElite System Engineering (India) Pvt. Ltd.
351.00 | RO HPS Pump | 2.00 | Jobs |  | 8621.00 | 17242.00 | 27500.00 | 55000.00 | 8000.00 | 16000.00 | 15000.00 | 30000.00 | 16000.00 | CHENNAI ENGINEERING SERVICES
352.00 | Dismantling the existing HPS vertically mounted centrifugal pump sets/RO High pressure pumpset(Groundfos Make) including rewinding, servicing, replacement of motor spares (such as bearings, cooling fan, Terminal Board, terminal box with top), rebate for wound out copper and re-installing the same etc. as required.
353.00 | RO High Pressure Pumpset Motor | 1.00 | Jobs |  | 18391.00 | 18391.00 | 11000.00 | 11000.00 | 10000.00 | 10000.00 | 15000.00 | 15000.00 | 10000.00 | CHENNAI ENGINEERING SERVICES
354.00 | RO Backwash Pumpset Motor | 1.00 | Jobs |  | 6897.00 | 6897.00 | 5500.00 | 5500.00 | 7000.00 | 7000.00 | 15000.00 | 15000.00 | 5500.00 | Eco Protection Engineers Pvt Ltd
355.00 | Softener HPS Pumpset Motor | 1.00 | Jobs |  | 13218.00 | 13218.00 | 11000.00 | 11000.00 | 7000.00 | 7000.00 | 15000.00 | 15000.00 | 7000.00 | CHENNAI ENGINEERING SERVICES
356.00 | Domestic HPS Pumpset Motor | 1.00 | Jobs |  | 18966.00 | 18966.00 | 17500.00 | 17500.00 | 11000.00 | 11000.00 | 15000.00 | 15000.00 | 11000.00 | CHENNAI ENGINEERING SERVICES
357.00 | RO HPS Pumpset Motor | 1.00 | Jobs |  | 3563.00 | 3563.00 | 11000.00 | 11000.00 | 5000.00 | 5000.00 | 15000.00 | 15000.00 | 3563.00 | Hubert Enviro Care Systems Pvt Ltd
358.00 | Providing man power to attend any urgent / emergency work with necesssary tools and plants on round the clock basis etc complete as required.
359.00 | Highly skilled labour | 60.00 | Man- Days |  | 1145.00 | 68700.00 | 1500.00 | 90000.00 | 810.00 | 48600.00 | 799.00 | 47940.00 | 47940.00 | DElite System Engineering (India) Pvt. Ltd.
360.00 | Skilled labour | 30.00 | Man- Days |  | 1111.00 | 33330.00 | 1000.00 | 30000.00 | 790.00 | 23700.00 | 799.00 | 23970.00 | 23700.00 | CHENNAI ENGINEERING SERVICES
361.00 | Semi skilled labour | 90.00 | Man- Days |  | 1037.00 | 93330.00 | 900.00 | 81000.00 | 800.00 | 72000.00 | 799.00 | 71910.00 | 71910.00 | DElite System Engineering (India) Pvt. Ltd.
362.00 | Unskilled labour | 90.00 | Man- Days |  | 1002.00 | 90180.00 | 800.00 | 72000.00 | 750.00 | 67500.00 | 799.00 | 71910.00 | 67500.00 | CHENNAI ENGINEERING SERVICES
363.00 | Providing Excavater (JCB) including Operator for emergency / un anticipated break down / maintenance work, cable works etc., complete as required. | 16.00 | Hrs |  | 1034.00 | 16544.00 | 1000.00 | 16000.00 | 1200.00 | 19200.00 | 899.00 | 14384.00 | 14384.00 | DElite System Engineering (India) Pvt. Ltd.
364.00 | Providing Tractorwith Trolley including driver and loaders-3, loaders for shifting of debris / wastes from water supply system locations, pump houses etc. to waste dump yard or for emergency / un-anticipated break down / maintenance works etc as required. | 16.00 | Hrs |  | 230.00 | 3680.00 | 1000.00 | 16000.00 | 1000.00 | 16000.00 | 1999.00 | 31984.00 | 3680.00 | Hubert Enviro Care Systems Pvt Ltd
365.00 | Providing One Welder alongwith Electric welding machine and welding rods for carrrying out welding works during any urgent Preventive Maintenance/ Breakdown Maintenance /Emergency work as and when required. | 50.00 | Hrs |  | 172.00 | 8600.00 | 1300.00 | 65000.00 | 300.00 | 15000.00 | 499.00 | 24950.00 | 8600.00 | Hubert Enviro Care Systems Pvt Ltd
366.00 | SUB HEAD - III (Maintainance works)
367.00 | Supply of Activated Sludge (MLSS) to Chennai 2 MLD Sewage Treatment Plant at Chennai Airport as and when required (Note: 1 Lot of MLSS = 9000 Litres) | 3.00 | Lot |  | 5747.00 | 17241.00 | 11000.00 | 33000.00 | 10000.00 | 30000.00 | 10000.00 | 30000.00 | 17241.00 | Hubert Enviro Care Systems Pvt Ltd
368.00 | Supply of Moving Bed Bio Reactor media MOC:polyproplene,400 M2/M3, cylindrical external fins, Height/Dia of 15mm/22mm, PSA/TSA of minimum 75 % - confirmaing to technical specifications in existing aeration tank including transport, unloading at AAI store etc. complete as required. | 10.00 | CUM |  | 9770.00 | 97700.00 | 9500.00 | 95000.00 | 12500.00 | 125000.00 | 29999.00 | 299990.00 | 95000.00 | Eco Protection Engineers Pvt Ltd
369.00 | Replacement of entire strainer nozzles Method of Characteristics (MOC) :Plastic,K1+NU 60, 70 Dia x 48 Height, Size of nozzle connection:M24 x 50/80, slit size:0.2 mm, No of slits per nozzle:40 Nos. in softener tank including evacuation, storage & refilling of existing Softener Resin Media in Softener Vessel (6400 Ltr ) as per specification & standard design complete etc as required. Media:6400 Ltrs/Vessel | 2.00 | Job |  | 32184.00 | 64368.00 | 50000.00 | 100000.00 | 20000.00 | 40000.00 | 169999.00 | 339998.00 | 40000.00 | CHENNAI ENGINEERING SERVICES
370.00 | Provision of fiberglas re-inforced (FRP) lining on existing MS/GI pipe line external surface complete with cleaning,wrapping, fixing with binding components, pigment compund layer as per technical specification complete etc as required. | 100.00 | Sq.Mtr |  | 2299.00 | 229900.00 | 1320.00 | 132000.00 | 300.00 | 30000.00 | 1299.00 | 129900.00 | 30000.00 | CHENNAI ENGINEERING SERVICES
371.00 | Mechanized Cleaning of Clarifier tank including disposal of silt and rubbish etc complete as required as per the direction of Engineer-In-Charge. The cleaning shall consist of following operations: 1. De-watering of sump. 2. Entire surface area (walls, floor etc) of the sump shall then scrubbed thoroughly with wire brush etc. and pressure washed with high pressure water jet. 3.Wall painting of entire clarifier surface inside and outside with approved paint to achieve even shade and color. 4.Painting of all metallic parts of the reactor clarifier-Detention Hood, Draft tube, Drive wheel (Iylam), clarifier scrapper arm, Bridge, Impeller, staircase etc after through scrapping, Sodium hypo treatment of submerged parts and replacing the rusted nut, bolt washer, scrapper blade etc., complete as per the site requirements. | 1.00 | Job |  | 57471.00 | 57471.00 | 11000.00 | 11000.00 | 25000.00 | 25000.00 | 99999.00 | 99999.00 | 11000.00 | Eco Protection Engineers Pvt Ltd
372.00 | De-silting of Equivalization tank (open to air) of 13600X 14350 X 3600 SWD draining out, collection, lifting from Tank floor spreading in sludge bed for proper drying complete with sundries, lighting, blower fan, speciliased labour with protective gear etc., complete as required. | 1.00 | Job |  | 45977.00 | 45977.00 | 16500.00 | 16500.00 | 25000.00 | 25000.00 | 100000.00 | 100000.00 | 16500.00 | Eco Protection Engineers Pvt Ltd
373.00 | Testing of Ion-exchange softener Resin sample from an accredited or OEM lab and submission of original test report to the Engineer-In-Charge. | 6.00 | Job |  | 3448.00 | 20688.00 | 880.00 | 5280.00 | 6000.00 | 36000.00 | 5999.00 | 35994.00 | 5280.00 | Eco Protection Engineers Pvt Ltd
374.00 | Mechanised Cleaning & de-silting of sewage collection well using compressor and associated equipment including dosing of stabaliser chemical for dilution of sludge and disposal of left out sludges away from Airport premises etc., complete as required.
375.00 | STP Collection well at 2 MLD STP-(10 depth X 14 Mtr Dia) | 1.00 | Job |  | 22989.00 | 22989.00 | 5500.00 | 5500.00 | 130000.00 | 130000.00 | 149000.00 | 149000.00 | 5500.00 | Eco Protection Engineers Pvt Ltd
376.00 | Grid-72 well- (8 X 9 X 6 depth Mtr) | 2.00 | Job |  | 17241.00 | 34482.00 | 5500.00 | 11000.00 | 120000.00 | 240000.00 | 199999.00 | 399998.00 | 11000.00 | Eco Protection Engineers Pvt Ltd
377.00 | Residential colony-sewage wells i) 2.36 dia X 7 Mtr Depth - 2No ii) 3.56 dia X 7.9 Mtr Depth -1No Sl.No.i) & ii) = 1Job | 1.00 | Job |  | 57471.00 | 57471.00 | 3300.00 | 3300.00 | 80000.00 | 80000.00 | 209000.00 | 209000.00 | 3300.00 | Eco Protection Engineers Pvt Ltd
378.00 | Cleaning of sewage (sumps of depth 10 to 15 feet, size from 500 Cubic feet to 1000 cubic feet) in Domestic and International terminal basement with mechanised de-silting compressor, sump scrubbing, debris removal and disposal of left out sludges away from Airport premises as per direction of Engineer-In-Charge etc complete as required.
379.00 | Sewage sump with depth 10 to 15 feet -all size (500 Cubic feet to 1000 cubic feet) | 8.00 | Job |  | 80460.00 | 643680.00 | 11000.00 | 88000.00 | 18000.00 | 144000.00 | 29999.00 | 239992.00 | 88000.00 | Eco Protection Engineers Pvt Ltd
380.00 | Supply and Installation of various Mild Steel structure fabricated using single section MS Channel/angle/flat/bar etc including cutting, welding, drilling, fixing in position using appropriate fasteners, grinding, painting with approved steel primer and two coats enamel paint etc. complete as required. | 1000.00 | Kgs |  | 103.00 | 103000.00 | 130.00 | 130000.00 | 70.00 | 70000.00 | 79.00 | 79000.00 | 70000.00 | CHENNAI ENGINEERING SERVICES
381.00 | Brush/Spray Painting of various metal surfaces after cleaning/scrapping the surface with emery paper and applying 02 coat anti-corrosive metal red-oxide primer & 2 coats Enamel paint of approved brand and colour to give an even shade complete etc as required (Paint Colour to be decided by Engineer-In-Charge). | 1000.00 | Sq.Mtr |  | 52.00 | 52000.00 | 203.50 | 203500.00 | 100.00 | 100000.00 | 99.00 | 99000.00 | 52000.00 | Hubert Enviro Care Systems Pvt Ltd
382.00 | Supply and replacement of 100mm dia pressure guages, 0-200PSI, H.Guru make or as per the approved make, specification including welding of GI nipple and necessary connection as required & as per direction of Engineer-In-Charge. | 10.00 | Nos |  | 2069.00 | 20690.00 | 49500.00 | 495000.00 | 1200.00 | 12000.00 | 1299.00 | 12990.00 | 12000.00 | CHENNAI ENGINEERING SERVICES
383.00 | Supply and fixing of non-corrosive Fiberglass Reinforced Plastic (FRP) molded grating (Load : atleast 500Kg/Sq.mtr) walkway of Mesh size 38mm X 38mm , Height: 38 mm, 3 mm thickness Chequered plate molded onto FRP Grating, With Rib thickness 5/7 mm on existing sump including fixing of newly fabricated bottom Frame using MS L-Channel 50mm X 50mm X 5mm, painting of metal surface with 01 coat anticorrosive metal primer and 02 coats enamel paint, providing of MS/GI hooks for lifting and civil modification works (CC chipping, filling, finishing) for proper insertion & seating etc. complete as required. | 100.00 | Sq.Mtr |  | 747.00 | 74700.00 | 22000.00 | 2200000.00 | 3000.00 | 300000.00 | 5099.00 | 509900.00 | 74700.00 | Hubert Enviro Care Systems Pvt Ltd
384.00 | Supplying and Installing following size of perforated Hot Dipped Galvanised Iron cable tray with perforation not more than 17.5%, in convenient sections, joined with connectors, supported at various locations with appropriate supports including G.I. bolts & nuts, etc as required.
385.00 | 150 mm width X 50 mm depth X 1.6 mm thickness | 30.00 | Mtr |  | 575.00 | 17250.00 | 400.00 | 12000.00 | 357.00 | 10710.00 | 999.00 | 29970.00 | 10710.00 | CHENNAI ENGINEERING SERVICES
386.00 | 300 mm width X 50 mm depth X 1.6 mm thickness | 30.00 | Mtr |  | 920.00 | 27600.00 | 450.00 | 13500.00 | 568.00 | 17040.00 | 999.00 | 29970.00 | 13500.00 | Eco Protection Engineers Pvt Ltd
387.00 | 450 mm width X 50 mm depth X 2.0 mm thickness | 30.00 | Mtr |  | 1724.00 | 51720.00 | 500.00 | 15000.00 | 984.00 | 29520.00 | 999.00 | 29970.00 | 15000.00 | Eco Protection Engineers Pvt Ltd
388.00 | Supplying, fixing, testing and commissioning of Butterfly Valve (Manual) with CI body,SS disc,SS stem, nitrile/EPDM rubber seal,O - ring & PN 16 pressure rating alongwith bolt, nut ,washer as per following sizes etc including dismantling the existing valve complete as required.
389.00 | Butterfly Valve-200 mm Dia | 4.00 | No |  | 9195.00 | 36780.00 | 6600.00 | 26400.00 | 9900.00 | 39600.00 | 6999.00 | 27996.00 | 26400.00 | Eco Protection Engineers Pvt Ltd
390.00 | Butterfly Valve-150 mm Dia | 5.00 | No |  | 6322.00 | 31610.00 | 5000.00 | 25000.00 | 5610.00 | 28050.00 | 6999.00 | 34995.00 | 25000.00 | Eco Protection Engineers Pvt Ltd
391.00 | Butterfly Valve- 125 mm Dia | 1.00 | No |  | 5172.00 | 5172.00 | 3500.00 | 3500.00 | 4188.00 | 4188.00 | 5999.00 | 5999.00 | 3500.00 | Eco Protection Engineers Pvt Ltd
392.00 | Butterfly Valve- 100 mm Dia | 4.00 | No |  | 3793.00 | 15172.00 | 3000.00 | 12000.00 | 2590.00 | 10360.00 | 4999.00 | 19996.00 | 10360.00 | CHENNAI ENGINEERING SERVICES
393.00 | Butterfly Valve- 80 mm Dia | 2.00 | No |  | 2989.00 | 5978.00 | 2500.00 | 5000.00 | 2100.00 | 4200.00 | 3999.00 | 7998.00 | 4200.00 | CHENNAI ENGINEERING SERVICES
394.00 | Butterfly Valve- 65 mm Dia | 1.00 | No |  | 2299.00 | 2299.00 | 2000.00 | 2000.00 | 1700.00 | 1700.00 | 3999.00 | 3999.00 | 1700.00 | CHENNAI ENGINEERING SERVICES
395.00 | Butterfly Valve- 50 mm Dia | 4.00 | No |  | 1954.00 | 7816.00 | 1800.00 | 7200.00 | 1500.00 | 6000.00 | 2999.00 | 11996.00 | 6000.00 | CHENNAI ENGINEERING SERVICES
396.00 | Supplying and fixing of following sizes of medium class PVC conduit along with accessories in surface/recess including cutting the wall and making good the same in case of recessed conduit as required.
397.00 | 50 mm | 200.00 | Mtr |  | 172.00 | 34400.00 | 200.00 | 40000.00 | 145.00 | 29000.00 | 109.00 | 21800.00 | 21800.00 | DElite System Engineering (India) Pvt. Ltd.
398.00 | Supply of Softener Resin media (Indion 225 Na only) for top-up including transport loading, unloading at AAI site etc complete as required. | 5500.00 | Ltr |  | 138.00 | 759000.00 | 150.00 | 825000.00 | 80.00 | 440000.00 | 109.00 | 599500.00 | 440000.00 | CHENNAI ENGINEERING SERVICES
399.00 | Replacement of full pressure tank (Tank.Bladder,drain kit,flange etc) including dismantling the existing tank and installation of following capacity tank alongwith providing necessary pipeline connection for satisfactory working of Hydro Pneumatic Syatem (HPS) at various location of Chennai Airport etc complete as required.
400.00 | Wellmate pressure tank WM9 or equivalent | 1.00 | No |  | 18966.00 | 18966.00 | 22000.00 | 22000.00 | 19999.00 | 19999.00 | 19000.00 | 19000.00 | 18966.00 | Hubert Enviro Care Systems Pvt Ltd
401.00 | Wellmate pressure tank WM35 or equivalent | 4.00 | No |  | 43678.00 | 174712.00 | 30000.00 | 120000.00 | 46800.00 | 187200.00 | 55000.00 | 220000.00 | 120000.00 | Eco Protection Engineers Pvt Ltd
402.00 | Wellmate pressure tank WM80 or equivalent | 2.00 | No |  | 91954.00 | 183908.00 | 20000.00 | 40000.00 | 125000.00 | 250000.00 | 115000.00 | 230000.00 | 40000.00 | Eco Protection Engineers Pvt Ltd
403.00 | Replacement of following Pressure Tank Bladder including removing of damaged bladder and providing New Bladder,filling air upto required pressure alongwith providing necessary pipeline connection for satisfactory working of Hydro Pneumatic Syatem (HPS) at various location of Chennai Airport etc complete as required.
404.00 | Wellmate pressure tank WM9 or equivalent | 2.00 | No |  | 18966.00 | 37932.00 | 220000.00 | 440000.00 | 18000.00 | 36000.00 | 17999.00 | 35998.00 | 35998.00 | DElite System Engineering (India) Pvt. Ltd.
405.00 | Wellmate pressure tank WM35 or equivalent | 2.00 | No |  | 43678.00 | 87356.00 | 30000.00 | 60000.00 | 30000.00 | 60000.00 | 17999.00 | 35998.00 | 35998.00 | DElite System Engineering (India) Pvt. Ltd.
406.00 | Wellmate pressure tank WM80 or equivalent | 2.00 | No |  | 91954.00 | 183908.00 | 20000.00 | 40000.00 | 72000.00 | 144000.00 | 47999.00 | 95998.00 | 40000.00 | Eco Protection Engineers Pvt Ltd
407.00 | Zilmat ultra pro 500LV pressure Tank or equivalent | 2.00 | No |  | 74713.00 | 149426.00 | 7500.00 | 15000.00 | 42000.00 | 84000.00 | 47999.00 | 95998.00 | 15000.00 | Eco Protection Engineers Pvt Ltd
408.00 | Periodical health checkup of entire Hydro Pneumatic System on Quarterly basis by OEM M/s.Grundfos or OEM authorized agency and attending minor faults of Equipment’s, filling of air in Pressure tank using compressor upto required pressure, ensuring 100% Serviceability/ Satisfactory Working Condition of the system as per Standard Manufacturers' Practices, replacement of spares which will be supplied by AAI and submission of Service Reports etc as required and as per direction of Engineer-In-Charge. Note: Health check up of 01 HPS system will be treated as 01 Job | 36.00 | Jobs |  | 4598.00 | 165528.00 | 6000.00 | 216000.00 | 4500.00 | 162000.00 | 5099.00 | 183564.00 | 162000.00 | CHENNAI ENGINEERING SERVICES
409.00 | Maintenance of 62.5 KVA Cummins Make DG Set mounted on Grundfos make dewatering Trolley by OEM/OEM Authorised Service Dealer, carrying out Routine/Preventive Maintenance on Quarterly Visit Basis, attending All Breakdown Maintenance Calls, carrying out "B" Check of Engines and attending minor faults of Equipment’s, ensuring 100% Serviceability/ Satisfactory Working Condition of the Engine, as per Standard Manufacturers' Practices as per Special Terms and Conditions and submission of Service Reports etc as required and as per direction of Engineer-In-Charge.
410.00 | Quarterly visit Charges/ DG coupled Pumpset | 8.00 | Jobs |  | 6897.00 | 55176.00 | 5000.00 | 40000.00 | 2300.00 | 18400.00 | 3999.00 | 31992.00 | 18400.00 | CHENNAI ENGINEERING SERVICES
411.00 | B Check Charge/ Engine | 2.00 | Job |  | 6897.00 | 13794.00 | 6000.00 | 12000.00 | 4500.00 | 9000.00 | 6999.00 | 13998.00 | 9000.00 | CHENNAI ENGINEERING SERVICES
412.00 | Maintenance of 156HP Kirloskar make dewatering Pumpset alongwith Diesel Engine by OEM/OEM Authorised Service Dealer, carrying out Routine/Preventive Maintenance on Quarterly Visit Basis, attending All Breakdown Maintenance Calls, carrying out "B" Check of Diesel Engines and attending minor faults of Equipment’s, ensuring 100% Serviceability/ Satisfactory Working Condition of the Engine, as per Standard Manufacturers' Practices as per Special Terms and Conditions and submission of Service Reports etc as required and as per direction of Engineer-In-Charge.
413.00 | Quarterly visit Charges/Dewatering Pumpset | 8.00 | Jobs |  | 6897.00 | 55176.00 | 5000.00 | 40000.00 | 12000.00 | 96000.00 | 14000.00 | 112000.00 | 40000.00 | Eco Protection Engineers Pvt Ltd
414.00 | B Check Charge/ Engine | 2.00 | Job |  | 6897.00 | 13794.00 | 6000.00 | 12000.00 | 8000.00 | 16000.00 | 10000.00 | 20000.00 | 12000.00 | Eco Protection Engineers Pvt Ltd
415.00 | Maintenance & Servicing of following diesel engine operated dewatering pumpset and carrying out 'B' Check as per Special Terms and Conditions and submission of Service Reports etc as required and as per direction of Engineer-In-Charge
416.00 | 5 HP Kirloskar Diesel engine coupled dewatering pump | 6.00 | Job |  | 6897.00 | 41382.00 | 5500.00 | 33000.00 | 25000.00 | 150000.00 | 27999.00 | 167994.00 | 33000.00 | Eco Protection Engineers Pvt Ltd
417.00 | Calibration of Digital Electro-Magnetic Flow meter available at various locations from the certified agency and submitting report to Engineer-In-Charge | 24.00 | Job |  | 5747.00 | 137928.00 | 5500.00 | 132000.00 | 3000.00 | 72000.00 | 2999.00 | 71976.00 | 71976.00 | DElite System Engineering (India) Pvt. Ltd.
418.00 | Sub Head-IV Supply of Spares
419.00 | Supply of following Plumbing accessories/Submersible Pump accessories for various installations & locations etc as and when required.
420.00 | 50mm B-Class GI Pipe (10 feet) (Threaded both Ends) Tata make Only | 100.00 | Each |  | 1724.00 | 172400.00 | 1650.00 | 165000.00 | 1680.00 | 168000.00 | 1200.00 | 120000.00 | 120000.00 | DElite System Engineering (India) Pvt. Ltd.
421.00 | 2 inch coupling -100 mm long (Threaded Coupling) | 50.00 | Nos |  | 139.00 | 6950.00 | 40.00 | 2000.00 | 160.00 | 8000.00 | 599.00 | 29950.00 | 2000.00 | Eco Protection Engineers Pvt Ltd
422.00 | 50 mm X 12 mm C- clamp set with nut bolt. | 20.00 | Set |  | 34.00 | 680.00 | 20.00 | 400.00 | 14.00 | 280.00 | 599.00 | 11980.00 | 280.00 | CHENNAI ENGINEERING SERVICES
423.00 | GI elbow-2" (50 mm) Threaded | 10.00 | Nos |  | 176.00 | 1760.00 | 110.00 | 1100.00 | 110.00 | 1100.00 | 599.00 | 5990.00 | 1100.00 | CHENNAI ENGINEERING SERVICES, Eco Protection Engineers Pvt Ltd
424.00 | GI Flange-2" (50mm) Threaded | 10.00 | set |  | 406.00 | 4060.00 | 220.00 | 2200.00 | 240.00 | 2400.00 | 599.00 | 5990.00 | 2200.00 | Eco Protection Engineers Pvt Ltd
425.00 | GI Pipe Nipple-2" X 12" long | 20.00 | Nos |  | 167.00 | 3340.00 | 105.00 | 2100.00 | 110.00 | 2200.00 | 599.00 | 11980.00 | 2100.00 | Eco Protection Engineers Pvt Ltd
426.00 | Water Meter-2" (50 mm) Flanged End | 10.00 | Nos |  | 6092.00 | 60920.00 | 600.00 | 6000.00 | 3800.00 | 38000.00 | 11600.00 | 116000.00 | 6000.00 | Eco Protection Engineers Pvt Ltd
427.00 | GI flexible Conduit PVC coated-2" | 100.00 | Mtr |  | 2299.00 | 229900.00 | 140.00 | 14000.00 | 140.00 | 14000.00 | 600.00 | 60000.00 | 14000.00 | CHENNAI ENGINEERING SERVICES, Eco Protection Engineers Pvt Ltd
428.00 | Water Level Controller (Make: L&T Model:XM81053OOOO or equivelant) | 4.00 | No |  | 2874.00 | 11496.00 | 17000.00 | 68000.00 | 1000.00 | 4000.00 | 1299.00 | 5196.00 | 4000.00 | CHENNAI ENGINEERING SERVICES
429.00 | Water Level Controller Probes (Make:L&T Model: XM81076OOOO or equivelant) (Set of 6Nos) | 4.00 | Set |  | 2299.00 | 9196.00 | 17000.00 | 68000.00 | 700.00 | 2800.00 | 599.00 | 2396.00 | 2396.00 | DElite System Engineering (India) Pvt. Ltd.
430.00 | NRV wafer type:Body CI, disc SS, Seat:Nitrile/EPDM PN-16
431.00 | 150 mm Dia | 2.00 | No |  | 6498.00 | 12996.00 | 2200.00 | 4400.00 | 3600.00 | 7200.00 | 3999.00 | 7998.00 | 4400.00 | Eco Protection Engineers Pvt Ltd
432.00 | 100 mm Dia | 2.00 | No |  | 3780.00 | 7560.00 | 1200.00 | 2400.00 | 1980.00 | 3960.00 | 3999.00 | 7998.00 | 2400.00 | Eco Protection Engineers Pvt Ltd
433.00 | 80 mm Dia | 2.00 | No |  | 2853.00 | 5706.00 | 1000.00 | 2000.00 | 1350.00 | 2700.00 | 1299.00 | 2598.00 | 2000.00 | Eco Protection Engineers Pvt Ltd
434.00 | 50 mm Dia | 2.00 | No |  | 2078.00 | 4156.00 | 800.00 | 1600.00 | 880.00 | 1760.00 | 999.00 | 1998.00 | 1600.00 | Eco Protection Engineers Pvt Ltd
435.00 | NRV Dual Plate type:Body CI, disc SS, Seat:Nitrile/EPDM PN-16
436.00 | 150 mm Dia | 2.00 | No |  | 9080.00 | 18160.00 | 5500.00 | 11000.00 | 2850.00 | 5700.00 | 5999.00 | 11998.00 | 5700.00 | CHENNAI ENGINEERING SERVICES
437.00 | 100 mm Dia | 5.00 | No |  | 6718.00 | 33590.00 | 2300.00 | 11500.00 | 1250.00 | 6250.00 | 4999.00 | 24995.00 | 6250.00 | CHENNAI ENGINEERING SERVICES
438.00 | 80 mm Dia | 2.00 | No |  | 5287.00 | 10574.00 | 2100.00 | 4200.00 | 900.00 | 1800.00 | 3999.00 | 7998.00 | 1800.00 | CHENNAI ENGINEERING SERVICES
439.00 | NRV:MOC-Gun Metal of approved quality (screwed end) :
440.00 | 40 mm nominal bore (Horizontal) | 2.00 | No |  | 2659.00 | 5318.00 | 2000.00 | 4000.00 | 1275.00 | 2550.00 | 1599.00 | 3198.00 | 2550.00 | CHENNAI ENGINEERING SERVICES
441.00 | 50 mm nominal bore (Horizontal) | 5.00 | No |  | 3023.00 | 15115.00 | 3200.00 | 16000.00 | 1840.00 | 9200.00 | 2199.00 | 10995.00 | 9200.00 | CHENNAI ENGINEERING SERVICES
442.00 | 80 mm nominal bore (Horizontal) | 1.00 | No |  | 8602.00 | 8602.00 | 4400.00 | 4400.00 | 900.00 | 900.00 | 5999.00 | 5999.00 | 900.00 | CHENNAI ENGINEERING SERVICES
443.00 | Gate Valve:MOC-Gun Metal with C.I. wheel of approved quality (screwed end) :
444.00 | 80 mm nominal bore | 1.00 | No |  | 13059.00 | 13059.00 | 5000.00 | 5000.00 | 5700.00 | 5700.00 | 7199.00 | 7199.00 | 5000.00 | Eco Protection Engineers Pvt Ltd
445.00 | 50 mm nominal bore | 5.00 | No |  | 5279.00 | 26395.00 | 2300.00 | 11500.00 | 2000.00 | 10000.00 | 3199.00 | 15995.00 | 10000.00 | CHENNAI ENGINEERING SERVICES
446.00 | 40 mm nominal bore | 2.00 | No |  | 3793.00 | 7586.00 | 2000.00 | 4000.00 | 1400.00 | 2800.00 | 2399.00 | 4798.00 | 2800.00 | CHENNAI ENGINEERING SERVICES
447.00 | 25 mm nominal bore | 2.00 | No |  | 1249.00 | 2498.00 | 1100.00 | 2200.00 | 650.00 | 1300.00 | 1299.00 | 2598.00 | 1300.00 | CHENNAI ENGINEERING SERVICES
448.00 | Dummy Flange:MOC-Mild Steel with suitable Nuts & Bolts etc.
449.00 | 6" MS Dummy Flange-20mm Thick | 2.00 | No |  | 1126.00 | 2252.00 | 400.00 | 800.00 | 820.00 | 1640.00 | 799.00 | 1598.00 | 800.00 | Eco Protection Engineers Pvt Ltd
450.00 | 4" MS Dummy Flange-20mm Thick | 2.00 | No |  | 747.00 | 1494.00 | 300.00 | 600.00 | 250.00 | 500.00 | 799.00 | 1598.00 | 500.00 | CHENNAI ENGINEERING SERVICES
451.00 | Supply of Flat Three Core PVC Insulated & PVC Sheathed Industrial Cable for Submersible Pump Motors 1100 Volts, conforming to IS: 694, suitable for installation with Deep Borewell pump of suitable length etc., as required.
452.00 | 2.5 Sqmm X 3 Core flat cable | 600.00 | Mtr |  | 115.00 | 69000.00 | 110.00 | 66000.00 | 100.00 | 60000.00 | 109.00 | 65400.00 | 60000.00 | CHENNAI ENGINEERING SERVICES
453.00 | 4 Sqmm X 3 Core flat cable | 400.00 | Mtr |  | 172.00 | 68800.00 | 140.00 | 56000.00 | 130.00 | 52000.00 | 159.00 | 63600.00 | 52000.00 | CHENNAI ENGINEERING SERVICES
454.00 | 6 Sqmm X 3 Core flat cable | 100.00 | Mtr |  | 207.00 | 20700.00 | 180.00 | 18000.00 | 200.00 | 20000.00 | 229.00 | 22900.00 | 18000.00 | Eco Protection Engineers Pvt Ltd
455.00 | Supply of following panel board starter suitable to operate with 415 V, 50 Hz, 3 phase AC power supply various installations & locations etc as and when required.
456.00 | 3HP/2.2 KW DOL Starter Panel | 5.00 | Nos |  | 17241.00 | 86205.00 | 2800.00 | 14000.00 | 3000.00 | 15000.00 | 2999.00 | 14995.00 | 14000.00 | Eco Protection Engineers Pvt Ltd
457.00 | 7.5HP/5.5KW Star-Delta Starter Panel | 2.00 | Nos |  | 20690.00 | 41380.00 | 7200.00 | 14400.00 | 7000.00 | 14000.00 | 5999.00 | 11998.00 | 11998.00 | DElite System Engineering (India) Pvt. Ltd.
458.00 | Supply of Borewell type Submersible Pumpset of Suitable rating, water filled cooling type, with SS strainer, SS Body,Noryl Impellers using anti-friction bearing, energy efficient type operated on 415V, 3 Phase,50Hz power for installation into 6'' dia borewell including loading, unloading at site complete etc as required. (Maximum borewell depth 250 feet)
459.00 | 5HP 3Phase - Borewell pump (Model No:KS4D 5025, Make: Kirloskar) | 2.00 | No |  | 17241.00 | 34482.00 | 6200.00 | 12400.00 | 32000.00 | 64000.00 | 25999.00 | 51998.00 | 12400.00 | Eco Protection Engineers Pvt Ltd
460.00 | 3HP 3Phase- Borewell Submersible pump (Model No:KS4D 3017, Make: Kirloskar) | 2.00 | No |  | 9770.00 | 19540.00 | 5800.00 | 11600.00 | 22000.00 | 44000.00 | 23999.00 | 47998.00 | 11600.00 | Eco Protection Engineers Pvt Ltd
461.00 | Supply & fixing of following Hydro Pneumatic system spares for various location as and whwn required.
462.00 | Drain Kit for WM9 Pressure Tank | 2.00 | No |  | 5517.00 | 11034.00 | 2000.00 | 4000.00 | 5500.00 | 11000.00 | 5999.00 | 11998.00 | 4000.00 | Eco Protection Engineers Pvt Ltd
463.00 | Drain Kit for WM35 Pressure Tank | 2.00 | No |  | 7471.00 | 14942.00 | 2000.00 | 4000.00 | 5500.00 | 11000.00 | 5999.00 | 11998.00 | 4000.00 | Eco Protection Engineers Pvt Ltd
464.00 | Flange for Zilmat ultra pro pressure Tank | 2.00 | No |  | 6153.00 | 12306.00 | 1500.00 | 3000.00 | 6000.00 | 12000.00 | 5999.00 | 11998.00 | 3000.00 | Eco Protection Engineers Pvt Ltd
465.00 | Multi pump control CU352 | 2.00 | No |  | 80460.00 | 160920.00 | 2500.00 | 5000.00 | 60000.00 | 120000.00 | 49000.00 | 98000.00 | 5000.00 | Eco Protection Engineers Pvt Ltd
466.00 | IO351B Module digital/analog | 2.00 | No |  | 23115.00 | 46230.00 | 2000.00 | 4000.00 | 19000.00 | 38000.00 | 19999.00 | 39998.00 | 4000.00 | Eco Protection Engineers Pvt Ltd
467.00 | R core transformer 100VA | 2.00 | No |  | 4980.00 | 9960.00 | 1500.00 | 3000.00 | 5500.00 | 11000.00 | 5999.00 | 11998.00 | 3000.00 | Eco Protection Engineers Pvt Ltd
468.00 | R core transformer 150VA | 2.00 | No |  | 4980.00 | 9960.00 | 2000.00 | 4000.00 | 5500.00 | 11000.00 | 5999.00 | 11998.00 | 4000.00 | Eco Protection Engineers Pvt Ltd
469.00 | Pressure Transmitter 0-16 Bar | 2.00 | No |  | 9949.00 | 19898.00 | 2200.00 | 4400.00 | 7500.00 | 15000.00 | 9999.00 | 19998.00 | 4400.00 | Eco Protection Engineers Pvt Ltd
470.00 | Supply of actuator operated butterfly valve for Hydro Pneumatic System as and when required
471.00 | 200 mm Dia Butterfly valve with Actuator Model No. VS150.90A.G00 or equivalent | 2.00 | No |  | 5172.00 | 10344.00 | 22000.00 | 44000.00 | 100000.00 | 200000.00 | 15000.00 | 30000.00 | 10344.00 | Hubert Enviro Care Systems Pvt Ltd
472.00 | 150 mm Dia Butterfly valve with Actuator Model No. VS150.90A.G00 or equivalent | 2.00 | No |  | 4598.00 | 9196.00 | 18000.00 | 36000.00 | 50000.00 | 100000.00 | 15000.00 | 30000.00 | 9196.00 | Hubert Enviro Care Systems Pvt Ltd
473.00 | 100 mm Dia Butterfly valve with Actuator Model No.ER35.90A.M00 or equivalent | 2.00 | No |  | 4023.00 | 8046.00 | 15000.00 | 30000.00 | 35000.00 | 70000.00 | 15000.00 | 30000.00 | 8046.00 | Hubert Enviro Care Systems Pvt Ltd
474.00 | 50 mm Dia Butterfly valve with Actuator Model No.ER20.X0A.M00 or equivalent | 2.00 | No |  | 2874.00 | 5748.00 | 10000.00 | 20000.00 | 30000.00 | 60000.00 | 15000.00 | 30000.00 | 5748.00 | Hubert Enviro Care Systems Pvt Ltd
475.00 | 40 mm Dia Butterfly valve with Actuator Model No.ER20.X0A.M00 or equivalent | 2.00 | No |  | 2529.00 | 5058.00 | 9000.00 | 18000.00 | 30000.00 | 60000.00 | 15000.00 | 30000.00 | 5058.00 | Hubert Enviro Care Systems Pvt Ltd
476.00 | Supply of spares for 156HP Kirloskar make Diesel Generator Trolley Mounted De-watering Pumpset etc complete as an when required.
477.00 | Impeller Nut | 1.00 | No |  | 402.00 | 402.00 | 40.00 | 40.00 | 3500.00 | 3500.00 | 1000.00 | 1000.00 | 40.00 | Eco Protection Engineers Pvt Ltd
478.00 | Shaft Sleeve | 1.00 | No |  | 1724.00 | 1724.00 | 2500.00 | 2500.00 | 4500.00 | 4500.00 | 1000.00 | 1000.00 | 1000.00 | DElite System Engineering (India) Pvt. Ltd.
479.00 | Set of Keys | 1.00 | No |  | 862.00 | 862.00 | 600.00 | 600.00 | 3000.00 | 3000.00 | 1000.00 | 1000.00 | 600.00 | Eco Protection Engineers Pvt Ltd
480.00 | Set of Fastener | 1.00 | No |  | 1724.00 | 1724.00 | 2300.00 | 2300.00 | 4000.00 | 4000.00 | 1000.00 | 1000.00 | 1000.00 | DElite System Engineering (India) Pvt. Ltd.
481.00 | Set of Bearing | 1.00 | No |  | 5172.00 | 5172.00 | 5000.00 | 5000.00 | 35000.00 | 35000.00 | 1000.00 | 1000.00 | 1000.00 | DElite System Engineering (India) Pvt. Ltd.
482.00 | Set of Gland Packing | 1.00 | No |  | 2011.00 | 2011.00 | 2500.00 | 2500.00 | 12000.00 | 12000.00 | 1000.00 | 1000.00 | 1000.00 | DElite System Engineering (India) Pvt. Ltd.
483.00 | Set of Gasket | 1.00 | No |  | 2644.00 | 2644.00 | 1200.00 | 1200.00 | 1999.00 | 1999.00 | 1000.00 | 1000.00 | 1000.00 | DElite System Engineering (India) Pvt. Ltd.
484.00 | Set of Oilseals | 1.00 | No |  | 4138.00 | 4138.00 | 600.00 | 600.00 | 3000.00 | 3000.00 | 1000.00 | 1000.00 | 600.00 | Eco Protection Engineers Pvt Ltd
485.00 | Set of Ring | 1.00 | No |  | 2011.00 | 2011.00 | 700.00 | 700.00 | 1999.00 | 1999.00 | 1000.00 | 1000.00 | 700.00 | Eco Protection Engineers Pvt Ltd
486.00 | Sub head - V Supply of Chemicals
487.00 | Supply of following chemicals for water treatment plant and tertiary treatment plant to be supplied as and when required as per site requirement.
488.00 | Per Year requirement
489.00 | Solid Dosing chemical
490.00 | Hydrant Lime 80% concentration | 500.00 | Kgs |  | 19.00 | 9500.00 | 25.00 | 12500.00 | 10.00 | 5000.00 | 19.00 | 9500.00 | 5000.00 | CHENNAI ENGINEERING SERVICES
491.00 | Dolomite 70% concentration | 500.00 | Kgs |  | 5.00 | 2500.00 | 20.00 | 10000.00 | 10.00 | 5000.00 | 19.00 | 9500.00 | 2500.00 | Hubert Enviro Care Systems Pvt Ltd
492.00 | Soda Ash 98% concentration | 500.00 | Kgs |  | 66.00 | 33000.00 | 80.00 | 40000.00 | 10.00 | 5000.00 | 39.00 | 19500.00 | 5000.00 | CHENNAI ENGINEERING SERVICES
493.00 | Liquid Dosing Chemicals
494.00 | Hydro Chloric Acid 35% concentration | 10000.00 | Ltr |  | 5.00 | 50000.00 | 24.20 | 242000.00 | 9.00 | 90000.00 | 14.00 | 140000.00 | 50000.00 | Hubert Enviro Care Systems Pvt Ltd
495.00 | Sodium Hypo Chlorite 6% concentration | 15000.00 | Ltr |  | 8.00 | 120000.00 | 11.00 | 165000.00 | 8.00 | 120000.00 | 14.00 | 210000.00 | 120000.00 | CHENNAI ENGINEERING SERVICES, Hubert Enviro Care Systems Pvt Ltd
496.00 | Aluminium sulphate 24% concentrate (Alum) | 1500.00 | Ltr |  | 21.00 | 31500.00 | 21.00 | 31500.00 | 18.00 | 27000.00 | 18.00 | 27000.00 | 27000.00 | CHENNAI ENGINEERING SERVICES, DElite System Engineering (India) Pvt. Ltd.
497.00 | Test Kit
498.00 | Hardness Test kit-atleast 250 sample (Aquasol AE-211 or equivalent) | 8.00 | Kit |  | 725.00 | 5800.00 | 13.20 | 105.60 | 850.00 | 6800.00 | 1000.00 | 8000.00 | 105.60 | Eco Protection Engineers Pvt Ltd
499.00 | Chloride Test Kit-atleast 300 sample (Aquasol AE-203 or equivalent) | 8.00 | Kit |  | 1000.00 | 8000.00 | 9.90 | 79.20 | 890.00 | 7120.00 | 1000.00 | 8000.00 | 79.20 | Eco Protection Engineers Pvt Ltd
500.00 | Testing Regants, consumables
501.00 | Universal Indicator solution PH 4.0-11.0 (500ML) | 6.00 | Nos. |  | 225.00 | 1350.00 | 1800.00 | 10800.00 | 375.00 | 2250.00 | 999.00 | 5994.00 | 1350.00 | Hubert Enviro Care Systems Pvt Ltd
502.00 | PH Indicator Paper | 6.00 | Boxs. |  | 5250.00 | 31500.00 | 2100.00 | 12600.00 | 300.00 | 1800.00 | 999.00 | 5994.00 | 1800.00 | CHENNAI ENGINEERING SERVICES
503.00 | Salt
504.00 | Industrial Salt NaCl | 125000.00 | Kgs |  | 4.00 | 500000.00 | 7.00 | 875000.00 | 4.00 | 500000.00 | 5.00 | 625000.00 | 500000.00 | CHENNAI ENGINEERING SERVICES, Hubert Enviro Care Systems Pvt Ltd
505.00 | Chemicals for RO Plant (14 Cum/Hr)
506.00 | R.O. Antiscalant | 100.00 | Kgs |  | 188.00 | 18800.00 | 420.00 | 42000.00 | 180.00 | 18000.00 | 199.00 | 19900.00 | 18000.00 | CHENNAI ENGINEERING SERVICES
507.00 | Sodium Meta Bi Sulphate (SMBS) | 100.00 | Kgs |  | 53.00 | 5300.00 | 90.00 | 9000.00 | 60.00 | 6000.00 | 99.00 | 9900.00 | 5300.00 | Hubert Enviro Care Systems Pvt Ltd
508.00 | Supply of Bioculture chemical for dilution of sludge in sewage collection open well etc complete as required.
509.00 | Super24 Bioculture | 500.00 | Kgs |  | 338.00 | 169000.00 | 300.00 | 150000.00 | 450.00 | 225000.00 | 299.00 | 149500.00 | 149500.00 | DElite System Engineering (India) Pvt. Ltd.
510.00 | Oxysuper | 500.00 | Kgs |  | 188.00 | 94000.00 | 450.00 | 225000.00 | 350.00 | 175000.00 | 599.00 | 299500.00 | 94000.00 | Hubert Enviro Care Systems Pvt Ltd
511.00 | Supply of Nanozyme Wastewater Treatment Culture chemical for dilution of sludge in sewage collection open well etc complete as required.
512.00 | Nanozyme-Bet-STP-9013 | 500.00 | Kgs |  | 625.00 | 312500.00 | 1200.00 | 600000.00 | 400.00 | 200000.00 | 299.00 | 149500.00 | 149500.00 | DElite System Engineering (India) Pvt. Ltd.
513.00 | Nutrition-Bet-Nutri-9003 | 500.00 | Kgs |  | 625.00 | 312500.00 | 350.00 | 175000.00 | 120.00 | 60000.00 | 299.00 | 149500.00 | 60000.00 | CHENNAI ENGINEERING SERVICES
514.00 | Supply of stabilizer chemical for dilution of sludge in sewage collection open well etc complete as required. | 500.00 | Ltr |  | 331.00 | 165500.00 | 30.00 | 15000.00 | 80.00 | 40000.00 | 179.00 | 89500.00 | 15000.00 | Eco Protection Engineers Pvt Ltd
515.00 | Sub head - VI Replacement of Filtration media
516.00 | Replacement of outdated filter media in Activated Carbon filter and Multi Grade Filter at old water treatment plant including removal of old outdated media, rinse-cleaning,application of thinner,industrial marine grade epoxy painting, refilling of different gradient media (pebbles, sand, silex,Granular Activated Carbon) in layers as per standard design, technical specifications and disposal of unserviceable media away from chennai airport complete as per the direction of Engineer-in-Charge etc as required.
517.00 | Activated Carbon filter (110 M3/Hr): 2600mm Dia X 2000mm HOS Top Distrubution Header: Inverted Bell Mouth Bottom Collecter : lateral system | 1.00 | Job |  | 161111.00 | 161111.00 | 5000.00 | 5000.00 | 280000.00 | 280000.00 | 219999.00 | 219999.00 | 5000.00 | Eco Protection Engineers Pvt Ltd
518.00 | Activated carbon filter (30 M3/Hr): 1600mm Dia X 2000mm HOS Top Distrubution Header: Inverted Bell Mouth Bottom Collecter: Lateral system | 1.00 | Job |  | 74444.00 | 74444.00 | 4000.00 | 4000.00 | 95000.00 | 95000.00 | 199900.00 | 199900.00 | 4000.00 | Eco Protection Engineers Pvt Ltd
519.00 | Muti-Grade filter (110 M3/Hr)-3000mm Dia X 1800mm HOS Top Distrubution Header: Inverted Bell Mouth Bottom Collecter: Lateral system | 1.00 | Job |  | 66667.00 | 66667.00 | 5000.00 | 5000.00 | 210000.00 | 210000.00 | 159999.00 | 159999.00 | 5000.00 | Eco Protection Engineers Pvt Ltd
520.00 | Muti-Grade filter (30 M3/Hr)-2000mm Dia X 1500mm HOS Top Distrubution Header: Inverted Bell Mouth Bottom Collecter: Lateral system | 1.00 | Job |  | 38889.00 | 38889.00 | 4000.00 | 4000.00 | 95000.00 | 95000.00 | 199000.00 | 199000.00 | 4000.00 | Eco Protection Engineers Pvt Ltd
521.00 | Sub head - VII Contingency
522.00 | Supply of following accessories for contigency/Emergency situations etc complete as required.
523.00 | PVC Flexible Green Hose-4" | 30.00 | Meter |  | 125.00 | 3750.00 | 176.00 | 5280.00 | 300.00 | 9000.00 | 200.00 | 6000.00 | 3750.00 | Hubert Enviro Care Systems Pvt Ltd
524.00 | PVC Green Hose-3" | 30.00 | Meter |  | 100.00 | 3000.00 | 154.00 | 4620.00 | 200.00 | 6000.00 | 200.00 | 6000.00 | 3000.00 | Hubert Enviro Care Systems Pvt Ltd
525.00 | PVC Green Hose-2" | 30.00 | Meter |  | 38.00 | 1140.00 | 77.00 | 2310.00 | 100.00 | 3000.00 | 200.00 | 6000.00 | 1140.00 | Hubert Enviro Care Systems Pvt Ltd
526.00 | Fire Hose-4" | 30.00 | Meter |  | 231.00 | 6930.00 | 330.00 | 9900.00 | 200.00 | 6000.00 | 200.00 | 6000.00 | 6000.00 | CHENNAI ENGINEERING SERVICES, DElite System Engineering (India) Pvt. Ltd.
527.00 | Stainless Steel Hose Clamp-4" | 4.00 | No |  | 163.00 | 652.00 | 66.00 | 264.00 | 30.00 | 120.00 | 200.00 | 800.00 | 120.00 | CHENNAI ENGINEERING SERVICES
528.00 | Stainless Steel Hose Clamp-3" | 6.00 | No |  | 138.00 | 828.00 | 38.50 | 231.00 | 20.00 | 120.00 | 200.00 | 1200.00 | 120.00 | CHENNAI ENGINEERING SERVICES
529.00 | CI Foot valve-3" | 2.00 | No |  | 1750.00 | 3500.00 | 3300.00 | 6600.00 | 700.00 | 1400.00 | 200.00 | 400.00 | 400.00 | DElite System Engineering (India) Pvt. Ltd.
530.00 | CI Hose collar-3" | 2.00 | No |  | 250.00 | 500.00 | 165.00 | 330.00 | 170.00 | 340.00 | 200.00 | 400.00 | 330.00 | Eco Protection Engineers Pvt Ltd
| Total in Figures |  |  |  |  | 54827972.00 |  | 66327497.80 |  | 52704347.00 |  | 57321603.00
Lowest Amount Quoted BY: CHENNAI ENGINEERING SERVICES(52704347.00)

## BOQ Summary
BOQ Summary Details Tender Title: Providing Operation and Maintenance Service of Water Supply System for Old and New Water Treatment Plant, Sewage Treatment Plant, CISF Barracks, Borewells and Open wells at various locations including Softener, RO Plant and DeWatering System Tender ID: 2021_AAI_66516_1
Sheet Name | Sl.No | Bidder Name | Amount | Bid Rank
BoQ1 | 1 | CHENNAI ENGINEERING SERVICES | 52704347.00 | L1
| 2 | Hubert Enviro Care Systems Pvt Ltd | 54827972.00 | L2
| 3 | DElite System Engineering (India) Pvt. Ltd. | 57321603.00 | L3
| 4 | Eco Protection Engineers Pvt Ltd | 66327497.80 | L4