## BoQ1
Government eProcurement System Created By: AVINASH KHAIRNAR Created Date/Time: 08-Apr-2021 12:52 PM Tender Title: Tezu Office Building Tender Tender ID: 2021_AAI_69281_1
Tender Inviting Authority: AGM (E-C), Tezu Airport
Name of Work: Construction of Civil & Electrical Offices at Tezu Airport.
Contract No: AAI/Tezu/E-C/Engg Office/2021 Bid Bo: 2021_AAI_69281_1
SCHEDULE OF WORK / ITEM(S)
Sl.No | Description of Work / Item(s) | No.of Qty | Units | Estimated Rate | M/S TSERING DHONDUP(GSTN-12AKNPD0539N1Z6) |  | HLK Infrastructure Pvt Ltd(GSTN-07AACCH5773N1Z2) |  | M/S RANGKA CONSTRUCTION COMPANY(GSTN-NA) |  | M/s EL & TY Enterprise(GSTN-NA) |  | East India Enterprises(GSTN-NA) |  | T S ENGINEERING ENTERPRISES(GSTN-NA) |  | M/s B.M.Enterprises(GSTN-NA) |  | M/S K.L. ENTERPRISES(GSTN-NA) |  | SEVEN STAR TRADING HOUSE(GSTN-NA) |  | Rynaa Constructionz India(GSTN-NA) |  | M/s Om Traders(GSTN-NA) |  | prodinso pul(GSTN-NA) |  | MS Nabam Budh(GSTN-NA) |  | M/s R.R. Projects(GSTN-NA) |  | M/S ZELIZHU AND SONS(GSTN-NA) |  | M/S Rukmini Traders(GSTN-NA) |  | M/s M Taying Enterprises(GSTN-NA)
[5 empty] | Rate | Amount | Rate | Amount | Rate | Amount | Rate | Amount | Rate | Amount | Rate | Amount | Rate | Amount | Rate | Amount | Rate | Amount | Rate | Amount | Rate | Amount | Rate | Amount | Rate | Amount | Rate | Amount | Rate | Amount | Rate | Amount | Rate | Amount | L1 Amount | L1 Vendor
1.00 | Clearing grass and removal of the rubbish upto a distance of 50m outside the periphery of the area cleared. | 252.00 | sqm | 1.24 | 50.00 | 12600.00 | 8.42 | 2121.84 | 7.00 | 1764.00 | 125.00 | 31500.00 | 60.00 | 15120.00 | 15.00 | 3780.00 | 7.98 | 2010.96 | 7.30 | 1839.60 | 7.00 | 1764.00 | 124.00 | 31248.00 | 10.00 | 2520.00 | 1.00 | 252.00 | 7.17 | 1806.84 | 30.00 | 7560.00 | 125.00 | 31500.00 | 17.00 | 4284.00 | 6.40 | 1612.80 | 252.00 | prodinso pul
2.00 | Earth work in excavation by mechanical means (Hydraulic excavator )/ manual means over areas (exceeding 30cm in depth. 1.5m in width as well as 10 sqm on plan) including getting out and disposal of excavated earth, lead upto 50m and lift upto 1.5m, as directed by Engineer-in-charge. A) All kinds of soil. | 43.00 | Cubic Meter |  | 100.00 | 4300.00 | 239.28 | 10289.04 | 198.00 | 8514.00 | 175.00 | 7525.00 | 190.00 | 8170.00 | 212.00 | 9116.00 | 226.96 | 9759.28 | 207.36 | 8916.48 | 209.00 | 8987.00 | 300.00 | 12900.00 | 180.00 | 7740.00 | 130.00 | 5590.00 | 200.67 | 8628.81 | 410.00 | 17630.00 | 175.00 | 7525.00 | 246.00 | 10578.00 | 181.85 | 7819.55 | 4300.00 | M/S TSERING DHONDUP
3.00 | Earth work in excavation by mechanical means (Hydraulic excavator ) / manual means in foundation trenches or drains (not exceeding 1.5 m in width or 10 sqm on plan))including dressing of sides and ramming of bottoms, lift upto 1.5 m, including getting out the excavated soil and disposal of surplus excavated soil within a lead of 50 m as directed by Engineer-in-charge. A) All kinds of soil. | 257.00 | Cubic Meter |  | 180.00 | 46260.00 | 331.97 | 85316.29 | 275.00 | 70675.00 | 185.00 | 47545.00 | 270.00 | 69390.00 | 245.00 | 62965.00 | 318.20 | 81777.40 | 287.70 | 73938.90 | 290.00 | 74530.00 | 350.00 | 89950.00 | 300.00 | 77100.00 | 425.00 | 109225.00 | 222.58 | 57203.06 | 200.00 | 51400.00 | 185.00 | 47545.00 | 341.00 | 87637.00 | 252.30 | 64841.10 | 46260.00 | M/S TSERING DHONDUP
4.00 | Extra for every additional lift of 1.5 m or part thereof in excavation / banking excavated or stacked materials. A) All kinds of soil. | 59.00 | Cubic Meter |  | 80.00 | 4720.00 | 118.95 | 7018.05 | 98.00 | 5782.00 | 155.00 | 9145.00 | 140.00 | 8260.00 | 25.00 | 1475.00 | 112.83 | 6656.97 | 103.08 | 6081.72 | 104.00 | 6136.00 | 50.00 | 2950.00 | 100.00 | 5900.00 | 5.00 | 295.00 | 101.36 | 5980.24 | 85.00 | 5015.00 | 155.00 | 9145.00 | 122.00 | 7198.00 | 90.40 | 5333.60 | 295.00 | prodinso pul
5.00 | Excavating trenches of required width for pipes, cables, etc including excavation for sockets, and dressing of sides, ramming of bottoms, depth upto 1.5 m, Including getting out the excavated soil, and then returning the soil as required, in layers not exceeding 20 cm in depth, including consolidating each deposited layer by ramming, watering, etc. and disposing of surplus excavated soil as directed, within a lead of 50 m : All kinds of soil a) Pipes, cables etc, not exceeding 80 mm dia | 20.00 | Meter |  | 200.00 | 4000.00 | 293.42 | 5868.40 | 243.00 | 4860.00 | 225.00 | 4500.00 | 270.00 | 5400.00 | 545.00 | 10900.00 | 278.29 | 5565.80 | 254.29 | 5085.80 | 257.00 | 5140.00 | 100.00 | 2000.00 | 300.00 | 6000.00 | 65.00 | 1300.00 | 249.76 | 4995.20 | 170.00 | 3400.00 | 225.00 | 4500.00 | 301.00 | 6020.00 | 223.00 | 4460.00 | 1300.00 | prodinso pul
6.00 | Excavating trenches of required width for pipes, cables, etc including excavation for sockets, and dressing of sides, ramming of bottoms, depth upto 1.5 m, Including getting out the excavated soil, and then returning the soil as required, in layers not exceeding 20 cm in depth, including consolidating each deposited layer by ramming, watering, etc. and disposing of surplus excavated soil as directed, within a lead of 50 m : All kinds of soil a) Pipes, cables etc. exceeding 80 mm dia. but not exceeding 300 mm dia. | 15.00 | Meter |  | 200.00 | 3000.00 | 479.21 | 7188.15 | 396.00 | 5940.00 | 295.00 | 4425.00 | 800.00 | 12000.00 | 856.00 | 12840.00 | 1000.72 | 15010.80 | 415.30 | 6229.50 | 419.00 | 6285.00 | 120.00 | 1800.00 | 400.00 | 6000.00 | 75.00 | 1125.00 | 407.90 | 6118.50 | 230.00 | 3450.00 | 295.00 | 4425.00 | 492.00 | 7380.00 | 364.20 | 5463.00 | 1125.00 | prodinso pul
7.00 | Filling available excavated earth (excluding rock) in trenches, plinth, sides of foundations etc. in layers not exceeding 20cm in depth, consolidating each Deposited layer by ramming and watering, lead up to 50 m and lift upto 1.5 m. | 210.00 | Cubic Meter |  | 200.00 | 42000.00 | 289.01 | 60692.10 | 239.00 | 50190.00 | 285.00 | 59850.00 | 260.00 | 54600.00 | 205.00 | 43050.00 | 274.05 | 57550.50 | 250.47 | 52598.70 | 253.00 | 53130.00 | 55.00 | 11550.00 | 300.00 | 63000.00 | 7.50 | 1575.00 | 246.01 | 51662.10 | 150.00 | 31500.00 | 285.00 | 59850.00 | 297.00 | 62370.00 | 219.65 | 46126.50 | 1575.00 | prodinso pul
8.00 | Supplying chemical emulsion in sealed containers including delivery as specified. A) Chlorpyriphos/ Lindane emulsifiable concentrate of 20% | 20.00 | Litre |  | 400.00 | 8000.00 | 264.28 | 5285.60 | 219.00 | 4380.00 | 475.00 | 9500.00 | 250.00 | 5000.00 | 546.00 | 10920.00 | 250.63 | 5012.60 | 229.03 | 4580.60 | 231.00 | 4620.00 | 250.00 | 5000.00 | 220.00 | 4400.00 | 125.00 | 2500.00 | 224.95 | 4499.00 | 300.00 | 6000.00 | 475.00 | 9500.00 | 271.00 | 5420.00 | 200.85 | 4017.00 | 2500.00 | prodinso pul
9.00 | Diluting and injecting chemical emulsion for POST-CONSTRUCTIONAL antitermite treatment (excluding the cost of chemical emulsion) :Along the external wall below concrete or masonry apron using chemical emulsion @ 2.25 litres per linear metre including drilling and plugging holes etc.: a)With Chlorpyriphos/ Lindane E.C. 20% with 1% concentration | 168.00 | Meter |  | 420.00 | 70560.00 | 37.17 | 6244.56 | 43.00 | 7224.00 | 135.00 | 22680.00 | 80.00 | 13440.00 | 188.00 | 31584.00 | 35.25 | 5922.00 | 32.21 | 5411.28 | 33.00 | 5544.00 | 250.00 | 42000.00 | 100.00 | 16800.00 | 8.00 | 1344.00 | 44.18 | 7422.24 | 50.00 | 8400.00 | 135.00 | 22680.00 | 38.00 | 6384.00 | 28.25 | 4746.00 | 1344.00 | prodinso pul
10.00 | Carriage of materials by mechanical transport including loading, unloading & Stacking with lead upto 1 km as per direction by Engineer-in-Charge a)Earth | 25.00 | Cubic Meter |  | 250.00 | 6250.00 | 205.26 | 5131.50 | 143.00 | 3575.00 | 215.00 | 5375.00 | 300.00 | 7500.00 | 750.00 | 18750.00 | 269.29 | 6732.25 | 570.15 | 14253.75 | 151.00 | 3775.00 | 150.00 | 3750.00 | 150.00 | 3750.00 | 5.00 | 125.00 | 146.91 | 3672.75 | 180.00 | 4500.00 | 215.00 | 5375.00 | 177.00 | 4425.00 | 131.17 | 3279.25 | 125.00 | prodinso pul
11.00 | Supplying and filling in plinth with sand under floors, including watering, ramming, consolidating and dressing complete. | 128.00 | cum |  | 780.00 | 99840.00 | 2569.80 | 328934.40 | 2129.00 | 272512.00 | 1485.00 | 190080.00 | 1940.00 | 248320.00 | 1450.00 | 185600.00 | 2437.40 | 311987.20 | 2227.06 | 285063.68 | 2246.00 | 287488.00 | 350.00 | 44800.00 | 2000.00 | 256000.00 | 525.00 | 67200.00 | 2187.42 | 279989.76 | 900.00 | 115200.00 | 1485.00 | 190080.00 | 2637.00 | 337536.00 | 1953.05 | 249990.40 | 44800.00 | Rynaa Constructionz India
12.00 | Providing and laying in position cement concrete of specified grade excluding the cost of centring and shuttering - All work upto plinth level : a) 1:4:8 (1 Cement : 4 coarse sand (Zone III) : 8 graded stone aggregate 40 mm nominal size). | 169.00 | Cubic Meter |  | 8400.00 | 1419600.00 | 7617.89 | 1287423.41 | 6310.00 | 1066390.00 | 6895.00 | 1165255.00 | 5640.00 | 953160.00 | 6500.00 | 1098500.00 | 7225.42 | 1221095.98 | 6601.88 | 1115717.72 | 6658.00 | 1125202.00 | 7000.00 | 1183000.00 | 6500.00 | 1098500.00 | 7500.00 | 1267500.00 | 6484.35 | 1095855.15 | 5500.00 | 929500.00 | 6595.00 | 1114555.00 | 7816.00 | 1320904.00 | 5789.60 | 978442.40 | 929500.00 | M/s R.R. Projects
13.00 | Providing and laying in position cement concrete of specified grade excluding the cost of centring and shuttering - All work upto plinth level : a) 1:2:4 (1 cement : 2 coarse sand (Zone III) : 4 graded stone aggregate 20 mm nominal size) | 33.00 | Cubic Meter |  | 9400.00 | 310200.00 | 8789.74 | 290061.42 | 7400.00 | 244200.00 | 7985.00 | 263505.00 | 6640.00 | 219120.00 | 8600.00 | 283800.00 | 8472.20 | 279582.60 | 7741.04 | 255454.32 | 7806.00 | 257598.00 | 9200.00 | 303600.00 | 7000.00 | 231000.00 | 8300.00 | 273900.00 | 7603.23 | 250906.59 | 6500.00 | 214500.00 | 7595.00 | 250635.00 | 9018.00 | 297594.00 | 6788.60 | 224023.80 | 214500.00 | M/s R.R. Projects
14.00 | Making plinth protection 50mm thick of cement concrete 1:3:6 (1 cement : 3 coarse sand : 6 graded stone aggregate 20 mm nominal size) over 75mm thick bed of dry brick ballast 40 mm nominal size, well rammed and consolidated and grouted with fine sand, including necessary excavation, levelling & dressing & finishing the top smooth | 86.00 | Square Meter |  | 500.00 | 43000.00 | 807.96 | 69484.56 | 669.00 | 57534.00 | 855.00 | 73530.00 | 660.00 | 56760.00 | 805.00 | 69230.00 | 766.30 | 65901.80 | 700.20 | 60217.20 | 706.00 | 60716.00 | 520.00 | 44720.00 | 800.00 | 68800.00 | 135.00 | 11610.00 | 687.74 | 59145.64 | 540.00 | 46440.00 | 855.00 | 73530.00 | 829.00 | 71294.00 | 614.05 | 52808.30 | 11610.00 | prodinso pul
15.00 | Providing and laying damp-proof course 50mm thick with cement concrete 1:2:4 (1 cement : 2 coarse sand(zone-III) : 4 graded stone aggregate 20mm nominal size). | 34.00 | Square Meter |  | 190.00 | 6460.00 | 457.76 | 15563.84 | 457.00 | 15538.00 | 655.00 | 22270.00 | 460.00 | 15640.00 | 450.00 | 15300.00 | 522.81 | 17775.54 | 477.67 | 16240.78 | 400.00 | 13600.00 | 500.00 | 17000.00 | 400.00 | 13600.00 | 96.00 | 3264.00 | 469.17 | 15951.78 | 410.00 | 13940.00 | 655.00 | 22270.00 | 566.00 | 19244.00 | 418.90 | 14242.60 | 3264.00 | prodinso pul
16.00 | Providing & applying a coat of residual petroleum bitumen of grade of VG-10 of approved quality using 1.7kg per square metre on damp proof course after cleaning the surface with brushes and finally with apiece of cloth lightly soaked in kerosene oil. | 37.00 | Square Meter |  | 100.00 | 3700.00 | 144.74 | 5355.38 | 120.00 | 4440.00 | 235.00 | 8695.00 | 190.00 | 7030.00 | 246.00 | 9102.00 | 138.70 | 5131.90 | 125.43 | 4640.91 | 127.00 | 4699.00 | 300.00 | 11100.00 | 250.00 | 9250.00 | 35.00 | 1295.00 | 123.20 | 4558.40 | 210.00 | 7770.00 | 235.00 | 8695.00 | 149.00 | 5513.00 | 110.00 | 4070.00 | 1295.00 | prodinso pul
17.00 | Providing and laying in position machine batched and machine mixed design mix M-25 grade cement concrete for reinforced cement concrete work, using cement content as per approved design mix, including pumping of concrete to site of laying but excluding the cost of centering, shuttering, finishing and reinforcement, including admixtures in recommended proportions as per IS: 9103 to accelerate, retard setting of concrete, improve workability without impairing strength and durability as per direction of Engineer-in-charge.“(Note :- Cement content considered in this item is @ 330 kg/cum.“Excess/less cement used as per design mix is payable/recoverable separately). a) All works upto plinth level | 61.00 | Cubic Meter |  | 10800.00 | 658800.00 | 10522.76 | 641888.36 | 8717.00 | 531737.00 | 8255.00 | 503555.00 | 7850.00 | 478850.00 | 9600.00 | 585600.00 | 9980.67 | 608820.87 | 9119.32 | 556278.52 | 9659.00 | 589199.00 | 10500.00 | 640500.00 | 9000.00 | 549000.00 | 8600.00 | 524600.00 | 8996.98 | 548815.78 | 8500.00 | 518500.00 | 8255.00 | 503555.00 | 10796.00 | 658556.00 | 7997.30 | 487835.30 | 478850.00 | East India Enterprises
18.00 | Providing and laying in position machine batched and machine mixed design mix M-25 grade cement concrete for reinforced cement concrete work, using cement content as per approved design mix, including pumping of concrete to site of laying but excluding the cost of centering, shuttering, finishing and reinforcement, including admixtures in recommended proportions as per IS: 9103 to accelerate, retard setting of concrete, improve workability without impairing strength and durability as per direction of Engineer-in-charge.“(Note :- Cement content considered in this item is @ 330 kg/cum.“Excess/less cement used as per design mix is payable/recoverable separately). a) All works above plinth level upto floor V level | 35.00 | Cubic Meter |  | 10800.00 | 378000.00 | 12369.54 | 432933.90 | 10247.00 | 358645.00 | 8555.00 | 299425.00 | 9260.00 | 324100.00 | 10300.00 | 360500.00 | 11732.25 | 410628.75 | 10719.79 | 375192.65 | 11273.00 | 394555.00 | 11000.00 | 385000.00 | 10000.00 | 350000.00 | 7500.00 | 262500.00 | 10528.95 | 368513.25 | 9250.00 | 323750.00 | 8555.00 | 299425.00 | 12691.00 | 444185.00 | 9400.85 | 329029.75 | 262500.00 | prodinso pul
19.00 | Add for using extra cement in the items of design mix over and above the specified cement content therein. | 22.00 | Quintal |  | 1000.00 | 22000.00 | 885.92 | 19490.24 | 734.00 | 16148.00 | 1225.00 | 26950.00 | 740.00 | 16280.00 | 950.00 | 20900.00 | 840.28 | 18486.16 | 767.76 | 16890.72 | 10235.00 | 225170.00 | 100.00 | 2200.00 | 700.00 | 15400.00 | 385.00 | 8470.00 | 754.10 | 16590.20 | 700.00 | 15400.00 | 1225.00 | 26950.00 | 909.00 | 19998.00 | 673.30 | 14812.60 | 2200.00 | Rynaa Constructionz India
20.00 | Centring and shuttering including strutting, propping etc. and removal of form for : all heights a) Foundations, footings, bases of columns, etc. for mass concrete. | 187.00 | Square Meter |  | 340.00 | 63580.00 | 374.80 | 70087.60 | 310.00 | 57970.00 | 325.00 | 60775.00 | 340.00 | 63580.00 | 425.00 | 79475.00 | 355.49 | 66476.63 | 324.81 | 60739.47 | 328.00 | 61336.00 | 450.00 | 84150.00 | 390.00 | 72930.00 | 125.00 | 23375.00 | 319.03 | 59658.61 | 390.00 | 72930.00 | 325.00 | 60775.00 | 385.00 | 71995.00 | 284.85 | 53266.95 | 23375.00 | prodinso pul
21.00 | Centring and shuttering including strutting, propping etc. and removal of form for : all heights a) Suspended Floors, Roofs, landings, balconies and access platform | 52.00 | Square Meter |  | 340.00 | 17680.00 | 911.91 | 47419.32 | 755.00 | 39260.00 | 355.00 | 18460.00 | 740.00 | 38480.00 | 580.00 | 30160.00 | 864.92 | 44975.84 | 790.28 | 41094.56 | 797.00 | 41444.00 | 450.00 | 23400.00 | 750.00 | 39000.00 | 10.00 | 520.00 | 776.22 | 40363.44 | 825.00 | 42900.00 | 355.00 | 18460.00 | 936.00 | 48672.00 | 693.05 | 36038.60 | 520.00 | prodinso pul
22.00 | Centring and shuttering including strutting, propping etc. and removal of form for : all heights a) Lintels, beams, plinth beams, girders, bressumers and cantilevers | 339.00 | Square Meter |  | 350.00 | 118650.00 | 726.38 | 246242.82 | 602.00 | 204078.00 | 435.00 | 147465.00 | 620.00 | 210180.00 | 675.00 | 228825.00 | 688.97 | 233560.83 | 629.50 | 213400.50 | 635.00 | 215265.00 | 450.00 | 152550.00 | 560.00 | 189840.00 | 135.00 | 45765.00 | 618.30 | 209603.70 | 1000.00 | 339000.00 | 435.00 | 147465.00 | 745.00 | 252555.00 | 552.05 | 187144.95 | 45765.00 | prodinso pul
23.00 | Steel reinforcement for R.C.C. work including straightening, cutting, bending, placing in position and binding all complete upto plinth level. A) Thermo-Mechanically Treated bars of grade Fe-500D or more | 7320.00 | Kilogram |  | 110.00 | 805200.00 | 109.87 | 804248.40 | 91.00 | 666120.00 | 79.85 | 584502.00 | 150.00 | 1098000.00 | 82.00 | 600240.00 | 104.21 | 762817.20 | 95.22 | 697010.40 | 96.00 | 702720.00 | 98.00 | 717360.00 | 100.00 | 732000.00 | 95.00 | 695400.00 | 110.00 | 805200.00 | 90.00 | 658800.00 | 78.50 | 574620.00 | 113.00 | 827160.00 | 83.50 | 611220.00 | 574620.00 | M/S ZELIZHU AND SONS
24.00 | Steel reinforcement for R.C.C. work including straightening, cutting, bending, placing in position and binding all complete above plinth level. A) Thermo-Mechanically Treated bars of grade Fe-500D or more | 4900.00 | Kilogram |  | 110.00 | 539000.00 | 109.87 | 538363.00 | 91.00 | 445900.00 | 79.85 | 391265.00 | 150.00 | 735000.00 | 88.00 | 431200.00 | 106.40 | 521360.00 | 95.22 | 466578.00 | 96.00 | 470400.00 | 100.00 | 490000.00 | 100.00 | 490000.00 | 90.00 | 441000.00 | 110.00 | 539000.00 | 90.00 | 441000.00 | 78.50 | 384650.00 | 113.00 | 553700.00 | 83.50 | 409150.00 | 384650.00 | M/S ZELIZHU AND SONS
25.00 | Brick work with common burnt clay F.P.S. (non modular) bricks of class designation 7.5 in foundation and plinth in: a) Cement mortar 1:6 (1 cement : 6 Coarse sand) | 32.00 | Cubic Meter |  | 13800.00 | 441600.00 | 8101.91 | 259261.12 | 6712.00 | 214784.00 | 7955.00 | 254560.00 | 6030.00 | 192960.00 | 7200.00 | 230400.00 | 7684.48 | 245903.36 | 7021.34 | 224682.88 | 7081.00 | 226592.00 | 9900.00 | 316800.00 | 7850.00 | 251200.00 | 1525.00 | 48800.00 | 6896.34 | 220682.88 | 6536.00 | 209152.00 | 7955.00 | 254560.00 | 8313.00 | 266016.00 | 6157.45 | 197038.40 | 48800.00 | prodinso pul
26.00 | Brick work with common burnt clay F.P.S. (non modular) bricks of class designation 7.5 in superstructure above plinth level up to floor V level in all shapes and sizes in : a) Cement mortar 1:6 (1 cement : 6 Coarse sand) | 15.00 | Cubic Meter |  | 13800.00 | 207000.00 | 9987.43 | 149811.45 | 8274.00 | 124110.00 | 8755.00 | 131325.00 | 7430.00 | 111450.00 | 9500.00 | 142500.00 | 9472.85 | 142092.75 | 8655.39 | 129830.85 | 8729.00 | 130935.00 | 10100.00 | 151500.00 | 7832.00 | 117480.00 | 8750.00 | 131250.00 | 8501.30 | 127519.50 | 6536.00 | 98040.00 | 8755.00 | 131325.00 | 10247.00 | 153705.00 | 7590.45 | 113856.75 | 98040.00 | M/s R.R. Projects
27.00 | Half brick masonry with common burnt clay F.P.S. (non modular) bricks of class designation 7.5 in superstructure above plinth level up to floor V level. A) Cement mortar 1:4 (1 cement :4 coarse sand) | 76.00 | Square Meter |  | 1450.00 | 110200.00 | 1018.09 | 77374.84 | 1016.00 | 77216.00 | 5355.00 | 406980.00 | 840.00 | 63840.00 | 3750.00 | 285000.00 | 965.59 | 73384.84 | 8904.89 | 676771.64 | 1072.00 | 81472.00 | 1100.00 | 83600.00 | 933.00 | 70908.00 | 311.00 | 23636.00 | 1043.95 | 79340.20 | 988.00 | 75088.00 | 5355.00 | 406980.00 | 1258.00 | 95608.00 | 932.10 | 70839.60 | 23636.00 | prodinso pul
28.00 | Extra for providing and placing in position 2 Nos 6mm dia. M.S. bars at every third course of half brick masonry. | 76.00 | Square Meter |  | 450.00 | 34200.00 | 105.39 | 8009.64 | 87.00 | 6612.00 | 225.00 | 17100.00 | 150.00 | 11400.00 | 90.00 | 6840.00 | 99.97 | 7597.72 | 91.34 | 6941.84 | 92.00 | 6992.00 | 90.00 | 6840.00 | 81.00 | 6156.00 | 6.00 | 456.00 | 89.71 | 6817.96 | 150.00 | 11400.00 | 225.00 | 17100.00 | 108.00 | 8208.00 | 80.10 | 6087.60 | 456.00 | prodinso pul
29.00 | Providing and fixing 18mm thick gang saw cut mirror polished (premoulded and prepolished) machine cut for kitchen platforms, vanity counters ,window sills , facias and similar locations of required size of approved shade, colour and texture laid over 20mm thick base cement mortar 1:4 (1 cement : 4 coarse sand) with joints treated with white cement, mixed with matching pigment, epoxy touch ups, including rubbing, curing moulding and polishing to edge to give high gloss finish etc. complete at all levels. Granite of any colour and shade a) Area of slab over 0.50 sqm. | 21.00 | Square Meter |  | 2400.00 | 50400.00 | 5273.22 | 110737.62 | 3027.00 | 63567.00 | 5955.00 | 125055.00 | 3940.00 | 82740.00 | 2300.00 | 48300.00 | 5001.53 | 105032.13 | 2910.79 | 61126.59 | 2936.00 | 61656.00 | 5000.00 | 105000.00 | 5000.00 | 105000.00 | 2115.00 | 44415.00 | 4488.57 | 94259.97 | 4440.00 | 93240.00 | 5955.00 | 125055.00 | 5693.00 | 119553.00 | 4007.65 | 84160.65 | 44415.00 | prodinso pul
30.00 | Providing edge moulding to 18mm thick marble stone counters, Vanities etc. including machine polishing to edge to give high gloss finish etc. complete as per design approved by Engineer-in-Charge. A) Granite work. | 87.00 | Metre |  | 2400.00 | 208800.00 | 495.07 | 43071.09 | 410.00 | 35670.00 | 1575.00 | 137025.00 | 450.00 | 39150.00 | 1200.00 | 104400.00 | 469.61 | 40856.07 | 429.04 | 37326.48 | 433.00 | 37671.00 | 5500.00 | 478500.00 | 377.00 | 32799.00 | 175.00 | 15225.00 | 421.40 | 36661.80 | 250.00 | 21750.00 | 1575.00 | 137025.00 | 508.00 | 44196.00 | 376.25 | 32733.75 | 15225.00 | prodinso pul
31.00 | Providing wood work in frames of doors, windows, clerestory windows and other frames, wrought framed and fixed in position with hold fast lugs or with dash fasteners of required dia & length ( hold fast lugs or dash fastener shall be paid for separately).a) Kiln seasoned and chemically treated hollock wood | .40 | Cum |  | 64000.00 | 25600.00 | 94403.16 | 37761.26 | 78200.00 | 31280.00 | 95555.00 | 38222.00 | 69650.00 | 27860.00 | 42000.00 | 16800.00 | 89539.64 | 35815.86 | 81812.42 | 32724.97 | 52508.00 | 21003.20 | 90000.00 | 36000.00 | 75000.00 | 30000.00 | 45650.00 | 18260.00 | 80355.97 | 32142.39 | 520.00 | 208.00 | 95555.00 | 38222.00 | 96858.00 | 38743.20 | 71746.40 | 28698.56 | 208.00 | M/s R.R. Projects
32.00 | Providing and fixing panelled or panelled and glazed shutters for doors, windows and clerestory windows fixing with butt hinges of required size with necessary screws, excluding panelling which will be paid for separately, all complete as per direction of Engineer-in-charge. (Note:-Butt hinges and necessary screws shall be paid separately).Kiln seasoned and chemically treated hollock wood 35 mm thick shutters | 20.00 | Square Metre |  | 3700.00 | 74000.00 | 4754.41 | 95088.20 | 2596.00 | 51920.00 | 3485.00 | 69700.00 | 2370.00 | 47400.00 | 3200.00 | 64000.00 | 2972.17 | 59443.40 | 2715.68 | 54313.60 | 3670.00 | 73400.00 | 18000.00 | 360000.00 | 2500.00 | 50000.00 | 1750.00 | 35000.00 | 2667.34 | 53346.80 | 16000.00 | 320000.00 | 3485.00 | 69700.00 | 3215.00 | 64300.00 | 2381.55 | 47631.00 | 35000.00 | prodinso pul
33.00 | Providing and fixing panelling or panelling and glazing in panelled or panelled and glazed shutters for doors, windows and clerestory windows (Area of opening for panel inserts excluding portion inside grooves or rebates to be measured). Panelling for panelled or panelled and glazed shutters 25 mm to 40 mm thick :Kiln seasoned and chemically treated hollock wood | 20.00 | Square Metre |  | 3900.00 | 78000.00 | 2565.33 | 51306.60 | 2125.00 | 42500.00 | 2985.00 | 59700.00 | 1980.00 | 39600.00 | 2500.00 | 50000.00 | 2340.58 | 46811.60 | 2223.19 | 44463.80 | 2242.00 | 44840.00 | 18000.00 | 360000.00 | 2000.00 | 40000.00 | 1822.00 | 36440.00 | 2183.61 | 43672.20 | 3500.00 | 70000.00 | 2985.00 | 59700.00 | 2632.00 | 52640.00 | 1949.65 | 38993.00 | 36440.00 | prodinso pul
34.00 | Extra for providing frosted glass panes 4 mm thick instead of ordinary float glass panes 4 mm thick in doors, windows and clerestory window shutters. (Area of opening for glass panes excluding portion inside rebate shall be measured). | 76.00 | Sqm |  | 1100.00 | 83600.00 | 281.64 | 21404.64 | 233.00 | 17708.00 | 325.00 | 24700.00 | 290.00 | 22040.00 | 1300.00 | 98800.00 | 267.10 | 20299.60 | 244.08 | 18550.08 | 246.00 | 18696.00 | 700.00 | 53200.00 | 230.00 | 17480.00 | 285.00 | 21660.00 | 239.74 | 18220.24 | 950.00 | 72200.00 | 325.00 | 24700.00 | 289.00 | 21964.00 | 214.05 | 16267.80 | 16267.80 | M/s M Taying Enterprises
35.00 | Extra for providing lipping with 2nd class teak wood battens 25 mm minimum depth on all edges of flush door shutters (over all area of door shutter to be measured). | 79.00 | Square Metre |  | 3400.00 | 268600.00 | 528.16 | 41724.64 | 437.00 | 34523.00 | 635.00 | 50165.00 | 490.00 | 38710.00 | 230.00 | 18170.00 | 500.94 | 39574.26 | 457.72 | 36159.88 | 462.00 | 36498.00 | 1200.00 | 94800.00 | 450.00 | 35550.00 | 122.00 | 9638.00 | 449.57 | 35516.03 | 425.00 | 33575.00 | 635.00 | 50165.00 | 542.00 | 42818.00 | 401.40 | 31710.60 | 9638.00 | prodinso pul
36.00 | Providing and fixing 18 mm thick, 150 mm wide pelmet of flat pressed 3 layer or graded wood particle board medium density grade I, IS : 3087 marked, including top cover of 6 mm commercial ply wood conforming to IS: 303 BWR grade, nickel plated M.S. pipe 20 mm dia ( heavy type) curtain rod with nickel plated brackets, including fixing with 25x3 mm M.S. flat 10 cm long fixed to pelmet with hollock wood cleats of size 100 mm x 40 mm x 40 mm on both inner side of pelmet and rawl plugs 75 mm long etc. all complete. | 79.00 | Metre |  | 550.00 | 43450.00 | 665.72 | 52591.88 | 552.00 | 43608.00 | 725.00 | 57275.00 | 590.00 | 46610.00 | 690.00 | 54510.00 | 631.46 | 49885.34 | 576.93 | 45577.47 | 728.00 | 57512.00 | 700.00 | 55300.00 | 550.00 | 43450.00 | 219.00 | 17301.00 | 566.66 | 44766.14 | 325.00 | 25675.00 | 725.00 | 57275.00 | 683.00 | 53957.00 | 505.95 | 39970.05 | 17301.00 | prodinso pul
37.00 | Extra for using veneered particle board conforming to IS 3097 Grade I, in item of pelmet 18mm thick 150mm wide.Particle board with decorative veneering on both sides. | 79.00 | Metre |  | 650.00 | 51350.00 | 140.86 | 11127.94 | 117.00 | 9243.00 | 185.00 | 14615.00 | 190.00 | 15010.00 | 700.00 | 55300.00 | 133.61 | 10555.19 | 122.07 | 9643.53 | 123.00 | 9717.00 | 125.00 | 9875.00 | 200.00 | 15800.00 | 15.00 | 1185.00 | 119.90 | 9472.10 | 260.00 | 20540.00 | 185.00 | 14615.00 | 145.00 | 11455.00 | 107.05 | 8456.95 | 1185.00 | prodinso pul
38.00 | Providing 40x5 mm flat iron hold fast 40 cm long including fixing to frame with 10 mm diameter bolts, nuts and wooden plugs and embedding in cement concrete block 30x10x15cm 1:3:6 mix (1 cement : 3 coarse sand : 6 graded stone aggregate 20mm nominal size). | 54.00 | Each |  | 150.00 | 8100.00 | 235.79 | 12732.66 | 195.00 | 10530.00 | 295.00 | 15930.00 | 260.00 | 14040.00 | 120.00 | 6480.00 | 223.61 | 12074.94 | 204.34 | 11034.36 | 206.00 | 11124.00 | 200.00 | 10800.00 | 200.00 | 10800.00 | 149.00 | 8046.00 | 200.70 | 10837.80 | 140.00 | 7560.00 | 295.00 | 15930.00 | 242.00 | 13068.00 | 179.20 | 9676.80 | 6480.00 | T S ENGINEERING ENTERPRISES
39.00 | Providing and fixing IS : 12817 marked stainless steel butt hinges (heavy weight) with stainless steel screws etc. complete :100x60x2.50 mm | 54.00 | each |  | 200.00 | 10800.00 | 101.71 | 5492.34 | 84.00 | 4536.00 | 125.00 | 6750.00 | 150.00 | 8100.00 | 105.00 | 5670.00 | 96.50 | 5211.00 | 71.38 | 3854.52 | 89.00 | 4806.00 | 150.00 | 8100.00 | 100.00 | 5400.00 | 95.00 | 5130.00 | 86.58 | 4675.32 | 300.00 | 16200.00 | 125.00 | 6750.00 | 104.00 | 5616.00 | 77.30 | 4174.20 | 3854.52 | M/S K.L. ENTERPRISES
40.00 | Providing and fixing chromium plated brass 100 mm mortice latch and lock with 6 levers and a pair of lever handles of approved quality with necessary screws etc. complete. | 8.00 | each |  | 400.00 | 3200.00 | 1061.12 | 8488.96 | 777.00 | 6216.00 | 1285.00 | 10280.00 | 840.00 | 6720.00 | 510.00 | 4080.00 | 1006.44 | 8051.52 | 812.75 | 6502.00 | 92.00 | 736.00 | 1100.00 | 8800.00 | 850.00 | 6800.00 | 805.00 | 6440.00 | 903.22 | 7225.76 | 400.00 | 3200.00 | 1285.00 | 10280.00 | 1089.00 | 8712.00 | 806.45 | 6451.60 | 736.00 | SEVEN STAR TRADING HOUSE
41.00 | Providing and fixing aluminium die cast body tubular type universal hydraulic door closer (having brand logo with ISI, IS : 3564, embossed on the body, door weight upto 35 kg and door width upto 700 mm), with necessary accessories and screws etc. complete. | 8.00 | each |  | 1200.00 | 9600.00 | 1320.39 | 10563.12 | 1094.00 | 8752.00 | 1555.00 | 12440.00 | 290.00 | 2320.00 | 1200.00 | 9600.00 | 1252.38 | 10019.04 | 1144.29 | 9154.32 | 1154.00 | 9232.00 | 2500.00 | 20000.00 | 1100.00 | 8800.00 | 975.00 | 7800.00 | 1123.92 | 8991.36 | 1070.00 | 8560.00 | 1555.00 | 12440.00 | 1355.00 | 10840.00 | 1003.50 | 8028.00 | 2320.00 | East India Enterprises
42.00 | Providing and fixing aluminium sliding door bolts, ISI marked anodised (anodic coating not less than grade AC 10 as per IS : 1868), transparent or dyed to required colour or shade, with nuts and screws etc. complete :300x16 mm | 9.00 | Each |  | 1000.00 | 9000.00 | 338.36 | 3045.24 | 280.00 | 2520.00 | 385.00 | 3465.00 | 140.00 | 1260.00 | 225.00 | 2025.00 | 320.94 | 2888.46 | 293.23 | 2639.07 | 296.00 | 2664.00 | 400.00 | 3600.00 | 300.00 | 2700.00 | 163.00 | 1467.00 | 288.01 | 2592.09 | 400.00 | 3600.00 | 385.00 | 3465.00 | 347.00 | 3123.00 | 257.15 | 2314.35 | 1260.00 | East India Enterprises
43.00 | Providing and fixing aluminium tower bolts, ISI marked, anodised (anodic coating not less than grade AC 10 as per IS : 1868 ) transparent or dyed to required colour or shade, with necessary screws etc. complete : 200x10 mm | 20.00 | each |  | 500.00 | 10000.00 | 118.42 | 2368.40 | 98.00 | 1960.00 | 125.00 | 2500.00 | 140.00 | 2800.00 | 125.00 | 2500.00 | 112.32 | 2246.40 | 102.63 | 2052.60 | 104.00 | 2080.00 | 190.00 | 3800.00 | 100.00 | 2000.00 | 135.00 | 2700.00 | 100.80 | 2016.00 | 150.00 | 3000.00 | 125.00 | 2500.00 | 122.00 | 2440.00 | 90.00 | 1800.00 | 1800.00 | M/s M Taying Enterprises
44.00 | Providing and fixing aluminium handles, ISI marked, anodised (anodic coating not less than grade AC 10 as per IS : 1868) transparent or dyed to required colour or shade, with necessary screws etc. complete :125 mm | 34.00 | each |  | 300.00 | 10200.00 | 78.49 | 2668.66 | 65.00 | 2210.00 | 125.00 | 4250.00 | 150.00 | 5100.00 | 98.00 | 3332.00 | 74.49 | 2532.66 | 68.02 | 2312.68 | 69.00 | 2346.00 | 180.00 | 6120.00 | 61.00 | 2074.00 | 46.00 | 1564.00 | 66.81 | 2271.54 | 90.00 | 3060.00 | 125.00 | 4250.00 | 81.00 | 2754.00 | 59.65 | 2028.10 | 1564.00 | prodinso pul
45.00 | Structural steel work riveted, bolted or welded in built up sections, trusses and framed work, including cutting, hoisting, fixing in position and applying a priming coat of approved steel primer all complete. | 7600.00 | Kilogram |  | 120.00 | 912000.00 | 133.88 | 1017488.00 | 111.00 | 843600.00 | 125.00 | 950000.00 | 150.00 | 1140000.00 | 105.00 | 798000.00 | 126.99 | 965124.00 | 116.03 | 881828.00 | 117.00 | 889200.00 | 110.00 | 836000.00 | 200.00 | 1520000.00 | 140.00 | 1064000.00 | 113.96 | 866096.00 | 88.00 | 668800.00 | 115.00 | 874000.00 | 137.00 | 1041200.00 | 101.75 | 773300.00 | 668800.00 | M/s R.R. Projects
46.00 | Steel work welded in built up sections/ framed work including cutting, hoisting, fixing in position and applying a priming coat of approved steel primer using structural steel etc. as required. A) In gratings, frames, guard bar, ladder, railings, brackets, gates and similar works. | 3000.00 | Kilogram |  | 120.00 | 360000.00 | 172.37 | 517110.00 | 143.00 | 429000.00 | 125.00 | 375000.00 | 170.00 | 510000.00 | 122.00 | 366000.00 | 163.53 | 490590.00 | 149.38 | 448140.00 | 151.00 | 453000.00 | 115.00 | 345000.00 | 150.00 | 450000.00 | 90.00 | 270000.00 | 104.89 | 314670.00 | 160.00 | 480000.00 | 115.00 | 345000.00 | 177.00 | 531000.00 | 131.00 | 393000.00 | 270000.00 | prodinso pul
47.00 | Providing and fixing bolts including nuts and washer complete. | 500.00 | Kilogram |  | 120.00 | 60000.00 | 169.01 | 84505.00 | 140.00 | 70000.00 | 385.00 | 192500.00 | 180.00 | 90000.00 | 172.00 | 86000.00 | 160.31 | 80155.00 | 146.47 | 73235.00 | 148.00 | 74000.00 | 100.00 | 50000.00 | 129.00 | 64500.00 | 25.00 | 12500.00 | 143.86 | 71930.00 | 250.00 | 125000.00 | 355.00 | 177500.00 | 173.00 | 86500.00 | 128.45 | 64225.00 | 12500.00 | prodinso pul
48.00 | Providing and fixing stainless steel ( Grade 304) railing made of Hollow tubes, channels, plates etc., including welding, grinding, buffing, polishing and making curvature (wherever required) and fitting the same with necessary stainless steel nuts and bolts complete, i/c fixing the railing with necessary accessories & stainless steel dash fasteners , stainless steel bolts etc., of required size, on the top of the floor or the side of waist slab with suitable arrangement as per approval of Engineer-in-charge, ( for payment purpose only weight of stainless steel members shall be considered excluding fixing accessories such as nuts, bolts, fasteners etc.) | 50.00 | Kilogram |  | 780.00 | 39000.00 | 757.17 | 37858.50 | 627.00 | 31350.00 | 755.00 | 37750.00 | 630.00 | 31500.00 | 420.00 | 21000.00 | 718.18 | 35909.00 | 656.19 | 32809.50 | 662.00 | 33100.00 | 900.00 | 45000.00 | 576.00 | 28800.00 | 415.00 | 20750.00 | 644.50 | 32225.00 | 600.00 | 30000.00 | 755.00 | 37750.00 | 777.00 | 38850.00 | 575.45 | 28772.50 | 20750.00 | prodinso pul
49.00 | Providing and laying vitrified floor tiles in different sizes (thickness to be specified by the manufacturer) with water absorption less than 0.08% and conforming to IS: 15622, of approved make, in all colours and shades, laid on 20mm thick cement mortar 1:4 (1 cement : 4 coarse sand), jointing with grey cement slurry @ 3.3 kg/ sqm including grouting the joints with white cement and matching pigments etc., complete.Size of Tile 600x600 mm | 197.00 | Kilogram |  | 1600.00 | 315200.00 | 1974.41 | 388958.77 | 1636.00 | 322292.00 | 1585.00 | 312245.00 | 1480.00 | 291560.00 | 300.00 | 59100.00 | 1872.65 | 368912.05 | 1711.08 | 337082.76 | 1726.00 | 340022.00 | 1700.00 | 334900.00 | 1799.00 | 354403.00 | 850.00 | 167450.00 | 1680.62 | 331082.14 | 1300.00 | 256100.00 | 1585.00 | 312245.00 | 2026.00 | 399122.00 | 1500.55 | 295608.35 | 59100.00 | T S ENGINEERING ENTERPRISES
50.00 | Providing and laying Vitrified tiles in different sizes (thickness to be specified by manufacturer), with water absorption less than 0.08 % and conforming to I.S. 15622, of approved make, in all colours & shade, in skirting, riser of steps, over 12 mm thick bed of cement mortar 1:3 (1 cement: 3 coarse sand), jointing with grey cement slurry @ 3.3kg/sqm including grouting the joint with white cement & matching pigments etc. complete a) Size of Tile 600x600 mm | 15.00 | Square Meter |  | 1600.00 | 24000.00 | 2034.01 | 30510.15 | 1685.00 | 25275.00 | 1485.00 | 22275.00 | 1530.00 | 22950.00 | 2300.00 | 34500.00 | 1929.26 | 28938.90 | 1762.73 | 26440.95 | 1726.00 | 25890.00 | 1900.00 | 28500.00 | 1814.00 | 27210.00 | 750.00 | 11250.00 | 1969.74 | 29546.10 | 1300.00 | 19500.00 | 1485.00 | 22275.00 | 2087.00 | 31305.00 | 1545.85 | 23187.75 | 11250.00 | prodinso pul
51.00 | Providing and fixing Ist quality ceramic glazed wall tiles conforming to IS: 15622 ( minimum 5mm thickness ), of approved make, in all colours, shades except burgundy, bottle green, black of any size as approved by Engineer-in-Charge, in skirting, risers of steps and dados, over 12 mm thick bed of cement mortar 1:3 (1 cement : 3 coarse sand) and jointing with grey cement slurry @ 3.3kg per sqm, including pointing in white cement mixed with pigment of matching shade complete. | 10.00 | Square Meter |  | 1600.00 | 16000.00 | 1355.66 | 13556.60 | 1123.00 | 11230.00 | 1225.00 | 12250.00 | 990.00 | 9900.00 | 3250.00 | 32500.00 | 1157.94 | 11579.40 | 1174.85 | 11748.50 | 335.00 | 3350.00 | 1400.00 | 14000.00 | 1001.00 | 10010.00 | 600.00 | 6000.00 | 1153.94 | 11539.40 | 1020.00 | 10200.00 | 1225.00 | 12250.00 | 1391.00 | 13910.00 | 1030.30 | 10303.00 | 3350.00 | SEVEN STAR TRADING HOUSE
52.00 | Providing and laying Ceramic glazed floor tiles of size 300x300 mm (minimum 5mm thickness) of 1st quality conforming to IS : 15622 of approved make in colours such as White, Ivory, Grey, Fume Red Brown, laid on 20 mm thick cement mortar 1:4 (1 Cement : 4 Coarse sand), Jointing with grey cement slurry @ 3.3 kg/sqm including pointing the joints with white cement and matching pigment etc., complete | 55.00 | Square Meter |  | 1500.00 | 82500.00 | 1219.61 | 67078.55 | 1010.00 | 55550.00 | 1325.00 | 72875.00 | 990.00 | 54450.00 | 2750.00 | 151250.00 | 1243.88 | 68413.40 | 1056.94 | 58131.70 | 1346.00 | 74030.00 | 1350.00 | 74250.00 | 1001.00 | 55055.00 | 800.00 | 44000.00 | 1116.53 | 61409.15 | 1020.00 | 56100.00 | 1325.00 | 72875.00 | 1346.00 | 74030.00 | 926.90 | 50979.50 | 44000.00 | prodinso pul
53.00 | Providing and fixing precoated galvanised iron profile sheets (size, shape and pitch of corrugation as approved by Engineer-in-charge) 0.50 mm (+ 0.05 %) total coated thickness with zinc coating 120 grams per sqm as per IS: 277, in 240 mpa steel grade, 5-7 microns epoxy primer on both side of the sheet and polyester top coat 15-18 microns. Sheet should have protective guard film of 25 microns minimum to avoid scratches during transportation and should be supplied in single length upto 12 metre or as desired by Engineerin- charge. The sheet shall be fixed using self drilling /self tapping screws of size (5.5x 55 mm) with EPDM seal, complete upto any itch in horizontal/ vertical or curved surfaces, excluding the cost of purlins, rafters and trusses and including cutting to size and shape wherever required. | 476.00 | Square Meter |  | 1000.00 | 476000.00 | 825.72 | 393042.72 | 684.00 | 325584.00 | 695.00 | 330820.00 | 640.00 | 304640.00 | 1120.00 | 533120.00 | 783.15 | 372779.40 | 715.60 | 340625.60 | 722.00 | 343672.00 | 1600.00 | 761600.00 | 1500.00 | 714000.00 | 1200.00 | 571200.00 | 702.86 | 334561.36 | 650.00 | 309400.00 | 695.00 | 330820.00 | 847.00 | 403172.00 | 627.55 | 298713.80 | 298713.80 | M/s M Taying Enterprises
54.00 | Providing and fixing precoated galvanised steel sheet roofing accessories 0.50 mm (+0.05 %) total coated thickness, Zinc coating 120 grams per sqm as per IS: 277, in 240 mpa steel grade, 5-7 microns epoxy primer on both side of the sheet and polyester top coat 15-18 microns using self drilling/ self tapping screws complete : a) Ridges plain (500 - 600mm) | 18.00 | Meter |  | 1000.00 | 18000.00 | 547.76 | 9859.68 | 454.00 | 8172.00 | 355.00 | 6390.00 | 445.00 | 8010.00 | 450.00 | 8100.00 | 519.53 | 9351.54 | 474.71 | 8544.78 | 479.00 | 8622.00 | 550.00 | 9900.00 | 600.00 | 10800.00 | 125.00 | 2250.00 | 466.26 | 8392.68 | 420.00 | 7560.00 | 355.00 | 6390.00 | 562.00 | 10116.00 | 416.30 | 7493.40 | 2250.00 | prodinso pul
55.00 | Providing and fixing precoated galvanised steel sheet roofing accessories 0.50 mm (+0.05 %) total coated thickness, Zinc coating 120 grams per sqm as per IS: 277, in 240 mpa steel grade, 5-7 microns epoxy primer on both side of the sheet and polyester top coat 15-18 microns using self drilling/ self tapping screws complete : a) Flashings/ Aprons.( Upto 600 mm) | 82.00 | Meter |  | 1000.00 | 82000.00 | 485.00 | 39770.00 | 402.00 | 32964.00 | 385.00 | 31570.00 | 390.00 | 31980.00 | 620.00 | 50840.00 | 460.02 | 37721.64 | 420.31 | 34465.42 | 424.00 | 34768.00 | 550.00 | 45100.00 | 500.00 | 41000.00 | 196.00 | 16072.00 | 412.83 | 33852.06 | 420.00 | 34440.00 | 385.00 | 31570.00 | 498.00 | 40836.00 | 368.60 | 30225.20 | 16072.00 | prodinso pul
56.00 | Providing and fixing precoated galvanised steel sheet roofing accessories 0.50 mm (+0.05 %) total coated thickness, Zinc coating 120 grams per sqm as per IS: 277, in 240 mpa steel grade, 5-7 microns epoxy primer on both side of the sheet and polyester top coat 15-18 microns using self drilling/ self tapping screws complete : a) Gutter (600 mm over all girth) | 18.00 | metre |  | 1100.00 | 19800.00 | 1370.72 | 24672.96 | 1136.00 | 20448.00 | 355.00 | 6390.00 | 1100.00 | 19800.00 | 752.00 | 13536.00 | 1300.11 | 23401.98 | 1187.91 | 21382.38 | 1198.00 | 21564.00 | 550.00 | 9900.00 | 1500.00 | 27000.00 | 255.00 | 4590.00 | 1166.76 | 21001.68 | 420.00 | 7560.00 | 355.00 | 6390.00 | 1406.00 | 25308.00 | 1041.75 | 18751.50 | 4590.00 | prodinso pul
57.00 | Providing and Fixing 15 mm thick densified tegular edged eco friendly light weight calcium silicate false ceiling tiles of approved texture of size 595 x 595 mm in true horizontal level, suspended on inter locking metal grid of hot dipped galvanised steel sections (galvanising @ 120 grams per sqm including both side) consisting of main ‘T’ runner suitably spaced at joints to get required length and of size 24x38 mm made from 0.33 mm thick (minimum) sheet, spaced 1200 mm centre to centre, and cross “T” of size 24x28 mm made out of 0.33 mm (Minimum) sheet, 1200 mm long spaced between main’T’ at 600 mm centre to centre to form a grid of 1200x600 mm and secondary cross ‘T’ of length 600 mm and size 24 x28 mm made of 0.33 mm thick (Minimum) sheet to be inter locked at middle of the 1200x 600 mm panel to from grid of size 600x600 mm, resting on periphery walls /partitions on a Perimeter wall angle pre-coated steel of size(24x24X3000 mm made of 0.40 mm thick (minimum) sheet with the help of rawl plugs at 450 mm centre to centre with 25 mm long dry wall screws @ 230 mm interval and laying 15 mm thick densified edges calicum silicate ceiling tiles of approved texture in the grid, including, cutting/ making opening for services like diffusers, grills, light fittings, fixtures, smoke detectors etc., wherever required. Main ‘T’ runners to be suspended from ceiling using G.I. slotted cleats of size 25x35x1.6 mm fixed to ceiling with 12.5 mm dia and 50 mm long dash fasteners, 4 mm G.I. adjustable rods with galvanised steel level clips of size 85 x 30 x 0.8 mm, spaced at 1200 mm centre to centre along main ‘T’, bottom exposed with 24 mm of all Tsections shall be pre-painted with polyster baked paint, for all heights, as per specifications, drawings and as directed by Engineer-in-Charge | 163.00 | Square Meter |  | 2450.00 | 399350.00 | 2163.09 | 352583.67 | 1792.00 | 292096.00 | 2555.00 | 416465.00 | 1630.00 | 265690.00 | 1300.00 | 211900.00 | 2051.61 | 334412.43 | 1874.60 | 305559.80 | 1891.00 | 308233.00 | 2800.00 | 456400.00 | 1800.00 | 293400.00 | 1100.00 | 179300.00 | 1841.22 | 300118.86 | 1700.00 | 277100.00 | 2555.00 | 416465.00 | 2219.00 | 361697.00 | 1643.95 | 267963.85 | 179300.00 | prodinso pul
58.00 | Providing and fixing on wall face unplasticised Rigid PVC rain water pipes conforming to IS : 13592 Type A, including jointing with seal ring conforming to IS : 5382, leaving 10 mm gap for thermal expansion, (i) Single socketed pipes. A) 110 mm diameter | 13.00 | Meter |  | 450.00 | 5850.00 | 401.38 | 5217.94 | 333.00 | 4329.00 | 455.00 | 5915.00 | 340.00 | 4420.00 | 300.00 | 3900.00 | 378.20 | 4916.60 | 347.85 | 4522.05 | 443.00 | 5759.00 | 250.00 | 3250.00 | 315.00 | 4095.00 | 265.00 | 3445.00 | 341.66 | 4441.58 | 202.00 | 2626.00 | 455.00 | 5915.00 | 412.00 | 5356.00 | 305.05 | 3965.65 | 2626.00 | M/s R.R. Projects
59.00 | Providing and fixing on wall face unplasticised - PVC moulded fittings/accessories for unplasticised Rigid PVC rain water pipes conforming to IS : 13592 Type A, including jointing with seal ring conforming to IS : 5382, leaving 10 mm gap for thermal expansion. a) Bend 87.5° -110 mm bend | 4.00 | Each |  | 550.00 | 2200.00 | 170.86 | 683.44 | 142.00 | 568.00 | 195.00 | 780.00 | 180.00 | 720.00 | 250.00 | 1000.00 | 162.05 | 648.20 | 148.07 | 592.28 | 322.00 | 1288.00 | 250.00 | 1000.00 | 130.00 | 520.00 | 145.00 | 580.00 | 145.43 | 581.72 | 80.00 | 320.00 | 195.00 | 780.00 | 175.00 | 700.00 | 129.85 | 519.40 | 320.00 | M/s R.R. Projects
60.00 | Providing and fixing on wall face unplasticised - PVC moulded fittings/accessories for unplasticised Rigid PVC rain water pipes conforming to IS : 13592 Type A, including jointing with seal ring conforming to IS : 5382, leaving 10 mm gap for thermal expansion. a) Shoe (Plain) - 110 mm Shoe | 4.00 | Each |  | 500.00 | 2000.00 | 149.74 | 598.96 | 124.00 | 496.00 | 195.00 | 780.00 | 130.00 | 520.00 | 210.00 | 840.00 | 142.04 | 568.16 | 129.77 | 519.08 | 403.00 | 1612.00 | 400.00 | 1600.00 | 130.00 | 520.00 | 155.00 | 620.00 | 127.46 | 509.84 | 80.00 | 320.00 | 195.00 | 780.00 | 175.00 | 700.00 | 113.80 | 455.20 | 320.00 | M/s R.R. Projects
61.00 | 12 mm cement plaster of mix : a) 1:6 (1 cement : 6 fine sand) | 586.00 | Square Meter |  | 300.00 | 175800.00 | 334.54 | 196040.44 | 277.00 | 162322.00 | 255.00 | 149430.00 | 270.00 | 158220.00 | 289.00 | 169354.00 | 317.28 | 185926.08 | 289.92 | 169893.12 | 292.00 | 171112.00 | 270.00 | 158220.00 | 260.00 | 152360.00 | 465.00 | 272490.00 | 298.87 | 175137.82 | 260.00 | 152360.00 | 255.00 | 149430.00 | 343.00 | 200998.00 | 254.25 | 148990.50 | 148990.50 | M/s M Taying Enterprises
62.00 | 15 mm cement plaster on the rough side of single or half brick wall of mix : a) 1:6 (1 cement : 6 fine sand) | 416.00 | Square Meter |  | 310.00 | 128960.00 | 385.33 | 160297.28 | 319.00 | 132704.00 | 295.00 | 122720.00 | 270.00 | 112320.00 | 415.00 | 172640.00 | 365.39 | 152002.24 | 333.94 | 138919.04 | 336.00 | 139776.00 | 300.00 | 124800.00 | 300.00 | 124800.00 | 455.00 | 189280.00 | 344.85 | 143457.60 | 172.00 | 71552.00 | 295.00 | 122720.00 | 395.00 | 164320.00 | 292.85 | 121825.60 | 71552.00 | M/s R.R. Projects
63.00 | Providing and applying white cement based putty of average thickness 1 mm, of approved brand and manufacturer, over the plastered wall surface to prepare the surface even and smooth complete. | 698.00 | Square Meter |  | 300.00 | 209400.00 | 151.51 | 105753.98 | 126.00 | 87948.00 | 105.00 | 73290.00 | 120.00 | 83760.00 | 315.00 | 219870.00 | 143.71 | 100309.58 | 131.31 | 91654.38 | 402.00 | 280596.00 | 95.00 | 66310.00 | 120.00 | 83760.00 | 85.00 | 59330.00 | 128.97 | 90021.06 | 115.00 | 80270.00 | 105.00 | 73290.00 | 155.00 | 108190.00 | 115.15 | 80374.70 | 59330.00 | prodinso pul
64.00 | Finishing walls with Acrylic Smooth exterior paint of required shade : New work (Two or more coat applied @ 1.67 ltr/10 sqm over and including priming coat of exterior primer applied @ 2.20 kg/ 10 sqm) | 1017.00 | Square Meter |  | 190.00 | 193230.00 | 131.45 | 133684.65 | 180.00 | 183060.00 | 155.00 | 157635.00 | 170.00 | 172890.00 | 177.00 | 180009.00 | 205.53 | 209024.01 | 187.81 | 191002.77 | 266.00 | 270522.00 | 125.00 | 127125.00 | 170.00 | 172890.00 | 122.00 | 124074.00 | 184.46 | 187595.82 | 99.00 | 100683.00 | 155.00 | 157635.00 | 222.00 | 225774.00 | 164.70 | 167499.90 | 100683.00 | M/s R.R. Projects
65.00 | Painting with synthetic enamel paint of approved brand and manufacture of required colour to give an even shade : a) Two or more coats on new work over an under coat of suitable shade with ordinary paint of approved brand and manufacture | 584.00 | Square Meter |  | 200.00 | 116800.00 | 159.93 | 93399.12 | 193.00 | 112712.00 | 185.00 | 108040.00 | 170.00 | 99280.00 | 87.00 | 50808.00 | 221.04 | 129087.36 | 157.36 | 91898.24 | 204.00 | 119136.00 | 105.00 | 61320.00 | 200.00 | 116800.00 | 136.00 | 79424.00 | 198.41 | 115871.44 | 77.00 | 44968.00 | 185.00 | 108040.00 | 239.00 | 139576.00 | 177.15 | 103455.60 | 44968.00 | M/s R.R. Projects
66.00 | Consolidation of sub grade with power road roller of 8 to 12 tonne capacity making good the undulations etc. in required camber, watering and re-rolling the sub grade and disposal of surplus earth with lead upto 50 metres complete as per particular specification and direction of Engineer-in-charge. | 820.00 | Square Meter |  | 370.00 | 303400.00 | 206.25 | 169125.00 | 171.00 | 140220.00 | 95.00 | 77900.00 | 40.00 | 32800.00 | 9.50 | 7790.00 | 14.15 | 11603.00 | 178.74 | 146566.80 | 180.00 | 147600.00 | 45.00 | 36900.00 | 160.00 | 131200.00 | 5.00 | 4100.00 | 175.56 | 143959.20 | 180.00 | 147600.00 | 95.00 | 77900.00 | 212.00 | 173840.00 | 156.75 | 128535.00 | 4100.00 | prodinso pul
67.00 | Providing and laying factory made chamfered edge Cement Concrete paver blocks in footpath, parks, lawns, drive ways or light traffic parking etc, of required strength, thickness & size/ shape, made by table vibratory method using PU mould, laid in required colour & pattern over 50mm thick compacted bed of sand, compacting and proper embedding/laying of inter locking paver blocks into the sand bedding layer through vibratory compaction by using plate vibrator, filling the joints with sand and cutting of paver blocks as per required size and pattern, finishing and sweeping extra sand. complete all as per direction of Engineer-in-Charge. a) 60mm thick cement concrete paver block of M-35 grade with approved colour, design & pattern. | 392.00 | Square Meter |  | 1600.00 | 627200.00 | 1164.14 | 456342.88 | 964.00 | 377888.00 | 1555.00 | 609560.00 | 860.00 | 337120.00 | 2300.00 | 901600.00 | 1104.16 | 432830.72 | 1008.88 | 395480.96 | 988.00 | 387296.00 | 1600.00 | 627200.00 | 900.00 | 352800.00 | 425.00 | 166600.00 | 990.92 | 388440.64 | 1150.00 | 450800.00 | 1555.00 | 609560.00 | 1194.00 | 468048.00 | 884.75 | 346822.00 | 166600.00 | prodinso pul
68.00 | Providing and laying at or near ground level factory made kerb stone of M-25 grade cement concrete in position to the required line, level and curvature, jointed with cement mortar 1:3 (1 cement: 3 coarse sand), including making joints with or without grooves (thickness of joints except at sharp curve shall not to more than 5mm), including making drainage opening wherever required complete etc. as per direction of Engineer-in-charge (length of finished kerb edging shall be measured for payment). (Precast C.C. kerb stone shall be approved by Engineer-in-charge). | 7.00 | Cubic Meter |  | 11000.00 | 77000.00 | 11021.25 | 77148.75 | 9130.00 | 63910.00 | 6585.00 | 46095.00 | 8130.00 | 56910.00 | 11200.00 | 78400.00 | 10453.50 | 73174.50 | 9551.32 | 66859.24 | 9633.00 | 67431.00 | 10000.00 | 70000.00 | 8377.00 | 58639.00 | 4350.00 | 30450.00 | 9381.29 | 65669.03 | 8400.00 | 58800.00 | 6585.00 | 46095.00 | 11308.00 | 79156.00 | 8376.15 | 58633.05 | 30450.00 | prodinso pul
69.00 | Providing and fixing water closet squatting pan (Indian type W.C.pan ) with 100 mm sand cast Iron P or S trap, 10 litre low level white P.V.C. flushing cistern, including flush pipe, with manually controlled device (handle lever) conforming to IS : 7231, with all fittings and fixtures complete, including cutting and making good the walls and floors wherever required: a)White Vitreous china Orissa pattern W.C. pan of size 580x440 mm with integral type foot rests | 1.00 | Each |  | 4500.00 | 4500.00 | 7133.55 | 7133.55 | 5909.00 | 5909.00 | 3555.00 | 3555.00 | 5258.00 | 5258.00 | 4200.00 | 4200.00 | 6800.00 | 6800.00 | 6182.14 | 6182.14 | 6235.00 | 6235.00 | 3000.00 | 3000.00 | 5430.00 | 5430.00 | 3700.00 | 3700.00 | 6072.08 | 6072.08 | 5260.00 | 5260.00 | 3555.00 | 3555.00 | 7319.00 | 7319.00 | 5421.50 | 5421.50 | 3000.00 | Rynaa Constructionz India
70.00 | Providing and fixing white vitreous china pedestal type water closet (European type W.C. pan) with seat and lid, 10 litre low level white P.V.C. flushing cistern, including flush pipe, with manually controlled device (handle lever), conforming to IS : 7231, with all fittings and fixtures complete, including cutting and making good the walls and floors wherever required : a) W.C. pan with ISI marked white solid plastic seat and lid | 1.00 | Each |  | 17000.00 | 17000.00 | 6922.30 | 6922.30 | 5734.00 | 5734.00 | 6955.00 | 6955.00 | 6484.00 | 6484.00 | 15600.00 | 15600.00 | 8342.89 | 8342.89 | 5999.06 | 5999.06 | 6050.00 | 6050.00 | 2700.00 | 2700.00 | 5260.00 | 5260.00 | 3950.00 | 3950.00 | 7487.20 | 7487.20 | 6300.00 | 6300.00 | 6955.00 | 6955.00 | 7102.00 | 7102.00 | 5260.95 | 5260.95 | 2700.00 | Rynaa Constructionz India
71.00 | Providing and fixing white vitreous china flat back half stall urinal of size 580x380x350 mm with white PVC automatic flushing cistern, with fittings, standard size C.P. brass flush pipe, spreaders with unions and clamps (all in C.P. brass) with waste fitting as per IS : 2556, C.I. trap with outlet grating and other couplings in C.P. brass, including painting of fittings and cutting and making good the walls and floors wherever required : a) Range of two half stall urinals with 5 litre P.V.C. automatic flushing cistern | 1.00 | Each |  | 8000.00 | 8000.00 | 18448.36 | 18448.36 | 15283.00 | 15283.00 | 29555.00 | 29555.00 | 13600.00 | 13600.00 | 5400.00 | 5400.00 | 17497.76 | 17497.76 | 5681.26 | 5681.26 | 16124.00 | 16124.00 | 4000.00 | 4000.00 | 15000.00 | 15000.00 | 8500.00 | 8500.00 | 8599.08 | 8599.08 | 6300.00 | 6300.00 | 29555.00 | 29555.00 | 18928.00 | 18928.00 | 14020.75 | 14020.75 | 4000.00 | Rynaa Constructionz India
72.00 | Providing and fixing wash basin with C.I. brackets, 15 mm C.P. brass pillar taps, 32 mm C.P. brass waste of standard pattern, including painting of fittings and brackets, cutting and making good the walls herever require:White Vitreous China Wash basin size 550x400 mm with a pair of 15 mm C.P. brass pillar taps | 3.00 | Each |  | 8000.00 | 24000.00 | 4062.76 | 12188.28 | 3103.00 | 9309.00 | 6555.00 | 19665.00 | 2780.00 | 8340.00 | 3500.00 | 10500.00 | 3552.95 | 10658.85 | 5021.65 | 15064.95 | 3274.00 | 9822.00 | 4500.00 | 13500.00 | 2847.00 | 8541.00 | 2800.00 | 8400.00 | 3188.53 | 9565.59 | 5000.00 | 15000.00 | 6555.00 | 19665.00 | 3843.00 | 11529.00 | 2846.90 | 8540.70 | 8340.00 | East India Enterprises
73.00 | Providing and fixing Stainless Steel A ISI 304 (18/8) kitchen sink as per IS:13983 with C.I. brackets and stainless steel plug 40 mm, including painting of fittings and brackets, cutting and making good the walls wherever required :Kitchen sink with drain board 510x1040 mm bowl depth 200 mm | 1.00 | Each |  | 7000.00 | 7000.00 | 7347.50 | 7347.50 | 6087.00 | 6087.00 | 5555.00 | 5555.00 | 5002.00 | 5002.00 | 1200.00 | 1200.00 | 6434.67 | 6434.67 | 5879.33 | 5879.33 | 6422.00 | 6422.00 | 6000.00 | 6000.00 | 6000.00 | 6000.00 | 4005.00 | 4005.00 | 6254.19 | 6254.19 | 5155.00 | 5155.00 | 5555.00 | 5555.00 | 7539.00 | 7539.00 | 5584.10 | 5584.10 | 1200.00 | T S ENGINEERING ENTERPRISES
74.00 | Providing and fixing C.P. brass centre hole basin/sink mixer of Hindware/ Jaquar or equivalent conforming to relevent IS standards with necessary extention nipple, accessories etc. complete as per direction of Engineer-Incharge. A) 15 mm dia nominal bore | 4.00 | Each |  | 3000.00 | 12000.00 | 6578.95 | 26315.80 | 5178.00 | 20712.00 | 9555.00 | 38220.00 | 1880.00 | 7520.00 | 200.00 | 800.00 | 2412.38 | 9649.52 | 627.17 | 2508.68 | 7030.00 | 28120.00 | 2000.00 | 8000.00 | 500.00 | 2000.00 | 1500.00 | 6000.00 | 4932.26 | 19729.04 | 4400.00 | 17600.00 | 9555.00 | 38220.00 | 2160.00 | 8640.00 | 2800.00 | 11200.00 | 800.00 | T S ENGINEERING ENTERPRISES
75.00 | Providing and fixing 8 mm dia C.P. / S.S. Jet with flexible tube upto 1 metre long with S.S. triangular plate to Eureopean type W.C. of quality and make as approved by Engineer - in - charge. | 2.00 | Each |  | 2000.00 | 4000.00 | 391.51 | 783.02 | 324.00 | 648.00 | 2555.00 | 5110.00 | 280.00 | 560.00 | 620.00 | 1240.00 | 371.31 | 742.62 | 339.30 | 678.60 | 926.00 | 1852.00 | 400.00 | 800.00 | 300.00 | 600.00 | 200.00 | 400.00 | 333.26 | 666.52 | 298.00 | 596.00 | 2555.00 | 5110.00 | 402.00 | 804.00 | 297.55 | 595.10 | 400.00 | prodinso pul
76.00 | Providing and fixing plasticised PVC connection pipe with brass unions : 45 cm length a) 15 mm nominal bore | 10.00 | Each |  | 400.00 | 4000.00 | 95.86 | 958.60 | 90.00 | 900.00 | 585.00 | 5850.00 | 100.00 | 1000.00 | 140.00 | 1400.00 | 103.57 | 1035.70 | 94.64 | 946.40 | 351.00 | 3510.00 | 150.00 | 1500.00 | 1000.00 | 10000.00 | 85.00 | 850.00 | 92.96 | 929.60 | 80.00 | 800.00 | 585.00 | 5850.00 | 112.00 | 1120.00 | 200.00 | 2000.00 | 800.00 | M/s R.R. Projects
77.00 | Providing and fixing PTMT liquid soap container 109 mm wide, 125 mm high and 112 mm distance from wall of standard shape with bracket of the same materials with snap fittings of approved quality and colour, weighing not less than 105 gms. | 3.00 | Each |  | 600.00 | 1800.00 | 208.62 | 625.86 | 173.00 | 519.00 | 1975.00 | 5925.00 | 180.00 | 540.00 | 205.00 | 615.00 | 197.88 | 593.64 | 180.79 | 542.37 | 182.00 | 546.00 | 600.00 | 1800.00 | 160.00 | 480.00 | 135.00 | 405.00 | 177.58 | 532.74 | 160.00 | 480.00 | 1975.00 | 5925.00 | 214.00 | 642.00 | 158.55 | 475.65 | 405.00 | prodinso pul
78.00 | Providing and fixing 600x450 mm bevelled edge mirror of superior glass (of approved quality) complete with 6 mm thick hard board ground fixed to wooden cleats with C.P. brass screws and washers complete. | 3.00 | Each |  | 1600.00 | 4800.00 | 1688.22 | 5064.66 | 1399.00 | 4197.00 | 1635.00 | 4905.00 | 1280.00 | 3840.00 | 1200.00 | 3600.00 | 1601.30 | 4803.90 | 1463.06 | 4389.18 | 1476.00 | 4428.00 | 1500.00 | 4500.00 | 1300.00 | 3900.00 | 1005.00 | 3015.00 | 1437.02 | 4311.06 | 1300.00 | 3900.00 | 1635.00 | 4905.00 | 1732.00 | 5196.00 | 1283.05 | 3849.15 | 3015.00 | prodinso pul
79.00 | Providing & fixing of SS twin Robe hook of Hindware /Jaquar CAN-1161N or equivalent with accessories complete as required as per direction of Engineer-Incharge. | 3.00 | Each |  | 2000.00 | 6000.00 | 1618.42 | 4855.26 | 1145.00 | 3435.00 | 955.00 | 2865.00 | 230.00 | 690.00 | 250.00 | 750.00 | 257.32 | 771.96 | 570.15 | 1710.45 | 12075.00 | 36225.00 | 600.00 | 1800.00 | 1000.00 | 3000.00 | 400.00 | 1200.00 | 201.60 | 604.80 | 1300.00 | 3900.00 | 955.00 | 2865.00 | 81.00 | 243.00 | 450.00 | 1350.00 | 243.00 | M/S Rukmini Traders
80.00 | Providing and fixing PTMT towel ring trapezoidal shape 215 mm long,200 mm wide with minimum distances of 37 mm from wall face with concealed fittings arrangement of approved quality and colour, weighing not less than 88 gms. | 3.00 | Each |  | 800.00 | 2400.00 | 300.26 | 900.78 | 249.00 | 747.00 | 2155.00 | 6465.00 | 230.00 | 690.00 | 460.00 | 1380.00 | 284.79 | 854.37 | 260.22 | 780.66 | 262.00 | 786.00 | 950.00 | 2850.00 | 230.00 | 690.00 | 195.00 | 585.00 | 255.58 | 766.74 | 250.00 | 750.00 | 2155.00 | 6465.00 | 308.00 | 924.00 | 228.20 | 684.60 | 585.00 | prodinso pul
81.00 | Providing and fixing C.P. brass angle valve for basin mixer and geyser points of approved quality conforming to IS:8931 | 6.00 | Each |  | 2000.00 | 12000.00 | 700.00 | 4200.00 | 580.00 | 3480.00 | 1255.00 | 7530.00 | 530.00 | 3180.00 | 320.00 | 1920.00 | 663.89 | 3983.34 | 606.64 | 3639.84 | 93.00 | 558.00 | 1200.00 | 7200.00 | 540.00 | 3240.00 | 325.00 | 1950.00 | 595.84 | 3575.04 | 550.00 | 3300.00 | 1255.00 | 7530.00 | 718.00 | 4308.00 | 532.00 | 3192.00 | 558.00 | SEVEN STAR TRADING HOUSE
82.00 | Providing and fixing 100 mm SS grating for gully trap with white cement complete as per direction of Engineer-in-charge. | 6.00 | Each |  | 1700.00 | 10200.00 | 1578.95 | 9473.70 | 280.00 | 1680.00 | 585.00 | 3510.00 | 80.00 | 480.00 | 98.00 | 588.00 | 55.65 | 333.90 | 513.14 | 3078.84 | 93.00 | 558.00 | 150.00 | 900.00 | 50.00 | 300.00 | 102.00 | 612.00 | 49.95 | 299.70 | 100.00 | 600.00 | 585.00 | 3510.00 | 135.00 | 810.00 | 800.00 | 4800.00 | 299.70 | MS Nabam Budh
83.00 | Providing and fixing toilet paper holder : C.P. Brass | 1.00 | Each |  | 2300.00 | 2300.00 | 768.09 | 768.09 | 636.00 | 636.00 | 1555.00 | 1555.00 | 566.00 | 566.00 | 502.00 | 502.00 | 728.22 | 728.22 | 665.65 | 665.65 | 92.00 | 92.00 | 500.00 | 500.00 | 250.00 | 250.00 | 325.00 | 325.00 | 603.40 | 603.40 | 585.00 | 585.00 | 1555.00 | 1555.00 | 788.00 | 788.00 | 583.75 | 583.75 | 92.00 | SEVEN STAR TRADING HOUSE
84.00 | Providing and fixing P.V.C. waste pipe for sink or wash basin including P.V.C. waste fittings complete. Flexible pipe a) 32mm dia | 4.00 | Each |  | 300.00 | 1200.00 | 115.39 | 461.56 | 110.00 | 440.00 | 115.00 | 460.00 | 140.00 | 560.00 | 294.00 | 1176.00 | 126.09 | 504.36 | 100.00 | 400.00 | 101.00 | 404.00 | 200.00 | 800.00 | 103.00 | 412.00 | 85.00 | 340.00 | 113.23 | 452.92 | 90.00 | 360.00 | 115.00 | 460.00 | 136.00 | 544.00 | 101.10 | 404.40 | 340.00 | prodinso pul
85.00 | Providing and fixing soil, waste and vent pipes : 100 mm dia a) Centrifugally cast (spun) iron socket & spigot (S&S) pipe as per IS: 3989 | 22.00 | Meter |  | 2200.00 | 48400.00 | 1437.11 | 31616.42 | 1190.00 | 26180.00 | 1255.00 | 27610.00 | 990.00 | 21780.00 | 1157.00 | 25454.00 | 1258.29 | 27682.38 | 1245.44 | 27399.68 | 1256.00 | 27632.00 | 1200.00 | 26400.00 | 1100.00 | 24200.00 | 725.00 | 15950.00 | 1223.26 | 26911.72 | 1008.00 | 22176.00 | 1255.00 | 27610.00 | 1474.00 | 32428.00 | 1092.20 | 24028.40 | 15950.00 | prodinso pul
86.00 | Providing and fixing soil, waste and vent pipes : 75 mm dia a) Centrifugally cast (spun) iron socket & spigot (S&S) pipe as per IS: 3989 | 10.00 | Meter |  | 2000.00 | 20000.00 | 1305.33 | 13053.30 | 1081.00 | 10810.00 | 1025.00 | 10250.00 | 990.00 | 9900.00 | 925.00 | 9250.00 | 1238.10 | 12381.00 | 1131.23 | 11312.30 | 1140.00 | 11400.00 | 1000.00 | 10000.00 | 1000.00 | 10000.00 | 550.00 | 5500.00 | 1111.10 | 11111.00 | 1008.00 | 10080.00 | 1025.00 | 10250.00 | 1339.00 | 13390.00 | 992.05 | 9920.50 | 5500.00 | prodinso pul
87.00 | Providing and fixing M.S. holder-bat clamps of approved design to Sand Cast iron/cast iron (spun) pipe embedded in and including cement concrete blocks 10x10x10cm of 1:2:4 mix (1 cement : 2 coarse sand : 4 graded stone aggregate 20mm nominal size) including cost of cutting holes and making good the walls etc.: a) For 100 mm dia. Pipe | 6.00 | Each |  | 1500.00 | 9000.00 | 378.22 | 2269.32 | 313.00 | 1878.00 | 355.00 | 2130.00 | 280.00 | 1680.00 | 400.00 | 2400.00 | 358.70 | 2152.20 | 327.78 | 1966.68 | 331.00 | 1986.00 | 150.00 | 900.00 | 290.00 | 1740.00 | 125.00 | 750.00 | 321.94 | 1931.64 | 300.00 | 1800.00 | 355.00 | 2130.00 | 388.00 | 2328.00 | 287.45 | 1724.70 | 750.00 | prodinso pul
88.00 | Providing and fixing M.S. holder-bat clamps of approved design to Sand Cast iron/cast iron (spun) pipe embedded in and including cement concrete blocks 10x10x10cm of 1:2:4 mix (1 cement : 2 coarse sand : 4 graded stone aggregate 20mm nominal size) including cost of cutting holes and making good the walls etc.: a) For 75 mm dia. Pipe | 2.00 | Each |  | 1000.00 | 2000.00 | 372.89 | 745.78 | 309.00 | 618.00 | 345.00 | 690.00 | 280.00 | 560.00 | 350.00 | 700.00 | 353.69 | 707.38 | 323.16 | 646.32 | 326.00 | 652.00 | 150.00 | 300.00 | 285.00 | 570.00 | 125.00 | 250.00 | 317.41 | 634.82 | 283.00 | 566.00 | 345.00 | 690.00 | 383.00 | 766.00 | 283.40 | 566.80 | 250.00 | prodinso pul
89.00 | Providing and fixing bend of required degree with access door, insertion rubber washer 3 mm thick, bolts and nuts complete. a) 100mm Sand cast iron S&S as per IS - 3989 | 3.00 | Each |  | 2500.00 | 7500.00 | 607.43 | 1822.29 | 503.00 | 1509.00 | 595.00 | 1785.00 | 480.00 | 1440.00 | 625.00 | 1875.00 | 576.14 | 1728.42 | 526.42 | 1579.26 | 530.00 | 1590.00 | 450.00 | 1350.00 | 463.00 | 1389.00 | 211.00 | 633.00 | 517.05 | 1551.15 | 470.00 | 1410.00 | 595.00 | 1785.00 | 623.00 | 1869.00 | 461.65 | 1384.95 | 633.00 | prodinso pul
90.00 | Providing and fixing bend of required degree with access door, insertion rubber washer 3 mm thick, bolts and nuts complete a) 75mm Sand cast iron S&S as per IS - 3989 | 2.00 | Each |  | 2000.00 | 4000.00 | 506.25 | 1012.50 | 419.00 | 838.00 | 495.00 | 990.00 | 380.00 | 760.00 | 500.00 | 1000.00 | 478.87 | 957.74 | 438.73 | 877.46 | 443.00 | 886.00 | 450.00 | 900.00 | 385.00 | 770.00 | 205.00 | 410.00 | 430.92 | 861.84 | 470.00 | 940.00 | 495.00 | 990.00 | 519.00 | 1038.00 | 384.75 | 769.50 | 410.00 | prodinso pul
91.00 | Providing and fixing plain bend of required degree a) 100 mm Sand cast iron S&S as per IS - 3989 | 1.00 | Each |  | 2500.00 | 2500.00 | 514.14 | 514.14 | 426.00 | 426.00 | 415.00 | 415.00 | 379.00 | 379.00 | 600.00 | 600.00 | 487.62 | 487.62 | 445.57 | 445.57 | 449.00 | 449.00 | 450.00 | 450.00 | 392.00 | 392.00 | 175.00 | 175.00 | 437.64 | 437.64 | 390.00 | 390.00 | 415.00 | 415.00 | 528.00 | 528.00 | 390.75 | 390.75 | 175.00 | prodinso pul
92.00 | Providing and fixing plain bend of required degree a) 75 mm Sand cast iron S&S as per IS - 3989 | 1.00 | Each |  | 2000.00 | 2000.00 | 381.25 | 381.25 | 316.00 | 316.00 | 525.00 | 525.00 | 281.00 | 281.00 | 450.00 | 450.00 | 361.53 | 361.53 | 438.73 | 438.73 | 333.00 | 333.00 | 450.00 | 450.00 | 290.00 | 290.00 | 166.00 | 166.00 | 324.52 | 324.52 | 381.00 | 381.00 | 525.00 | 525.00 | 391.00 | 391.00 | 289.75 | 289.75 | 166.00 | prodinso pul
93.00 | Providing and fixing terminal guard: a) 100mm Sand cast iron S&S as per IS - 3989 | 3.00 | Each |  | 2500.00 | 7500.00 | 468.36 | 1405.08 | 424.00 | 1272.00 | 525.00 | 1575.00 | 370.00 | 1110.00 | 1600.00 | 4800.00 | 485.95 | 1457.85 | 444.03 | 1332.09 | 448.00 | 1344.00 | 500.00 | 1500.00 | 390.00 | 1170.00 | 395.00 | 1185.00 | 436.13 | 1308.39 | 356.00 | 1068.00 | 525.00 | 1575.00 | 526.00 | 1578.00 | 389.40 | 1168.20 | 1068.00 | M/s R.R. Projects
94.00 | Providing and fixing terminal guard: a) 75mm Sand cast iron S&S as per IS - 3989 | 3.00 | Each |  | 2000.00 | 6000.00 | 407.70 | 1223.10 | 338.00 | 1014.00 | 455.00 | 1365.00 | 290.00 | 870.00 | 1200.00 | 3600.00 | 386.69 | 1160.07 | 353.32 | 1059.96 | 356.00 | 1068.00 | 500.00 | 1500.00 | 310.00 | 930.00 | 296.00 | 888.00 | 347.03 | 1041.09 | 390.00 | 1170.00 | 455.00 | 1365.00 | 418.00 | 1254.00 | 309.85 | 929.55 | 870.00 | East India Enterprises
95.00 | Providing and fixing trap of self cleansing design with screwed down or hinged grating with or without vent arm complete, including cost of cutting and making good the walls and floors : a) 100 mm inlet and 100 mm outlet Sand cast iron S&S as per IS - 3989 | 3.00 | Each |  | 2500.00 | 7500.00 | 1990.20 | 5970.60 | 1649.00 | 4947.00 | 1855.00 | 5565.00 | 1480.00 | 4440.00 | 899.00 | 2697.00 | 1887.44 | 5662.32 | 1724.76 | 5174.28 | 1740.00 | 5220.00 | 500.00 | 1500.00 | 1513.00 | 4539.00 | 875.00 | 2625.00 | 1694.06 | 5082.18 | 1512.00 | 4536.00 | 1855.00 | 5565.00 | 2042.00 | 6126.00 | 1512.55 | 4537.65 | 1500.00 | Rynaa Constructionz India
96.00 | Providing and fixing trap of self cleansing design with screwed down or hinged grating with or without vent arm complete, including cost of cutting and making good the walls and floors : a) 100 mm inlet and 75 mm outlet Sand cast iron S&S as per IS - 3989 | 2.00 | Each |  | 2500.00 | 5000.00 | 2078.22 | 4156.44 | 1722.00 | 3444.00 | 1985.00 | 3970.00 | 1580.00 | 3160.00 | 799.00 | 1598.00 | 1971.07 | 3942.14 | 1801.05 | 3602.10 | 1816.00 | 3632.00 | 300.00 | 600.00 | 1580.00 | 3160.00 | 925.00 | 1850.00 | 1768.98 | 3537.96 | 1273.00 | 2546.00 | 1985.00 | 3970.00 | 2132.00 | 4264.00 | 1579.45 | 3158.90 | 600.00 | Rynaa Constructionz India
97.00 | Painting sand cast iron/ centrifugally cast (spun) iron soil, waste vent pipes and fittings with two coats of synthetic enamel paint of any colour such as chocolate grey, or buff etc. over a coat of primer (of approved quality) for new work : a) 100 mm diameter pipe | 11.00 | Meter |  | 3000.00 | 33000.00 | 84.47 | 929.17 | 70.00 | 770.00 | 95.00 | 1045.00 | 110.00 | 1210.00 | 210.00 | 2310.00 | 80.16 | 881.76 | 73.21 | 805.31 | 74.00 | 814.00 | 40.00 | 440.00 | 65.00 | 715.00 | 63.00 | 693.00 | 71.90 | 790.90 | 40.00 | 440.00 | 95.00 | 1045.00 | 87.00 | 957.00 | 64.20 | 706.20 | 440.00 | Rynaa Constructionz India, M/s R.R. Projects
98.00 | Painting sand cast iron/ centrifugally cast (spun) iron soil, waste vent pipes and fittings with two coats of synthetic enamel paint of any colour such as chocolate grey, or buff etc. over a coat of primer (of approved quality) for new work : a) 75 mm diameter pipe | 7.00 | Meter |  | 2800.00 | 19600.00 | 64.28 | 449.96 | 53.00 | 371.00 | 85.00 | 595.00 | 90.00 | 630.00 | 115.00 | 805.00 | 60.98 | 426.86 | 55.70 | 389.90 | 56.00 | 392.00 | 38.00 | 266.00 | 50.00 | 350.00 | 42.00 | 294.00 | 54.71 | 382.97 | 40.00 | 280.00 | 85.00 | 595.00 | 66.00 | 462.00 | 48.85 | 341.95 | 266.00 | Rynaa Constructionz India
99.00 | Providing and fixing Chlorinated Polyvinyl Chloride (CPVC) pipes, having thermal stability for hot & cold water supply including all CPVC plain & brass threaded fittings including fixing the pipe with clamps at 1.00 m spacing. This includes jointing of pipes & fittings with one step CPVC solvent cement and testing of joints complete as per direction of Engineer in Charge. (a) Internal work - Exposed on wall a) 15 mm nominal outer dia. Pipes | 20.00 | Meter |  | 90.00 | 1800.00 | 317.83 | 6356.60 | 263.00 | 5260.00 | 125.00 | 2500.00 | 280.00 | 5600.00 | 140.00 | 2800.00 | 301.45 | 6029.00 | 324.87 | 6497.40 | 278.00 | 5560.00 | 420.00 | 8400.00 | 250.00 | 5000.00 | 135.00 | 2700.00 | 270.54 | 5410.80 | 480.00 | 9600.00 | 125.00 | 2500.00 | 326.00 | 6520.00 | 241.55 | 4831.00 | 1800.00 | M/S TSERING DHONDUP
100.00 | Providing and fixing Chlorinated Polyvinyl Chloride (CPVC) pipes, having thermal stability for hot & cold water supply including all CPVC plain & brass threaded fittings including fixing the pipe with clamps at 1.00 m spacing. This includes jointing of pipes & fittings with one step CPVC solvent cement and testing of joints complete as per direction of Engineer in Charge. (a) Internal work - Exposed on wall b) 20 mm nominal outer dia. Pipes | 300.00 | Meter |  | 120.00 | 36000.00 | 403.88 | 121164.00 | 335.00 | 100500.00 | 225.00 | 67500.00 | 340.00 | 102000.00 | 195.00 | 58500.00 | 383.09 | 114927.00 | 392.38 | 117714.00 | 353.00 | 105900.00 | 480.00 | 144000.00 | 310.00 | 93000.00 | 265.00 | 79500.00 | 343.78 | 103134.00 | 1050.00 | 315000.00 | 225.00 | 67500.00 | 414.00 | 124200.00 | 306.95 | 92085.00 | 36000.00 | M/S TSERING DHONDUP
101.00 | Providing and fixing Chlorinated Polyvinyl Chloride (CPVC) pipes, having thermal stability for hot & cold water supply including all CPVC plain & brass threaded fittings including fixing the pipe with clamps at 1.00 m spacing. This includes jointing of pipes & fittings with one step CPVC solvent cement and testing of joints complete as per direction of Engineer in Charge. (a) Internal work - Exposed on wall c) 25 mm nominal outer dia. Pipes | 20.00 | Meter |  | 170.00 | 3400.00 | 485.79 | 9715.80 | 402.00 | 8040.00 | 285.00 | 5700.00 | 390.00 | 7800.00 | 232.00 | 4640.00 | 460.73 | 9214.60 | 499.45 | 9989.00 | 428.00 | 8560.00 | 550.00 | 11000.00 | 370.00 | 7400.00 | 318.00 | 6360.00 | 413.50 | 8270.00 | 700.00 | 14000.00 | 285.00 | 5700.00 | 498.00 | 9960.00 | 369.20 | 7384.00 | 3400.00 | M/S TSERING DHONDUP
102.00 | Providing and fixing G.I. pipes complete with G.I. fittings and clamps, i/c cutting and making good the walls etc. (a) Internal work - Exposed on wall a) 40 mm nominal outer dia. Pipes | 5.00 | Meter |  | 400.00 | 2000.00 | 841.58 | 4207.90 | 697.00 | 3485.00 | 1325.00 | 6625.00 | 650.00 | 3250.00 | 520.00 | 2600.00 | 798.21 | 3991.05 | 729.34 | 3646.70 | 736.00 | 3680.00 | 650.00 | 3250.00 | 650.00 | 3250.00 | 415.00 | 2075.00 | 716.35 | 3581.75 | 780.00 | 3900.00 | 1325.00 | 6625.00 | 863.00 | 4315.00 | 639.60 | 3198.00 | 2000.00 | M/S TSERING DHONDUP
103.00 | Providing and fixing G.I. pipes complete with G.I. fittings including trenching and refilling etc. (a) External work. 40 mm dia nominal bore | 50.00 | Meter |  | 450.00 | 22500.00 | 635.72 | 31786.00 | 527.00 | 26350.00 | 915.00 | 45750.00 | 460.00 | 23000.00 | 480.00 | 24000.00 | 546.81 | 27340.50 | 550.94 | 27547.00 | 555.00 | 27750.00 | 500.00 | 25000.00 | 485.00 | 24250.00 | 455.00 | 22750.00 | 541.13 | 27056.50 | 866.00 | 43300.00 | 915.00 | 45750.00 | 652.00 | 32600.00 | 483.15 | 24157.50 | 22500.00 | M/S TSERING DHONDUP
104.00 | Providing and fixing gun metal gate valve with C.I. wheel of approved quality (screwed end) : a) 40 mm nominal bore | 2.00 | Each |  | 3000.00 | 6000.00 | 892.63 | 1785.26 | 739.00 | 1478.00 | 1095.00 | 2190.00 | 680.00 | 1360.00 | 1500.00 | 3000.00 | 846.58 | 1693.16 | 773.58 | 1547.16 | 780.00 | 1560.00 | 5500.00 | 11000.00 | 680.00 | 1360.00 | 455.00 | 910.00 | 759.81 | 1519.62 | 670.00 | 1340.00 | 1095.00 | 2190.00 | 916.00 | 1832.00 | 678.40 | 1356.80 | 910.00 | prodinso pul
105.00 | Providing and fixing gun metal non- return valve of approved quality (screwed end) : a) 40 mm nominal bore Vertical | 5.00 | Each |  | 3000.00 | 15000.00 | 1289.08 | 6445.40 | 550.00 | 2750.00 | 955.00 | 4775.00 | 1000.00 | 5000.00 | 1120.00 | 5600.00 | 1222.66 | 6113.30 | 1117.15 | 5585.75 | 1127.00 | 5635.00 | 6500.00 | 32500.00 | 980.00 | 4900.00 | 755.00 | 3775.00 | 1097.26 | 5486.30 | 500.00 | 2500.00 | 955.00 | 4775.00 | 1323.00 | 6615.00 | 979.70 | 4898.50 | 2500.00 | M/s R.R. Projects
106.00 | Painting G.I. pipes and fittings with synthetic enamel white paint with two coats over a ready mixed priming coat, both of approved quality for new work : a) 40 mm diameter pipe | 5.00 | Meter |  | 60.00 | 300.00 | 43.95 | 219.75 | 36.00 | 180.00 | 95.00 | 475.00 | 100.00 | 500.00 | 32.00 | 160.00 | 41.69 | 208.45 | 38.09 | 190.45 | 38.00 | 190.00 | 50.00 | 250.00 | 34.00 | 170.00 | 35.00 | 175.00 | 37.41 | 187.05 | 50.00 | 250.00 | 95.00 | 475.00 | 45.00 | 225.00 | 33.40 | 167.00 | 160.00 | T S ENGINEERING ENTERPRISES
107.00 | Painting G.I. pipes and fittings with two coats of anti-corrosive bitumastic paint of approved quality a) 40 mm diameter pipe | 45.00 | Meter |  | 60.00 | 2700.00 | 20.72 | 932.40 | 21.00 | 945.00 | 75.00 | 3375.00 | 70.00 | 3150.00 | 15.00 | 675.00 | 24.19 | 1088.55 | 22.12 | 995.40 | 22.00 | 990.00 | 55.00 | 2475.00 | 20.00 | 900.00 | 26.00 | 1170.00 | 21.73 | 977.85 | 35.00 | 1575.00 | 75.00 | 3375.00 | 26.00 | 1170.00 | 19.40 | 873.00 | 675.00 | T S ENGINEERING ENTERPRISES
108.00 | Providing and fixing G.I. Union in G.I. pipe including cutting and threading the pipe and making long screws etc. complete (New work) : a) 40 mm nominal bore | 3.00 | Each |  | 500.00 | 1500.00 | 595.39 | 1786.17 | 493.00 | 1479.00 | 985.00 | 2955.00 | 490.00 | 1470.00 | 600.00 | 1800.00 | 564.69 | 1694.07 | 515.99 | 1547.97 | 347.00 | 1041.00 | 450.00 | 1350.00 | 453.00 | 1359.00 | 216.00 | 648.00 | 506.80 | 1520.40 | 450.00 | 1350.00 | 985.00 | 2955.00 | 611.00 | 1833.00 | 452.50 | 1357.50 | 648.00 | prodinso pul
109.00 | Providing and fixing C.P. brass bib cock of approved quality conforming to IS:8931 a) 15 mm nominal bore. | 2.00 | Each |  | 600.00 | 1200.00 | 551.25 | 1102.50 | 457.00 | 914.00 | 2455.00 | 4910.00 | 40.00 | 80.00 | 450.00 | 900.00 | 522.87 | 1045.74 | 477.73 | 955.46 | 348.00 | 696.00 | 1050.00 | 2100.00 | 419.00 | 838.00 | 235.00 | 470.00 | 469.22 | 938.44 | 618.00 | 1236.00 | 2455.00 | 4910.00 | 566.00 | 1132.00 | 418.95 | 837.90 | 80.00 | East India Enterprises
110.00 | Providing and fixing C.P. brass stop cock (concealed) of standard design and of approved make conforming to IS:8931. a) 15 mm nominal bore. | 9.00 | Each |  | 700.00 | 6300.00 | 797.70 | 7179.30 | 661.00 | 5949.00 | 1895.00 | 17055.00 | 620.00 | 5580.00 | 635.00 | 5715.00 | 756.52 | 6808.68 | 691.31 | 6221.79 | 697.00 | 6273.00 | 1050.00 | 9450.00 | 607.00 | 5463.00 | 475.00 | 4275.00 | 679.00 | 6111.00 | 606.00 | 5454.00 | 1895.00 | 17055.00 | 818.00 | 7362.00 | 532.00 | 4788.00 | 4275.00 | prodinso pul
111.00 | Providing and placing on terrace (at all floor levels) polyethylene water storage tank, IS : 12701 marked, with cover and suitable locking arrangement and making necessary holes for inlet, outlet and overflow pipes but without fittings and the base support for tank. | 2000.00 | Liters |  | 10.00 | 20000.00 | 11.58 | 23160.00 | 10.00 | 20000.00 | 12.50 | 25000.00 | 70.00 | 140000.00 | 13.00 | 26000.00 | 10.94 | 21880.00 | 10.03 | 20060.00 | 575.00 | 1150000.00 | 15.00 | 30000.00 | 10.00 | 20000.00 | 6.00 | 12000.00 | 16.80 | 33600.00 | 20.00 | 40000.00 | 12.50 | 25000.00 | 12.00 | 24000.00 | 8.80 | 17600.00 | 12000.00 | prodinso pul
112.00 | Providing, laying and jointing glazed stoneware pipes class SP-1 with stiff mixture of cement mortar in the proportion of 1:1 (1 cement : 1 fine sand) including testing of joints etc. complete : a) 150 mm diameter | 15.00 | Meter |  | 3000.00 | 45000.00 | 658.16 | 9872.40 | 545.00 | 8175.00 | 525.00 | 7875.00 | 520.00 | 7800.00 | 666.00 | 9990.00 | 624.13 | 9361.95 | 570.38 | 8555.70 | 575.00 | 8625.00 | 1990.00 | 29850.00 | 501.00 | 7515.00 | 412.00 | 6180.00 | 560.22 | 8403.30 | 320.00 | 4800.00 | 525.00 | 7875.00 | 675.00 | 10125.00 | 500.20 | 7503.00 | 4800.00 | M/s R.R. Projects
113.00 | Providing and laying cement concrete 1:5:10 (1 cement : 5 coarse sand : 10 graded stone aggregate 40 mm nominal size) all-round S.W. pipes including bed concrete as per standard design : a) 150 mm diameter S.W. Pipe | 15.00 | Meter |  | 400.00 | 6000.00 | 1314.67 | 19720.05 | 1089.00 | 16335.00 | 1085.00 | 16275.00 | 980.00 | 14700.00 | 867.00 | 13005.00 | 1246.97 | 18704.55 | 1139.33 | 17089.95 | 1149.00 | 17235.00 | 2200.00 | 33000.00 | 1000.00 | 15000.00 | 765.00 | 11475.00 | 1119.05 | 16785.75 | 817.00 | 12255.00 | 1085.00 | 16275.00 | 1349.00 | 20235.00 | 999.15 | 14987.25 | 6000.00 | M/S TSERING DHONDUP
114.00 | Providing and laying cement concrete 1:5:10 (1 cement : 5 coarse sand : 10 graded stone aggregate 40 mm nominal size) all-round S.W. pipes including bed concrete as per standard design: a) 250 mm diameter S.W. pipe | 12.00 | Meter |  | 500.00 | 6000.00 | 1772.30 | 21267.60 | 1468.00 | 17616.00 | 1455.00 | 17460.00 | 1330.00 | 15960.00 | 1122.00 | 13464.00 | 1681.01 | 20172.12 | 1535.93 | 18431.16 | 1549.00 | 18588.00 | 3000.00 | 36000.00 | 1347.00 | 16164.00 | 799.00 | 9588.00 | 1508.58 | 18102.96 | 999.00 | 11988.00 | 1455.00 | 17460.00 | 1818.00 | 21816.00 | 1346.95 | 16163.40 | 6000.00 | M/S TSERING DHONDUP
115.00 | Providing and fixing square-mouth S.W. gully trap class SP-1 complete with C.I. grating brick masonry chamber with water tight C.I. cover with frame of 300 x300 mm size (inside) the weight of cover to be not less than 4.50 kg and frame to be not less than 2.70 kg as per standard design: a) 100x100 mm size P type With common burnt clay F.P.S. (non modular) bricks of class designation 7.5 | 3.00 | Each |  | 5000.00 | 15000.00 | 3035.53 | 9106.59 | 2514.00 | 7542.00 | 2455.00 | 7365.00 | 2245.00 | 6735.00 | 3200.00 | 9600.00 | 2879.15 | 8637.45 | 2630.67 | 7892.01 | 2665.00 | 7995.00 | 9000.00 | 27000.00 | 2500.00 | 7500.00 | 1855.00 | 5565.00 | 2583.84 | 7751.52 | 2300.00 | 6900.00 | 2455.00 | 7365.00 | 3114.00 | 9342.00 | 2307.00 | 6921.00 | 5565.00 | prodinso pul
116.00 | Providing and laying non-pressure NP-2 class (light duty) R.C.C. pipes with collars jointed with stiff mixture of cement mortar in the proportion of 1:2 (1 cement : 2 fine sand) including testing of joints etc. complete : a) 250 mm dia. R.C.C. pipe | 12.00 | Meter |  | 600.00 | 7200.00 | 992.70 | 11912.40 | 822.00 | 9864.00 | 985.00 | 11820.00 | 780.00 | 9360.00 | 981.00 | 11772.00 | 941.53 | 11298.36 | 860.30 | 10323.60 | 868.00 | 10416.00 | 2500.00 | 30000.00 | 755.00 | 9060.00 | 605.00 | 7260.00 | 844.98 | 10139.76 | 500.00 | 6000.00 | 985.00 | 11820.00 | 1019.00 | 12228.00 | 754.45 | 9053.40 | 6000.00 | M/s R.R. Projects
117.00 | Constructing brick masonry manhole in cement mortar 1:4 ( 1 cement : 4 coarse sand ) with R.C.C. top slab with 1:2:4 mix (1 cement : 2 coarse sand : 4 graded stone aggregate 20 mm nominal size), foundation concrete 1:4:8 mix (1 cement : 4 coarse sand : 8 graded stone aggregate 40 mm nominal size), inside plastering 12 mm thick with cement mortar 1:3 (1 cement : 3 coarse sand) finished with floating coat of neat cement and making channels in cement concrete 1:2:4 (1 cement : 2 coarse sand : 4 graded stone aggregate 20 mm nominal size) finished with a floating coat of neat cement complete as per standard design : Inside size 90x80 cm and 45 cm deep including C.I. cover with frame (light duty) 455x610 mm internal dimensions, total weight of cover and frame to be not less than 38 kg (weight of cover 23 kg and weight of frame 15 kg) : a) With common burnt clay F.P.S. (non modular) bricks of class designation 7.5 | 3.00 | Each |  | 15000.00 | 45000.00 | 14348.75 | 43046.25 | 11886.00 | 35658.00 | 18555.00 | 55665.00 | 10000.00 | 30000.00 | 14000.00 | 42000.00 | 12908.01 | 38724.03 | 2630.67 | 7892.01 | 12541.00 | 37623.00 | 15000.00 | 45000.00 | 11000.00 | 33000.00 | 4500.00 | 13500.00 | 32068.12 | 96204.36 | 11000.00 | 33000.00 | 18555.00 | 55665.00 | 14722.00 | 44166.00 | 10905.05 | 32715.15 | 7892.01 | M/S K.L. ENTERPRISES
118.00 | Providing and fixing factory made precast RCC perforated drain covers, having concrete of strength not less than M-25, of size 1000 x 450x50 mm, reinforced with 8 mm dia four nos longitudinal & 9 nos cross sectional T.M.T. hoop bars, including providing 50 mm dia perforations @ 100 to 125 mm c/c, including providing edge binding with M.S. flats of size 50 mm x 1.6 mm complete, all as per direction of Engineer-in-charge. | 65.00 | Each |  | 5000.00 | 325000.00 | 1593.22 | 103559.30 | 1319.00 | 85735.00 | 1495.00 | 97175.00 | 1220.00 | 79300.00 | 650.00 | 42250.00 | 1511.11 | 98222.15 | 1380.73 | 89747.45 | 2952.00 | 191880.00 | 9000.00 | 585000.00 | 1211.00 | 78715.00 | 755.00 | 49075.00 | 1356.15 | 88149.75 | 1300.00 | 84500.00 | 1495.00 | 97175.00 | 1635.00 | 106275.00 | 1210.85 | 78705.25 | 42250.00 | T S ENGINEERING ENTERPRISES
119.00 | Constructing brick masonry road gully chamber 50x45x60 cm with bricks of class designation 75 in cement mortar 1:4 (1 cement : 4 coarse sand) including 500x450 mm precast R.C.C. horizontal grating with frame complete as per standard design : a) With common burnt clay F.P.S. (non modular) bricks of class designation 7.5 | 6.00 | Each |  | 5000.00 | 30000.00 | 6854.08 | 41124.48 | 5678.00 | 34068.00 | 5455.00 | 32730.00 | 5100.00 | 30600.00 | 4300.00 | 25800.00 | 6500.93 | 39005.58 | 5939.94 | 35639.64 | 2128.00 | 12768.00 | 7000.00 | 42000.00 | 5300.00 | 31800.00 | 3750.00 | 22500.00 | 5834.19 | 35005.14 | 5250.00 | 31500.00 | 5455.00 | 32730.00 | 7032.00 | 42192.00 | 5209.10 | 31254.60 | 12768.00 | SEVEN STAR TRADING HOUSE
120.00 | Making soak pit 2.5 m diameter 3.0 metre deep with 45 x 45 cm dry brick honey comb shaft with bricks and S.W. drain pipe 100 mm diameter, 1.8 m long complete as per standard design. With common burnt clay F.P.S. (non modular) bricks of class designation 7.5 | 1.00 | Each |  | 30000.00 | 30000.00 | 33261.51 | 33261.51 | 27554.00 | 27554.00 | 28555.00 | 28555.00 | 24520.00 | 24520.00 | 48000.00 | 48000.00 | 31547.43 | 31547.43 | 28825.36 | 28825.36 | 29070.00 | 29070.00 | 45000.00 | 45000.00 | 25500.00 | 25500.00 | 32500.00 | 32500.00 | 28312.20 | 28312.20 | 26000.00 | 26000.00 | 28555.00 | 28555.00 | 34126.00 | 34126.00 | 25278.75 | 25278.75 | 24520.00 | East India Enterprises
121.00 | Providing and fixing aluminium work for doors, windows, ventilators and partitions with extruded built up standard tubular sections/ appropriate Z sections and other sections of approved make conforming to IS: 733 and IS: 1285, fixing with dash fasteners of required dia and size, including necessary filling up the gaps at junctions, i.e. at top, bottom and sides with required EPDM rubber/ neoprene gasket etc. Aluminium sections shall be smooth, rust free, straight, mitred and jointed mechanically wherever required including cleat angle, Aluminium snap beading for glazing / paneling, C.P. brass / stainless steel screws, all complete as per architectural drawings and the directions of Engineer-in-charge. (Glazing, paneling and dash fasteners to be paid for separately) : a) For fixed portion- Anodised aluminium (anodised transparent or dyed to required shade according to IS: 1868, Minimum anodic coating of grade AC 15) | 830.00 | Kilogram |  | 750.00 | 622500.00 | 557.83 | 462998.90 | 462.00 | 383460.00 | 535.00 | 444050.00 | 480.00 | 398400.00 | 529.00 | 439070.00 | 529.05 | 439111.50 | 483.43 | 401246.90 | 488.00 | 405040.00 | 850.00 | 705500.00 | 430.00 | 356900.00 | 175.00 | 145250.00 | 474.82 | 394100.60 | 600.00 | 498000.00 | 535.00 | 444050.00 | 572.00 | 474760.00 | 423.95 | 351878.50 | 145250.00 | prodinso pul
122.00 | For shutters of doors, windows & ventilators including providing and fixing hinges/ pivots and making provision for fixing of fittings wherever required including the cost of EPDM rubber / neoprene gasket required (Fittings shall be paid for separately) Anodised aluminium (anodised transparent or dyed to required shade according to IS: 1868, Minimum anodic coating of grade AC 15) | 446.00 | Kilogram |  | 750.00 | 334500.00 | 675.53 | 301286.38 | 560.00 | 249760.00 | 585.00 | 260910.00 | 560.00 | 249760.00 | 579.00 | 258234.00 | 640.73 | 285765.58 | 585.43 | 261101.78 | 590.00 | 263140.00 | 900.00 | 401400.00 | 515.00 | 229690.00 | 155.00 | 69130.00 | 575.01 | 256454.46 | 750.00 | 334500.00 | 585.00 | 260910.00 | 693.00 | 309078.00 | 513.40 | 228976.40 | 69130.00 | prodinso pul
123.00 | Providing and fixing glazing in aluminium door, window, ventilator shutters and partitions etc. with EPDM rubber / neoprene gasket etc. complete as per the architectural drawings and the directions of engineer-in-charge. (Cost of aluminium snap beading shall be paid in basic item): a)With float glass panes of 4.0 mm thickness (weight not less than 10 kg/ sqm) | 80.00 | SQM |  | 1500.00 | 120000.00 | 1315.26 | 105220.80 | 1090.00 | 87200.00 | 1655.00 | 132400.00 | 1000.00 | 80000.00 | 1100.00 | 88000.00 | 1247.49 | 99799.20 | 1139.84 | 91187.20 | 1150.00 | 92000.00 | 700.00 | 56000.00 | 1000.00 | 80000.00 | 652.00 | 52160.00 | 1119.55 | 89564.00 | 1450.00 | 116000.00 | 1655.00 | 132400.00 | 1349.00 | 107920.00 | 999.60 | 79968.00 | 52160.00 | prodinso pul
124.00 | Providing and fixing aluminium hanging floor door stopper, ISI marked, anodised (anodic coating not less than grade AC 10 as per IS : 1868) transparent or dyed to required colour and shade, with necessary screws etc. complete a) Twin rubber stopper | 15.00 | Each |  | 500.00 | 7500.00 | 81.64 | 1224.60 | 253.00 | 3795.00 | 855.00 | 12825.00 | 100.00 | 1500.00 | 112.00 | 1680.00 | 77.45 | 1161.75 | 70.76 | 1061.40 | 633.00 | 9495.00 | 150.00 | 2250.00 | 63.00 | 945.00 | 68.00 | 1020.00 | 69.50 | 1042.50 | 275.00 | 4125.00 | 855.00 | 12825.00 | 84.00 | 1260.00 | 62.05 | 930.75 | 930.75 | M/s M Taying Enterprises
125.00 | Providing and fixing bright finished brass 100 mm mortice latch and lock, ISI marked, with six levers and a pair of anodised (anodic coating not less than grade AC 10 as per IS : 1868) aluminium lever handles of approved quality with necessary screws etc. complete | 14.00 | Each |  | 600.00 | 8400.00 | 985.07 | 13790.98 | 500.00 | 7000.00 | 4555.00 | 63770.00 | 760.00 | 10640.00 | 520.00 | 7280.00 | 934.33 | 13080.62 | 522.88 | 7320.32 | 518.00 | 7252.00 | 2500.00 | 35000.00 | 750.00 | 10500.00 | 635.00 | 8890.00 | 838.49 | 11738.86 | 460.00 | 6440.00 | 4555.00 | 63770.00 | 1011.00 | 14154.00 | 748.65 | 10481.10 | 6440.00 | M/s R.R. Projects
126.00 | Providing and fixing double action hydraulic floor spring of approved brand and manufacture conforming to IS : 6315, having brand logo embossed on the body / plate with double spring mechanism and door weight upto 125 kg, for doors, including cost of cutting floors, embedding in floors as required and making good the same matching to the existing floor finishing and cover plates with brass pivot and single piece M.S. sheet outer box with slide plate etc. complete as per the direction of Engineer-in-charge. a) With stainless steel cover plate minimum 1.25 mm thickness | 14.00 | Each |  | 9000.00 | 126000.00 | 3174.34 | 44440.76 | 2630.00 | 36820.00 | 2695.00 | 37730.00 | 2400.00 | 33600.00 | 1200.00 | 16800.00 | 3010.64 | 42148.96 | 2750.97 | 38513.58 | 2959.00 | 41426.00 | 4500.00 | 63000.00 | 2415.00 | 33810.00 | 1750.00 | 24500.00 | 2702.00 | 37828.00 | 2600.00 | 36400.00 | 2695.00 | 37730.00 | 3257.00 | 45598.00 | 2412.50 | 33775.00 | 16800.00 | T S ENGINEERING ENTERPRISES
127.00 | Providing and fixing 12 mm thick prelaminated particle board flat pressed three layer or graded wood particle board conforming to IS:12823 Grade l Type ll, in panelling fixed in aluminum doors, windows shutters and partition frames with C.P. brass / stainless steel screws etc. complete as per architectural drawings and directions of engineerin- charge. a) Pre-laminated particle board with decorative lamination on both sides | 69.00 | Square Meter |  | 800.00 | 55200.00 | 1377.50 | 95047.50 | 1141.00 | 78729.00 | 1255.00 | 86595.00 | 1040.00 | 71760.00 | 1323.00 | 91287.00 | 1306.41 | 90142.29 | 1193.78 | 82370.82 | 1204.00 | 83076.00 | 1600.00 | 110400.00 | 1000.00 | 69000.00 | 1250.00 | 86250.00 | 1172.53 | 80904.57 | 1000.00 | 69000.00 | 1255.00 | 86595.00 | 1413.00 | 97497.00 | 1046.90 | 72236.10 | 55200.00 | M/S TSERING DHONDUP
128.00 | Providing Engineering Consultancy Services for Civil & Electrical works for the Office complex comprising of Ground structure RCC framed office building, store rooms, car shed, roads, volley ball court etc. for the plot area of 35.5m x 31.5m approx. including structural design, plumbing, sanitary, sewerage, drainage work, Roads & carpark, Storm water Drain, compound wall, Development of plot with Horticulture features, Internal & External Electrical Installation work, Air-conditioning & other electrical services including submission of detailed drawings and design vetted by IIT/NIT/reputed Government Engineering College, detailed Construction drawings and revision of drawing if required during execution etc. as specified in tender document as per provisions of NBC & other relevant codes and any other details related to consultancy work which are essential for successful execution of works etc. complete as per particular specifications and direction of Engineer-in-Charge. | 1.00 | Job |  | 300000.00 | 300000.00 | 900000.00 | 900000.00 | 300000.00 | 300000.00 | 285000.00 | 285000.00 | 250000.00 | 250000.00 | 450000.00 | 450000.00 | 317000.00 | 317000.00 | 228060.00 | 228060.00 | 517500.00 | 517500.00 | 200000.00 | 200000.00 | 2800000.00 | 2800000.00 | 155000.00 | 155000.00 | 300000.00 | 300000.00 | 1000000.00 | 1000000.00 | 285000.00 | 285000.00 | 564000.00 | 564000.00 | 2000000.00 | 2000000.00 | 155000.00 | prodinso pul
129.00 | Supply of XLPE insulated PVC sheathed galvanised flat steel strip armoured aluminium conductor cable of grade 1.1KV of following size confirming to IS:7098/ Part-I (1988) with uptodate ammendments (a) 3.5 X 35 sqmm | 50.00 | Mtrs |  | 400.00 | 20000.00 | 506.01 | 25300.50 | 327.00 | 16350.00 | 3555.00 | 177750.00 | 270.00 | 13500.00 | 600.00 | 30000.00 | 289.49 | 14474.50 | 513.14 | 25657.00 | 241.00 | 12050.00 | 1000.00 | 50000.00 | 180.00 | 9000.00 | 146.00 | 7300.00 | 280.00 | 14000.00 | 1400.00 | 70000.00 | 3555.00 | 177750.00 | 471.00 | 23550.00 | 450.00 | 22500.00 | 7300.00 | prodinso pul
130.00 | Supply of XLPE insulated PVC sheathed galvanised flat steel strip armoured aluminium conductor cable of grade 1.1KV of following size confirming to IS:7098/ Part-I (1988) with uptodate ammendments (b) 3½X120 Sq.mm | 200.00 | Mtrs |  | 600.00 | 120000.00 | 1377.84 | 275568.00 | 533.00 | 106600.00 | 2895.00 | 579000.00 | 400.00 | 80000.00 | 1400.00 | 280000.00 | 482.48 | 96496.00 | 1026.27 | 205254.00 | 117.00 | 23400.00 | 1500.00 | 300000.00 | 480.00 | 96000.00 | 275.00 | 55000.00 | 635.04 | 127008.00 | 1800.00 | 360000.00 | 2895.00 | 579000.00 | 895.00 | 179000.00 | 500.00 | 100000.00 | 23400.00 | SEVEN STAR TRADING HOUSE
131.00 | Supply of XLPE insulated PVC sheathed galvanised flat steel strip armoured aluminium conductor cable of grade 1.1KV of following size confirming to IS:7098/ Part-I (1988) with uptodate ammendments (c) 4X10 Sq.mm | 500.00 | Mtrs |  | 400.00 | 200000.00 | 58.50 | 29250.00 | 239.00 | 119500.00 | 1995.00 | 997500.00 | 470.00 | 235000.00 | 620.00 | 310000.00 | 546.81 | 273405.00 | 228.06 | 114030.00 | 117.00 | 58500.00 | 900.00 | 450000.00 | 90.00 | 45000.00 | 69.00 | 34500.00 | 201.60 | 100800.00 | 1400.00 | 700000.00 | 1995.00 | 997500.00 | 190.00 | 95000.00 | 590.00 | 295000.00 | 29250.00 | HLK Infrastructure Pvt Ltd
132.00 | Laying & fixing of one number PVC insulated and PVC sheathed/ XLPE power cable of 1.1 KV grade of following size on wall surface as required. (a) Above 35 Sqmm & upto 95 Sqmm (clamped with 25x3 mm MS flat clamp) | 600.00 | Mtrs |  | 200.00 | 120000.00 | 156.00 | 93600.00 | 113.00 | 67800.00 | 5555.00 | 3333000.00 | 370.00 | 222000.00 | 220.00 | 132000.00 | 432.00 | 259200.00 | 912.24 | 547344.00 | 253.00 | 151800.00 | 950.00 | 570000.00 | 104.00 | 62400.00 | 82.00 | 49200.00 | 116.48 | 69888.00 | 400.00 | 240000.00 | 5555.00 | 3333000.00 | 140.00 | 84000.00 | 104.00 | 62400.00 | 49200.00 | prodinso pul
133.00 | Laying of one number PVC insulated and PVC sheathed / XLPE power cable of 1.1 KV grade of following size direct in ground including excavation, sand cushioning, protective covering and refilling the trench etc as required. (a) Upto 120 sq. mm | 200.00 | Mtrs |  | 200.00 | 40000.00 | 528.00 | 105600.00 | 477.00 | 95400.00 | 2895.00 | 579000.00 | 470.00 | 94000.00 | 180.00 | 36000.00 | 546.81 | 109362.00 | 114.03 | 22806.00 | 173.00 | 34600.00 | 100.00 | 20000.00 | 352.00 | 70400.00 | 316.00 | 63200.00 | 168.00 | 33600.00 | 500.00 | 100000.00 | 2895.00 | 579000.00 | 591.00 | 118200.00 | 438.00 | 87600.00 | 20000.00 | Rynaa Constructionz India
135.00 | Supplying and drawing following pair 0.5 sq mm FR PVC insulated annealed copper conductor, unarmored telephone cable in the existing surface/ recessed steel/ PVC conduit as required. (a) 1 Pair | 100.00 | Mtrs |  | 100.00 | 10000.00 | 28.50 | 2850.00 | 21.00 | 2100.00 | 2355.00 | 235500.00 | 90.00 | 9000.00 | 58.00 | 5800.00 | 23.74 | 2374.00 | 21.67 | 2167.00 | 127.00 | 12700.00 | 100.00 | 10000.00 | 19.00 | 1900.00 | 19.00 | 1900.00 | 21.28 | 2128.00 | 75.00 | 7500.00 | 2355.00 | 235500.00 | 26.00 | 2600.00 | 30.00 | 3000.00 | 1900.00 | prodinso pul, M/s Om Traders
136.00 | Wiring for light point/ fan point/exhaust fan point/ call bell point with 1.5 sq.mm FR PVC insulated copper conductor single core cable in surface/ recessed steel conduit, with modular switch, modular plate, suitable size GI box and earthing the point with 1.5 aq.mm. FR PVC insulated copper conductor single core cable etc. as requried. (a) Group C | 80.00 | Points |  | 950.00 | 76000.00 | 1819.50 | 145560.00 | 1322.00 | 105760.00 | 1125.00 | 90000.00 | 1200.00 | 96000.00 | 250.00 | 20000.00 | 1483.90 | 118712.00 | 1355.82 | 108465.60 | 1367.00 | 109360.00 | 1200.00 | 96000.00 | 1213.00 | 97040.00 | 895.00 | 71600.00 | 1331.68 | 106534.40 | 750.00 | 60000.00 | 1125.00 | 90000.00 | 1605.00 | 128400.00 | 1213.00 | 97040.00 | 20000.00 | T S ENGINEERING ENTERPRISES
137.00 | Wiring for circuit/ submain wiring alongwith earth wire with the following size of FR PVC insulated copper conductor single core cable in surface/ recessed steel conduit as requried. (a) 2 x 2.5 sq. mm + 1 x 2.5 sq.mm earth wire | 200.00 | Mtrs |  | 700.00 | 140000.00 | 343.50 | 68700.00 | 250.00 | 50000.00 | 255.00 | 51000.00 | 270.00 | 54000.00 | 48.00 | 9600.00 | 285.75 | 57150.00 | 261.13 | 52226.00 | 263.00 | 52600.00 | 950.00 | 190000.00 | 229.00 | 45800.00 | 325.00 | 65000.00 | 256.48 | 51296.00 | 300.00 | 60000.00 | 255.00 | 51000.00 | 309.00 | 61800.00 | 229.00 | 45800.00 | 9600.00 | T S ENGINEERING ENTERPRISES
138.00 | Supplying and fixing of following sizes of steel conduit along with accessories in surface/ recess including painting in case of surface conduit, or cutting the wall and making good the same in case of recessed conduit as required. (a) 20 mm dia | 150.00 | Mtrs |  | 680.00 | 102000.00 | 219.00 | 32850.00 | 159.00 | 23850.00 | 165.00 | 24750.00 | 200.00 | 30000.00 | 57.00 | 8550.00 | 182.18 | 27327.00 | 166.48 | 24972.00 | 168.00 | 25200.00 | 150.00 | 22500.00 | 146.00 | 21900.00 | 97.00 | 14550.00 | 163.52 | 24528.00 | 200.00 | 30000.00 | 165.00 | 24750.00 | 197.00 | 29550.00 | 60.00 | 9000.00 | 8550.00 | T S ENGINEERING ENTERPRISES
139.00 | Supplying and fixing of following sizes of steel conduit along with accessories in surface/ recess including painting in case of surface conduit, or cutting the wall and making good the same in case of recessed conduit as required. (b) 25 mm dia | 150.00 | Mtrs |  | 600.00 | 90000.00 | 247.50 | 37125.00 | 180.00 | 27000.00 | 195.00 | 29250.00 | 200.00 | 30000.00 | 70.00 | 10500.00 | 205.86 | 30879.00 | 188.15 | 28222.50 | 190.00 | 28500.00 | 200.00 | 30000.00 | 165.00 | 24750.00 | 125.00 | 18750.00 | 184.80 | 27720.00 | 180.00 | 27000.00 | 195.00 | 29250.00 | 223.00 | 33450.00 | 80.00 | 12000.00 | 10500.00 | T S ENGINEERING ENTERPRISES
140.00 | Supplying and drawing following size of FR PVC insulated copper conductor, single core cable in the existing surface/ recessed steel/ PVC conduit as required. (a) 3 x 1.5 Sq. mm | 500.00 | Mtrs |  | 400.00 | 200000.00 | 81.00 | 40500.00 | 59.00 | 29500.00 | 85.00 | 42500.00 | 100.00 | 50000.00 | 112.00 | 56000.00 | 67.42 | 33710.00 | 61.58 | 30790.00 | 62.00 | 31000.00 | 800.00 | 400000.00 | 54.00 | 27000.00 | 67.00 | 33500.00 | 60.48 | 30240.00 | 90.00 | 45000.00 | 85.00 | 42500.00 | 73.00 | 36500.00 | 120.00 | 60000.00 | 27000.00 | M/s Om Traders
141.00 | Supplying and drawing following size of FR PVC insulated copper conductor, single core cable in the existing surface/ recessed steel/ PVC conduit as required. (b) 3 x 4 Sq. mm | 200.00 | Mtrs |  | 700.00 | 140000.00 | 175.50 | 35100.00 | 128.00 | 25600.00 | 145.00 | 29000.00 | 170.00 | 34000.00 | 97.00 | 19400.00 | 146.03 | 29206.00 | 133.42 | 26684.00 | 134.00 | 26800.00 | 1050.00 | 210000.00 | 117.00 | 23400.00 | 105.00 | 21000.00 | 131.04 | 26208.00 | 150.00 | 30000.00 | 145.00 | 29000.00 | 158.00 | 31600.00 | 100.00 | 20000.00 | 19400.00 | T S ENGINEERING ENTERPRISES
142.00 | Supplying and fixing following size/ module, GI box alongwith module base & cover plate for modular switches/sockets on surface/ in recess as required in site. (a) 1/2 Module | 20.00 | Each |  | 500.00 | 10000.00 | 364.50 | 7290.00 | 265.00 | 5300.00 | 275.00 | 5500.00 | 290.00 | 5800.00 | 300.00 | 6000.00 | 303.25 | 6065.00 | 277.09 | 5541.80 | 279.00 | 5580.00 | 600.00 | 12000.00 | 250.00 | 5000.00 | 155.00 | 3100.00 | 272.16 | 5443.20 | 130.00 | 2600.00 | 275.00 | 5500.00 | 328.00 | 6560.00 | 1400.00 | 28000.00 | 2600.00 | M/s R.R. Projects
143.00 | Supplying and fixing following size/ module, GI box alongwith module base & cover plate for modular switches/sockets on surface/ in recess as required in site. (b) 3 Module | 15.00 | Each |  | 800.00 | 12000.00 | 400.50 | 6007.50 | 291.00 | 4365.00 | 295.00 | 4425.00 | 300.00 | 4500.00 | 450.00 | 6750.00 | 333.23 | 4998.45 | 304.46 | 4566.90 | 307.00 | 4605.00 | 750.00 | 11250.00 | 270.00 | 4050.00 | 198.00 | 2970.00 | 299.04 | 4485.60 | 140.00 | 2100.00 | 295.00 | 4425.00 | 360.00 | 5400.00 | 1650.00 | 24750.00 | 2100.00 | M/s R.R. Projects
144.00 | Supplying and fixing following size/ module, GI box alongwith module base & cover plate for modular switches/sockets on surface/ in recess as required in site. (c ) 16 Module | 10.00 | Each |  | 900.00 | 9000.00 | 651.00 | 6510.00 | 578.00 | 5780.00 | 395.00 | 3950.00 | 480.00 | 4800.00 | 1200.00 | 12000.00 | 541.66 | 5416.60 | 324.99 | 3249.90 | 499.00 | 4990.00 | 900.00 | 9000.00 | 440.00 | 4400.00 | 326.00 | 3260.00 | 593.60 | 5936.00 | 460.00 | 4600.00 | 395.00 | 3950.00 | 586.00 | 5860.00 | 2220.00 | 22200.00 | 3249.90 | M/S K.L. ENTERPRISES
145.00 | Supplying and fixing of following modular switch / socket outlet on the existing modular plate & switch box including connection, but excluding modular plate etc. as required. (a) 3 pin 5/6 Amp socket outlet. | 50.00 | Each |  | 400.00 | 20000.00 | 166.50 | 8325.00 | 121.00 | 6050.00 | 185.00 | 9250.00 | 160.00 | 8000.00 | 420.00 | 21000.00 | 138.57 | 6928.50 | 564.45 | 28222.50 | 569.00 | 28450.00 | 250.00 | 12500.00 | 111.00 | 5550.00 | 95.00 | 4750.00 | 143.36 | 7168.00 | 80.00 | 4000.00 | 185.00 | 9250.00 | 150.00 | 7500.00 | 1200.00 | 60000.00 | 4000.00 | M/s R.R. Projects
146.00 | Supplying and fixing of following modular switch / socket outlet on the existing modular plate & switch box including connection, but excluding modular plate etc. as required. (b) 6 pin 15/16 A socket outlet | 50.00 | Each |  | 500.00 | 25000.00 | 262.50 | 13125.00 | 191.00 | 9550.00 | 225.00 | 11250.00 | 200.00 | 10000.00 | 750.00 | 37500.00 | 218.40 | 10920.00 | 462.96 | 23148.00 | 569.00 | 28450.00 | 250.00 | 12500.00 | 180.00 | 9000.00 | 175.00 | 8750.00 | 196.00 | 9800.00 | 106.00 | 5300.00 | 225.00 | 11250.00 | 236.00 | 11800.00 | 660.00 | 33000.00 | 5300.00 | M/s R.R. Projects
147.00 | Supplying and fixing of following modular switch / socket outlet on the existing modular plate & switch box including connection, but excluding modular plate etc. as required. (c ) Telephone socket outlet | 10.00 | Each |  | 400.00 | 4000.00 | 178.50 | 1785.00 | 130.00 | 1300.00 | 85.00 | 850.00 | 180.00 | 1800.00 | 85.00 | 850.00 | 148.54 | 1485.40 | 135.70 | 1357.00 | 137.00 | 1370.00 | 200.00 | 2000.00 | 120.00 | 1200.00 | 125.00 | 1250.00 | 133.28 | 1332.80 | 90.00 | 900.00 | 85.00 | 850.00 | 161.00 | 1610.00 | 107.00 | 1070.00 | 850.00 | T S ENGINEERING ENTERPRISES, M/S ZELIZHU AND SONS, M/s EL & TY Enterprise
148.00 | Supplying and fixing of following modular switch / socket outlet on the existing modular plate & switch box including connection, but excluding modular plate etc. as required. (d) 5/6 Amp switch | 50.00 | Each |  | 400.00 | 20000.00 | 127.50 | 6375.00 | 93.00 | 4650.00 | 115.00 | 5750.00 | 130.00 | 6500.00 | 250.00 | 12500.00 | 106.08 | 5304.00 | 140.26 | 7013.00 | 98.00 | 4900.00 | 200.00 | 10000.00 | 90.00 | 4500.00 | 95.00 | 4750.00 | 50.40 | 2520.00 | 60.00 | 3000.00 | 115.00 | 5750.00 | 115.00 | 5750.00 | 450.00 | 22500.00 | 2520.00 | MS Nabam Budh
149.00 | Supplying and fixing of following modular switch / socket outlet on the existing modular plate & switch box including connection, but excluding modular plate etc. as required. (e) 15/16 Amp switch | 50.00 | Each |  | 400.00 | 20000.00 | 198.00 | 9900.00 | 144.00 | 7200.00 | 175.00 | 8750.00 | 160.00 | 8000.00 | 420.00 | 21000.00 | 164.68 | 8234.00 | 199.55 | 9977.50 | 151.00 | 7550.00 | 250.00 | 12500.00 | 135.00 | 6750.00 | 135.00 | 6750.00 | 123.20 | 6160.00 | 125.00 | 6250.00 | 175.00 | 8750.00 | 178.00 | 8900.00 | 480.00 | 24000.00 | 6160.00 | MS Nabam Budh
150.00 | Supplying and fixing modular blanking plate on the existing modular plate & switch box excluding modular plate as required. | 50.00 | Each |  | 400.00 | 20000.00 | 48.00 | 2400.00 | 35.00 | 1750.00 | 65.00 | 3250.00 | 70.00 | 3500.00 | 540.00 | 27000.00 | 39.88 | 1994.00 | 36.49 | 1824.50 | 37.00 | 1850.00 | 5.00 | 250.00 | 35.00 | 1750.00 | 19.00 | 950.00 | 35.84 | 1792.00 | 50.00 | 2500.00 | 65.00 | 3250.00 | 43.00 | 2150.00 | 60.00 | 3000.00 | 250.00 | Rynaa Constructionz India
151.00 | Supplying and fixing 3 pin, 5 amps Ceiling Rose on the existng junction box / wooden block including connection etc. as required. | 20.00 | Each |  | 300.00 | 6000.00 | 97.50 | 1950.00 | 71.00 | 1420.00 | 85.00 | 1700.00 | 100.00 | 2000.00 | 419.00 | 8380.00 | 81.06 | 1621.20 | 74.12 | 1482.40 | 75.00 | 1500.00 | 90.00 | 1800.00 | 70.00 | 1400.00 | 68.00 | 1360.00 | 72.80 | 1456.00 | 80.00 | 1600.00 | 85.00 | 1700.00 | 88.00 | 1760.00 | 600.00 | 12000.00 | 1360.00 | prodinso pul
152.00 | Supplying and fixing 20 amps, 240 volts, SPN industrial type, socket outlet, with 2 pole and earth, metal enclosed plug top along with 20 amps "C" curve, SP, MCB, in sheet steel enclosure, on surface or in recess, with chained metal cover for the socket out let and complete with connections, testing and commissioning etc. as required. | 20.00 | Each |  | 3500.00 | 70000.00 | 1848.00 | 36960.00 | 1343.00 | 26860.00 | 1355.00 | 27100.00 | 1230.00 | 24600.00 | 700.00 | 14000.00 | 1537.49 | 30749.80 | 1404.85 | 28097.00 | 4025.00 | 80500.00 | 600.00 | 12000.00 | 1300.00 | 26000.00 | 875.00 | 17500.00 | 1892.80 | 37856.00 | 1250.00 | 25000.00 | 1355.00 | 27100.00 | 1663.00 | 33260.00 | 1300.00 | 26000.00 | 12000.00 | Rynaa Constructionz India
153.00 | Supplying and fixing following way prewired TP&N MCB distribution board of steel sheet for 415 volts on surface/ recess complete with loose wire box, terminal connectors for all incoming and outgoing circuits, duly prewired with suitable size FR PVC insulated copper conductor up to terminal blocks, tinned copper bus bar, neutral link, earth bar, din bar, detachable gland plate, interconnections, powder painted including earthing etc. as required.(But without MCB/ RCCB/ Isolator) (a) 4 way (4 + 12), Double door | 3.00 | Each |  | 6000.00 | 18000.00 | 14221.50 | 42664.50 | 3345.00 | 10035.00 | 6855.00 | 20565.00 | 3000.00 | 9000.00 | 4900.00 | 14700.00 | 3828.92 | 11486.76 | 6443.84 | 19331.52 | 3528.00 | 10584.00 | 9000.00 | 27000.00 | 2845.00 | 8535.00 | 3160.00 | 9480.00 | 5153.12 | 15459.36 | 930.00 | 2790.00 | 6855.00 | 20565.00 | 4142.00 | 12426.00 | 4000.00 | 12000.00 | 2790.00 | M/s R.R. Projects
154.00 | Supplying and fixing following way prewired TP&N MCB distribution board of steel sheet for 415 volts on surface/ recess complete with loose wire box, terminal connectors for all incoming and outgoing circuits, duly prewired with suitable size FR PVC insulated copper conductor up to terminal blocks, tinned copper bus bar, neutral link, earth bar, din bar, detachable gland plate, interconnections, powder painted including earthing etc. as required.(But without MCB/ RCCB/ Isolator) (b) 6 way (4 + 18), Double door | 3.00 | Each |  | 7000.00 | 21000.00 | 18367.20 | 55101.60 | 4025.00 | 12075.00 | 3955.00 | 11865.00 | 3600.00 | 10800.00 | 12000.00 | 36000.00 | 4608.86 | 13826.58 | 4211.13 | 12633.39 | 4247.00 | 12741.00 | 10000.00 | 30000.00 | 3500.00 | 10500.00 | 3670.00 | 11010.00 | 5153.12 | 15459.36 | 1080.00 | 3240.00 | 3955.00 | 11865.00 | 4986.00 | 14958.00 | 2500.00 | 7500.00 | 3240.00 | M/s R.R. Projects
155.00 | Supplying and fixing DP sheet steel enclosure on surface/recess along with 6-32 Amp. 240 volt, "C" curve DP MCB complete with connections, testing & commissioning etc. as required in site. | 10.00 | Each |  | 1200.00 | 12000.00 | 1272.00 | 12720.00 | 924.00 | 9240.00 | 7555.00 | 75550.00 | 850.00 | 8500.00 | 1800.00 | 18000.00 | 1036.48 | 10364.80 | 966.97 | 9669.70 | 403.00 | 4030.00 | 500.00 | 5000.00 | 800.00 | 8000.00 | 975.00 | 9750.00 | 949.76 | 9497.60 | 860.00 | 8600.00 | 7555.00 | 75550.00 | 1145.00 | 11450.00 | 1200.00 | 12000.00 | 4030.00 | SEVEN STAR TRADING HOUSE
156.00 | Supplying and fixing 5 amps to 32 amps rating, 240V/415V, "C" curve miniature circuit breaker suitable for inductive load of following poles in the existing MCB DB complete with connections, testing and commissioning etc.as required. (a) Single Pole | 70.00 | Each |  | 600.00 | 42000.00 | 298.50 | 20895.00 | 217.00 | 15190.00 | 225.00 | 15750.00 | 250.00 | 17500.00 | 380.00 | 26600.00 | 248.31 | 17381.70 | 226.92 | 15884.40 | 229.00 | 16030.00 | 500.00 | 35000.00 | 185.00 | 12950.00 | 221.00 | 15470.00 | 609.28 | 42649.60 | 210.00 | 14700.00 | 225.00 | 15750.00 | 269.00 | 18830.00 | 200.00 | 14000.00 | 12950.00 | M/s Om Traders
157.00 | Supplying and fixing 5 amps to 32 amps rating, 240V/415V, "C" curve miniature circuit breaker suitable for inductive load of following poles in the existing MCB DB complete with connections, testing and commissioning etc.as required. (b) Triple pole and neutral | 20.00 | Each |  | 2000.00 | 40000.00 | 1638.00 | 32760.00 | 1190.00 | 23800.00 | 1195.00 | 23900.00 | 1100.00 | 22000.00 | 950.00 | 19000.00 | 1362.51 | 27250.20 | 1245.21 | 24904.20 | 950.00 | 19000.00 | 550.00 | 11000.00 | 1100.00 | 22000.00 | 1320.00 | 26400.00 | 1223.04 | 24460.80 | 1120.00 | 22400.00 | 1195.00 | 23900.00 | 1474.00 | 29480.00 | 350.00 | 7000.00 | 7000.00 | M/s M Taying Enterprises
158.00 | Supplying and fixing single pole blanking plate in the existing MCB DB complete etc.as required. | 50.00 | Each |  | 150.00 | 7500.00 | 12.00 | 600.00 | 9.00 | 450.00 | 45.00 | 2250.00 | 40.00 | 2000.00 | 320.00 | 16000.00 | 10.04 | 502.00 | 9.12 | 456.00 | 9.00 | 450.00 | 5.00 | 250.00 | 8.00 | 400.00 | 19.00 | 950.00 | 8.96 | 448.00 | 15.00 | 750.00 | 45.00 | 2250.00 | 11.00 | 550.00 | 60.00 | 3000.00 | 250.00 | Rynaa Constructionz India
159.00 | Supplying and making indoor end termination with brass compression gland and aluminium lugs for following size of PVC insulated and PVC sheathed/ XLPE aluminium conductor cable of 1.1 KV grade as required. a) 3½ x 35 Sqmm | 12.00 | Set |  | 400.00 | 4800.00 | 450.00 | 5400.00 | 327.00 | 3924.00 | 395.00 | 4740.00 | 350.00 | 4200.00 | 5600.00 | 67200.00 | 374.40 | 4492.80 | 342.09 | 4105.08 | 345.00 | 4140.00 | 200.00 | 2400.00 | 300.00 | 3600.00 | 335.00 | 4020.00 | 336.00 | 4032.00 | 320.00 | 3840.00 | 395.00 | 4740.00 | 405.00 | 4860.00 | 8000.00 | 96000.00 | 2400.00 | Rynaa Constructionz India
160.00 | Supplying and making indoor end termination with brass compression gland and aluminium lugs for following size of PVC insulated and PVC sheathed/ XLPE aluminium conductor cable of 1.1 KV grade as required. b) 3½ x 120 Sqmm | 4.00 | Set |  | 1200.00 | 4800.00 | 733.50 | 2934.00 | 533.00 | 2132.00 | 755.00 | 3020.00 | 500.00 | 2000.00 | 6680.00 | 26720.00 | 610.30 | 2441.20 | 557.61 | 2230.44 | 562.00 | 2248.00 | 300.00 | 1200.00 | 500.00 | 2000.00 | 275.00 | 1100.00 | 547.68 | 2190.72 | 510.00 | 2040.00 | 755.00 | 3020.00 | 660.00 | 2640.00 | 6500.00 | 26000.00 | 1100.00 | prodinso pul
161.00 | Supplying and making indoor end termination with brass compression gland and aluminium lugs for following size of PVC insulated and PVC sheathed/ XLPE aluminium conductor cable of 1.1 KV grade as required. c) 4 x 10 Sqmm | 20.00 | Set |  | 600.00 | 12000.00 | 328.50 | 6570.00 | 239.00 | 4780.00 | 555.00 | 11100.00 | 260.00 | 5200.00 | 3200.00 | 64000.00 | 272.76 | 5455.20 | 249.73 | 4994.60 | 252.00 | 5040.00 | 150.00 | 3000.00 | 220.00 | 4400.00 | 255.00 | 5100.00 | 245.28 | 4905.60 | 230.00 | 4600.00 | 555.00 | 11100.00 | 296.00 | 5920.00 | 5000.00 | 100000.00 | 3000.00 | Rynaa Constructionz India
162.00 | SITC of Water cooler with a storage capacity 80 Ltrs. Having 3 nos of faucets with complete inner & outer body made of stainless steel complete with inbuilt commercial RO of capacity 50 LPH complete as required & as directed by Engineer-in-charge . | 1.00 | Nos |  | 65000.00 | 65000.00 | 82844.85 | 82844.85 | 26705.00 | 26705.00 | 49555.00 | 49555.00 | 36000.00 | 36000.00 | 56000.00 | 56000.00 | 46317.60 | 46317.60 | 17104.50 | 17104.50 | 20575.00 | 20575.00 | 40000.00 | 40000.00 | 200000.00 | 200000.00 | 83500.00 | 83500.00 | 33600.00 | 33600.00 | 32900.00 | 32900.00 | 49555.00 | 49555.00 | 50000.00 | 50000.00 | 60000.00 | 60000.00 | 17104.50 | M/S K.L. ENTERPRISES
163.00 | Supply of Ceiling Fan of 1400mm sweep suitable for operation on 230V 1Ø,50 HZ AC supply complete as required. | 20.00 | Nos |  | 4000.00 | 80000.00 | 3525.00 | 70500.00 | 3270.00 | 65400.00 | 5555.00 | 111100.00 | 4840.00 | 96800.00 | 2800.00 | 56000.00 | 6175.68 | 123513.60 | 2850.75 | 57015.00 | 2875.00 | 57500.00 | 2800.00 | 56000.00 | 5000.00 | 100000.00 | 1650.00 | 33000.00 | 4144.00 | 82880.00 | 1590.00 | 31800.00 | 5555.00 | 111100.00 | 4600.00 | 92000.00 | 3800.00 | 76000.00 | 31800.00 | M/s R.R. Projects
164.00 | Supply of Exhaust Fan cf 300mm sweep at site suitable for operation on 230V 1Ø,50 HZ AC supply complete as required. | 3.00 | Nos |  | 4500.00 | 13500.00 | 3375.00 | 10125.00 | 2452.00 | 7356.00 | 3255.00 | 9765.00 | 1240.00 | 3720.00 | 800.00 | 2400.00 | 1543.92 | 4631.76 | 1710.45 | 5131.35 | 6325.00 | 18975.00 | 900.00 | 2700.00 | 5000.00 | 15000.00 | 1235.00 | 3705.00 | 5376.00 | 16128.00 | 1500.00 | 4500.00 | 3255.00 | 9765.00 | 1500.00 | 4500.00 | 3500.00 | 10500.00 | 2400.00 | T S ENGINEERING ENTERPRISES
165.00 | Installation, testing and commissioning of ceiling fan, including wiring the down rods of standard length (upto 30 cm) with 1.5 sq. mm FR PVC insulated, copper conductor, single core cable etc. as required. | 20.00 | Each |  | 500.00 | 10000.00 | 256.50 | 5130.00 | 186.00 | 3720.00 | 225.00 | 4500.00 | 210.00 | 4200.00 | 600.00 | 12000.00 | 213.58 | 4271.60 | 194.99 | 3899.80 | 1208.00 | 24160.00 | 250.00 | 5000.00 | 210.00 | 4200.00 | 137.00 | 2740.00 | 227.36 | 4547.20 | 190.00 | 3800.00 | 225.00 | 4500.00 | 231.00 | 4620.00 | 171.00 | 3420.00 | 2740.00 | prodinso pul
166.00 | Supplying & fixing stepped type electronic fan regulator in the existing modular plate switch box including connections but excluding modular plate etc. as required. | 30.00 | Each |  | 300.00 | 9000.00 | 513.00 | 15390.00 | 373.00 | 11190.00 | 415.00 | 12450.00 | 410.00 | 12300.00 | 150.00 | 4500.00 | 427.15 | 12814.50 | 389.98 | 11699.40 | 575.00 | 17250.00 | 450.00 | 13500.00 | 350.00 | 10500.00 | 131.00 | 3930.00 | 383.04 | 11491.20 | 360.00 | 10800.00 | 415.00 | 12450.00 | 462.00 | 13860.00 | 320.00 | 9600.00 | 3930.00 | prodinso pul
167.00 | Installation of exhaust fan upto in the existing opening, including making the damage, connection, testing, commissioning etc. as required. (a) Upto 450mm sweep. | 3.00 | Each |  | 1200.00 | 3600.00 | 544.50 | 1633.50 | 396.00 | 1188.00 | 455.00 | 1365.00 | 410.00 | 1230.00 | 300.00 | 900.00 | 452.88 | 1358.64 | 413.93 | 1241.79 | 1725.00 | 5175.00 | 250.00 | 750.00 | 370.00 | 1110.00 | 365.00 | 1095.00 | 585.76 | 1757.28 | 385.00 | 1155.00 | 455.00 | 1365.00 | 490.00 | 1470.00 | 363.00 | 1089.00 | 750.00 | Rynaa Constructionz India
168.00 | Supply of LED street light luminair of 45 w (system wattage) having efficiency of LED light fitting (Efficacy) minimum 100 lumens/watt with lenses consisting of pressure die cast/extruded aluminum housing,heat resistant toughened glass/ polycarbonate cover, IP65, IK 08 with 10 KV surge protection suitable for operation on 230V ± 10 %, 50 Hz AC supply with all accessories complete as required & as specified. | 10.00 | Each |  | 12000.00 | 120000.00 | 6544.64 | 65446.40 | 5069.00 | 50690.00 | 455.00 | 4550.00 | 1840.00 | 18400.00 | 5700.00 | 57000.00 | 2315.88 | 23158.80 | 5131.35 | 51313.50 | 9775.00 | 97750.00 | 4500.00 | 45000.00 | 3810.00 | 38100.00 | 2555.00 | 25550.00 | 5040.00 | 50400.00 | 1600.00 | 16000.00 | 455.00 | 4550.00 | 6200.00 | 62000.00 | 2500.00 | 25000.00 | 4550.00 | M/S ZELIZHU AND SONS, M/s EL & TY Enterprise
169.00 | Supply of 36 W LED Surface Light (2x2) fitting with (Efficacy) minimum 100 lumens/watt with 10 KV surge protection suitable for operation on 230V ± 10 %, 50 Hz AC supply with all accessories complete as required & as specified. | 40.00 | Each |  | 3000.00 | 120000.00 | 8230.44 | 329217.60 | 3815.00 | 152600.00 | 3555.00 | 142200.00 | 1440.00 | 57600.00 | 2900.00 | 116000.00 | 1801.24 | 72049.60 | 2280.60 | 91224.00 | 3220.00 | 128800.00 | 3500.00 | 140000.00 | 5500.00 | 220000.00 | 2650.00 | 106000.00 | 3920.00 | 156800.00 | 1800.00 | 72000.00 | 3555.00 | 142200.00 | 5197.00 | 207880.00 | 1500.00 | 60000.00 | 57600.00 | East India Enterprises
170.00 | Supply of 10W Bulk Head suitable for operation on 230V ± 10 %, 50 Hz AC supply with all accessories complete as required & as specified. | 20.00 | Each |  | 700.00 | 14000.00 | 2700.19 | 54003.80 | 491.00 | 9820.00 | 2255.00 | 45100.00 | 500.00 | 10000.00 | 2850.00 | 57000.00 | 611.14 | 12222.80 | 570.15 | 11403.00 | 920.00 | 18400.00 | 750.00 | 15000.00 | 1200.00 | 24000.00 | 875.00 | 17500.00 | 2800.00 | 56000.00 | 2700.00 | 54000.00 | 2255.00 | 45100.00 | 2000.00 | 40000.00 | 1200.00 | 24000.00 | 9820.00 | M/S RANGKA CONSTRUCTION COMPANY
171.00 | Erection of LED Surface Light (2x2) /Bulk Head fittings of all sizes and shapescomplete with all accessories including connection etc. as required. | 60.00 | Each |  | 800.00 | 48000.00 | 225.00 | 13500.00 | 3542.00 | 212520.00 | 395.00 | 23700.00 | 320.00 | 19200.00 | 1200.00 | 72000.00 | 353.82 | 21229.20 | 114.03 | 6841.80 | 2530.00 | 151800.00 | 150.00 | 9000.00 | 90.00 | 5400.00 | 125.00 | 7500.00 | 6720.00 | 403200.00 | 1300.00 | 78000.00 | 395.00 | 23700.00 | 500.00 | 30000.00 | 1500.00 | 90000.00 | 5400.00 | M/s Om Traders
172.00 | Erection of 45 W LED fittings of all sizes and shapes complete with all accessories including connection etc. as required. | 10.00 | Each |  | 800.00 | 8000.00 | 180.00 | 1800.00 | 3979.00 | 39790.00 | 285.00 | 2850.00 | 360.00 | 3600.00 | 800.00 | 8000.00 | 424.58 | 4245.80 | 114.03 | 1140.30 | 9775.00 | 97750.00 | 300.00 | 3000.00 | 175.00 | 1750.00 | 196.00 | 1960.00 | 6720.00 | 67200.00 | 1250.00 | 12500.00 | 285.00 | 2850.00 | 2200.00 | 22000.00 | 1800.00 | 18000.00 | 1140.30 | M/S K.L. ENTERPRISES
173.00 | SITC of 2.00 TR Split type Air conditioner (Inverter Technology 5 star rating Latest) of wall mounting type consisting of non ductable type indore units with cord less remote and 1 no. outdoor condensing unit (Including Suitable Stand as per site Requirment) comprising of 1 no. 4KVA voltage Stablizer suitable to operate on 230 V, 50 Hz, Single phase A.C. supply i/c fixing the outdoor unit on a suitable stand as per the site requirement and fixing of indoor unit on wall. Providnig and making interconnection between indoor unit and outdoor unit up to a standard length of 5 mtrs. comprising of suitable size insulated copper piping for suction and lequid line, PVC drain pipe and making interconnection wiring between the indoor unit and outdoor unit i/c first charge of refrigerant etc. complete as required as per enclosed approved makes. | 10.00 | Nos |  | 75000.00 | 750000.00 | 133905.37 | 1339053.70 | 81750.00 | 817500.00 | 65555.00 | 655550.00 | 78000.00 | 780000.00 | 60000.00 | 600000.00 | 100354.80 | 1003548.00 | 74119.50 | 741195.00 | 12075.00 | 120750.00 | 75000.00 | 750000.00 | 67000.00 | 670000.00 | 53000.00 | 530000.00 | 50400.00 | 504000.00 | 35000.00 | 350000.00 | 62555.00 | 625550.00 | 59200.00 | 592000.00 | 15000.00 | 150000.00 | 120750.00 | SEVEN STAR TRADING HOUSE
174.00 | Design, fabrication, supply, installation, testing and commissioning of vermin, dust proof, front operated cubicle type free floor mounted, Outdoor LT panel made out of 2 mm thick CRCA sheet duly rust inhibited, Powder coated, fully compartmentalized complete with hinged front and rear doors with name plates, heavy duty rubber gaskets, removable gland plates made out of 3 mm thick sheet steel etc.as per drawing and specifications with following Incoming / Outgoing including earthing and painting etc as required a) 125 Amp FP MCCB, 35 KA (incoming) - 1 Nos b) 63 Amp TP MCCB, 25 KA -4 Nos. c) 0 - 500 Voltmeter 96mmx96mm with selector switch - 1 Nos. d) 0 - 200 Amp of 96mm x 96mm C.T operated Ammeter with selector switch including 3 Nos. CTS of ratio 200/5A indicating LED type lamp sets with fuses for RYB indication. For incomer - 1 sets. Automatic Time Switch & Contactor (GIC 2ASDTO TIMER & MNX 25 2P ) -01 SET with bypass arrangment | 1.00 | Job |  | 250000.00 | 250000.00 | 225000.00 | 225000.00 | 96694.00 | 96694.00 | 275555.00 | 275555.00 | 56000.00 | 56000.00 | 170000.00 | 170000.00 | 72049.60 | 72049.60 | 199552.50 | 199552.50 | 50000.00 | 50000.00 | 300001.00 | 300001.00 | 70000.00 | 70000.00 | 37500.00 | 37500.00 | 348000.00 | 348000.00 | 65000.00 | 65000.00 | 255555.00 | 255555.00 | 400000.00 | 400000.00 | 1500000.00 | 1500000.00 | 37500.00 | prodinso pul
175.00 | Earthing with G.I. earth pipe 4.5 meter long, 40 mm dia including accessories, and providing masonry enclosure with cover plate having locking arrangement and watering pipe etc. with charcoal/coke and salt as required. | 4.00 | Job |  | 10000.00 | 40000.00 | 7962.00 | 31848.00 | 5785.00 | 23140.00 | 8555.00 | 34220.00 | 3960.00 | 15840.00 | 8000.00 | 32000.00 | 5033.18 | 20132.72 | 6052.71 | 24210.84 | 10500.00 | 42000.00 | 10000.00 | 40000.00 | 5310.00 | 21240.00 | 1900.00 | 7600.00 | 5944.96 | 23779.84 | 4200.00 | 16800.00 | 8555.00 | 34220.00 | 7166.00 | 28664.00 | 5308.00 | 21232.00 | 7600.00 | prodinso pul
176.00 | Providing and fixing 25 mm X 5 mm G.I. strip in 40 mm dia G.I. pipe from earth electrode including connection with G.I. nut, bolt, spring, washer excavation and re-filling etc. as required. | 300.00 | Mtr |  | 180.00 | 54000.00 | 724.50 | 217350.00 | 526.00 | 157800.00 | 655.00 | 196500.00 | 1200.00 | 360000.00 | 456.00 | 136800.00 | 1527.19 | 458157.00 | 972.68 | 291804.00 | 3800.00 | 1140000.00 | 200.00 | 60000.00 | 600.00 | 180000.00 | 145.00 | 43500.00 | 540.96 | 162288.00 | 550.00 | 165000.00 | 655.00 | 196500.00 | 652.00 | 195600.00 | 483.00 | 144900.00 | 43500.00 | prodinso pul
177.00 | Providing and fixing 25 x 5 GI strip on surface or in recess for connections etc. as required. | 600.00 | Mtr |  | 180.00 | 108000.00 | 309.00 | 185400.00 | 225.00 | 135000.00 | 295.00 | 177000.00 | 390.00 | 234000.00 | 56.00 | 33600.00 | 482.48 | 289488.00 | 1150.56 | 690336.00 | 900.00 | 540000.00 | 150.00 | 90000.00 | 300.00 | 180000.00 | 115.00 | 69000.00 | 230.72 | 138432.00 | 350.00 | 210000.00 | 295.00 | 177000.00 | 278.00 | 166800.00 | 206.00 | 123600.00 | 33600.00 | T S ENGINEERING ENTERPRISES
178.00 | Earthing with G.I. earth plate 600 mm X 600 mm X 6 mm thick including accessories, and providing masonry enclosure with cover plate having locking arrangement and watering pipe of 2.7 metre long etc. with charcoal/ coke and salt as required. | 2.00 | Set |  | 10000.00 | 20000.00 | 9324.00 | 18648.00 | 6775.00 | 13550.00 | 6995.00 | 13990.00 | 6040.00 | 12080.00 | 4600.00 | 9200.00 | 7758.20 | 15516.40 | 7088.10 | 14176.20 | 8000.00 | 16000.00 | 12000.00 | 24000.00 | 6216.00 | 12432.00 | 6500.00 | 13000.00 | 6961.92 | 13923.84 | 5250.00 | 10500.00 | 6995.00 | 13990.00 | 8392.00 | 16784.00 | 6216.00 | 12432.00 | 9200.00 | T S ENGINEERING ENTERPRISES
179.00 | Providing and fixing 6 SWG dia G.I. wire on surface or in recess for loop earthing as required. | 500.00 | Mtrs |  | 160.00 | 80000.00 | 85.50 | 42750.00 | 62.00 | 31000.00 | 85.00 | 42500.00 | 100.00 | 50000.00 | 45.00 | 22500.00 | 70.76 | 35380.00 | 65.00 | 32500.00 | 850.00 | 425000.00 | 90.00 | 45000.00 | 100.00 | 50000.00 | 75.00 | 37500.00 | 63.84 | 31920.00 | 300.00 | 150000.00 | 85.00 | 42500.00 | 77.00 | 38500.00 | 57.00 | 28500.00 | 22500.00 | T S ENGINEERING ENTERPRISES
180.00 | Supplying of MV horn gap lightning arrestor as required. | 2.00 | Each |  | 600.00 | 1200.00 | 367.50 | 735.00 | 267.00 | 534.00 | 1955.00 | 3910.00 | 280.00 | 560.00 | 5800.00 | 11600.00 | 306.21 | 612.42 | 279.37 | 558.74 | 10200.00 | 20400.00 | 400.00 | 800.00 | 250.00 | 500.00 | 361.00 | 722.00 | 274.40 | 548.80 | 320.00 | 640.00 | 1955.00 | 3910.00 | 331.00 | 662.00 | 245.00 | 490.00 | 490.00 | M/s M Taying Enterprises
181.00 | Fixing of MV lightning arrestor as required. | 2.00 | Each |  | 200.00 | 400.00 | 210.00 | 420.00 | 153.00 | 306.00 | 1855.00 | 3710.00 | 180.00 | 360.00 | 1800.00 | 3600.00 | 174.98 | 349.96 | 159.64 | 319.28 | 17030.00 | 34060.00 | 1500.00 | 3000.00 | 140.00 | 280.00 | 256.00 | 512.00 | 156.80 | 313.60 | 200.00 | 400.00 | 1855.00 | 3710.00 | 189.00 | 378.00 | 140.00 | 280.00 | 280.00 | M/s M Taying Enterprises, M/s Om Traders
| Total in Figures |  |  |  |  | 16998790.00 |  | 16860359.72 |  | 13049123.00 |  | 19740524.00 |  | 13881955.00 |  | 14211758.00 |  | 15162159.47 |  | 14939930.21 |  | 16747811.20 |  | 17798920.00 |  | 16516883.00 |  | 9998139.00 |  | 13748131.06 |  | 14342279.00 |  | 19489457.00 |  | 16037405.20 |  | 14963937.96
Lowest Amount Quoted BY: prodinso pul(9998139.00)

## BOQ Summary
BOQ Summary Details Tender Title: Tezu Office Building Tender Tender ID: 2021_AAI_69281_1
Sheet Name | Sl.No | Bidder Name | Amount | Bid Rank
BoQ1 | 1 | prodinso pul | 9998139.00 | L1
| 2 | M/S RANGKA CONSTRUCTION COMPANY | 13049123.00 | L2
| 3 | MS Nabam Budh | 13748131.06 | L3
| 4 | East India Enterprises | 13881955.00 | L4
| 5 | T S ENGINEERING ENTERPRISES | 14211758.00 | L5
| 6 | M/s R.R. Projects | 14342279.00 | L6
| 7 | M/S K.L. ENTERPRISES | 14939930.21 | L7
| 8 | M/s M Taying Enterprises | 14963937.96 | L8
| 9 | M/s B.M.Enterprises | 15162159.47 | L9
| 10 | M/S Rukmini Traders | 16037405.20 | L10
| 11 | M/s Om Traders | 16516883.00 | L11
| 12 | SEVEN STAR TRADING HOUSE | 16747811.20 | L12
| 13 | HLK Infrastructure Pvt Ltd | 16860359.72 | L13
| 14 | M/S TSERING DHONDUP | 16998790.00 | L14
| 15 | Rynaa Constructionz India | 17798920.00 | L15
| 16 | M/S ZELIZHU AND SONS | 19489457.00 | L16
| 17 | M/s EL & TY Enterprise | 19740524.00 | L17