## BoQ1
Government eProcurement System Created By: Vinod Kumar Pandey Created Date/Time: 16-Apr-2021 12:03 PM Tender Title: Construction of ASR/MSSR Building at LBSI Airport, Varanasi Tender ID: 2021_AAI_71115_1
Tender Inviting Authority: Airports Authority of India
Name of Work:Construction of ASR/MSSR Building at LBSI Airport, Varanasi.
Contract No: 2020_AAI_71115_1
SCHEDULE OF WORK / ITEM(S)
Sl.No | Description of Work / Item(s) | No.of Qty | Units | Estimated Rate | S.Singh and Company(GSTN-23ANBPS2770H1Z2) |  | RAJ CONSTRUCTION(GSTN-09AAIFR3131M1ZY) |  | M/s RK Constructions India Private Limited(GSTN-09AAECR5761L2ZT) |  | M/s Anil Enterprises(GSTN-09AAKFA6133E1ZM) |  | MINOCHA CONSTRUCTION COMPANY(GSTN-09AFMPM2502A1ZW) |  | NIRMAN(GSTN-08AAJPT5432A1ZT) |  | Kaushalya Contractors and Developers Pvt Ltd(GSTN-09AAHCS3656C1ZB) |  | Fermium Constructions LLP(GSTN-06AADFF1864C1ZU) |  | THANDON INFRASTRUCTURE PVT LTD(GSTN-NA) |  | Chandra Construction Company(GSTN-NA) |  | M/s Awadhesh Construction(GSTN-NA)
[5 empty] | Rate | Amount | Rate | Amount | Rate | Amount | Rate | Amount | Rate | Amount | Rate | Amount | Rate | Amount | Rate | Amount | Rate | Amount | Rate | Amount | Rate | Amount | L1 Amount | L1 Vendor
1.00 | Civil Works
1.00 | Earth work in excavation by mechanical means (Hydraulic excavator)/ manual means over areas (exceeding 30 cm in depth, 1.5 m in width as well as 10 sqm on plan) including getting out and disposal of excavated earth lead upto 50 m and lift upto 1.5 m, as directed by Engineer-in-charge. All kinds of soil | 2131.00 | Cum. |  | 150.00 | 319650.00 | 140.00 | 298340.00 | 130.00 | 277030.00 | 160.00 | 340960.00 | 125.00 | 266375.00 | 160.00 | 340960.00 | 120.00 | 255720.00 | 100.00 | 213100.00 | 40.00 | 85240.00 | 90.00 | 191790.00 | 95.00 | 202445.00 | 85240.00 | THANDON INFRASTRUCTURE PVT LTD
1.00 | Earth work in excavation by mechanical means (Hydraulic excavator) / manual means in foundation trenches or drains (not exceeding 1.5 m in width or 10 sqm on plan), including dressing of sides and ramming of bottoms, lift upto 1.5 m, including getting out the excavated soil and disposal of surplus excavated soil as directed, within a lead of 50 m. All kinds of soil. | 80.00 | Cum. |  | 190.00 | 15200.00 | 140.00 | 11200.00 | 150.00 | 12000.00 | 250.00 | 20000.00 | 180.00 | 14400.00 | 222.00 | 17760.00 | 145.00 | 11600.00 | 200.00 | 16000.00 | 75.00 | 6000.00 | 140.00 | 11200.00 | 80.00 | 6400.00 | 6000.00 | THANDON INFRASTRUCTURE PVT LTD
1.00 | Excavating trenches of required width for pipes, cables, etc including excavation for sockets, and dressing of sides, ramming of bottoms, depth upto 1.5 m, including getting out the excavated soil, and then returning the soil as required, in layers not exceeding 20 cm in depth, including consolidating each deposited layer by ramming, watering, etc. and disposing of surplus excavated soil as directed, within a lead of 50 m : All kinds of soil Pipes, cables etc. exceeding 80 mm dia. but not exceeding 300 mm dia | 400.00 | Mtr. |  | 180.00 | 72000.00 | 300.00 | 120000.00 | 175.00 | 70000.00 | 280.00 | 112000.00 | 250.00 | 100000.00 | 320.00 | 128000.00 | 150.00 | 60000.00 | 100.00 | 40000.00 | 38.00 | 15200.00 | 150.00 | 60000.00 | 250.00 | 100000.00 | 15200.00 | THANDON INFRASTRUCTURE PVT LTD
1.00 | Filling available excavated earth (excluding rock) in trenches, plinth, sides of foundations etc. in layers not exceeding 20cm in depth, consolidating each deposited layer by ramming and watering, lead up to 50 m and lift upto 1.5 m. | 1591.00 | Cum. |  | 120.00 | 190920.00 | 100.00 | 159100.00 | 80.00 | 127280.00 | 180.00 | 286380.00 | 60.00 | 95460.00 | 190.00 | 302290.00 | 75.00 | 119325.00 | 100.00 | 159100.00 | 35.00 | 55685.00 | 85.00 | 135235.00 | 65.00 | 103415.00 | 55685.00 | THANDON INFRASTRUCTURE PVT LTD
1.00 | Extra for every additional lift of 1.5 m or part thereof in excavation / banking excavated or stacked materials. All kinds of soil | 487.00 | Cum. |  | 80.00 | 38960.00 | 35.00 | 17045.00 | 20.00 | 9740.00 | 70.00 | 34090.00 | 75.00 | 36525.00 | 80.00 | 38960.00 | 75.00 | 36525.00 | 50.00 | 24350.00 | 47.00 | 22889.00 | 50.00 | 24350.00 | 45.00 | 21915.00 | 9740.00 | M/s RK Constructions India Private Limited
1.01 | Supplying and filling in plinth with sand under floors, including watering, ramming, consolidating and dressing complete. | 188.00 | Cum. |  | 1900.00 | 357200.00 | 1200.00 | 225600.00 | 1500.00 | 282000.00 | 1300.00 | 244400.00 | 500.00 | 94000.00 | 1720.00 | 323360.00 | 1100.00 | 206800.00 | 500.00 | 94000.00 | 6750.00 | 1269000.00 | 1850.00 | 347800.00 | 2000.00 | 376000.00 | 94000.00 | MINOCHA CONSTRUCTION COMPANY, Fermium Constructions LLP
1.01 | Providing and laying in position cement concrete of specified grade excluding the cost of centering and shuttering - All work up to plinth level : 1:4:8 (1 Cement : 4 coarse sand (zone-III) : 8 graded stone aggregate 40 mm nominal size) | 599.00 | Cum. |  | 4750.00 | 2845250.00 | 5000.00 | 2995000.00 | 7000.00 | 4193000.00 | 4900.00 | 2935100.00 | 4900.00 | 2935100.00 | 5095.00 | 3051905.00 | 5280.00 | 3162720.00 | 5000.00 | 2995000.00 | 7054.00 | 4225346.00 | 3800.00 | 2276200.00 | 5100.00 | 3054900.00 | 2276200.00 | Chandra Construction Company
1.01 | Providing and laying cement concrete in retaining walls, return walls, walls (any thickness) including attached pilasters, columns, piers, abutments, pillars, posts, struts, buttresses, string or lacing courses, parapets, coping, bed blocks, anchor blocks, plain window sills, fillets, sunken floor etc., up to floor five level, excluding the cost of centering, shuttering and finishing : 1:2:4 (1 Cement : 2 coarse sand : 4 graded stone aggregate 20 mm nominal size). | 35.00 | Cum. |  | 5000.00 | 175000.00 | 5500.00 | 192500.00 | 8000.00 | 280000.00 | 7600.00 | 266000.00 | 5500.00 | 192500.00 | 7525.00 | 263375.00 | 6800.00 | 238000.00 | 5500.00 | 192500.00 | 8291.00 | 290185.00 | 5500.00 | 192500.00 | 6800.00 | 238000.00 | 175000.00 | S.Singh and Company
1.01 | Providing and laying damp-proof course 50mm thick with cement concrete 1:2:4 (1 cement : 2 coarse sand(zone-III) : 4 graded stone aggregate 20mm nominal size). | 55.00 | Sqm. |  | 420.00 | 23100.00 | 400.00 | 22000.00 | 500.00 | 27500.00 | 370.00 | 20350.00 | 350.00 | 19250.00 | 370.00 | 20350.00 | 450.00 | 24750.00 | 600.00 | 33000.00 | 426.00 | 23430.00 | 450.00 | 24750.00 | 350.00 | 19250.00 | 19250.00 | MINOCHA CONSTRUCTION COMPANY, M/s Awadhesh Construction
1.01 | Centering and shuttering including strutting, propping etc. and removal of form for all heights : Foundations, footings, bases of columns, etc. for mass concrete | 485.00 | Sqm. |  | 270.00 | 130950.00 | 300.00 | 145500.00 | 300.00 | 145500.00 | 220.00 | 106700.00 | 300.00 | 145500.00 | 250.00 | 121250.00 | 290.00 | 140650.00 | 400.00 | 194000.00 | 419.00 | 203215.00 | 300.00 | 145500.00 | 200.00 | 97000.00 | 97000.00 | M/s Awadhesh Construction
1.01 | Centering and shuttering including strutting, propping etc. and removal of form for all heights : Suspended floors, roofs, landings, balconies and access platform | 966.00 | Sqm. |  | 370.00 | 357420.00 | 400.00 | 386400.00 | 500.00 | 483000.00 | 450.00 | 434700.00 | 425.00 | 410550.00 | 610.00 | 589260.00 | 450.00 | 434700.00 | 450.00 | 434700.00 | 445.00 | 429870.00 | 300.00 | 289800.00 | 350.00 | 338100.00 | 289800.00 | Chandra Construction Company
1.01 | Centering and shuttering including strutting, propping etc. and removal of form for all heights : Lintels, beams, plinth beams, girders, bressumers and cantilevers | 1715.00 | Sqm. |  | 450.00 | 771750.00 | 400.00 | 686000.00 | 400.00 | 686000.00 | 400.00 | 686000.00 | 425.00 | 728875.00 | 486.00 | 833490.00 | 450.00 | 771750.00 | 350.00 | 600250.00 | 445.00 | 763175.00 | 300.00 | 514500.00 | 375.00 | 643125.00 | 514500.00 | Chandra Construction Company
1.01 | Centering and shuttering including strutting, propping etc. and removal of form for all heights : Columns, Pillars, Piers, Abutments, Posts and Struts | 943.00 | Sqm. |  | 330.00 | 311190.00 | 400.00 | 377200.00 | 450.00 | 424350.00 | 450.00 | 424350.00 | 425.00 | 400775.00 | 646.00 | 609178.00 | 450.00 | 424350.00 | 350.00 | 330050.00 | 457.00 | 430951.00 | 300.00 | 282900.00 | 385.00 | 363055.00 | 282900.00 | Chandra Construction Company
1.01 | Centering and shuttering including strutting, propping etc. and removal of form for all heights : Stairs, (excluding landings) except spiral-staircases | 20.00 | Sqm. |  | 420.00 | 8400.00 | 400.00 | 8000.00 | 600.00 | 12000.00 | 450.00 | 9000.00 | 500.00 | 10000.00 | 548.00 | 10960.00 | 450.00 | 9000.00 | 400.00 | 8000.00 | 483.00 | 9660.00 | 500.00 | 10000.00 | 400.00 | 8000.00 | 8000.00 | RAJ CONSTRUCTION, M/s Awadhesh Construction, Fermium Constructions LLP
1.01 | Extra for additional height in centering, shuttering where ever required with adequate bracing, propping etc., including cost of de-shuttering and decentering at all levels, over a height of 3.5 m, for every additional height of 1 metre or part thereof (Plan area to be measured). Suspended floors, roofs, landing, beams and balconies (Plan area to be measured) | 962.00 | Sqm. |  | 70.00 | 67340.00 | 160.00 | 153920.00 | 200.00 | 192400.00 | 160.00 | 153920.00 | 200.00 | 192400.00 | 250.00 | 240500.00 | 170.00 | 163540.00 | 20.00 | 19240.00 | 508.00 | 488696.00 | 180.00 | 173160.00 | 200.00 | 192400.00 | 19240.00 | Fermium Constructions LLP
1.02 | Steel reinforcement for R.C.C. work including straightening, cutting, bending, placing in position and binding all complete upto plinth level. Thermo-Mechanically Treated bars of grade Fe-500D or more | 49160.00 | Kg. |  | 60.00 | 2949600.00 | 68.00 | 3342880.00 | 75.00 | 3687000.00 | 60.00 | 2949600.00 | 62.00 | 3047920.00 | 73.00 | 3588680.00 | 68.75 | 3379750.00 | 65.00 | 3195400.00 | 75.00 | 3687000.00 | 57.00 | 2802120.00 | 71.00 | 3490360.00 | 2802120.00 | Chandra Construction Company
1.02 | Steel reinforcement for R.C.C. work including straightening, cutting, bending, placing in position and binding all complete above plinth level. Thermo-Mechanically Treated bars of grade Fe-500D or more | 38880.00 | Kg. |  | 60.00 | 2332800.00 | 68.00 | 2643840.00 | 77.00 | 2993760.00 | 60.00 | 2332800.00 | 62.00 | 2410560.00 | 73.00 | 2838240.00 | 70.00 | 2721600.00 | 65.00 | 2527200.00 | 75.00 | 2916000.00 | 57.00 | 2216160.00 | 72.00 | 2799360.00 | 2216160.00 | Chandra Construction Company
1.02 | Providing and laying in position machine batched and machine mixed design mix M-25 grade cement concrete for reinforced cement concrete work, using cement content as per approved design mix, including pumping of concrete to site of laying but excluding the cost of centering, shuttering, finishing and reinforcement, including admixtures in recommended proportions as per IS: 9103 to accelerate, retard setting of concrete, improve workability without impairing strength and durability as per direction of Engineer-in-charge.“(Note :- Cement content considered in this item is @ 330 kg/cum.“Excess/ less cement used as per design mix is payable/recoverable separately). All works upto plinth level | 410.00 | Cum. |  | 7000.00 | 2870000.00 | 6500.00 | 2665000.00 | 9000.00 | 3690000.00 | 6700.00 | 2747000.00 | 5900.00 | 2419000.00 | 7038.00 | 2885580.00 | 7000.00 | 2870000.00 | 6000.00 | 2460000.00 | 5206.00 | 2134460.00 | 5750.00 | 2357500.00 | 7400.00 | 3034000.00 | 2134460.00 | THANDON INFRASTRUCTURE PVT LTD
1.02 | Providing and laying in position machine batched and machine mixed design mix M-25 grade cement concrete for reinforced cement concrete work, using cement content as per approved design mix, including pumping of concrete to site of laying but excluding the cost of centering, shuttering, finishing and reinforcement, including admixtures in recommended proportions as per IS: 9103 to accelerate, retard setting of concrete, improve workability without impairing strength and durability as per direction of Engineer-in-charge.“(Note :- Cement content considered in this item is @ 330 kg/cum.“Excess/ less cement used as per design mix is payable/recoverable separately). All works above plinth level upto floor V level | 333.00 | Cum. |  | 7000.00 | 2331000.00 | 7000.00 | 2331000.00 | 10000.00 | 3330000.00 | 8000.00 | 2664000.00 | 6000.00 | 1998000.00 | 8273.00 | 2754909.00 | 7500.00 | 2497500.00 | 6200.00 | 2064600.00 | 5237.00 | 1743921.00 | 6000.00 | 1998000.00 | 7600.00 | 2530800.00 | 1743921.00 | THANDON INFRASTRUCTURE PVT LTD
1.02 | Extra for providing richer mixes at all floor levels. Note:- Excess/less cement over the specified cement content used is payable /recoverable separately. Providing M-30 grade concrete instead of M-25 grade BMC/ RMC. (Note:- Cement content considered in M-30 is @ 340 kg/ cum) | 620.00 | Cum. |  | 700.00 | 434000.00 | 350.00 | 217000.00 | 500.00 | 310000.00 | 50.00 | 31000.00 | 300.00 | 186000.00 | 61.00 | 37820.00 | 140.00 | 86800.00 | 500.00 | 310000.00 | 5441.00 | 3373420.00 | 232.00 | 143840.00 | 40.00 | 24800.00 | 24800.00 | M/s Awadhesh Construction
1.02 | Add for using extra cement in the items of design mix over and above the specified cement content therein. | 124.00 | Quintal |  | 625.00 | 77500.00 | 500.00 | 62000.00 | 1000.00 | 124000.00 | 500.00 | 62000.00 | 800.00 | 99200.00 | 593.00 | 73532.00 | 750.00 | 93000.00 | 800.00 | 99200.00 | 701.00 | 86924.00 | 600.00 | 74400.00 | 650.00 | 80600.00 | 62000.00 | M/s Anil Enterprises, RAJ CONSTRUCTION
1.02 | Brick work with common burnt clay F.P.S. (non modular) bricks of class designation 7.5 in foundation and plinth in: Cement mortar 1:6 (1 cement : 6 coarse sand) | 99.00 | Cum |  | 4700.00 | 465300.00 | 5800.00 | 574200.00 | 6500.00 | 643500.00 | 5500.00 | 544500.00 | 5700.00 | 564300.00 | 5420.00 | 536580.00 | 6250.00 | 618750.00 | 5500.00 | 544500.00 | 6201.00 | 613899.00 | 5000.00 | 495000.00 | 5900.00 | 584100.00 | 465300.00 | S.Singh and Company
1.02 | Brick work with common burnt clay F.P.S. (non modular) bricks of class designation 7.5 in superstructure above plinth level up to floor V level in all shapes and sizes in : Cement mortar 1:6 (1 cement : 6 coarse sand) | 322.00 | Cum |  | 4900.00 | 1577800.00 | 6000.00 | 1932000.00 | 7000.00 | 2254000.00 | 6400.00 | 2060800.00 | 5800.00 | 1867600.00 | 6680.00 | 2150960.00 | 6400.00 | 2060800.00 | 5500.00 | 1771000.00 | 6202.00 | 1997044.00 | 5250.00 | 1690500.00 | 6300.00 | 2028600.00 | 1577800.00 | S.Singh and Company
1.02 | Half brick masonry with common burnt clay F.P.S. (non modular) bricks of class designation 7.5 in superstructure above plinth level up to floor V level. Cement mortar 1:4 (1 cement :4 coarse sand) | 115.00 | Sqm. |  | 550.00 | 63250.00 | 800.00 | 92000.00 | 850.00 | 97750.00 | 700.00 | 80500.00 | 560.00 | 64400.00 | 820.00 | 94300.00 | 800.00 | 92000.00 | 800.00 | 92000.00 | 750.00 | 86250.00 | 500.00 | 57500.00 | 750.00 | 86250.00 | 57500.00 | Chandra Construction Company
1.02 | Extra for providing and placing in position 2 Nos 6mm dia. M.S. bars at every third course of half brick masonry. | 115.00 | Sqm |  | 65.00 | 7475.00 | 80.00 | 9200.00 | 250.00 | 28750.00 | 50.00 | 5750.00 | 66.00 | 7590.00 | 70.00 | 8050.00 | 60.00 | 6900.00 | 100.00 | 11500.00 | 97.00 | 11155.00 | 80.00 | 9200.00 | 60.00 | 6900.00 | 5750.00 | M/s Anil Enterprises
1.03 | Providing and fixing fire resistant door frame of section 143 x 57 mm having built in rebate made out of 16 SWG G.I. sheet (zinc coating not less than 120 gm/sqm) duly filled with vermuculite based concrete mix, suitable for mounting 60 minutes fire rated door shutters. The frame is fitted with intumuscent fire seal strip of size 10x4 mm (minimum) alround the frame and fixing with dash fastener of approved size and make, including applying a coat of approved brand fire resistant primer etc. complete as per direction of Engineer-in-charge (Dash fastener to be paid for separately). | 46.00 | mtr |  | 800.00 | 36800.00 | 1500.00 | 69000.00 | 3000.00 | 138000.00 | 1240.00 | 57040.00 | 1200.00 | 55200.00 | 1270.00 | 58420.00 | 750.00 | 34500.00 | 1000.00 | 46000.00 | 608.00 | 27968.00 | 650.00 | 29900.00 | 1275.00 | 58650.00 | 27968.00 | THANDON INFRASTRUCTURE PVT LTD
1.03 | Providing and fixing glazing in fire resistant door shutters, fixed panels, ventilators and partitions etc., with G.I. beading of appropriate size, made out of 20 SWG G.I.sheet (zinc coating not less than 120 gm/m2), fire resistant sealant, including applying a coat of approved fire resistant primer on G.I. beading etc., complete all as per direction of Engineer-incharge. With clear fire resistant glass panes 6mm thick of approved brand, having minimum 60 minutes fire resistance | 20.00 | Sqm. |  | 690.00 | 13800.00 | 37000.00 | 740000.00 | 1500.00 | 30000.00 | 32000.00 | 640000.00 | 25000.00 | 500000.00 | 28500.00 | 570000.00 | 3500.00 | 70000.00 | 1000.00 | 20000.00 | 4818.00 | 96360.00 | 12500.00 | 250000.00 | 34000.00 | 680000.00 | 13800.00 | S.Singh and Company
1.03 | Providing and fixing PVC Door Frame of size 50x47 mm with a wall thickness of 5 mm (± 0.2 mm), made out of single piece extruded PVC profile, with mitred cut joints and joint with 2 nos of PVC bracket of size 190 mm x 100 mm long arms of cross section size 35 x 15 mm & self driven self taping screws, the vertical door profiles to be reinforced with 40x20 mm M.S. rectangular tube of 0.8 mm , including providing EPDM rubber gasket weather seal throughout the frame, including jointing 5 mm PVC frame strip with PVC solvent cement on the back of the profile. The door frame to be fixed to the wall using 8 x100 mm long anchor fasteners complete, all as per manufacturer's specification and direction of Engineer -in- charge. | 40.00 | mtr |  | 350.00 | 14000.00 | 460.00 | 18400.00 | 1000.00 | 40000.00 | 390.00 | 15600.00 | 400.00 | 16000.00 | 402.00 | 16080.00 | 395.00 | 15800.00 | 1000.00 | 40000.00 | 254.00 | 10160.00 | 650.00 | 26000.00 | 375.00 | 15000.00 | 10160.00 | THANDON INFRASTRUCTURE PVT LTD
1.03 | Providing and fixing factory made panel PVC door shutter consisting of frame made out of M.S. tubes of 19 gauge thickness and size of 19 mm x 19 mm for styles and 15x15 mm for top & bottom rails. M.S. frame shall have a coat of steel primers of approved make and manufacture. M.S. frame covered with 5 mm thick heat moulded PVC 'C' channel of size 30 mm thickness, 70 mm width out of which 50 mm shall be flat and 20 mm shall be tapered in 45 degree angle on both side forming styles and 5 mm thick, 95 mm wide PVC sheet out of which 75 mm shall be flat and 20 mm shall be tapered in 45 degree on the inner side to form top and bottom rail and 115 mm wide PVC sheet out of which 75 mm shall be flat and 20 mm shall be tapered on both sides to form lock rail. Top, bottom and lock rails shall be provided both side of the panel. 10 mm (5 mm x 2 ) thick, 20 mm wide cross PVC sheet be provided as gap insert for top rail & bottom rail, paneling of 5 mm thick both side PVC sheet to be fitted in the M.S. frame welded/ sealed to the styles & rails with 7 mm (5 mm+2 mm) thick x 15 mm wide PVC sheet beading on inner side, and joined together with solvent cement adhesive. An additional 5 mm thick PVC strip of 20 mm width is to be stuck on the interior side of the 'C' Channel using PVC solvent adhesive etc. complete as per direction of Engineer-in-charge, manufacturer's specification & drawing. 30 mm thick pre laminated PVC door shutters | 16.00 | Sqm. |  | 2200.00 | 35200.00 | 2500.00 | 40000.00 | 4000.00 | 64000.00 | 2100.00 | 33600.00 | 2200.00 | 35200.00 | 2135.00 | 34160.00 | 3500.00 | 56000.00 | 1000.00 | 16000.00 | 519.00 | 8304.00 | 3000.00 | 48000.00 | 2100.00 | 33600.00 | 8304.00 | THANDON INFRASTRUCTURE PVT LTD
1.03 | Providing and fixing aluminium sliding door bolts, ISI marked anodised (anodic coating not less than grade AC 10 as per IS : 1868), transparent or dyed to required colour or shade, with nuts and screws etc. complete : 250x16 mm | 38.00 | Each |  | 450.00 | 17100.00 | 200.00 | 7600.00 | 350.00 | 13300.00 | 200.00 | 7600.00 | 200.00 | 7600.00 | 204.00 | 7752.00 | 250.00 | 9500.00 | 150.00 | 5700.00 | 101.00 | 3838.00 | 225.00 | 8550.00 | 175.00 | 6650.00 | 3838.00 | THANDON INFRASTRUCTURE PVT LTD
1.03 | Providing and fixing aluminium tower bolts, ISI marked, anodised (anodic coating not less than grade AC 10 as per IS : 1868 ) transparent or dyed to required colour or shade, with necessary screws etc. complete : 250x10 mm | 116.00 | Each |  | 150.00 | 17400.00 | 150.00 | 17400.00 | 150.00 | 17400.00 | 100.00 | 11600.00 | 100.00 | 11600.00 | 91.00 | 10556.00 | 85.00 | 9860.00 | 150.00 | 17400.00 | 35.00 | 4060.00 | 150.00 | 17400.00 | 100.00 | 11600.00 | 4060.00 | THANDON INFRASTRUCTURE PVT LTD
1.03 | Providing and fixing aluminium handles, ISI marked, anodised (anodic coating not less than grade AC 10 as per IS : 1868) transparent or dyed to required colour or shade, with necessary screws etc. complete : 125mm | 36.00 | Each |  | 350.00 | 12600.00 | 115.00 | 4140.00 | 100.00 | 3600.00 | 50.00 | 1800.00 | 55.00 | 1980.00 | 52.00 | 1872.00 | 75.00 | 2700.00 | 100.00 | 3600.00 | 30.00 | 1080.00 | 125.00 | 4500.00 | 50.00 | 1800.00 | 1080.00 | THANDON INFRASTRUCTURE PVT LTD
1.03 | Providing and fixing aluminium handles, ISI marked, anodised (anodic coating not less than grade AC 10 as per IS : 1868) transparent or dyed to required colour or shade, with necessary screws etc. complete : 100 mm | 78.00 | Each |  | 450.00 | 35100.00 | 100.00 | 7800.00 | 90.00 | 7020.00 | 48.00 | 3744.00 | 55.00 | 4290.00 | 47.00 | 3666.00 | 75.00 | 5850.00 | 100.00 | 7800.00 | 24.00 | 1872.00 | 110.00 | 8580.00 | 45.00 | 3510.00 | 1872.00 | THANDON INFRASTRUCTURE PVT LTD
1.03 | Providing and fixing aluminium hanging floor door stopper, ISI marked, anodised (anodic coating not less than grade AC 10 as per IS : 1868) transparent or dyed to required colour and shade, with necessary screws etc. complete. Twin rubber stopper | 14.00 | Each |  | 75.00 | 1050.00 | 85.00 | 1190.00 | 150.00 | 2100.00 | 50.00 | 700.00 | 55.00 | 770.00 | 55.00 | 770.00 | 65.00 | 910.00 | 300.00 | 4200.00 | 24.00 | 336.00 | 175.00 | 2450.00 | 55.00 | 770.00 | 336.00 | THANDON INFRASTRUCTURE PVT LTD
1.03 | Structural steel work riveted, bolted or welded in built up sections, trussesand framed work, including cutting, hoisting, fixing in position and applying a priming coat of approved steel primer all complete. | 1793.00 | Kg |  | 78.00 | 139854.00 | 100.00 | 179300.00 | 125.00 | 224125.00 | 90.00 | 161370.00 | 90.00 | 161370.00 | 90.00 | 161370.00 | 95.00 | 170335.00 | 100.00 | 179300.00 | 100.00 | 179300.00 | 80.00 | 143440.00 | 90.00 | 161370.00 | 139854.00 | S.Singh and Company
1.04 | Steel work in built up tubular (round, square or rectangular hollow tubes etc.) trusses etc., including cutting, hoisting, fixing in position and applying a priming coat of approved steel primer, including welding and bolted with special shaped washers etc. complete. Hot finished welded type tubes | 4000.00 | Kg |  | 84.00 | 336000.00 | 100.00 | 400000.00 | 135.00 | 540000.00 | 125.00 | 500000.00 | 110.00 | 440000.00 | 126.00 | 504000.00 | 100.00 | 400000.00 | 100.00 | 400000.00 | 99.00 | 396000.00 | 110.00 | 440000.00 | 115.00 | 460000.00 | 336000.00 | S.Singh and Company
1.04 | Supplying and fixing rolling shutters of approved make, made of required size M.S. laths, interlocked together through their entire length and jointed together at the end by end locks, mounted on specially designed pipe shaft with brackets, side guides and arrangements for inside and outside locking with push and pull operation complete, including the cost of providing and fixing necessary 27.5 cm long wire springs manufactured from high tensile steel wire of adequate strength conforming to IS: 4454 - part 1 and M.S. top cover of required thickness for rolling shutters. 80x0.90 mm M.S. laths with 0.90 mm thick top cover | 60.00 | sqm |  | 6000.00 | 360000.00 | 3800.00 | 228000.00 | 4000.00 | 240000.00 | 2300.00 | 138000.00 | 2500.00 | 150000.00 | 2336.00 | 140160.00 | 4500.00 | 270000.00 | 1500.00 | 90000.00 | 2286.00 | 137160.00 | 2000.00 | 120000.00 | 2900.00 | 174000.00 | 90000.00 | Fermium Constructions LLP
1.04 | Providing and fixing ball bearing for rolling shutters. | 24.00 | each |  | 2400.00 | 57600.00 | 800.00 | 19200.00 | 500.00 | 12000.00 | 400.00 | 9600.00 | 500.00 | 12000.00 | 369.00 | 8856.00 | 850.00 | 20400.00 | 1000.00 | 24000.00 | 283.00 | 6792.00 | 4000.00 | 96000.00 | 400.00 | 9600.00 | 6792.00 | THANDON INFRASTRUCTURE PVT LTD
1.04 | Extra for providing mechanical device chain and crank operation for operating rolling shutters. Exceeding 16.80 sqm in area | 60.00 | sqm |  | 5000.00 | 300000.00 | 2500.00 | 150000.00 | 1500.00 | 90000.00 | 1000.00 | 60000.00 | 1000.00 | 60000.00 | 974.00 | 58440.00 | 750.00 | 45000.00 | 300.00 | 18000.00 | 236.00 | 14160.00 | 1000.00 | 60000.00 | 950.00 | 57000.00 | 14160.00 | THANDON INFRASTRUCTURE PVT LTD
1.04 | Extra for providing grilled rolling shutters manufactured out of 8 mm dia M.S. bar instead of laths as per design approved by Engineer-in- charge, (area of grill to be measured). | 23.00 | sqm |  | 4000.00 | 92000.00 | 2000.00 | 46000.00 | 3000.00 | 69000.00 | 600.00 | 13800.00 | 600.00 | 13800.00 | 589.00 | 13547.00 | 650.00 | 14950.00 | 350.00 | 8050.00 | 944.00 | 21712.00 | 6000.00 | 138000.00 | 550.00 | 12650.00 | 8050.00 | Fermium Constructions LLP
1.04 | Steel work welded in built up sections/ framed work, including cutting, hoisting, fixing in position and applying a priming coat of approved steel primer using structural steel etc. as required. In stringers, treads, landings etc. of stair cases, including use of chequered plate wherever required, all complete | 810.00 | Kg. |  | 78.00 | 63180.00 | 100.00 | 81000.00 | 120.00 | 97200.00 | 85.00 | 68850.00 | 90.00 | 72900.00 | 82.00 | 66420.00 | 95.00 | 76950.00 | 100.00 | 81000.00 | 102.00 | 82620.00 | 80.00 | 64800.00 | 85.00 | 68850.00 | 63180.00 | S.Singh and Company
1.04 | Steel work welded in built up sections/ framed work, including cutting, hoisting, fixing in position and applying a priming coat of approved steel primer using structural steel etc. as required. In gratings, frames, guard bar, ladder, railings, brackets, gates and similar works | 1120.00 | Kg. |  | 78.00 | 87360.00 | 100.00 | 112000.00 | 130.00 | 145600.00 | 110.00 | 123200.00 | 115.00 | 128800.00 | 115.00 | 128800.00 | 95.00 | 106400.00 | 100.00 | 112000.00 | 99.00 | 110880.00 | 80.00 | 89600.00 | 105.00 | 117600.00 | 87360.00 | S.Singh and Company
1.04 | Providing and fixing hand rail of approved size by welding etc. to steel ladder railing, balcony railing, staircase railing and similar works, including applying priming coat of M.S. tubeapproved steel primer. | 375.00 | Kg. |  | 78.00 | 29250.00 | 100.00 | 37500.00 | 150.00 | 56250.00 | 115.00 | 43125.00 | 130.00 | 48750.00 | 128.00 | 48000.00 | 100.00 | 37500.00 | 100.00 | 37500.00 | 101.00 | 37875.00 | 90.00 | 33750.00 | 110.00 | 41250.00 | 29250.00 | S.Singh and Company
1.04 | Cement concrete flooring 1:2:4 (1 cement : 2 coarse sand : 4 graded stone aggregate) finished with a floating coat of neat cement, including cement slurry, but excluding the cost of nosing of steps etc. complete. 40 mm thick with 20 mm nominal size stone aggregate | 450.00 | Sqm |  | 450.00 | 202500.00 | 275.00 | 123750.00 | 800.00 | 360000.00 | 400.00 | 180000.00 | 380.00 | 171000.00 | 439.00 | 197550.00 | 500.00 | 225000.00 | 500.00 | 225000.00 | 318.00 | 143100.00 | 400.00 | 180000.00 | 425.00 | 191250.00 | 123750.00 | RAJ CONSTRUCTION
1.04 | Kota stone slab flooring over 20 mm (average) thick base laid over and jointed with grey cement slurry mixed with pigment to match the shade of the slab, including rubbing and polishing complete with base of cement mortar 1 : 4 (1 cement : 4 coarse sand) : 25 mm thick | 320.00 | Sqm |  | 2200.00 | 704000.00 | 1400.00 | 448000.00 | 1500.00 | 480000.00 | 1300.00 | 416000.00 | 925.00 | 296000.00 | 1348.00 | 431360.00 | 1150.00 | 368000.00 | 2000.00 | 640000.00 | 766.00 | 245120.00 | 1250.00 | 400000.00 | 1250.00 | 400000.00 | 245120.00 | THANDON INFRASTRUCTURE PVT LTD
1.05 | Kota stone slabs 20 mm thick in risers of steps, skirting, dado and pillars laid on 12 mm (average) thick cement mortar 1:3 (1 cement: 3 coarse sand) and jointed with grey cement slurry mixed with pigment to match the shade of the slabs, including rubbing and polishing complete. | 120.00 | Sqm |  | 2400.00 | 288000.00 | 1600.00 | 192000.00 | 1700.00 | 204000.00 | 1500.00 | 180000.00 | 1050.00 | 126000.00 | 1593.00 | 191160.00 | 1150.00 | 138000.00 | 2000.00 | 240000.00 | 692.00 | 83040.00 | 1450.00 | 174000.00 | 1150.00 | 138000.00 | 83040.00 | THANDON INFRASTRUCTURE PVT LTD
1.05 | Providing and fixing Ist quality ceramic glazed wall tiles conforming to IS: 15622 (thickness to be specified by the manufacturer), of approved make, in all colours, shades except burgundy, bottle green, black of any size as approved by Engineer-in-Charge, in skirting, risers of steps and dados, over 12 mm thick bed of cement mortar 1:3 (1 cement : 3 coarse sand) and jointing with grey cement slurry @ 3.3kg per sqm, including pointing in white cement mixed with pigment of matching shade complete. | 87.00 | Sqm. |  | 700.00 | 60900.00 | 1050.00 | 91350.00 | 1100.00 | 95700.00 | 850.00 | 73950.00 | 850.00 | 73950.00 | 907.00 | 78909.00 | 775.00 | 67425.00 | 1000.00 | 87000.00 | 830.00 | 72210.00 | 800.00 | 69600.00 | 850.00 | 73950.00 | 60900.00 | S.Singh and Company
1.05 | Providing and laying rectified Glazed Ceramic floor tiles of size 300x300 mm or more (thickness to be specified by the manufacturer), of 1st quality conforming to IS : 15622, of approved make, in colours White, Ivory, Grey, Fume Red Brown, laid on 20 mm thick cement mortar 1:4 (1 Cement: 4 Coarse sand), jointing with grey cement slurry @ 3.3kg/ sqm including grouting the joints with white cement and matching pigments etc., complete. | 20.00 | Sqm. |  | 740.00 | 14800.00 | 1050.00 | 21000.00 | 1150.00 | 23000.00 | 850.00 | 17000.00 | 950.00 | 19000.00 | 816.00 | 16320.00 | 725.00 | 14500.00 | 1200.00 | 24000.00 | 923.00 | 18460.00 | 850.00 | 17000.00 | 875.00 | 17500.00 | 14500.00 | Kaushalya Contractors and Developers Pvt Ltd
1.05 | Providing and laying Double charge vitrified floor tiles in different sizes (thickness to be specified by the manufacturer) with water absorption less than 0.08% and conforming to IS: 15622, of approved make, in all colours and shades, laid on 20mm thick cement mortar 1:4 (1 cement : 4 coarse sand), jointing with grey cement slurry @ 3.3kg/sqm including grouting the joints with white cement and matching pigments etc., complete. Size of Tile 600x600 mm | 360.00 | Sqm. |  | 920.00 | 331200.00 | 1250.00 | 450000.00 | 1800.00 | 648000.00 | 1200.00 | 432000.00 | 1200.00 | 432000.00 | 1320.00 | 475200.00 | 1100.00 | 396000.00 | 1200.00 | 432000.00 | 1009.00 | 363240.00 | 1250.00 | 450000.00 | 1100.00 | 396000.00 | 331200.00 | S.Singh and Company
1.05 | Providing and laying Double charge Vitrified tiles in different sizes (thickness to be specified by the manufacturer), with water absorption less than 0.08% and conforming to IS: 15622, of approved brand & manufacturer, in all colours and shade, in skirting, riser of steps, laid with cement based high polymer modified quick set tile adhesive (water based) conforming to IS: 15477, in average 6 mm thickness, including grouting of joints (Payment for grouting of joints to be made separately). Size of Tile 600x600 mm | 25.00 | Sqm. |  | 980.00 | 24500.00 | 1250.00 | 31250.00 | 1900.00 | 47500.00 | 1300.00 | 32500.00 | 1250.00 | 31250.00 | 1360.00 | 34000.00 | 1150.00 | 28750.00 | 1200.00 | 30000.00 | 926.00 | 23150.00 | 1650.00 | 41250.00 | 1200.00 | 30000.00 | 23150.00 | THANDON INFRASTRUCTURE PVT LTD
1.05 | Providing and fixing removable raised/false access flooring with system and its components of approved make for different plenum height with possible height adjustment upto 50 mm, comprising of modular load bearing floor panels supported on G.I. rectangular stinger frame work and G.I. Pedestal etc. all complete, as per the architectural drawings, as specified and as directed by Engineer-in-charge consisting of a) Providing at required spacing to form modular framework, pedestals made out of GI tube of thickness minimum 2 mm and 25 mm outer diameter, fully welded on to the G.I. Base plate of size 100mm x 100mm x 3mm at the bottom of the pedestal tube, G.I. pedestal head of size 75mmx75mmx3.5 mm welded with GI fully threaded stud 16mm outer diameter with two GI Check nuts screwed on the stud for level adjustment upto 50mm, locking and stabilizing the pedestal head in position at the required level. The pedestals shall be fixed to the subfloor (base) through base plate using epoxy based adhesive of approved make or the machine screw with rawl plug.b) Stringers system in all steel construction hot dipped galvanized of rectangular size 570x20x30x0.80mm thick having holes at both ends for securing the stringers on to the pedestal head using fully threaded screws ensuring maximum lateral stability in all directions, the grid formed by the pedestal and stringer assembly shall receive the floor panel, this system shall provide adequate solid, rigid support for access floor panel, the system shall provide a minimum clear uninterrupted clearance between the bottom of the floor for electrical conduits and wiring etc. all complete as per the architectural drawings, as specified and as directed by the Engineer-in-charge. c) Providing and fixing Access Floor panel of 600x600x32 mm medium grade Filled Steel anti static high pressure Lamination of 800H grade (FS800H). Access Floor panel shall be steel welded construction with an enclosed bottom pan with uniform pattern of 64 hemispherical cones. The top and bottom plates of Steel Gauges: top 0.6 mm and bottom 0.7 mm fused spot welded together (minimum 64 welds in each dome and 20 welds along each flange). The panel should be corrosion resistant epoxy coated for lifetime rust protection and cavity formed by the top and bottom plate is filled with Pyrogrip noncombustible Portland cementitious core mixed with lightweight foaming compound. The access floor shall be factory finished with Anti-static High Pressure laminate with Non Warp technology upto 1mm thickness for superior adhesion and Surface flatness within 0.75mm.The panel is to withstand a Concentrated Load of 363 kgs applied on area 25mm x 25mm without collapse in the centre of the panel which is placed on four steel blocks. The panel will withstand and Uniformly Distributed Load (UDL) minimum 1250 kg/sqm and, an impact load of 50kg all complete as per the approved manufacturers specification and as per the direction of Engineer-in-charge. All specification must be printed on the side of the panel to ensure the quality of the product. 600 mm Finished Floor Height (FFH). | 130.00 | Sqm |  | 3000.00 | 390000.00 | 7500.00 | 975000.00 | 2500.00 | 325000.00 | 5000.00 | 650000.00 | 4500.00 | 585000.00 | 4989.00 | 648570.00 | 5500.00 | 715000.00 | 5000.00 | 650000.00 | 4720.00 | 613600.00 | 5000.00 | 650000.00 | 4500.00 | 585000.00 | 325000.00 | M/s RK Constructions India Private Limited
1.05 | Providing and fixing on wall face unplasticised Rigid PVC rain water pipes conforming to IS : 13592 Type A, including jointing with seal ring conforming to IS : 5382, leaving 10 mm gap for thermal expansion, (i) Single socketed pipes. 110 mm diameter | 80.00 | Mtr. |  | 320.00 | 25600.00 | 315.00 | 25200.00 | 800.00 | 64000.00 | 290.00 | 23200.00 | 225.00 | 18000.00 | 268.00 | 21440.00 | 500.00 | 40000.00 | 600.00 | 48000.00 | 294.00 | 23520.00 | 300.00 | 24000.00 | 250.00 | 20000.00 | 18000.00 | MINOCHA CONSTRUCTION COMPANY
1.05 | Providing and fixing on wall face unplasticised - PVC moulded fittings/ accessories for unplasticised Rigid PVC rain water pipes conforming to IS : 13592 Type A, including jointing with seal ring conforming to IS : 5382, leaving 10 mm gap for thermal expansion. Bend 87.5° 110 mm bend | 10.00 | Each |  | 140.00 | 1400.00 | 150.00 | 1500.00 | 250.00 | 2500.00 | 100.00 | 1000.00 | 100.00 | 1000.00 | 114.00 | 1140.00 | 350.00 | 3500.00 | 200.00 | 2000.00 | 165.00 | 1650.00 | 125.00 | 1250.00 | 100.00 | 1000.00 | 1000.00 | M/s Anil Enterprises, MINOCHA CONSTRUCTION COMPANY, M/s Awadhesh Construction
1.05 | Providing and fixing on wall face unplasticised - PVC moulded fittings/accessories for unplasticised Rigid PVC rain water pipes conforming to IS : 13592 Type A, including jointing with seal ring conforming to IS : 5382, leaving 10 mm gap for thermal expansion. Shoe (Plain) 110 mm Shoe | 10.00 | Each |  | 160.00 | 1600.00 | 200.00 | 2000.00 | 250.00 | 2500.00 | 100.00 | 1000.00 | 100.00 | 1000.00 | 100.00 | 1000.00 | 325.00 | 3250.00 | 300.00 | 3000.00 | 125.00 | 1250.00 | 110.00 | 1100.00 | 95.00 | 950.00 | 950.00 | M/s Awadhesh Construction
1.06 | Providing and fixing unplasticised -PVC pipe clips of approved design to unplasticised - PVC rain water pipes by means of 50x50x50 mm hard wood plugs, screwed with M.S. screws of required length, including cutting brick work and fixing in cement mortar 1:4 (1 cement : 4 coarse sand) and making good the wall etc. complete. 110 mm | 56.00 | Each |  | 140.00 | 7840.00 | 200.00 | 11200.00 | 100.00 | 5600.00 | 250.00 | 14000.00 | 250.00 | 14000.00 | 254.00 | 14224.00 | 75.00 | 4200.00 | 185.00 | 10360.00 | 116.00 | 6496.00 | 100.00 | 5600.00 | 240.00 | 13440.00 | 4200.00 | Kaushalya Contractors and Developers Pvt Ltd
1.06 | Providing and fixing to the inlet mouth of rain water pipe cast iron grating 15 cm diameter and weighing not less than 440 grams. | 10.00 | Each |  | 450.00 | 4500.00 | 65.00 | 650.00 | 400.00 | 4000.00 | 40.00 | 400.00 | 40.00 | 400.00 | 42.00 | 420.00 | 250.00 | 2500.00 | 50.00 | 500.00 | 41.00 | 410.00 | 50.00 | 500.00 | 35.00 | 350.00 | 350.00 | M/s Awadhesh Construction
1.06 | Providing and fixing false ceiling at all height including providing and fixing of frame work made of special sections, power pressed from M.S. sheets and galvanized with zinc coating of 120 gms/sqm (both side inclusive) as per IS : 277 and consisting of angle cleats of size 25 mm wide x 1.6 mm thick with flanges of 27 mm and 37mm, at 1200 mm centre to centre, one flange fixed to the ceiling with dash fastener 12.5 mm dia x 50mm long with 6mm dia bolts, other flange of cleat fixed to the angle hangers of 25x10x0.50 mm of required length with nuts & bolts of required size and other end of angle hanger fixed with intermediate G.I. channels 45x15x0.9 mm running at the spacing of 1200 mm centre to centre, to which the ceiling section 0.5 mm thick bottom wedge of 80 mm with tapered flanges of 26 mm each having lips of 10.5 mm, at 450 mm centre to centre, shall be fixed in a direction perpendicular to G.I. intermediate channel with connecting clips made out of 2.64 mm dia x 230 mm long G.I. wire at every junction, including fixing perimeter channels 0.5 mm thick 27 mm high having flanges of 20 mm and 30 mm long, the perimeter of ceiling fixed to wall/partition with the help of rawl plugs at 450 mm centre, with 25mm long dry wall screws @ 230 mm interval, including fixing of gypsum board to ceiling section and perimeter channel with the help of dry wall screws of size 3.5 x 25 mm at 230 mm c/c, including jointing and finishing to a flush finish of tapered and square edges of the board with recommended jointing compound , jointing tapes , finishing with jointing compound in 3 layers covering upto 150 mm on both sides of joint and two coats of primer suitable for board, all as per manufacturer's specification and also including the cost of making openings for light fittings, grills, diffusers, cutouts made with frame of perimeter channels suitably fixed, all complete as per drawings, specification and direction of the Engineer in Charge but excluding the cost of painting with : 12.5 mm thick tapered edge gypsum fire resistant board conforming to IS: 2095- Part I | 402.75 | Sqm. |  | 1250.00 | 503437.50 | 1300.00 | 523575.00 | 1200.00 | 483300.00 | 1150.00 | 463162.50 | 980.00 | 394695.00 | 1132.00 | 455913.00 | 1150.00 | 463162.50 | 1000.00 | 402750.00 | 546.00 | 219901.50 | 1000.00 | 402750.00 | 950.00 | 382612.50 | 219901.50 | THANDON INFRASTRUCTURE PVT LTD
1.06 | 12 mm cement plaster of mix : 1:6 (1 cement: 6 fine sand) | 1996.00 | Sqm. |  | 180.00 | 359280.00 | 250.00 | 499000.00 | 250.00 | 499000.00 | 200.00 | 399200.00 | 180.00 | 359280.00 | 224.00 | 447104.00 | 250.00 | 499000.00 | 200.00 | 399200.00 | 294.00 | 586824.00 | 200.00 | 399200.00 | 180.00 | 359280.00 | 359280.00 | S.Singh and Company, MINOCHA CONSTRUCTION COMPANY, M/s Awadhesh Construction
1.06 | 15 mm cement plaster on the rough side of single or half brick wall of mix : 1:6 (1 cement: 6 fine sand) | 2040.00 | Sqm. |  | 210.00 | 428400.00 | 250.00 | 510000.00 | 300.00 | 612000.00 | 230.00 | 469200.00 | 200.00 | 408000.00 | 258.00 | 526320.00 | 275.00 | 561000.00 | 250.00 | 510000.00 | 310.00 | 632400.00 | 220.00 | 448800.00 | 190.00 | 387600.00 | 387600.00 | M/s Awadhesh Construction
1.06 | 6 mm cement plaster of mix : 1:3 (1 cement : 3 fine sand) | 1026.00 | Sqm. |  | 180.00 | 184680.00 | 250.00 | 256500.00 | 250.00 | 256500.00 | 190.00 | 194940.00 | 200.00 | 205200.00 | 200.00 | 205200.00 | 220.00 | 225720.00 | 180.00 | 184680.00 | 238.00 | 244188.00 | 200.00 | 205200.00 | 195.00 | 200070.00 | 184680.00 | S.Singh and Company, Fermium Constructions LLP
1.06 | Distempering with oil bound washable distemper of approved brand and manufacture to give an even shade : New work (two or more coats) over and including water thinnable priming coat with cement primer | 2230.00 | Sqm. |  | 95.00 | 211850.00 | 125.00 | 278750.00 | 150.00 | 334500.00 | 120.00 | 267600.00 | 100.00 | 223000.00 | 135.00 | 301050.00 | 60.00 | 133800.00 | 60.00 | 133800.00 | 136.00 | 303280.00 | 100.00 | 223000.00 | 85.00 | 189550.00 | 133800.00 | Kaushalya Contractors and Developers Pvt Ltd, Fermium Constructions LLP
1.06 | Finishing walls with Acrylic Smooth exterior paint of required shade : New work (Two or more coat applied @ 1.67 ltr/10 sqm over and including priming coat of exterior primer applied @ 2.20 kg/10 sqm) | 2738.00 | Sqm. |  | 115.00 | 314870.00 | 125.00 | 342250.00 | 150.00 | 410700.00 | 120.00 | 328560.00 | 110.00 | 301180.00 | 204.00 | 558552.00 | 145.00 | 397010.00 | 130.00 | 355940.00 | 137.00 | 375106.00 | 150.00 | 410700.00 | 95.00 | 260110.00 | 260110.00 | M/s Awadhesh Construction
1.06 | Painting with synthetic enamel paint of approved brand and manufacture to give an even shade : Two or more coats on new work | 326.00 | Sqm. |  | 155.00 | 50530.00 | 125.00 | 40750.00 | 200.00 | 65200.00 | 105.00 | 34230.00 | 90.00 | 29340.00 | 156.00 | 50856.00 | 95.00 | 30970.00 | 80.00 | 26080.00 | 124.00 | 40424.00 | 100.00 | 32600.00 | 100.00 | 32600.00 | 26080.00 | Fermium Constructions LLP
1.06 | Providing and applying white cement based putty of average thickness 1 mm, of approved brand and manufacturer, over the plastered wall surface to prepare the surface even and smooth complete. | 3800.00 | Sqm. |  | 55.00 | 209000.00 | 100.00 | 380000.00 | 100.00 | 380000.00 | 90.00 | 342000.00 | 75.00 | 285000.00 | 100.00 | 380000.00 | 85.00 | 323000.00 | 40.00 | 152000.00 | 100.00 | 380000.00 | 90.00 | 342000.00 | 85.00 | 323000.00 | 152000.00 | Fermium Constructions LLP
1.07 | Providing and fixing concertina coil fencing with punched tape concertina coil 600 mm dia 10 metre openable length ( total length 90 m), having 50 nos rounds per 6 metre length, upto 3 m height of wall with existing angle iron ‘Y’ shaped placed 2.4m or 3.00 m apart and with 9 horizontal R.B.T. reinforced barbed wire, stud tied with G.I. staples and G.I. clips to retain horizontal, including necessary bolts or G.I. barbed wire tied to angle iron, all complete as per direction of Engineer-in-charge, with reinforced barbed tape(R.B.T.) / Spring core (2.5mm thick) wire of high tensile strength of 165 kg/ sq.mm with tape (0.52 mm thick) and weight 43.478 gm/ metre (cost of M.S. angle, C.C. blocks shall be paid separately) | 300.00 | mtr |  | 320.00 | 96000.00 | 650.00 | 195000.00 | 3000.00 | 900000.00 | 250.00 | 75000.00 | 200.00 | 60000.00 | 256.00 | 76800.00 | 275.00 | 82500.00 | 400.00 | 120000.00 | 1528.00 | 458400.00 | 290.00 | 87000.00 | 300.00 | 90000.00 | 60000.00 | MINOCHA CONSTRUCTION COMPANY
1.07 | Providing and laying 60mm thick faciory made cement concrete interlocking paver block of M -30 grade made by block making machine with strong vibratory compaction, of approved s;ze, design & shape, laid in required colour and pattern over and including 50mm thick compacted bed of coarse sand, filling the joints with line sand etc. all complete as per the direction of Engineer-in-charge. | 2350.00 | Sqm. |  | 820.00 | 1927000.00 | 1200.00 | 2820000.00 | 1000.00 | 2350000.00 | 750.00 | 1762500.00 | 700.00 | 1645000.00 | 756.00 | 1776600.00 | 775.00 | 1821250.00 | 800.00 | 1880000.00 | 940.00 | 2209000.00 | 725.00 | 1703750.00 | 725.00 | 1703750.00 | 1645000.00 | MINOCHA CONSTRUCTION COMPANY
1.07 | Providing and laying at or near ground level factory made kerb stone of M-25 grade cement concrete in position to the required line, level and curvature, jointed with cement mortar 1:3 (1 cement: 3 coarse sand), including making joints with or without grooves (thickness of joints except at sharp curve shall not to more than 5mm), including making drainage opening wherever required complete etc. as per direction of Engineer-in-charge (length of finished kerb edging shall be measured for payment). (Precast C.C. kerb stone shall be approved by Engineer-in-charge). | 25.00 | cum |  | 6400.00 | 160000.00 | 8500.00 | 212500.00 | 8000.00 | 200000.00 | 7500.00 | 187500.00 | 6800.00 | 170000.00 | 7371.00 | 184275.00 | 9000.00 | 225000.00 | 8000.00 | 200000.00 | 9095.00 | 227375.00 | 6500.00 | 162500.00 | 7500.00 | 187500.00 | 160000.00 | S.Singh and Company
1.07 | Providing and fixing white vitreous china pedestal type water closet (European type W.C. pan) with seat and lid, 10 litre low level white P.V.C. flushing cistern, including flush pipe, with manually controlled device (handle lever), conforming to IS : 7231, with all fittings and fixtures complete, including cutting and making good the walls and floors wherever required : W.C. pan with ISI marked white solid plastic seat and lid | 3.00 | each |  | 8000.00 | 24000.00 | 8500.00 | 25500.00 | 5000.00 | 15000.00 | 4500.00 | 13500.00 | 5000.00 | 15000.00 | 4630.00 | 13890.00 | 11500.00 | 34500.00 | 7000.00 | 21000.00 | 9187.00 | 27561.00 | 5000.00 | 15000.00 | 4800.00 | 14400.00 | 13500.00 | M/s Anil Enterprises
1.07 | Providing and fixing white vitreous china flat back or wall corner type lipped front urinal basin of 430x260x350 mm and 340x410x265 mmsizes respectively with automatic flushing cistern, with fittings, standard size C.P. brass flush pipe, spreaders with unions and clamps complete,including painting of fittings and cutting and making good the walls and floors wherever required : One urinal basin with 5 litre PVC automatic flushing cistern | 3.00 | each |  | 6000.00 | 18000.00 | 6500.00 | 19500.00 | 4000.00 | 12000.00 | 4000.00 | 12000.00 | 4500.00 | 13500.00 | 4384.00 | 13152.00 | 10000.00 | 30000.00 | 5000.00 | 15000.00 | 7655.00 | 22965.00 | 5000.00 | 15000.00 | 4900.00 | 14700.00 | 12000.00 | M/s Anil Enterprises, M/s RK Constructions India Private Limited
1.07 | Providing and fixing wash basin with C.I. brackets, 15 mm C.P. brass pillar taps, 32 mm C.P. brass waste of standard pattern, including painting of fittings and brackets, cutting and making good the walls wherever require: White Vitreous China Wash basin size 630x450 mm with a pair of 15 mm C.P. brass pillar taps | 3.00 | each |  | 4000.00 | 12000.00 | 3100.00 | 9300.00 | 3500.00 | 10500.00 | 2800.00 | 8400.00 | 3000.00 | 9000.00 | 2717.00 | 8151.00 | 4500.00 | 13500.00 | 3000.00 | 9000.00 | 8534.00 | 25602.00 | 3000.00 | 9000.00 | 2800.00 | 8400.00 | 8151.00 | NIRMAN
1.07 | Providing and fixing P.V.C. waste pipe for sink or wash basin including P.V.C. waste fittings complete. Flexible pipe 32 mm dia | 3.00 | each |  | 450.00 | 1350.00 | 100.00 | 300.00 | 250.00 | 750.00 | 100.00 | 300.00 | 80.00 | 240.00 | 89.00 | 267.00 | 200.00 | 600.00 | 100.00 | 300.00 | 101.00 | 303.00 | 100.00 | 300.00 | 50.00 | 150.00 | 150.00 | M/s Awadhesh Construction
1.07 | Providing and fixing 100 mm sand cast Iron grating for gully trap. | 15.00 | each |  | 650.00 | 9750.00 | 65.00 | 975.00 | 850.00 | 12750.00 | 30.00 | 450.00 | 35.00 | 525.00 | 39.00 | 585.00 | 1150.00 | 17250.00 | 50.00 | 750.00 | 118.00 | 1770.00 | 4000.00 | 60000.00 | 35.00 | 525.00 | 450.00 | M/s Anil Enterprises
1.07 | Providing and fixing 600x450 mm beveled edge mirror of superior glass (of approved quality) complete with 6 mm thick hard board ground fixed to wooden cleats with C.P. brass screws and washers complete. | 3.00 | each |  | 750.00 | 2250.00 | 1300.00 | 3900.00 | 1500.00 | 4500.00 | 1000.00 | 3000.00 | 1150.00 | 3450.00 | 1129.00 | 3387.00 | 1250.00 | 3750.00 | 900.00 | 2700.00 | 826.00 | 2478.00 | 1200.00 | 3600.00 | 1000.00 | 3000.00 | 2250.00 | S.Singh and Company
1.07 | Providing and fixing toilet paper holder : C.P. brass | 3.00 | each |  | 650.00 | 1950.00 | 600.00 | 1800.00 | 500.00 | 1500.00 | 300.00 | 900.00 | 500.00 | 1500.00 | 514.00 | 1542.00 | 525.00 | 1575.00 | 500.00 | 1500.00 | 696.00 | 2088.00 | 580.00 | 1740.00 | 300.00 | 900.00 | 900.00 | M/s Anil Enterprises, M/s Awadhesh Construction
1.08 | Providing and fixing soil, waste and vent pipes : 100 mm dia Sand cast iron S&S pipe as per IS: 1729 | 50.00 | mtr |  | 350.00 | 17500.00 | 1100.00 | 55000.00 | 2000.00 | 100000.00 | 1000.00 | 50000.00 | 1000.00 | 50000.00 | 887.00 | 44350.00 | 950.00 | 47500.00 | 900.00 | 45000.00 | 1251.00 | 62550.00 | 1000.00 | 50000.00 | 950.00 | 47500.00 | 17500.00 | S.Singh and Company
1.08 | Providing and filling the joints with spun yarn,cement slurry and cement mortar 1:2 (1 cement : 2 fine sand) in SCI/CI Pipes 100 mm pipes | 25.00 | each |  | 250.00 | 6250.00 | 1000.00 | 25000.00 | 400.00 | 10000.00 | 120.00 | 3000.00 | 125.00 | 3125.00 | 131.00 | 3275.00 | 110.00 | 2750.00 | 100.00 | 2500.00 | 77.00 | 1925.00 | 140.00 | 3500.00 | 130.00 | 3250.00 | 1925.00 | THANDON INFRASTRUCTURE PVT LTD
1.08 | Providing and fixing bend of required degree with access door, insertion rubber washer 3 mm thick, bolts and nuts complete. 100 mm dia Sand cast iron S&S as per IS - 1729 | 10.00 | each |  | 450.00 | 4500.00 | 1000.00 | 10000.00 | 1000.00 | 10000.00 | 450.00 | 4500.00 | 400.00 | 4000.00 | 406.00 | 4060.00 | 450.00 | 4500.00 | 375.00 | 3750.00 | 1274.00 | 12740.00 | 460.00 | 4600.00 | 350.00 | 3500.00 | 3500.00 | M/s Awadhesh Construction
1.08 | Providing and fixing plain bend of required degree. 100 mm dia Sand cast iron S&S as per IS - 1729 | 10.00 | each |  | 350.00 | 3500.00 | 900.00 | 9000.00 | 1500.00 | 15000.00 | 350.00 | 3500.00 | 400.00 | 4000.00 | 336.00 | 3360.00 | 350.00 | 3500.00 | 450.00 | 4500.00 | 885.00 | 8850.00 | 380.00 | 3800.00 | 325.00 | 3250.00 | 3250.00 | M/s Awadhesh Construction
1.08 | Providing and fixing single equal plain junction of required degree 100x100x100 mm dia Sand cast iron S&S as per IS - 1729 | 5.00 | each |  | 650.00 | 3250.00 | 900.00 | 4500.00 | 2000.00 | 10000.00 | 480.00 | 2400.00 | 500.00 | 2500.00 | 530.00 | 2650.00 | 750.00 | 3750.00 | 600.00 | 3000.00 | 1180.00 | 5900.00 | 600.00 | 3000.00 | 450.00 | 2250.00 | 2250.00 | M/s Awadhesh Construction
1.08 | Providing and fixing G.I. pipes complete with G.I. fittings and clamps, i/c cutting and making good the walls etc. Internal work - Exposed on wall 15 mm dia nominal bore | 35.00 | mtr |  | 220.00 | 7700.00 | 300.00 | 10500.00 | 350.00 | 12250.00 | 230.00 | 8050.00 | 250.00 | 8750.00 | 251.00 | 8785.00 | 325.00 | 11375.00 | 200.00 | 7000.00 | 236.00 | 8260.00 | 280.00 | 9800.00 | 300.00 | 10500.00 | 7000.00 | Fermium Constructions LLP
1.08 | Providing and fixing G.I. pipes complete with G.I. fittings and clamps, i/c cutting and making good the walls etc. Internal work - Exposed on wall 20 mm dia nominal bore | 20.00 | mtr |  | 270.00 | 5400.00 | 450.00 | 9000.00 | 550.00 | 11000.00 | 300.00 | 6000.00 | 300.00 | 6000.00 | 303.00 | 6060.00 | 475.00 | 9500.00 | 250.00 | 5000.00 | 295.00 | 5900.00 | 300.00 | 6000.00 | 325.00 | 6500.00 | 5000.00 | Fermium Constructions LLP
1.08 | Providing and fixing G.I. Pipes complete with G.I. fittings and clamps, i/c making good the walls etc. concealed pipe, including painting with anti corrosive bitumastic paint, cutting chases and making good the wall : 15 mm dia nominal bore | 25.00 | mtr |  | 175.00 | 4375.00 | 450.00 | 11250.00 | 400.00 | 10000.00 | 400.00 | 10000.00 | 400.00 | 10000.00 | 394.00 | 9850.00 | 415.00 | 10375.00 | 300.00 | 7500.00 | 283.00 | 7075.00 | 280.00 | 7000.00 | 350.00 | 8750.00 | 4375.00 | S.Singh and Company
1.08 | Providing and fixing G.I. Pipes complete with G.I. fittings and clamps, i/c making good the walls etc. concealed pipe, including painting with anti corrosive bitumastic paint, cutting chases and making good the wall : 20 mm dia nominal bore | 25.00 | mtr |  | 250.00 | 6250.00 | 500.00 | 12500.00 | 450.00 | 11250.00 | 450.00 | 11250.00 | 425.00 | 10625.00 | 435.00 | 10875.00 | 435.00 | 10875.00 | 350.00 | 8750.00 | 354.00 | 8850.00 | 350.00 | 8750.00 | 400.00 | 10000.00 | 6250.00 | S.Singh and Company
1.08 | Providing and fixing G.I. pipes complete with G.I. fittings including trenching and refilling etc. External work 50 mm dia nominal bore | 400.00 | mtr |  | 650.00 | 260000.00 | 600.00 | 240000.00 | 1500.00 | 600000.00 | 500.00 | 200000.00 | 400.00 | 160000.00 | 497.00 | 198800.00 | 650.00 | 260000.00 | 350.00 | 140000.00 | 330.00 | 132000.00 | 450.00 | 180000.00 | 500.00 | 200000.00 | 132000.00 | THANDON INFRASTRUCTURE PVT LTD
1.09 | Providing and fixing brass stop cock of approved quality : 15 mm nominal bore | 5.00 | each |  | 1500.00 | 7500.00 | 305.00 | 1525.00 | 1000.00 | 5000.00 | 300.00 | 1500.00 | 250.00 | 1250.00 | 266.00 | 1330.00 | 425.00 | 2125.00 | 300.00 | 1500.00 | 566.00 | 2830.00 | 300.00 | 1500.00 | 250.00 | 1250.00 | 1250.00 | MINOCHA CONSTRUCTION COMPANY, M/s Awadhesh Construction
1.09 | Providing and fixing gun metal gate valve with C.I. wheel of approved quality (screwed end) : 20 mm nominal bore | 5.00 | each |  | 2000.00 | 10000.00 | 500.00 | 2500.00 | 1500.00 | 7500.00 | 410.00 | 2050.00 | 400.00 | 2000.00 | 405.00 | 2025.00 | 1150.00 | 5750.00 | 450.00 | 2250.00 | 767.00 | 3835.00 | 450.00 | 2250.00 | 350.00 | 1750.00 | 1750.00 | M/s Awadhesh Construction
1.09 | Providing and fixing gun metal gate valve with C.I. wheel of approved quality (screwed end) : 50 mm nominal bore | 5.00 | each |  | 3500.00 | 17500.00 | 900.00 | 4500.00 | 5000.00 | 25000.00 | 750.00 | 3750.00 | 800.00 | 4000.00 | 765.00 | 3825.00 | 2250.00 | 11250.00 | 775.00 | 3875.00 | 1770.00 | 8850.00 | 870.00 | 4350.00 | 750.00 | 3750.00 | 3750.00 | M/s Anil Enterprises, M/s Awadhesh Construction
1.09 | Providing and fixing ball valve (brass) of approved quality, High or low pressure, with plastic floats complete : 20 mm nominal bore | 5.00 | each |  | 650.00 | 3250.00 | 400.00 | 2000.00 | 2500.00 | 12500.00 | 350.00 | 1750.00 | 300.00 | 1500.00 | 340.00 | 1700.00 | 850.00 | 4250.00 | 355.00 | 1775.00 | 490.00 | 2450.00 | 380.00 | 1900.00 | 300.00 | 1500.00 | 1500.00 | MINOCHA CONSTRUCTION COMPANY, M/s Awadhesh Construction
1.09 | Providing and fixing uplasticised PVC connection pipe with brass unions : 30 cm length 15 mm nominal bore | 10.00 | each |  | 750.00 | 7500.00 | 85.00 | 850.00 | 450.00 | 4500.00 | 50.00 | 500.00 | 60.00 | 600.00 | 64.00 | 640.00 | 115.00 | 1150.00 | 100.00 | 1000.00 | 212.00 | 2120.00 | 70.00 | 700.00 | 60.00 | 600.00 | 500.00 | M/s Anil Enterprises
1.09 | Providing and fixing C.P. brass shower rose with 15 or 20 mm inlet : 100 mm diameter | 2.00 | each |  | 750.00 | 1500.00 | 152.00 | 304.00 | 1000.00 | 2000.00 | 150.00 | 300.00 | 125.00 | 250.00 | 134.00 | 268.00 | 1250.00 | 2500.00 | 100.00 | 200.00 | 590.00 | 1180.00 | 150.00 | 300.00 | 130.00 | 260.00 | 200.00 | Fermium Constructions LLP
1.09 | Constructing masonry Chamber 30x30x50 cm inside, in brick work in cement mortar 1:4 (1 cement :4 coarse sand) for stop cock, with C. I. surface box 100x100 x75 mm (inside) with hinged cover fixed in cement concrete slab 1:2:4 mix (1 cement : 2 coarse sand : 4 graded stone aggregate 20 mm nominal size), i/c necessary excavation, foundation concrete 1:5:10 ( 1 cement : 5 fine sand : 10 graded stone aggregate 40mm nominal size ) and inside plastering with cement mortar 1:3 (1 cement : 3 coarse sand) 12mm thick, finished with a floating coat of neat cement complete as per standard design : With common burnt clay F.P.S.(non modular) bricks of class designation 7.5 | 5.00 | each |  | 8000.00 | 40000.00 | 1600.00 | 8000.00 | 4500.00 | 22500.00 | 1500.00 | 7500.00 | 1200.00 | 6000.00 | 1393.00 | 6965.00 | 5200.00 | 26000.00 | 4000.00 | 20000.00 | 2124.00 | 10620.00 | 1500.00 | 7500.00 | 1200.00 | 6000.00 | 6000.00 | MINOCHA CONSTRUCTION COMPANY, M/s Awadhesh Construction
1.09 | Providing and placing on terrace (at all floor levels) polyethylene water storage tank, IS : 12701 marked, with cover and suitable locking arrangement and making necessary holes for inlet, outlet and overflow pipes but without fittings and the base support for tank. Circular tank | 5000.00 | Per Ltr |  | 7.00 | 35000.00 | 11.00 | 55000.00 | 10.00 | 50000.00 | 8.00 | 40000.00 | 15.00 | 75000.00 | 8.50 | 42500.00 | 13.50 | 67500.00 | 15.00 | 75000.00 | 6.00 | 30000.00 | 8.00 | 40000.00 | 7.00 | 35000.00 | 30000.00 | THANDON INFRASTRUCTURE PVT LTD
1.09 | Providing and laying non-pressure NP2 class (light duty) R.C.C. pipes with collars jointed with stiff mixture of cement mortar in the proportion of 1:2 (1 cement : 2 fine sand) including testing of joints etc. complete : 150 mm dia. R.C.C. pipe | 300.00 | mtr |  | 650.00 | 195000.00 | 500.00 | 150000.00 | 2500.00 | 750000.00 | 450.00 | 135000.00 | 425.00 | 127500.00 | 407.00 | 122100.00 | 650.00 | 195000.00 | 375.00 | 112500.00 | 562.00 | 168600.00 | 450.00 | 135000.00 | 375.00 | 112500.00 | 112500.00 | M/s Awadhesh Construction, Fermium Constructions LLP
1.09 | Providing and laying non-pressure NP2 class (light duty) R.C.C. pipes with collars jointed with stiff mixture of cement mortar in the proportion of 1:2 (1 cement : 2 fine sand) including testing of joints etc. complete : 300 mm dia. R.C.C. pipe | 100.00 | mtr |  | 1250.00 | 125000.00 | 865.00 | 86500.00 | 4000.00 | 400000.00 | 850.00 | 85000.00 | 800.00 | 80000.00 | 760.00 | 76000.00 | 1350.00 | 135000.00 | 550.00 | 55000.00 | 1139.00 | 113900.00 | 700.00 | 70000.00 | 750.00 | 75000.00 | 55000.00 | Fermium Constructions LLP
1.10 | Constructing brick masonry manhole in cement mortar 1:4 ( 1 cement : 4 coarse sand ) with R.C.C. top slab with 1:2:4 mix (1 cement : 2 coarse sand : 4 graded stone aggregate 20 mm nominal size), foundation concrete 1:4:8 mix (1 cement : 4 coarse sand : 8 graded stone aggregate 40 mm nominal size), inside plastering 12 mm thick with cement mortar 1:3 (1 cement : 3 coarse sand) finished with floating coat of neat cement and making channels in cement concrete 1:2:4 (1 cement : 2 coarse sand : 4 graded stone aggregate 20 mm nominal size) finished with a floating coat of neat cement complete as per standard design : Inside size 90x80 cm and 45 cm deep including C.I. cover with frame (light duty) 455x610 mm internal dimensions, total weight of cover and frame to be not less than 38 kg (weight of cover 23 kg and weight of frame 15 kg) : With common burnt clay F.P.S. (non modular) bricks of class designation 7.5 | 15.00 | each |  | 10000.00 | 150000.00 | 10910.00 | 163650.00 | 15000.00 | 225000.00 | 8000.00 | 120000.00 | 9000.00 | 135000.00 | 9596.00 | 143940.00 | 12500.00 | 187500.00 | 5000.00 | 75000.00 | 4130.00 | 61950.00 | 8700.00 | 130500.00 | 9500.00 | 142500.00 | 61950.00 | THANDON INFRASTRUCTURE PVT LTD
1.10 | Extra for depth for manholes : Size 90x80 cm With common burnt clay F.P.S. (non modular) bricks of class designation 7.5 | 5.00 | mtr |  | 6000.00 | 30000.00 | 7500.00 | 37500.00 | 5000.00 | 25000.00 | 5500.00 | 27500.00 | 7000.00 | 35000.00 | 6603.00 | 33015.00 | 2500.00 | 12500.00 | 4000.00 | 20000.00 | 4484.00 | 22420.00 | 6000.00 | 30000.00 | 7000.00 | 35000.00 | 12500.00 | Kaushalya Contractors and Developers Pvt Ltd
1.10 | Providing and fixing aluminium work for doors, windows, ventilators and partitions with extruded built up standard tubular sections/appropriate Z sections and other sections of approved make conforming to IS: 733 and IS: 1285, fixing with dash fasteners of required dia and size, including necessary filling up the gaps at junctions, i.e. at top, bottom and sides with required EPDM rubber/ neoprene gasket etc. Aluminium sections shall be smooth, rust free, straight, mitred and jointed mechanically wherever required including cleat angle, Aluminium snap beading for glazing / paneling, C.P. brass / stainless steel screws, all complete as per architectural drawings and the directions of Engineer-in-charge. (Glazing, paneling and dash fasteners to be paid for separately) :For fixed portion Polyester powder coated aluminium (minimum thickness of polyester powder coating 50 micron) | 3300.00 | kg |  | 450.00 | 1485000.00 | 550.00 | 1815000.00 | 450.00 | 1485000.00 | 415.00 | 1369500.00 | 425.00 | 1402500.00 | 409.00 | 1349700.00 | 500.00 | 1650000.00 | 450.00 | 1485000.00 | 230.00 | 759000.00 | 340.00 | 1122000.00 | 425.00 | 1402500.00 | 759000.00 | THANDON INFRASTRUCTURE PVT LTD
1.10 | Providing and fixing aluminium work for doors, windows, ventilators and partitions with extruded built up standard tubular sections/ appropriate Z sections and other sections of approved make conforming to IS: 733 and IS: 1285, fixing with dash fasteners of required dia and size, including necessary filling up the gaps at junctions, i.e. at top, bottom and sides with required EPDM rubber/ neoprene gasket etc. Aluminium sections shall be smooth, rust free, straight, mitred and jointed mechanically wherever required including cleat angle, Aluminium snap beading for glazing / paneling, C.P. brass / stainless steel screws, all complete as per architectural drawings and the directions of Engineer-in-charge. (Glazing, paneling and dash fasteners to be paid for separately) : For shutters of doors, windows & ventilators including providing and fixing hinges/ pivots and making provision for fixing of fittings wherever required including the cost of EPDM rubber / neoprene gasket required (Fittings shall be paid for separately) Polyester powder coated aluminium (minimum thickness of polyester powder coating 50 micron) | 1450.00 | kg |  | 500.00 | 725000.00 | 5500.00 | 7975000.00 | 500.00 | 725000.00 | 470.00 | 681500.00 | 440.00 | 638000.00 | 488.00 | 707600.00 | 525.00 | 761250.00 | 450.00 | 652500.00 | 189.00 | 274050.00 | 350.00 | 507500.00 | 460.00 | 667000.00 | 274050.00 | THANDON INFRASTRUCTURE PVT LTD
1.10 | Providing and fixing 12 mm thick prelaminated particle board flat pressed three layer or graded wood particle board conforming to IS: 12823 Grade l Type ll, in panelling fixed in aluminum doors, windows shutters and partition frames with C.P. brass / stainless steel screws etc. complete as per architectural drawings and directions of Engineer-in-charge. Pre-laminated particle board with decorative lamination on both sides | 13.00 | Sqm. |  | 1200.00 | 15600.00 | 1000.00 | 13000.00 | 3500.00 | 45500.00 | 900.00 | 11700.00 | 950.00 | 12350.00 | 921.00 | 11973.00 | 2450.00 | 31850.00 | 1000.00 | 13000.00 | 445.00 | 5785.00 | 1200.00 | 15600.00 | 900.00 | 11700.00 | 5785.00 | THANDON INFRASTRUCTURE PVT LTD
1.10 | Providing and fixing glazing in aluminium door, window, ventilator shutters and partitions etc. with EPDM rubber / neoprene gasket etc. complete as per the architectural drawings and the directions of Engineer-in-charge . (Cost of aluminium snap beading shall be paid in basic item): With float glass panes of 5.50 mm thickness | 200.00 | Sqm. |  | 690.00 | 138000.00 | 2425.00 | 485000.00 | 1000.00 | 200000.00 | 1000.00 | 200000.00 | 1000.00 | 200000.00 | 1141.00 | 228200.00 | 900.00 | 180000.00 | 1000.00 | 200000.00 | 484.00 | 96800.00 | 750.00 | 150000.00 | 1000.00 | 200000.00 | 96800.00 | THANDON INFRASTRUCTURE PVT LTD
1.10 | Providing and fixing double action hydraulic floor spring of approved brand and manufacture conforming to IS : 6315, having brand logo embossed on the body / plate with double spring mechanism and door weight upto 125 kg, for doors, including cost of cutting floors, embedding in floors as required and making good the same matching to the existing floor finishing and cover plates with brass pivot and single piece M.S. sheet outer box with slide plate etc. complete as per the direction of Engineer-in-charge. With stainless steel cover plate minimum 1.25 mm thickness | 6.00 | each |  | 2000.00 | 12000.00 | 2500.00 | 15000.00 | 2000.00 | 12000.00 | 2100.00 | 12600.00 | 2100.00 | 12600.00 | 2123.00 | 12738.00 | 2500.00 | 15000.00 | 3000.00 | 18000.00 | 4130.00 | 24780.00 | 2500.00 | 15000.00 | 1800.00 | 10800.00 | 10800.00 | M/s Awadhesh Construction
1.10 | Providing and fixing 100mm brass locks (best make of approved quality) for aluminium doors including necessary cutting and making good etc. complete. | 12.00 | each |  | 450.00 | 5400.00 | 1500.00 | 18000.00 | 1500.00 | 18000.00 | 350.00 | 4200.00 | 500.00 | 6000.00 | 404.00 | 4848.00 | 2000.00 | 24000.00 | 1000.00 | 12000.00 | 1133.00 | 13596.00 | 450.00 | 5400.00 | 350.00 | 4200.00 | 4200.00 | M/s Anil Enterprises, M/s Awadhesh Construction
1.10 | Providing and fixing anodised aluminium grill (anodised transparent or dyed to required shade according to IS: 1868 with minimum anodic coating of grade AC 15) of approved design/pattern, with approved standard section and fixed to the existing window frame with C.P. brass/ stainless steel screws @ 200 mm centre to centre, including cutting the grill to proper opening size for fixing and operation of handles and fixing approved anodised aluminium standard section around the opening, all complete as per requirement and direction of Engineer-in-charge. (Only weight of grill to be measured for payment). | 1900.00 | kg |  | 500.00 | 950000.00 | 550.00 | 1045000.00 | 460.00 | 874000.00 | 460.00 | 874000.00 | 435.00 | 826500.00 | 457.00 | 868300.00 | 825.00 | 1567500.00 | 400.00 | 760000.00 | 307.00 | 583300.00 | 380.00 | 722000.00 | 475.00 | 902500.00 | 583300.00 | THANDON INFRASTRUCTURE PVT LTD
1.10 | Grading roof for water proofing treatment with Cement concrete 1:2:4 (1 cement : 2 coarse sand : 4 graded stone aggregate 20mm nominal size) | 82.00 | cum |  | 4800.00 | 393600.00 | 6200.00 | 508400.00 | 12000.00 | 984000.00 | 5100.00 | 418200.00 | 5000.00 | 410000.00 | 6094.00 | 499708.00 | 6600.00 | 541200.00 | 7000.00 | 574000.00 | 4861.00 | 398602.00 | 5250.00 | 430500.00 | 6300.00 | 516600.00 | 393600.00 | S.Singh and Company
1.11 | Providing and laying APP (Atactic Polypropylene Polymer) modified prefabricated five layer, 3 mm thick water proofing membrane, black finished reinforced with glass fibre matt consisting of a coat of bitumen primer for bitumen membrane @ 0.40 litre/sqm by the same membrane manufactured of density at 25°C, 0.87 - 0.89 kg/litre and viscocity 70 - 160 cps. Over the primer coat the layer of membrane shall be laid using butane torch and sealing all joints etc., and preparing the surface complete. The vital physical and chemical parameters of the membrane shall be as under : Joint strength in longitudinal and transverse direction at 23°C as 350/300 N/5 cm. Tear strength in longitudinal and transverse direction as 60/80N. Softening point of membrane not less than 150°C. Cold flexibility shall be upto -2°C when tested in accordance with ASTM, D - 5147. The laying of membrane shall be got done through the authorised applicator of the manufacturer of membrane : 3 mm thick | 762.00 | Sqm. |  | 250.00 | 190500.00 | 550.00 | 419100.00 | 1500.00 | 1143000.00 | 460.00 | 350520.00 | 400.00 | 304800.00 | 471.00 | 358902.00 | 850.00 | 647700.00 | 1000.00 | 762000.00 | 366.00 | 278892.00 | 350.00 | 266700.00 | 450.00 | 342900.00 | 190500.00 | S.Singh and Company
1.11 | Boring/drilling bore well of required dia for casing/ strainer pipe, by suitable method prescribed in IS: 2800 (part I), including collecting samples from different strata, preparing and submitting strata chart/bore log, including hire & running charges of all equipments, tools, plants & machineries required for the job, all complete as per direction of Engineer-in-charge, upto 90 metre depth below ground level. All types of soil 300 mm dia | 90.00 | mtr |  | 3000.00 | 270000.00 | 550.00 | 49500.00 | 4000.00 | 360000.00 | 500.00 | 45000.00 | 600.00 | 54000.00 | 451.00 | 40590.00 | 350.00 | 31500.00 | 500.00 | 45000.00 | 472.00 | 42480.00 | 750.00 | 67500.00 | 500.00 | 45000.00 | 31500.00 | Kaushalya Contractors and Developers Pvt Ltd
1.11 | Boring/drilling bore well of required dia for casing/ strainer pipe, by suitable method prescribed in IS: 2800 (part I), including collecting samples from different strata, preparing and submitting strata chart/bore log, including hire & running charges of all equipments, tools, plants & machineries required for the job, all complete as per direction of Engineer -in-charge, beyond 90 metre & upto 150 metre depth below ground level. All type of soils: 300 mm dia | 60.00 | mtr |  | 3500.00 | 210000.00 | 600.00 | 36000.00 | 5000.00 | 300000.00 | 515.00 | 30900.00 | 480.00 | 28800.00 | 526.00 | 31560.00 | 400.00 | 24000.00 | 500.00 | 30000.00 | 826.00 | 49560.00 | 800.00 | 48000.00 | 525.00 | 31500.00 | 24000.00 | Kaushalya Contractors and Developers Pvt Ltd
1.11 | Gravel packing in tubewell construction in accordance with IS: 4097, including providing gravel fine/ medium/ coarse, in required grading & sizes as per actual requirement, all complete as per direction of Engineer-in-charge. | 10.00 | cum |  | 2100.00 | 21000.00 | 1500.00 | 15000.00 | 5000.00 | 50000.00 | 1200.00 | 12000.00 | 1250.00 | 12500.00 | 1318.00 | 13180.00 | 4000.00 | 40000.00 | 1000.00 | 10000.00 | 7552.00 | 75520.00 | 1500.00 | 15000.00 | 350.00 | 3500.00 | 3500.00 | M/s Awadhesh Construction
1.11 | Supplying, assembling, lowering and fixing in vertical position in bore well, ERW (Electric Resistance Welded) FE 410 mild steel screwed and socketed/ plain ended casing pipes of required dia, conforming to IS: 4270, of reputed & approved make, including painted with outside surface with two coats of anticorrosive paint of approved brand and manufacture, including required hire & labour charges, fittings & accessories, all complete, for all depths, as per direction of Engineer-in-charge. 200 mm nominal size dia having minimum wall thickness 5.4 mm | 138.00 | mtr |  | 480.00 | 66240.00 | 2000.00 | 276000.00 | 450.00 | 62100.00 | 1700.00 | 234600.00 | 1800.00 | 248400.00 | 1815.00 | 250470.00 | 3450.00 | 476100.00 | 800.00 | 110400.00 | 2832.00 | 390816.00 | 1600.00 | 220800.00 | 1800.00 | 248400.00 | 62100.00 | M/s RK Constructions India Private Limited
1.11 | Supplying, assembling, lowering and fixing in vertical position in bore well, ERW (Electric Resistance Welded) FE 410 plain slotted (having slot of size 1.6/3.2 mm) mild steel threaded and socketed/ plain bevel ended pipe (type A) of required dia, conforming to IS: 8110, of reputed and approved make, having wall thickness not less than 5.40 mm, including painted with outside surface with two coats of anticorrosive bitumestic paint of approved brand and manufacture, including hire & labour charges, fittings & accessories, all complete, for all depths, as per direction of Engineer -in-charge. 150 mm nominal size dia | 12.00 | mtr |  | 420.00 | 5040.00 | 1700.00 | 20400.00 | 400.00 | 4800.00 | 1500.00 | 18000.00 | 1650.00 | 19800.00 | 1462.00 | 17544.00 | 2250.00 | 27000.00 | 700.00 | 8400.00 | 2950.00 | 35400.00 | 1250.00 | 15000.00 | 1550.00 | 18600.00 | 4800.00 | M/s RK Constructions India Private Limited
1.11 | Development of tube well in accordance with IS : 2800 (part I) and IS:11189, to establish maximum rate of usable water yield without sand content (beyond permissible limit), with required capacity air compressor, running the compressor for required time till well is fully developed, measuring yield of well by "V" notch method or any other approved method, measuring static level & draw down etc. by step draw down method, collecting water samples & getting tested in approved laboratory, i/c disinfection of tubewell, all complete, including hire & labour charges of air compressor, tools & accessories etc., all as per requirement and direction of Engineer-in-charge. | 8.00 | hour |  | 2500.00 | 20000.00 | 200.00 | 1600.00 | 5000.00 | 40000.00 | 600.00 | 4800.00 | 800.00 | 6400.00 | 755.00 | 6040.00 | 2000.00 | 16000.00 | 500.00 | 4000.00 | 5900.00 | 47200.00 | 850.00 | 6800.00 | 700.00 | 5600.00 | 1600.00 | RAJ CONSTRUCTION
1.11 | Providing and fixing suitable size threaded mild steel cap or spot welded plate to the top of bore well housing/ casing pipe, removable as per requirement, all complete for borewell of: 150 mm dia | 1.00 | each |  | 5000.00 | 5000.00 | 215.00 | 215.00 | 2500.00 | 2500.00 | 190.00 | 190.00 | 200.00 | 200.00 | 185.00 | 185.00 | 550.00 | 550.00 | 500.00 | 500.00 | 2360.00 | 2360.00 | 210.00 | 210.00 | 190.00 | 190.00 | 185.00 | NIRMAN
1.11 | Making soak pit 2.5 m diameter 3.0 metre deep with 45 x 45 cm dry brick honey comb shaft with bricks and S.W. drain pipe 100 mm diameter, 1.8 m long complete as per standard design. With common burnt clay F.P.S. (non modular) bricks of class designation 7.5 | 1.00 | each |  | 35000.00 | 35000.00 | 25300.00 | 25300.00 | 15000.00 | 15000.00 | 20000.00 | 20000.00 | 25000.00 | 25000.00 | 22245.00 | 22245.00 | 160000.00 | 160000.00 | 15000.00 | 15000.00 | 5900.00 | 5900.00 | 16000.00 | 16000.00 | 15000.00 | 15000.00 | 5900.00 | THANDON INFRASTRUCTURE PVT LTD
1.11 | Earth work in rough excavation, banking excavated earth in layers not exceeding 20 cm in depth, breaking clods, watering, rolling each layer with ½ tonne roller or wooden or steel rammers, and rolling every 3rd and top-most layer with power roller of minimum 8 tonnes and dressing up in embankments for roads, flood banks, marginal banks and guide banks or filling up ground depressions, lead upto 50 m and lift upto 1.5 m : All kinds of soil | 150.00 | cum |  | 420.00 | 63000.00 | 225.00 | 33750.00 | 150.00 | 22500.00 | 650.00 | 97500.00 | 600.00 | 90000.00 | 657.00 | 98550.00 | 120.00 | 18000.00 | 150.00 | 22500.00 | 330.00 | 49500.00 | 150.00 | 22500.00 | 600.00 | 90000.00 | 18000.00 | Kaushalya Contractors and Developers Pvt Ltd
1.12 | Excavating trenches of required width for pipes, cables, etc including excavation for sockets, and dressing of sides, ramming of bottoms, depth upto 1.5 m, including getting out the excavated soil, and then returning the soil as required, in layers not exceeding 20 cm in depth, including consolidating each deposited layer by ramming, watering, etc. and disposing of surplus excavated soil as directed, within a lead of 50 m : All kinds of soil Pipes, cables etc, not exceeding 80 mm dia. | 20.00 | mtr |  | 220.00 | 4400.00 | 300.00 | 6000.00 | 175.00 | 3500.00 | 200.00 | 4000.00 | 200.00 | 4000.00 | 285.00 | 5700.00 | 150.00 | 3000.00 | 100.00 | 2000.00 | 201.00 | 4020.00 | 300.00 | 6000.00 | 180.00 | 3600.00 | 2000.00 | Fermium Constructions LLP
1.12 | Providing and laying damp-proof course 40mm thick with cement concrete 1:2:4 (1 cement : 2 coarse sand (zone-III): 4 graded stone aggregate 12.5mm nominal size) | 10.00 | sqm |  | 450.00 | 4500.00 | 400.00 | 4000.00 | 800.00 | 8000.00 | 300.00 | 3000.00 | 300.00 | 3000.00 | 306.00 | 3060.00 | 475.00 | 4750.00 | 600.00 | 6000.00 | 513.00 | 5130.00 | 600.00 | 6000.00 | 250.00 | 2500.00 | 2500.00 | M/s Awadhesh Construction
1.12 | Providing and laying in position cement concrete of specified grade excluding the cost of centering and shuttering - All work up to plinth level : 1:2:4 (1 Cement : 2 coarse sand (zone-III) : 4 graded stone aggregate 40 mm nominal size). | 7.00 | cum |  | 5100.00 | 35700.00 | 6500.00 | 45500.00 | 8000.00 | 56000.00 | 6000.00 | 42000.00 | 6000.00 | 42000.00 | 5879.00 | 41153.00 | 6300.00 | 44100.00 | 6000.00 | 42000.00 | 9470.00 | 66290.00 | 5500.00 | 38500.00 | 5500.00 | 38500.00 | 35700.00 | S.Singh and Company
1.12 | Making plinth protection 50mm thick of cement concrete 1:3:6 (1 cement : 3 coarse sand : 6 graded stone aggregate 20 mm nominal size) over 75mm thick bed of dry brick ballast 40 mm nominal size, well rammed and consolidated and grouted with fine sand, including necessary excavation, levelling & dressing & finishing the top smooth. | 66.00 | sqm |  | 450.00 | 29700.00 | 600.00 | 39600.00 | 750.00 | 49500.00 | 500.00 | 33000.00 | 550.00 | 36300.00 | 540.00 | 35640.00 | 500.00 | 33000.00 | 500.00 | 33000.00 | 703.00 | 46398.00 | 500.00 | 33000.00 | 500.00 | 33000.00 | 29700.00 | S.Singh and Company
1.12 | Centering and shuttering including strutting, propping etc. and removal of form for all heights : Edges of slabs and breaks in floors and walls Under 20 cm wide | 71.00 | mtr |  | 320.00 | 22720.00 | 800.00 | 56800.00 | 100.00 | 7100.00 | 140.00 | 9940.00 | 200.00 | 14200.00 | 152.00 | 10792.00 | 75.00 | 5325.00 | 400.00 | 28400.00 | 445.00 | 31595.00 | 70.00 | 4970.00 | 100.00 | 7100.00 | 4970.00 | Chandra Construction Company
1.12 | Providing and fixing M.S. grills of required pattern in frames of windows etc. with M.S. flats, square or round bars etc. including priming coat with approved steel primer all complete. Fixed to steel windows by welding | 400.00 | kg |  | 78.00 | 31200.00 | 100.00 | 40000.00 | 110.00 | 44000.00 | 130.00 | 52000.00 | 135.00 | 54000.00 | 145.00 | 58000.00 | 95.00 | 38000.00 | 100.00 | 40000.00 | 76.00 | 30400.00 | 80.00 | 32000.00 | 105.00 | 42000.00 | 30400.00 | THANDON INFRASTRUCTURE PVT LTD
1.12 | Providing and fixing bright finished brass casement window fastener with necessary screws etc. complete. | 14.00 | each |  | 150.00 | 2100.00 | 300.00 | 4200.00 | 200.00 | 2800.00 | 60.00 | 840.00 | 60.00 | 840.00 | 67.00 | 938.00 | 250.00 | 3500.00 | 400.00 | 5600.00 | 153.00 | 2142.00 | 750.00 | 10500.00 | 50.00 | 700.00 | 700.00 | M/s Awadhesh Construction
1.12 | Providing and fixing bright finished brass casement stays (straight peg type) with necessary screws etc. complete : 250 mm weighing not less than 280 gms | 14.00 | each |  | 250.00 | 3500.00 | 150.00 | 2100.00 | 150.00 | 2100.00 | 120.00 | 1680.00 | 125.00 | 1750.00 | 131.00 | 1834.00 | 300.00 | 4200.00 | 150.00 | 2100.00 | 59.00 | 826.00 | 1250.00 | 17500.00 | 100.00 | 1400.00 | 826.00 | THANDON INFRASTRUCTURE PVT LTD
1.12 | Providing and fixing aluminium tower bolts, ISI marked, anodised (anodic coating not less than grade AC 10 as per IS : 1868 ) transparent or dyed to required colour or shade, with necessary screws etc. complete : 150x10 mm | 4.00 | each |  | 250.00 | 1000.00 | 150.00 | 600.00 | 200.00 | 800.00 | 60.00 | 240.00 | 60.00 | 240.00 | 66.00 | 264.00 | 90.00 | 360.00 | 100.00 | 400.00 | 101.00 | 404.00 | 450.00 | 1800.00 | 60.00 | 240.00 | 240.00 | M/s Anil Enterprises, MINOCHA CONSTRUCTION COMPANY, M/s Awadhesh Construction
1.12 | Providing and fixing factory made ISI marked steel glazed doors, windows and ventilators, side /top /centre hung, with beading and all members such as F7D, F4B, K11 B and K12 B etc. complete of standard rolled steel sections, joints mitred and flash butt welded and sash bars tenoned and riveted, including providing and fixing of hinges, pivots, including priming coat of approved steel primer, but excluding the cost of other fittings, complete all as per approved design, (sectional weight of only steel members shall be measured for payment). Fixing with 15x3 mm lugs 10 cm long embedded in cement concrete block 15x10x10 cm of C.C. 1:3:6 (1 Cement : 3 coarse sand : 6 graded stone aggregate 20 mm nominal size) | 137.00 | kg |  | 680.00 | 93160.00 | 175.00 | 23975.00 | 150.00 | 20550.00 | 140.00 | 19180.00 | 150.00 | 20550.00 | 147.00 | 20139.00 | 125.00 | 17125.00 | 140.00 | 19180.00 | 207.00 | 28359.00 | 100.00 | 13700.00 | 115.00 | 15755.00 | 13700.00 | Chandra Construction Company
1.13 | Providing & fixing fly proof wire gauze to windows, clerestory windows & doors with M.S. Flat 15x3 mm and nuts & bolts complete. Stainless steel (grade 304) wire gauze of 0.5 mm dia wire and 1.4 mm aperture on both sides | 10.00 | sqm |  | 3500.00 | 35000.00 | 710.00 | 7100.00 | 600.00 | 6000.00 | 750.00 | 7500.00 | 850.00 | 8500.00 | 818.00 | 8180.00 | 1000.00 | 10000.00 | 1200.00 | 12000.00 | 590.00 | 5900.00 | 1850.00 | 18500.00 | 775.00 | 7750.00 | 5900.00 | THANDON INFRASTRUCTURE PVT LTD
1.13 | Providing & fixing glass panes with putty and glazing clips in steel doors, windows, clerestory windows, all complete with : 5.5 mm thick glass panes | 9.00 | sqm |  | 690.00 | 6210.00 | 1200.00 | 10800.00 | 900.00 | 8100.00 | 1000.00 | 9000.00 | 1000.00 | 9000.00 | 1051.00 | 9459.00 | 900.00 | 8100.00 | 1000.00 | 9000.00 | 484.00 | 4356.00 | 1250.00 | 11250.00 | 900.00 | 8100.00 | 4356.00 | THANDON INFRASTRUCTURE PVT LTD
1.13 | Supplying and fixing rolling shutters of approved make, made of required size M.S. laths, interlocked together through their entire length and jointed together at the end by end locks, unted on specially designed pipe shaft with brackets, side guides and arrangements for inside and outside locking with push and pull operation complete, including the cost of providing and fixing necessary 27.5 cm long wire springs manufactured from high tensile steel wire of adequate strength conforming to IS: 4454 - part 1 and M.S. top cover of required thickness for rolling shutters. 80x1.20 mm M.S. laths with 1.20 mm thick top cover | 80.00 | sqm |  | 5500.00 | 440000.00 | 2950.00 | 236000.00 | 4000.00 | 320000.00 | 2500.00 | 200000.00 | 2400.00 | 192000.00 | 2467.00 | 197360.00 | 4500.00 | 360000.00 | 2000.00 | 160000.00 | 3683.00 | 294640.00 | 2000.00 | 160000.00 | 2500.00 | 200000.00 | 160000.00 | Chandra Construction Company, Fermium Constructions LLP
1.13 | Extra for providing mechanical device chain and crank operation for operating rolling shutters. Exceeding 10.00 sqm and upto 16.80 sqm in the area | 77.00 | sqm |  | 2200.00 | 169400.00 | 1110.00 | 85470.00 | 1500.00 | 115500.00 | 1000.00 | 77000.00 | 1000.00 | 77000.00 | 974.00 | 74998.00 | 725.00 | 55825.00 | 750.00 | 57750.00 | 177.00 | 13629.00 | 450.00 | 34650.00 | 850.00 | 65450.00 | 13629.00 | THANDON INFRASTRUCTURE PVT LTD
1.13 | Providing and laying Ceramic glazed floor tiles of size 300x300 mm (thickness to be specified by the manufacturer) of 1st quality conforming to IS : 15622 of approved make in colours such as White, Ivory, Grey, Fume Red Brown, laid on 20 mm thick cement mortar 1:4 (1 Cement : 4 Coarse sand), jointing with grey cement slurry @ 3.3kg/sqm including pointing the joints with white cement and matching pigment etc., complete. | 15.00 | sqm |  | 720.00 | 10800.00 | 1000.00 | 15000.00 | 1200.00 | 18000.00 | 800.00 | 12000.00 | 855.00 | 12825.00 | 816.00 | 12240.00 | 725.00 | 10875.00 | 1000.00 | 15000.00 | 935.00 | 14025.00 | 850.00 | 12750.00 | 800.00 | 12000.00 | 10800.00 | S.Singh and Company
1.13 | Painting with synthetic enamel paint of approved brand and manufacture of required colour to give an even shade : Two or more coats on new work over an under coat of suitable shade with ordinary paint of approved brand and manufacture | 88.00 | sqm |  | 165.00 | 14520.00 | 125.00 | 11000.00 | 150.00 | 13200.00 | 130.00 | 11440.00 | 90.00 | 7920.00 | 156.00 | 13728.00 | 115.00 | 10120.00 | 80.00 | 7040.00 | 128.00 | 11264.00 | 100.00 | 8800.00 | 75.00 | 6600.00 | 6600.00 | M/s Awadhesh Construction
1.13 | Cement concrete 1:2:4 (1 cement : 2 coarse sand : 4 graded stone aggregate 40 mm nominal size) in pavements, laid to required slope and camber in panels as required including consolidation finishing and tamping complete. | 18.00 | cum |  | 5100.00 | 91800.00 | 6500.00 | 117000.00 | 8000.00 | 144000.00 | 5800.00 | 104400.00 | 6000.00 | 108000.00 | 6020.00 | 108360.00 | 6300.00 | 113400.00 | 6000.00 | 108000.00 | 8585.00 | 154530.00 | 5500.00 | 99000.00 | 6100.00 | 109800.00 | 91800.00 | S.Singh and Company
1.13 | Providing and fixing water closet squatting pan (Indian type W.C. pan ) with 100 mm sand cast Iron P or S trap, 10 litre low level white P.V.C. flushing cistern, including flush pipe, with manually controlled device (handle lever) conforming to IS : 7231, with all fittings and fixtures complete, including cutting and making good the walls and floors wherever required: White Vitreous china Orissa pattern W.C. pan of size 580x440 mm with integral type foot rests | 1.00 | each |  | 12000.00 | 12000.00 | 4500.00 | 4500.00 | 5000.00 | 5000.00 | 4800.00 | 4800.00 | 5000.00 | 5000.00 | 4771.00 | 4771.00 | 5500.00 | 5500.00 | 4000.00 | 4000.00 | 5293.00 | 5293.00 | 5000.00 | 5000.00 | 4900.00 | 4900.00 | 4000.00 | Fermium Constructions LLP
1.13 | Providing and fixing white vitreous china flat back or wall corner type lipped front urinal basin of 430x260x350 mm and 340x410x265 mm sizes respectively with automatic flushing cistern with standard flush pipe and C.P. brass spreaders with brass unions and G.I clamps complete, including painting of fittings and brackets, cutting and making good the walls and floors wherever required : Range of two urinal basins with 5 litre white P.V.C. automatic flushing cistern | 1.00 | each |  | 5000.00 | 5000.00 | 7500.00 | 7500.00 | 4000.00 | 4000.00 | 6500.00 | 6500.00 | 7000.00 | 7000.00 | 4384.00 | 4384.00 | 6500.00 | 6500.00 | 6500.00 | 6500.00 | 5613.00 | 5613.00 | 7000.00 | 7000.00 | 6900.00 | 6900.00 | 4000.00 | M/s RK Constructions India Private Limited
1.13 | Providing and fixing wash basin with C.I. brackets, 15 mm C.P. brass pillar taps, 32 mm C.P. brass waste of standard pattern, including painting of fittings and brackets, cutting and making good the walls wherever require: White Vitreous China Wash basin size 630x450 mm with a single 15 mm C.P. brass pillar tap. | 1.00 | each |  | 250.00 | 250.00 | 6500.00 | 6500.00 | 3500.00 | 3500.00 | 2300.00 | 2300.00 | 2500.00 | 2500.00 | 2717.00 | 2717.00 | 3000.00 | 3000.00 | 2500.00 | 2500.00 | 8534.00 | 8534.00 | 3000.00 | 3000.00 | 2300.00 | 2300.00 | 250.00 | S.Singh and Company
1.14 | Providing and fixing mirror of superior glass (of approved quality) and of required shape and size with plastic moulded frame of approved make and shade with 6 mm thick hard board backing : Rectangular shape 453x357 mm. | 1.00 | each |  | 1250.00 | 1250.00 | 2000.00 | 2000.00 | 1500.00 | 1500.00 | 1000.00 | 1000.00 | 1050.00 | 1050.00 | 986.00 | 986.00 | 1250.00 | 1250.00 | 1000.00 | 1000.00 | 413.00 | 413.00 | 1100.00 | 1100.00 | 850.00 | 850.00 | 413.00 | THANDON INFRASTRUCTURE PVT LTD
1.14 | Providing and fixing soil, waste and vent pipes : 100 mm dia. Hubless centrifugally cast (spun) iron pipes epoxy coated inside & outside IS:15905 | 50.00 | mtr |  | 850.00 | 42500.00 | 1175.00 | 58750.00 | 2000.00 | 100000.00 | 1000.00 | 50000.00 | 1000.00 | 50000.00 | 887.00 | 44350.00 | 950.00 | 47500.00 | 1000.00 | 50000.00 | 1239.00 | 61950.00 | 1000.00 | 50000.00 | 900.00 | 45000.00 | 42500.00 | S.Singh and Company
1.14 | Providing and fixing M.S. holder-bat clamps of approved design to Sand Cast iron/cast iron (spun) pipe embedded in and including cement concrete blocks 10x10x10 cm of 1:2:4 mix (1 cement : 2 coarse sand : 4 graded stone aggregate 20 mm nominal size), including cost of cutting holes and making good the walls etc. : For 100 mm dia pipe. | 25.00 | each |  | 650.00 | 16250.00 | 300.00 | 7500.00 | 650.00 | 16250.00 | 250.00 | 6250.00 | 250.00 | 6250.00 | 253.00 | 6325.00 | 150.00 | 3750.00 | 200.00 | 5000.00 | 236.00 | 5900.00 | 250.00 | 6250.00 | 225.00 | 5625.00 | 3750.00 | Kaushalya Contractors and Developers Pvt Ltd
1.14 | Providing and fixing bend of required degree with access door, insertion rubber washer 3 mm thick, bolts and nuts complete. 100 mm dia. Hubless centrifugally cast (spun) iron epoxy coated inside & outside as per IS:15905 | 25.00 | each |  | 650.00 | 16250.00 | 650.00 | 16250.00 | 1000.00 | 25000.00 | 500.00 | 12500.00 | 300.00 | 7500.00 | 406.00 | 10150.00 | 450.00 | 11250.00 | 520.00 | 13000.00 | 1274.00 | 31850.00 | 500.00 | 12500.00 | 400.00 | 10000.00 | 7500.00 | MINOCHA CONSTRUCTION COMPANY
1.14 | Providing and fixing single equal plain junction of required degree : 100x100x100 mm Hubless centrifugally cast (spun) iron epoxy coated inside & outside as per IS:15905 | 5.00 | each |  | 850.00 | 4250.00 | 1000.00 | 5000.00 | 1500.00 | 7500.00 | 500.00 | 2500.00 | 500.00 | 2500.00 | 530.00 | 2650.00 | 650.00 | 3250.00 | 600.00 | 3000.00 | 1416.00 | 7080.00 | 550.00 | 2750.00 | 500.00 | 2500.00 | 2500.00 | M/s Anil Enterprises, MINOCHA CONSTRUCTION COMPANY, M/s Awadhesh Construction
1.14 | Providing and fixing terminal guard : 100 mm Sand cast iron S&S as per IS - 1729 | 1.00 | each |  | 750.00 | 750.00 | 900.00 | 900.00 | 1000.00 | 1000.00 | 300.00 | 300.00 | 325.00 | 325.00 | 313.00 | 313.00 | 450.00 | 450.00 | 400.00 | 400.00 | 944.00 | 944.00 | 850.00 | 850.00 | 340.00 | 340.00 | 300.00 | M/s Anil Enterprises
1.14 | Providing and fixing shielded coupling for Hubless centrifugally cast iron pipe 100 mm dia SS 304 grade coupling with EPDM rubber gasket | 5.00 | each |  | 450.00 | 2250.00 | 410.00 | 2050.00 | 2500.00 | 12500.00 | 400.00 | 2000.00 | 350.00 | 1750.00 | 356.00 | 1780.00 | 475.00 | 2375.00 | 400.00 | 2000.00 | 386.00 | 1930.00 | 7500.00 | 37500.00 | 400.00 | 2000.00 | 1750.00 | MINOCHA CONSTRUCTION COMPANY
1.14 | Providing and fixing collar : 100 mm. Sand cast iron S&S as per IS - 1729. | 5.00 | each |  | 650.00 | 3250.00 | 900.00 | 4500.00 | 850.00 | 4250.00 | 300.00 | 1500.00 | 350.00 | 1750.00 | 321.00 | 1605.00 | 250.00 | 1250.00 | 200.00 | 1000.00 | 944.00 | 4720.00 | 7500.00 | 37500.00 | 350.00 | 1750.00 | 1000.00 | Fermium Constructions LLP
1.14 | Cutting chases in brick masonry walls for following diameter sand cast iron/ centrifugally cast (spun) iron pipes and making good the same with cement concrete 1:3:6 ( 1 cement : 3 coarse sand :6 graded stone aggregate 12.5 mm nominal size), including necessary plaster and pointing in cement mortar 1:4 (1 cement : 4 coarse sand) : 100 mm dia. | 5.00 | each |  | 450.00 | 2250.00 | 600.00 | 3000.00 | 350.00 | 1750.00 | 450.00 | 2250.00 | 500.00 | 2500.00 | 489.00 | 2445.00 | 550.00 | 2750.00 | 500.00 | 2500.00 | 236.00 | 1180.00 | 2500.00 | 12500.00 | 500.00 | 2500.00 | 1180.00 | THANDON INFRASTRUCTURE PVT LTD
1.14 | Providing and fixing G.I. pipes complete with G.I. fittings and clamps, i/c cutting and making good the walls etc. Internal work - Exposed on wall 50 mm dia nominal bore | 5.00 | mtr |  | 750.00 | 3750.00 | 800.00 | 4000.00 | 2500.00 | 12500.00 | 700.00 | 3500.00 | 700.00 | 3500.00 | 692.00 | 3460.00 | 750.00 | 3750.00 | 500.00 | 2500.00 | 354.00 | 1770.00 | 450.00 | 2250.00 | 600.00 | 3000.00 | 1770.00 | THANDON INFRASTRUCTURE PVT LTD
1.15 | Providing and fixing G.I. pipes complete with G.I. fittings including trenching and refilling etc. 25 mm dia nominal bore | 10.00 | mtr |  | 550.00 | 5500.00 | 665.00 | 6650.00 | 750.00 | 7500.00 | 300.00 | 3000.00 | 325.00 | 3250.00 | 321.00 | 3210.00 | 550.00 | 5500.00 | 300.00 | 3000.00 | 177.00 | 1770.00 | 400.00 | 4000.00 | 300.00 | 3000.00 | 1770.00 | THANDON INFRASTRUCTURE PVT LTD
1.15 | Providing and fixing gun metal gate valve with C.I. wheel of approved quality (screwed end) : 25 mm nominal bore | 1.00 | each |  | 2000.00 | 2000.00 | 500.00 | 500.00 | 1500.00 | 1500.00 | 400.00 | 400.00 | 450.00 | 450.00 | 437.00 | 437.00 | 650.00 | 650.00 | 600.00 | 600.00 | 590.00 | 590.00 | 490.00 | 490.00 | 400.00 | 400.00 | 400.00 | M/s Anil Enterprises, M/s Awadhesh Construction
1.15 | Providing and fixing ball valve (brass) of approved quality, High or low pressure, with plastic floats complete : 15 mm nominal bore | 1.00 | each |  | 450.00 | 450.00 | 340.00 | 340.00 | 1000.00 | 1000.00 | 300.00 | 300.00 | 300.00 | 300.00 | 298.00 | 298.00 | 550.00 | 550.00 | 300.00 | 300.00 | 236.00 | 236.00 | 330.00 | 330.00 | 300.00 | 300.00 | 236.00 | THANDON INFRASTRUCTURE PVT LTD
1.15 | Providing and fixing uplasticised PVC connection pipe with brass unions : 45 cm length 15 mm nominal bore | 3.00 | each |  | 750.00 | 2250.00 | 75.00 | 225.00 | 600.00 | 1800.00 | 60.00 | 180.00 | 60.00 | 180.00 | 73.00 | 219.00 | 145.00 | 435.00 | 100.00 | 300.00 | 307.00 | 921.00 | 83.00 | 249.00 | 60.00 | 180.00 | 180.00 | M/s Anil Enterprises, MINOCHA CONSTRUCTION COMPANY, M/s Awadhesh Construction
1.15 | Providing and fixing C.P. brass stop cock (concealed) of standard design and of approved make conforming to IS: 8931. 15 mm nominal bore | 4.00 | each |  | 1200.00 | 4800.00 | 615.00 | 2460.00 | 1000.00 | 4000.00 | 550.00 | 2200.00 | 600.00 | 2400.00 | 534.00 | 2136.00 | 450.00 | 1800.00 | 600.00 | 2400.00 | 566.00 | 2264.00 | 300.00 | 1200.00 | 500.00 | 2000.00 | 1200.00 | Chandra Construction Company
1.15 | Providing and fixing G.I. Union in existing G.I. pipe line, cutting and threading the pipe and making long screws, including excavation, refilling the earth or cutting of wall and making good the same complete wherever required : 15 mm nominal bore | 5.00 | each |  | 250.00 | 1250.00 | 650.00 | 3250.00 | 250.00 | 1250.00 | 550.00 | 2750.00 | 550.00 | 2750.00 | 207.00 | 1035.00 | 250.00 | 1250.00 | 400.00 | 2000.00 | 47.00 | 235.00 | 230.00 | 1150.00 | 500.00 | 2500.00 | 235.00 | THANDON INFRASTRUCTURE PVT LTD
1.15 | Providing and fixing G.I. Union in existing G.I. pipe line, cutting and threading the pipe and making long screws, including excavation, refilling the earth or cutting of wall and making good the same complete wherever required : 25 mm nominal bore | 2.00 | each |  | 450.00 | 900.00 | 620.00 | 1240.00 | 500.00 | 1000.00 | 640.00 | 1280.00 | 700.00 | 1400.00 | 299.00 | 598.00 | 275.00 | 550.00 | 450.00 | 900.00 | 59.00 | 118.00 | 600.00 | 1200.00 | 600.00 | 1200.00 | 118.00 | THANDON INFRASTRUCTURE PVT LTD
1.15 | Providing and fixing G.I. Union in existing G.I. pipe line, cutting and threading the pipe and making long screws, including excavation, refilling the earth or cutting of wall and making good the same complete wherever required : 50 mm nominal bore | 10.00 | each |  | 650.00 | 6500.00 | 1120.00 | 11200.00 | 2500.00 | 25000.00 | 950.00 | 9500.00 | 1000.00 | 10000.00 | 526.00 | 5260.00 | 450.00 | 4500.00 | 700.00 | 7000.00 | 93.00 | 930.00 | 1100.00 | 11000.00 | 900.00 | 9000.00 | 930.00 | THANDON INFRASTRUCTURE PVT LTD
1.15 | Providing and fixing C.P. brass bib cock of approved quality conforming to IS:8931 : 15 mm nominal bore | 2.00 | each |  | 1500.00 | 3000.00 | 825.00 | 1650.00 | 1500.00 | 3000.00 | 380.00 | 760.00 | 400.00 | 800.00 | 369.00 | 738.00 | 550.00 | 1100.00 | 400.00 | 800.00 | 590.00 | 1180.00 | 300.00 | 600.00 | 350.00 | 700.00 | 600.00 | Chandra Construction Company
1.15 | Providing and fixing C.P. brass angle valve for basin mixer and geyser points of approved quality conforming to IS:8931 15mm nominal bore | 3.00 | each |  | 650.00 | 1950.00 | 550.00 | 1650.00 | 1500.00 | 4500.00 | 450.00 | 1350.00 | 500.00 | 1500.00 | 468.00 | 1404.00 | 750.00 | 2250.00 | 500.00 | 1500.00 | 531.00 | 1593.00 | 600.00 | 1800.00 | 400.00 | 1200.00 | 1200.00 | M/s Awadhesh Construction
1.16 | Providing and fixing PTMT grating of approved quality and colour. Circular type 100 mm nominal dia | 2.00 | each |  | 850.00 | 1700.00 | 2700.00 | 5400.00 | 250.00 | 500.00 | 30.00 | 60.00 | 30.00 | 60.00 | 33.00 | 66.00 | 475.00 | 950.00 | 100.00 | 200.00 | 77.00 | 154.00 | 56.00 | 112.00 | 45.00 | 90.00 | 60.00 | M/s Anil Enterprises, MINOCHA CONSTRUCTION COMPANY
1.16 | Constructing soak pit 1.20x1.20x1.20 m filled with brickbats including S.W. drain pipe 100 mm diameter and 1.20 m long complete as per standard design. | 1.00 | each |  | 5000.00 | 5000.00 | 2610.00 | 2610.00 | 15000.00 | 15000.00 | 2300.00 | 2300.00 | 2500.00 | 2500.00 | 2295.00 | 2295.00 | 75000.00 | 75000.00 | 3000.00 | 3000.00 | 4720.00 | 4720.00 | 8000.00 | 8000.00 | 2500.00 | 2500.00 | 2295.00 | NIRMAN
1.16 | Constructing brick masonry chamber for underground C.I. inspection chamber and bends with bricks in cement mortar 1:4 (1 cement : 4 coarse sand) C.I. cover with frame (light duty) 455x610 mm internal dimensions, total weight of cover with frame to be not less than 38 kg (weight of cover 23 kg and weight of frame 15 kg), R.C.C. top slab with 1:2:4 mix (1 cement : 2 coarse sand : 4 graded stone aggregate 20 mm nominal size), foundation concrete 1:5:10 (1 cement : 5 coarse sand (Zone III) : 10 graded stone aggregate 40 mm nominal size), inside plastering 12 mm thick with cement mortar 1:3 (1 cement : 3 coarse sand), finished smooth with a floating coat of neat cement on walls and bed concrete etc. complete as per standard design: Inside dimensions 455x610 mm and 45 cm deep for single pipe line : With common burnt clay F.P.S. (non modular) bricks of class designation 7.5 | 2.00 | each |  | 15000.00 | 30000.00 | 6200.00 | 12400.00 | 5000.00 | 10000.00 | 5000.00 | 10000.00 | 6000.00 | 12000.00 | 5335.00 | 10670.00 | 9500.00 | 19000.00 | 5500.00 | 11000.00 | 2950.00 | 5900.00 | 8500.00 | 17000.00 | 5000.00 | 10000.00 | 5900.00 | THANDON INFRASTRUCTURE PVT LTD
1.16 | Providing and fixing in position pre-cast R.C.C. manhole cover and frame of required shape and approved quality L D- 2.5. Circular shape 450 mm internal diameter. | 5.00 | each |  | 1500.00 | 7500.00 | 1300.00 | 6500.00 | 550.00 | 2750.00 | 800.00 | 4000.00 | 1000.00 | 5000.00 | 904.00 | 4520.00 | 3450.00 | 17250.00 | 1000.00 | 5000.00 | 1770.00 | 8850.00 | 8500.00 | 42500.00 | 900.00 | 4500.00 | 2750.00 | M/s RK Constructions India Private Limited
1.16 | Supply and Installation of Precast Prestress RCC M-35, boundary wall of 2440 mm height from ground level with 600 mm below the ground level, precast panels of Size 2010X300X 50 mm, Columns Of size 3600X150X150mm with using 4 mm dia high Tensile Steel Reinforcement wires, minimum no. of wires in Column 7& minimum No. of wires in Panels 3 No.s , having Foundation size750X750X750 mm, 600mm below ground level columns to be grouted by Cement Concrete 1:2:4(1 Cement : 2 coarse sand : 4 graded stone aggregate 20 mm nominal size), alongwith necessary excavation, including levelling and dressing of surrounding area. There will be 8 Precast Panels of 300 MM each in between two columns. The design shall be vetted and aprroved from Govt. Engineer College/NIT/IIT as per direction of Engineer-In.Charge. Note:- 1. The rate of item includes all activities involved in the above said item. Nothing extra shall be paid on any account. 2. Factory inspection during the pre-casting process shall be carried out by the Engineer-In-Charge alongwith/his authorized representative, as and when decided by the Engineer-In-Charge during the pre-casting process. | 300.00 | Running Meter |  | 15000.00 | 4500000.00 | 11000.00 | 3300000.00 | 10000.00 | 3000000.00 | 3600.00 | 1080000.00 | 4000.00 | 1200000.00 | 15500.00 | 4650000.00 | 3500.00 | 1050000.00 | 500.00 | 150000.00 | 2950.00 | 885000.00 | 9000.00 | 2700000.00 | 4500.00 | 1350000.00 | 150000.00 | Fermium Constructions LLP
1.16 | Preparation and consolidation of sub grade with power road roller of 8 to 12 tonne capacity after excavating earth to an average of 22.5 cm depth, dressing to camber and consolidating with road roller including making good the undulations etc. and re-rolling the sub grade and disposal of surplus earth with lead upto 50 metres. | 4414.00 | sqm |  | 100.00 | 441400.00 | 140.00 | 617960.00 | 125.00 | 551750.00 | 100.00 | 441400.00 | 80.00 | 353120.00 | 138.00 | 609132.00 | 45.00 | 198630.00 | 100.00 | 441400.00 | 220.00 | 971080.00 | 75.00 | 331050.00 | 70.00 | 308980.00 | 198630.00 | Kaushalya Contractors and Developers Pvt Ltd
1.16 | Providing, laying, spreading and compacting graded stone aggregate (size range 53 mm to 0.075 mm ) to wet mix macadam (WMM) specification including premixing the material with water at OMC in for all leads & lifts, laying in uniform layers with mechanical paverfinisher in sub- base / base course on well prepared surface and compacting with vibratory roller of 8 to 10 tonne capacity to chievethe desired density, complete as per specifications and directions of Engineer-in-Charge. | 777.00 | cum |  | 1900.00 | 1476300.00 | 2200.00 | 1709400.00 | 4000.00 | 3108000.00 | 2400.00 | 1864800.00 | 1700.00 | 1320900.00 | 2324.00 | 1805748.00 | 1950.00 | 1515150.00 | 2250.00 | 1748250.00 | 2883.00 | 2240091.00 | 1450.00 | 1126650.00 | 2300.00 | 1787100.00 | 1126650.00 | Chandra Construction Company
1.16 | Providing and laying design mix cement concrete of M-30 grade, in roads/ taxi tracks/ runways, using cement content as per design mix, using coarse sand and graded stone aggregate of 40 mm nominal size in appropriate proportions as per approved & specified design criteria, providing dowel bars with sleeve/ tie bars wherever required, laying at site, spreading and compacting mechanically by using needle and surface vibrators, levelling to required slope/ camber, finishing with required texture, including steel form work with sturdy M.S. channel sections, curing, making provision for contraction/ expansion, construction & longitudinal joints ( 10 mm wide x 50 mm deep) by groove cutting machine, providing and filling joints with approved joint filler and sealants, complete all as per direction of Engineer-in-charge (Item of joint fillers, sealants, dowel bars with sleeve/ tie bars to be paid separately). Note:- Cement content considered in M-30 is @ 340 kg/cum. Excess/ less cement used as per design mix is payable/ recoverable separately. Cement concrete prepared with batch mixing machine | 888.00 | cum |  | 6900.00 | 6127200.00 | 8000.00 | 7104000.00 | 9000.00 | 7992000.00 | 6800.00 | 6038400.00 | 5490.00 | 4875120.00 | 7702.00 | 6839376.00 | 7500.00 | 6660000.00 | 6500.00 | 5772000.00 | 6024.00 | 5349312.00 | 6000.00 | 5328000.00 | 7600.00 | 6748800.00 | 4875120.00 | MINOCHA CONSTRUCTION COMPANY
1.16 | Construction of dry lean cement concrete sub base over a prepared sub-grade with coarse and fine aggregate conforming to IS:383, the size of coarse aggregate not exceeding 25 mm, aggregate cement ratio not to exceed 15:1, aggregate gradation after blending to be as per specifications, cement content not to be less than 150 Kg/cum, optimum moisture content to be determined during trial length construction, concrete strength not to be less than 10 Mpa at 7 days, mixed in a batching plant, transported to site, for all leads & lifts, laid with a mechanical paver, compacting with 8-10 tonne vibratory roller, finishing and curing etc. complete as per direction of Engineerin- charge. | 666.00 | cum |  | 4700.00 | 3130200.00 | 3000.00 | 1998000.00 | 4500.00 | 2997000.00 | 3200.00 | 2131200.00 | 3050.00 | 2031300.00 | 3416.00 | 2275056.00 | 5200.00 | 3463200.00 | 3500.00 | 2331000.00 | 3698.00 | 2462868.00 | 3250.00 | 2164500.00 | 4900.00 | 3263400.00 | 1998000.00 | RAJ CONSTRUCTION
1.16 | Construction of granular sub-base by providing close graded Material conforming to specifications, mixing in a mechanical mix plant at OMC, carriage of mixed material by tippers to work site, for all leads & lifts, spreading in uniform layers of specified thickness with motor grader on prepared surface and compacting with vibratory power roller to achieve the desired density, complete as per specifications and directions of Engineer-in-Charge. With material conforming to Grade-II (size range 53 mm to 0.075 mm ) having CBR Value-25 | 888.00 | cum |  | 1600.00 | 1420800.00 | 3000.00 | 2664000.00 | 3000.00 | 2664000.00 | 2200.00 | 1953600.00 | 2125.00 | 1887000.00 | 2321.00 | 2061048.00 | 2350.00 | 2086800.00 | 2500.00 | 2220000.00 | 2879.00 | 2556552.00 | 1250.00 | 1110000.00 | 2400.00 | 2131200.00 | 1110000.00 | Chandra Construction Company
1.17 | Providing detailed civil architectural and structural design of MSSR, Sub Station Building and approach road including soil testing alongwith electrical work design & drawings. Design should be based on latest BIS codes and standard engineering practice. The design shall be prepared by qualified and registered structural consultant, approved by Engineer-in-charge, all complete as per Drawing of the MSSR/Sub Station Building. The design shall be vetted and approved from Govt. Engineering College/NIT/IIT. The agency shall be solely responsible for the adequacy and structural safety of the proposed structure. After approval of structural design & drawing 5 (Five) set of good for construction design & drawing showing all relevant details shall be submitted duly signed by consultant. | 1.00 | Job |  | 250000.00 | 250000.00 | 500000.00 | 500000.00 | 1500000.00 | 1500000.00 | 400000.00 | 400000.00 | 225000.00 | 225000.00 | 750000.00 | 750000.00 | 1200000.00 | 1200000.00 | 300000.00 | 300000.00 | 1180000.00 | 1180000.00 | 900000.00 | 900000.00 | 551000.00 | 551000.00 | 225000.00 | MINOCHA CONSTRUCTION COMPANY
2.00 | Electricial works :
2.00 | SH-1 : INTERNAL & EXTERNAL ELECTRIFICATION WORK Wiring for light point/ fan point/ exhaust fan point/ call bell point with 1.5 sq.mm FRLS PVC insulated copper conductor single core cable in surface / recessed steel conduit, with modular switch, modular plate, suitable GI box and earthing the point with 1.5 sq.mm. FR PVC insulated copper conductor single core cable etc as required.(Group C) | 133.00 | Point |  | 750.00 | 99750.00 | 1189.00 | 158137.00 | 650.00 | 86450.00 | 1150.00 | 152950.00 | 1000.00 | 133000.00 | 1046.00 | 139118.00 | 850.00 | 113050.00 | 1250.00 | 166250.00 | 1428.00 | 189924.00 | 750.00 | 99750.00 | 1100.00 | 146300.00 | 86450.00 | M/s RK Constructions India Private Limited
2.00 | Wiring for circuit/ submain wiring alongwith earth wire with the following sizes of FRLS PVC insulated copper conductor, single core cable in surface/ recessed steel conduit as required (2 X 1.5 sq. mm + 1 X 1.5 sq. mm earth wire) | 600.00 | Mtr |  | 90.00 | 54000.00 | 150.00 | 90000.00 | 300.00 | 180000.00 | 190.00 | 114000.00 | 180.00 | 108000.00 | 183.00 | 109800.00 | 120.00 | 72000.00 | 210.00 | 126000.00 | 160.00 | 96000.00 | 200.00 | 120000.00 | 200.00 | 120000.00 | 54000.00 | S.Singh and Company
2.00 | Wiring for circuit/ submain wiring alongwith earth wire with the following sizes of FRLS PVC insulated copper conductor, single core cable in surface/ recessed steel conduit as required (2 X 2.5 sq. mm + 1 X 2.5 sq. mm earth wire) | 100.00 | Mtr |  | 125.00 | 12500.00 | 170.00 | 17000.00 | 500.00 | 50000.00 | 250.00 | 25000.00 | 200.00 | 20000.00 | 202.00 | 20200.00 | 200.00 | 20000.00 | 230.00 | 23000.00 | 201.00 | 20100.00 | 200.00 | 20000.00 | 210.00 | 21000.00 | 12500.00 | S.Singh and Company
2.00 | Wiring for circuit/ submain wiring alongwith earth wire with the following sizes of FRLS PVC insulated copper conductor, single core cable in surface/ recessed steel conduit as required (2 X 4 sq. mm + 1 X 4 sq. mm earth wire) | 600.00 | Mtr |  | 185.00 | 111000.00 | 200.00 | 120000.00 | 650.00 | 390000.00 | 250.00 | 150000.00 | 225.00 | 135000.00 | 231.00 | 138600.00 | 275.00 | 165000.00 | 270.00 | 162000.00 | 248.00 | 148800.00 | 200.00 | 120000.00 | 240.00 | 144000.00 | 111000.00 | S.Singh and Company
2.00 | Wiring for circuit/ submain wiring alongwith earth wire with the following sizes of FRLS PVC insulated copper conductor, single core cable in surface/ recessed steel conduit as required (4 X 4 sq. mm + 2 X 4 sq. mm earth wire) | 150.00 | Mtr |  | 220.00 | 33000.00 | 310.00 | 46500.00 | 1300.00 | 195000.00 | 395.00 | 59250.00 | 350.00 | 52500.00 | 357.00 | 53550.00 | 500.00 | 75000.00 | 408.00 | 61200.00 | 437.00 | 65550.00 | 400.00 | 60000.00 | 370.00 | 55500.00 | 33000.00 | S.Singh and Company
2.01 | Wiring for circuit/ submain wiring alongwith earth wire with the following sizes of FRLS PVC insulated copper conductor, single core cable in surface/ recessed steel conduit as required (2x6 sqmm + 1x6 sqmm) | 50.00 | Mtr |  | 235.00 | 11750.00 | 250.00 | 12500.00 | 500.00 | 25000.00 | 350.00 | 17500.00 | 325.00 | 16250.00 | 313.00 | 15650.00 | 550.00 | 27500.00 | 360.00 | 18000.00 | 342.00 | 17100.00 | 500.00 | 25000.00 | 330.00 | 16500.00 | 11750.00 | S.Singh and Company
2.01 | Supplying and fixing following modular switch/ socket/Telephone/TV socket on the existing modular plate & switch box including connections but excluding modular plate etc. as required. (5/6 amps switch) | 59.00 | Each |  | 165.00 | 9735.00 | 85.00 | 5015.00 | 100.00 | 5900.00 | 60.00 | 3540.00 | 85.00 | 5015.00 | 75.00 | 4425.00 | 350.00 | 20650.00 | 100.00 | 5900.00 | 201.00 | 11859.00 | 45.00 | 2655.00 | 55.00 | 3245.00 | 2655.00 | Chandra Construction Company
2.01 | Supplying and fixing following modular switch/ socket/Telephone/TV socket on the existing modular plate & switch box including connections but excluding modular plate etc. as required. (3 pin 5/6 amp socket outlet) | 59.00 | Each |  | 135.00 | 7965.00 | 115.00 | 6785.00 | 100.00 | 5900.00 | 70.00 | 4130.00 | 110.00 | 6490.00 | 98.00 | 5782.00 | 450.00 | 26550.00 | 115.00 | 6785.00 | 289.00 | 17051.00 | 132.00 | 7788.00 | 60.00 | 3540.00 | 3540.00 | M/s Awadhesh Construction
2.01 | Supplying and fixing following modular switch/ socket/Telephone/TV socket on the existing modular plate & switch box including connections but excluding modular plate etc. as required. (15/16 amp switch) | 40.00 | Each |  | 225.00 | 9000.00 | 135.00 | 5400.00 | 200.00 | 8000.00 | 100.00 | 4000.00 | 130.00 | 5200.00 | 116.00 | 4640.00 | 550.00 | 22000.00 | 135.00 | 5400.00 | 407.00 | 16280.00 | 132.00 | 5280.00 | 85.00 | 3400.00 | 3400.00 | M/s Awadhesh Construction
2.01 | Supplying and fixing following modular switch/ socket/Telephone/TV socket on the existing modular plate & switch box including connections but excluding modular plate etc. as required. (6 pin 15/16 amp socket outlet) | 40.00 | Each |  | 185.00 | 7400.00 | 175.00 | 7000.00 | 200.00 | 8000.00 | 100.00 | 4000.00 | 175.00 | 7000.00 | 154.00 | 6160.00 | 600.00 | 24000.00 | 175.00 | 7000.00 | 407.00 | 16280.00 | 111.00 | 4440.00 | 105.00 | 4200.00 | 4000.00 | M/s Anil Enterprises
2.01 | Supplying and fixing 20 A, 240 V, SPN Industrial type socket outlet, with 2 pole andearth, metal enclosed plug top alongwith 20 A "C" curve, SP, MCB, in sheet steelenclosure, on surface or in recess, with chained metal cover for the socket out let and complete with connections, testing and commissioning etc. as required. | 4.00 | Each |  | 450.00 | 1800.00 | 1235.00 | 4940.00 | 200.00 | 800.00 | 1500.00 | 6000.00 | 1225.00 | 4900.00 | 1084.00 | 4336.00 | 2250.00 | 9000.00 | 1250.00 | 5000.00 | 3068.00 | 12272.00 | 1850.00 | 7400.00 | 1140.00 | 4560.00 | 800.00 | M/s RK Constructions India Private Limited
2.01 | Supplying and drawing following pair 0.5 mm dia FRLS PVC insulated annealed copper conductor, unarmored telephone cable in the existing surface/ recessed steel/ PVC conduit as required. (4 Pair ) | 200.00 | Mtr |  | 105.00 | 21000.00 | 29.00 | 5800.00 | 80.00 | 16000.00 | 50.00 | 10000.00 | 30.00 | 6000.00 | 26.00 | 5200.00 | 350.00 | 70000.00 | 30.00 | 6000.00 | 31.00 | 6200.00 | 30.00 | 6000.00 | 35.00 | 7000.00 | 5200.00 | NIRMAN
2.01 | Supplying and fixing following size/ modules, GI box alongwith modular base & cover plate for modular switches in recess etc as required. (3 Module) | 74.00 | Each |  | 180.00 | 13320.00 | 267.00 | 19758.00 | 200.00 | 14800.00 | 220.00 | 16280.00 | 225.00 | 16650.00 | 235.00 | 17390.00 | 250.00 | 18500.00 | 275.00 | 20350.00 | 330.00 | 24420.00 | 267.00 | 19758.00 | 200.00 | 14800.00 | 13320.00 | S.Singh and Company
2.01 | Supplying and fixing following size/ modules, GI box alongwith modular base & cover plate for modular switches in recess etc as required. (6 Module) | 5.00 | Each |  | 280.00 | 1400.00 | 335.00 | 1675.00 | 250.00 | 1250.00 | 250.00 | 1250.00 | 300.00 | 1500.00 | 293.00 | 1465.00 | 450.00 | 2250.00 | 335.00 | 1675.00 | 590.00 | 2950.00 | 335.00 | 1675.00 | 250.00 | 1250.00 | 1250.00 | M/s Anil Enterprises, M/s RK Constructions India Private Limited, M/s Awadhesh Construction
2.02 | Supply of surface mounted full glow type LED square fitting of maximum rated capacity of 36 watt with minimum lumen output 3600 lumens with metallic CRCA powder coated body, integrated driver and high efficiency diffuser suitable to operate on 140-270 V, 50 Hz AC supply complete as per technical specification etc. as required. | 48.00 | Each |  | 1250.00 | 60000.00 | 11000.00 | 528000.00 | 3000.00 | 144000.00 | 3700.00 | 177600.00 | 2200.00 | 105600.00 | 5716.00 | 274368.00 | 350.00 | 16800.00 | 3500.00 | 168000.00 | 1475.00 | 70800.00 | 5500.00 | 264000.00 | 2900.00 | 139200.00 | 16800.00 | Kaushalya Contractors and Developers Pvt Ltd
2.02 | Supply of recess mounted full glow type LED square fitting of maximum rated capacity of 36 watt with minimum lumen output 3600 lumens with metallic CRCA powder coated body, integrated driver and high efficiency diffuser suitable to operate on 140-270 V, 50 Hz AC supply complete as per technical specification etc. as required. | 24.00 | Each |  | 2500.00 | 60000.00 | 10500.00 | 252000.00 | 3000.00 | 72000.00 | 3700.00 | 88800.00 | 3000.00 | 72000.00 | 5716.00 | 137184.00 | 400.00 | 9600.00 | 3000.00 | 72000.00 | 2360.00 | 56640.00 | 7500.00 | 180000.00 | 2950.00 | 70800.00 | 9600.00 | Kaushalya Contractors and Developers Pvt Ltd
2.02 | Supply of LED street light of maximum rated capacity of 45 watt with minimum lumen output 4950 lumens made of pressor die cast aluminum housing & heat resistant toughened clear glass including all accessories like electronic gear / driver with LED as light source suitable to operate on 140-270 V, 50 Hz AC supply complete as per technical specification etc. as required. | 16.00 | Each |  | 2500.00 | 40000.00 | 25000.00 | 400000.00 | 3500.00 | 56000.00 | 4100.00 | 65600.00 | 5500.00 | 88000.00 | 9462.00 | 151392.00 | 650.00 | 10400.00 | 5000.00 | 80000.00 | 3540.00 | 56640.00 | 9000.00 | 144000.00 | 3600.00 | 57600.00 | 10400.00 | Kaushalya Contractors and Developers Pvt Ltd
2.02 | Supply of surface mounted LED down light fixtures (white) round type of maximum rated capacity of 18 watt with minimum lumen output 1800 lumens with metallic CRCA powder coated body, integrated driver and high efficiency diffuser suitable to operate on 140-270 V, 50 Hz AC supply complete as per technical specification etc. as required. | 16.00 | Each |  | 850.00 | 13600.00 | 9500.00 | 152000.00 | 1000.00 | 16000.00 | 1200.00 | 19200.00 | 800.00 | 12800.00 | 1628.00 | 26048.00 | 500.00 | 8000.00 | 1200.00 | 19200.00 | 1534.00 | 24544.00 | 8000.00 | 128000.00 | 1000.00 | 16000.00 | 8000.00 | Kaushalya Contractors and Developers Pvt Ltd
2.02 | Supplying and fixing of 32 mm dia X Approx 60 cm long G.I. pipe (medium class) bracket for mounting of LED/fluorescent / HPMV / HPSV street light fitting on wall / pole including bending the pipe to the required shape, 2 nos 40 mm X 3 mm flat iron clamps with nuts bolts and washer, painting the flat iron with primer and finish paint etc. as required. | 16.00 | Each |  | 850.00 | 13600.00 | 2100.00 | 33600.00 | 500.00 | 8000.00 | 550.00 | 8800.00 | 800.00 | 12800.00 | 1478.00 | 23648.00 | 150.00 | 2400.00 | 1015.00 | 16240.00 | 1239.00 | 19824.00 | 6500.00 | 104000.00 | 800.00 | 12800.00 | 2400.00 | Kaushalya Contractors and Developers Pvt Ltd
2.02 | Installation, testing and commissioning of pre-wired, LED Recess, Surface Mounted etc of above fixtures with all accessories including nut bolt washer and hanging/fixing arrangements if required directly on existing in False ceiling / wall / surface/ cieling as including connection as per site requirement | 104.00 | Each |  | 150.00 | 15600.00 | 2000.00 | 208000.00 | 350.00 | 36400.00 | 140.00 | 14560.00 | 200.00 | 20800.00 | 484.00 | 50336.00 | 250.00 | 26000.00 | 100.00 | 10400.00 | 885.00 | 92040.00 | 4500.00 | 468000.00 | 150.00 | 15600.00 | 10400.00 | Fermium Constructions LLP
2.02 | Supplying and fixing following way Vertical TP&N distribution board, double door IP43 of steel sheet for 415 volts on surface/recess complete with cable end box of sheet steel, dust protected, duly powder painted, inclusive of 100amps tinned copper bus bar, common neutral link, earth bar, din bar for mounting 100Amp MCCB incomer, Outgoing MCB's, terminal connectors for all incoming and outgoing circuits etc as required (i) 6 way, (MCCB)+18 module | 2.00 | Each |  | 3500.00 | 7000.00 | 7500.00 | 15000.00 | 5000.00 | 10000.00 | 10000.00 | 20000.00 | 7000.00 | 14000.00 | 4532.00 | 9064.00 | 4000.00 | 8000.00 | 11000.00 | 22000.00 | 9086.00 | 18172.00 | 90000.00 | 180000.00 | 8500.00 | 17000.00 | 7000.00 | S.Singh and Company
2.02 | Supplying and fixing following 8 way SPN MCB distribution board double door IP43 of steel sheet for 240 volts on surface/recess complete of sheet steel, dust protected, duly powder painted etc complete as required | 4.00 | Each |  | 5000.00 | 20000.00 | 735.00 | 2940.00 | 8000.00 | 32000.00 | 1400.00 | 5600.00 | 1750.00 | 7000.00 | 1577.00 | 6308.00 | 6500.00 | 26000.00 | 2000.00 | 8000.00 | 2360.00 | 9440.00 | 55000.00 | 220000.00 | 900.00 | 3600.00 | 2940.00 | RAJ CONSTRUCTION
2.02 | Supply and fixing 100Amp, Four pole, 415Volts, MCCB, Braking capacity 36ka, Ics = 100% Icu with thermal magnetic release in the existing MCB DB complete with connections, testing and commissioning etc. as required. | 2.00 | Each |  | 5000.00 | 10000.00 | 6500.00 | 13000.00 | 5000.00 | 10000.00 | 7000.00 | 14000.00 | 7000.00 | 14000.00 | 11236.00 | 22472.00 | 4500.00 | 9000.00 | 9000.00 | 18000.00 | 5664.00 | 11328.00 | 45000.00 | 90000.00 | 5300.00 | 10600.00 | 9000.00 | Kaushalya Contractors and Developers Pvt Ltd
2.02 | Supply and fixing following rating C curve , 415 volts, MCB in the existing MCB DB complete with Connections, testing and commissioning etc.as requried. (i) 32 Amp, four pole | 4.00 | No. |  | 2500.00 | 10000.00 | 1500.00 | 6000.00 | 6000.00 | 24000.00 | 1200.00 | 4800.00 | 1000.00 | 4000.00 | 1676.00 | 6704.00 | 1850.00 | 7400.00 | 1500.00 | 6000.00 | 1451.00 | 5804.00 | 10000.00 | 40000.00 | 1100.00 | 4400.00 | 4000.00 | MINOCHA CONSTRUCTION COMPANY
2.02 | Supplying and fixing following rating, 240/415 volts, "C" curve, miniature circuit breaker suitable for inductive load of following poles in the existing MCB DB complete with connections, testing and commissioning etc. as required. (i) Single pole , 6 amps to 32 amps | 44.00 | No. |  | 850.00 | 37400.00 | 2500.00 | 110000.00 | 7000.00 | 308000.00 | 200.00 | 8800.00 | 200.00 | 8800.00 | 195.00 | 8580.00 | 1950.00 | 85800.00 | 200.00 | 8800.00 | 290.00 | 12760.00 | 4500.00 | 198000.00 | 200.00 | 8800.00 | 8580.00 | NIRMAN
2.03 | Supplying and fixing following rating, 240/415 volts, "C" curve, miniature circuit breaker suitable for inductive load of following poles in the existing MCB DB complete with connections, testing and commissioning etc. as required. (i)32 Amp, two pole | 4.00 | No. |  | 1800.00 | 7200.00 | 3000.00 | 12000.00 | 3500.00 | 14000.00 | 500.00 | 2000.00 | 600.00 | 2400.00 | 730.00 | 2920.00 | 2500.00 | 10000.00 | 600.00 | 2400.00 | 690.00 | 2760.00 | 5500.00 | 22000.00 | 560.00 | 2240.00 | 2000.00 | M/s Anil Enterprises
2.03 | Supplying and fixing of following sizes of steel conduit along with the accessories in surface / recess including cutting the wall and making good the same in case of recessed conduit etc as required as per specification. (25mm dia conduit pipe) | 100.00 | Mtr |  | 180.00 | 18000.00 | 225.00 | 22500.00 | 60.00 | 6000.00 | 190.00 | 19000.00 | 160.00 | 16000.00 | 145.00 | 14500.00 | 250.00 | 25000.00 | 180.00 | 18000.00 | 106.00 | 10600.00 | 250.00 | 25000.00 | 150.00 | 15000.00 | 6000.00 | M/s RK Constructions India Private Limited
2.03 | Supply and fixing of LED type low intensity Aviation obstruction light fixture of Bajaj model BGAV302LED or equivalent | 1.00 | Each |  | 6000.00 | 6000.00 | 5000.00 | 5000.00 | 350.00 | 350.00 | 4500.00 | 4500.00 | 6000.00 | 6000.00 | 7688.00 | 7688.00 | 4500.00 | 4500.00 | 4500.00 | 4500.00 | 720.00 | 720.00 | 14500.00 | 14500.00 | 3600.00 | 3600.00 | 350.00 | M/s RK Constructions India Private Limited
2.03 | Supply and Fixing of Emergency LED Bulb 9 watt Rechargeable Inverter LED Emergency Bulb (Cool White) with minimum 3 hours Back Up | 4.00 | Each |  | 1800.00 | 7200.00 | 400.00 | 1600.00 | 150.00 | 600.00 | 400.00 | 1600.00 | 600.00 | 2400.00 | 867.00 | 3468.00 | 400.00 | 1600.00 | 1000.00 | 4000.00 | 826.00 | 3304.00 | 5000.00 | 20000.00 | 300.00 | 1200.00 | 600.00 | M/s RK Constructions India Private Limited
2.03 | Supply of portable hand held Rechargeable type Emergency Light with minimum 4 hours battery backup. Make- Phillips, Havells, Wipro, Or Equivalent | 2.00 | Each |  | 1200.00 | 2400.00 | 5000.00 | 10000.00 | 3000.00 | 6000.00 | 1200.00 | 2400.00 | 1000.00 | 2000.00 | 4435.00 | 8870.00 | 10000.00 | 20000.00 | 2000.00 | 4000.00 | 826.00 | 1652.00 | 5500.00 | 11000.00 | 1000.00 | 2000.00 | 1652.00 | THANDON INFRASTRUCTURE PVT LTD
2.03 | Supply of 300 mm Sweep 1400RPM heavy duty exhasut fan suitable for operation on single phase 230 Volt +/-10 Volt, 50 Hz, Single Phase, AC Power supply including lauvers complete as required | 13.00 | Each |  | 1500.00 | 19500.00 | 3000.00 | 39000.00 | 4000.00 | 52000.00 | 2000.00 | 26000.00 | 1500.00 | 19500.00 | 2760.00 | 35880.00 | 2500.00 | 32500.00 | 4000.00 | 52000.00 | 3717.00 | 48321.00 | 1450.00 | 18850.00 | 2200.00 | 28600.00 | 18850.00 | Chandra Construction Company
2.03 | Supply of electric ceiling fan in white color having BEE 5 star rated, 1200mm sweep, double ball bearing capacitor type, complete with upto 30cm down rod, canopies, hanging shackel & blades & step type electronic regulator suitable to work on 230 Volts, 50Hz, Single phase, AC supply, Make Havells Model-Efficiencia Neo, Usha Model- Energia 32, Orient Model Hector 500 or Equivalent | 16.00 | Each |  | 2200.00 | 35200.00 | 4000.00 | 64000.00 | 3000.00 | 48000.00 | 2500.00 | 40000.00 | 5400.00 | 86400.00 | 2908.00 | 46528.00 | 2850.00 | 45600.00 | 3500.00 | 56000.00 | 3068.00 | 49088.00 | 1450.00 | 23200.00 | 1750.00 | 28000.00 | 23200.00 | Chandra Construction Company
2.03 | Installation, testing and commissioning of ceiling fan, including wiring the down rods of standard length (upto 30 cm) with 1.5sq. m FRLS PVC insulated, copper conductor, single core cable etc. as required. | 16.00 | Each |  | 1800.00 | 28800.00 | 600.00 | 9600.00 | 250.00 | 4000.00 | 150.00 | 2400.00 | 800.00 | 12800.00 | 484.00 | 7744.00 | 200.00 | 3200.00 | 200.00 | 3200.00 | 354.00 | 5664.00 | 98.00 | 1568.00 | 135.00 | 2160.00 | 1568.00 | Chandra Construction Company
2.03 | Supplying and fixing extra down rod of 10 cm length G.I. pipe, 15 mm dia, heavy gauge including painting etc. as required. (Note : More than 5 cm length shall be rounded to the nearest 10 cm and 5 cm or less shall be ignored) | 16.00 | Each |  | 800.00 | 12800.00 | 300.00 | 4800.00 | 100.00 | 1600.00 | 100.00 | 1600.00 | 500.00 | 8000.00 | 79.00 | 1264.00 | 85.00 | 1360.00 | 50.00 | 800.00 | 437.00 | 6992.00 | 33.00 | 528.00 | 25.00 | 400.00 | 400.00 | M/s Awadhesh Construction
2.04 | Installation of exhaust fan upto 450 mm in the existing opening, including, making the hole to suit the size of fan, making good the damage, connection, testing, commissioning etc. as required. | 13.00 | Each |  | 450.00 | 5850.00 | 500.00 | 6500.00 | 250.00 | 3250.00 | 300.00 | 3900.00 | 500.00 | 6500.00 | 660.00 | 8580.00 | 300.00 | 3900.00 | 300.00 | 3900.00 | 3717.00 | 48321.00 | 363.00 | 4719.00 | 270.00 | 3510.00 | 3250.00 | M/s RK Constructions India Private Limited
2.04 | Extra for fixing the louvers/ shutters complete with frame for a exhaust fan of all sizes. | 13.00 | Each |  | 350.00 | 4550.00 | 1200.00 | 15600.00 | 2000.00 | 26000.00 | 100.00 | 1300.00 | 1000.00 | 13000.00 | 308.00 | 4004.00 | 250.00 | 3250.00 | 200.00 | 2600.00 | 354.00 | 4602.00 | 650.00 | 8450.00 | 160.00 | 2080.00 | 1300.00 | M/s Anil Enterprises
2.04 | Numbering of ceiling fan/ exhaust fan/ Light fittings as required. | 133.00 | Each |  | 50.00 | 6650.00 | 500.00 | 66500.00 | 50.00 | 6650.00 | 30.00 | 3990.00 | 50.00 | 6650.00 | 308.00 | 40964.00 | 60.00 | 7980.00 | 50.00 | 6650.00 | 354.00 | 47082.00 | 100.00 | 13300.00 | 40.00 | 5320.00 | 3990.00 | M/s Anil Enterprises
2.04 | Supply of following size 1.1 KV grade XLPE /PVC insulated, PVC sheathed, armoured Aluminium conductor conforming to is 7098(part 1) amended upto date. (i)4C, 25 Sq.mm | 50.00 | Mtr |  | 650.00 | 32500.00 | 450.00 | 22500.00 | 300.00 | 15000.00 | 165.00 | 8250.00 | 160.00 | 8000.00 | 236.00 | 11800.00 | 600.00 | 30000.00 | 300.00 | 15000.00 | 207.00 | 10350.00 | 1500.00 | 75000.00 | 24.00 | 1200.00 | 1200.00 | M/s Awadhesh Construction
2.04 | Laying of one number XLPE/PVC insulated PVC sheathed aluminium/copper conductor armoured power cable of 1.1 KV grade of following sizes in theexisting RCC/HUME/ STONEW / METAL PIPE/HDPE as requried. (i) up to 35 Sqmm | 50.00 | Mtr |  | 250.00 | 12500.00 | 65.00 | 3250.00 | 50.00 | 2500.00 | 50.00 | 2500.00 | 300.00 | 15000.00 | 660.00 | 33000.00 | 300.00 | 15000.00 | 100.00 | 5000.00 | 77.00 | 3850.00 | 1500.00 | 75000.00 | 40.00 | 2000.00 | 2000.00 | M/s Awadhesh Construction
2.04 | Supply of 40 mm outer dia PE-80 HDPE Pipe suitable to lay in underground as per IS:4984/95 duly ISI marked . Should withstand minimum pressure of 6 Kgf/cm2. | 50.00 | Mtr |  | 350.00 | 17500.00 | 300.00 | 15000.00 | 200.00 | 10000.00 | 50.00 | 2500.00 | 200.00 | 10000.00 | 132.00 | 6600.00 | 650.00 | 32500.00 | 150.00 | 7500.00 | 89.00 | 4450.00 | 450.00 | 22500.00 | 80.00 | 4000.00 | 2500.00 | M/s Anil Enterprises
2.04 | Laying of HDPE/MS Pipe direct in underground at depth of upto 75 cm below ground level including excavation and refilling of soil/concrete and refilling it as required at site. | 50.00 | Mtr |  | 250.00 | 12500.00 | 50.00 | 2500.00 | 150.00 | 7500.00 | 100.00 | 5000.00 | 200.00 | 10000.00 | 132.00 | 6600.00 | 150.00 | 7500.00 | 50.00 | 2500.00 | 53.00 | 2650.00 | 250.00 | 12500.00 | 4200.00 | 210000.00 | 2500.00 | RAJ CONSTRUCTION, Fermium Constructions LLP
2.04 | Earthing with G.I. earth pipe 4.5 metre long, 40 mm dia including accessories, and providing masonry enclosure with cover plate having locking arrangement and watering pipe etc. with charcoal/coke and salt as required. | 4.00 | Set |  | 6000.00 | 24000.00 | 20000.00 | 80000.00 | 5000.00 | 20000.00 | 5000.00 | 20000.00 | 6000.00 | 24000.00 | 7920.00 | 31680.00 | 9000.00 | 36000.00 | 6500.00 | 26000.00 | 10030.00 | 40120.00 | 4033.00 | 16132.00 | 4250.00 | 17000.00 | 16132.00 | Chandra Construction Company
2.04 | Providing & fixing of 6 SWG GI wire on surface or in the recess for loop earth. | 100.00 | Mtr |  | 250.00 | 25000.00 | 1000.00 | 100000.00 | 50.00 | 5000.00 | 70.00 | 7000.00 | 50.00 | 5000.00 | 19.00 | 1900.00 | 45.00 | 4500.00 | 20.00 | 2000.00 | 21.00 | 2100.00 | 250.00 | 25000.00 | 45.00 | 4500.00 | 1900.00 | NIRMAN
2.04 | Supplying and making end termination with brass compression gland and aluminum lugs for following size of XLPE/PVC installed PVC sheathed aluminum conductor electric cable of 1.1 kv grade as required. 4 C x 25 sq.mm. | 2.00 | Set |  | 1500.00 | 3000.00 | 300.00 | 600.00 | 250.00 | 500.00 | 200.00 | 400.00 | 250.00 | 500.00 | 308.00 | 616.00 | 1890.00 | 3780.00 | 350.00 | 700.00 | 543.00 | 1086.00 | 250.00 | 500.00 | 200.00 | 400.00 | 400.00 | M/s Anil Enterprises, M/s Awadhesh Construction
2.04 | SH-2: FIRE DETECTION & FIRE ALARM SYSTEM SITC of Seamless Cylinder 120 ltr with valve Assembly, Supervisory Pressure Gauge, Super Pressurized Nitrogen at 34.5/42 bar complete as required | 4.00 | Nos |  | 5000.00 | 20000.00 | 65000.00 | 260000.00 | 5000.00 | 20000.00 | 95000.00 | 380000.00 | 15000.00 | 60000.00 | 139000.00 | 556000.00 | 9500.00 | 38000.00 | 20000.00 | 80000.00 | 82600.00 | 330400.00 | 7500.00 | 30000.00 | 89000.00 | 356000.00 | 20000.00 | S.Singh and Company, M/s RK Constructions India Private Limited
2.05 | SITC of Electrical Actuator with Relay module complete as required- | 1.00 | Nos |  | 2000.00 | 2000.00 | 55000.00 | 55000.00 | 7500.00 | 7500.00 | 30000.00 | 30000.00 | 40000.00 | 40000.00 | 55000.00 | 55000.00 | 12000.00 | 12000.00 | 15000.00 | 15000.00 | 11800.00 | 11800.00 | 22500.00 | 22500.00 | 31000.00 | 31000.00 | 2000.00 | S.Singh and Company
2.05 | Supply & filling of Novec 1230 Gas complete as required | 370.00 | Kg |  | 250.00 | 92500.00 | 2500.00 | 925000.00 | 100.00 | 37000.00 | 2700.00 | 999000.00 | 2500.00 | 925000.00 | 3200.00 | 1184000.00 | 110.00 | 40700.00 | 3500.00 | 1295000.00 | 6254.00 | 2313980.00 | 450.00 | 166500.00 | 2400.00 | 888000.00 | 37000.00 | M/s RK Constructions India Private Limited
2.05 | SITC of Local Manual Actuator complete as required | 3.00 | Nos |  | 2500.00 | 7500.00 | 10000.00 | 30000.00 | 400.00 | 1200.00 | 10000.00 | 30000.00 | 10000.00 | 30000.00 | 30125.00 | 90375.00 | 3600.00 | 10800.00 | 40000.00 | 120000.00 | 23600.00 | 70800.00 | 5500.00 | 16500.00 | 8100.00 | 24300.00 | 1200.00 | M/s RK Constructions India Private Limited
2.05 | SITC of Actuation hose for Pneumatic Connection (Pilot Hose) complete as required | 3.00 | Nos |  | 4000.00 | 12000.00 | 18000.00 | 54000.00 | 450.00 | 1350.00 | 5000.00 | 15000.00 | 4200.00 | 12600.00 | 7500.00 | 22500.00 | 10000.00 | 30000.00 | 20000.00 | 60000.00 | 5900.00 | 17700.00 | 7500.00 | 22500.00 | 4500.00 | 13500.00 | 1350.00 | M/s RK Constructions India Private Limited
2.05 | SITC of Discharge Hose complete as required | 4.00 | Nos |  | 2500.00 | 10000.00 | 11000.00 | 44000.00 | 650.00 | 2600.00 | 20000.00 | 80000.00 | 2000.00 | 8000.00 | 35000.00 | 140000.00 | 7500.00 | 30000.00 | 3000.00 | 12000.00 | 7080.00 | 28320.00 | 10500.00 | 42000.00 | 14000.00 | 56000.00 | 2600.00 | M/s RK Constructions India Private Limited
2.05 | SITC of Cylinder Mounting Clamps complete as required | 8.00 | Each |  | 450.00 | 3600.00 | 6500.00 | 52000.00 | 350.00 | 2800.00 | 3200.00 | 25600.00 | 800.00 | 6400.00 | 1200.00 | 9600.00 | 1500.00 | 12000.00 | 200.00 | 1600.00 | 1770.00 | 14160.00 | 40000.00 | 320000.00 | 2400.00 | 19200.00 | 1600.00 | Fermium Constructions LLP
2.05 | SITC of Nozzle Brass- 360/180 Degree complete as required | 10.00 | Nos |  | 1400.00 | 14000.00 | 2500.00 | 25000.00 | 1000.00 | 10000.00 | 3500.00 | 35000.00 | 400.00 | 4000.00 | 5500.00 | 55000.00 | 3500.00 | 35000.00 | 2500.00 | 25000.00 | 3658.00 | 36580.00 | 10500.00 | 105000.00 | 2950.00 | 29500.00 | 4000.00 | MINOCHA CONSTRUCTION COMPANY
2.05 | SITC of Piping -M.S Seamless Sch40 ASTM A-106 Gr. B with necessary fittings & accessories complete as required | 1.00 | LOT |  | 5000.00 | 5000.00 | 25000.00 | 25000.00 | 5000.00 | 5000.00 | 112000.00 | 112000.00 | 60000.00 | 60000.00 | 250000.00 | 250000.00 | 120000.00 | 120000.00 | 100000.00 | 100000.00 | 177000.00 | 177000.00 | 150000.00 | 150000.00 | 95000.00 | 95000.00 | 5000.00 | S.Singh and Company, M/s RK Constructions India Private Limited
2.05 | SITC of warning plate for use outside room complete as required | 1.00 | Nos |  | 1500.00 | 1500.00 | 200.00 | 200.00 | 500.00 | 500.00 | 1500.00 | 1500.00 | 400.00 | 400.00 | 1500.00 | 1500.00 | 1500.00 | 1500.00 | 500.00 | 500.00 | 1180.00 | 1180.00 | 12500.00 | 12500.00 | 1700.00 | 1700.00 | 200.00 | RAJ CONSTRUCTION
2.06 | SITC of warning plate for use inside room complete as required | 1.00 | Nos |  | 1500.00 | 1500.00 | 200.00 | 200.00 | 500.00 | 500.00 | 1500.00 | 1500.00 | 400.00 | 400.00 | 1500.00 | 1500.00 | 1500.00 | 1500.00 | 500.00 | 500.00 | 1180.00 | 1180.00 | 14500.00 | 14500.00 | 1700.00 | 1700.00 | 200.00 | RAJ CONSTRUCTION
2.06 | Supply, installation, testing & commissioning of Manual Release Switch complete as required | 1.00 | Nos |  | 2000.00 | 2000.00 | 1100.00 | 1100.00 | 500.00 | 500.00 | 1500.00 | 1500.00 | 1000.00 | 1000.00 | 3500.00 | 3500.00 | 4500.00 | 4500.00 | 1000.00 | 1000.00 | 2006.00 | 2006.00 | 328.00 | 328.00 | 1700.00 | 1700.00 | 328.00 | Chandra Construction Company
2.06 | Supply, installation, testing & commissioning of Manual Abort Switch complete as required | 1.00 | Nos |  | 2000.00 | 2000.00 | 1000.00 | 1000.00 | 500.00 | 500.00 | 1700.00 | 1700.00 | 1000.00 | 1000.00 | 3500.00 | 3500.00 | 4500.00 | 4500.00 | 1000.00 | 1000.00 | 2006.00 | 2006.00 | 14500.00 | 14500.00 | 1700.00 | 1700.00 | 500.00 | M/s RK Constructions India Private Limited
2.06 | Supply, installation, testing and commissioning of Fire Alarm Control panel with LCD display with battery with complete programming and suitable to interface with auto dialer complete as required | 1.00 | Nos |  | 25000.00 | 25000.00 | 95000.00 | 95000.00 | 3500.00 | 3500.00 | 16000.00 | 16000.00 | 5000.00 | 5000.00 | 105000.00 | 105000.00 | 105000.00 | 105000.00 | 40000.00 | 40000.00 | 177000.00 | 177000.00 | 150000.00 | 150000.00 | 11000.00 | 11000.00 | 3500.00 | M/s RK Constructions India Private Limited
2.06 | Supply, installation, testing and commissioning of Gas Release panel with LCD display with battery with complete programming complete as required | 1.00 | Nos |  | 25000.00 | 25000.00 | 18000.00 | 18000.00 | 1000.00 | 1000.00 | 22000.00 | 22000.00 | 22000.00 | 22000.00 | 32000.00 | 32000.00 | 25000.00 | 25000.00 | 25000.00 | 25000.00 | 21240.00 | 21240.00 | 100000.00 | 100000.00 | 14500.00 | 14500.00 | 1000.00 | M/s RK Constructions India Private Limited
2.06 | Supply, installation, testing and commissioning of Autodialer suitable for interfacing with Fire Alarm Panel with complete programming complete as required | 1.00 | Nos |  | 22000.00 | 22000.00 | 26000.00 | 26000.00 | 2500.00 | 2500.00 | 7000.00 | 7000.00 | 10000.00 | 10000.00 | 35000.00 | 35000.00 | 20000.00 | 20000.00 | 12000.00 | 12000.00 | 11800.00 | 11800.00 | 200000.00 | 200000.00 | 6500.00 | 6500.00 | 2500.00 | M/s RK Constructions India Private Limited
2.06 | SITC of Response Indicator complete as required | 5.00 | Nos |  | 12000.00 | 60000.00 | 350.00 | 1750.00 | 500.00 | 2500.00 | 150.00 | 750.00 | 1200.00 | 6000.00 | 350.00 | 1750.00 | 3000.00 | 15000.00 | 350.00 | 1750.00 | 944.00 | 4720.00 | 7500.00 | 37500.00 | 150.00 | 750.00 | 750.00 | M/s Anil Enterprises, M/s Awadhesh Construction
2.06 | SITC of Multi Sensor Detector complete as required | 22.00 | Nos |  | 7000.00 | 154000.00 | 2000.00 | 44000.00 | 1000.00 | 22000.00 | 1600.00 | 35200.00 | 18000.00 | 396000.00 | 3500.00 | 77000.00 | 3250.00 | 71500.00 | 2500.00 | 55000.00 | 2360.00 | 51920.00 | 15000.00 | 330000.00 | 1500.00 | 33000.00 | 22000.00 | M/s RK Constructions India Private Limited
2.06 | SITC of Loop Sounder with Strobe complete as required | 4.00 | Nos |  | 6000.00 | 24000.00 | 4000.00 | 16000.00 | 2500.00 | 10000.00 | 1500.00 | 6000.00 | 5000.00 | 20000.00 | 5500.00 | 22000.00 | 4500.00 | 18000.00 | 2500.00 | 10000.00 | 8850.00 | 35400.00 | 15000.00 | 60000.00 | 1200.00 | 4800.00 | 4800.00 | M/s Awadhesh Construction
2.06 | Supplying & Laying of 2C X 1.5 Sq. mm. Armoured Copper Cable complete as required | 600.00 | Mtr. |  | 85.00 | 51000.00 | 100.00 | 60000.00 | 350.00 | 210000.00 | 120.00 | 72000.00 | 60.00 | 36000.00 | 141.00 | 84600.00 | 90.00 | 54000.00 | 100.00 | 60000.00 | 41.00 | 24600.00 | 200.00 | 120000.00 | 100.00 | 60000.00 | 24600.00 | THANDON INFRASTRUCTURE PVT LTD
2.06 | SITC of DISCHARGE PRESSURE SWITCH complete as required | 1.00 | Nos |  | 1400.00 | 1400.00 | 1500.00 | 1500.00 | 500.00 | 500.00 | 15000.00 | 15000.00 | 1500.00 | 1500.00 | 32000.00 | 32000.00 | 2000.00 | 2000.00 | 1500.00 | 1500.00 | 1770.00 | 1770.00 | 18000.00 | 18000.00 | 11000.00 | 11000.00 | 500.00 | M/s RK Constructions India Private Limited
2.07 | SH-3 LIGHTNING PROTECTION SYSTEM Providing and fixing of lightning conductor finial, made of 25 mm dia 300 mm long, copper tube, having single prong at top, with 85 mm dia 3 mm thick copper base plate including holes etc. complete as required. | 4.00 | Each |  | 4000.00 | 16000.00 | 10000.00 | 40000.00 | 5000.00 | 20000.00 | 700.00 | 2800.00 | 3000.00 | 12000.00 | 1452.00 | 5808.00 | 1250.00 | 5000.00 | 500.00 | 2000.00 | 8260.00 | 33040.00 | 15000.00 | 60000.00 | 700.00 | 2800.00 | 2000.00 | Fermium Constructions LLP
2.07 | Jointing copper / G.I. tape (with another copper/ GI tape, base of the finial or any other metallic object) by riveting / nut bolting/ sweating and soldering etc as required. | 4.00 | Each |  | 2000.00 | 8000.00 | 300.00 | 1200.00 | 500.00 | 2000.00 | 100.00 | 400.00 | 500.00 | 2000.00 | 82.00 | 328.00 | 500.00 | 2000.00 | 100.00 | 400.00 | 5310.00 | 21240.00 | 5500.00 | 22000.00 | 70.00 | 280.00 | 280.00 | M/s Awadhesh Construction
2.07 | Providing and fixing copper tape 25 mm X 5 mm thick on parapet or surface of wall for lightning conductor complete as required. (For horizontal run) | 50.00 | Mtr |  | 650.00 | 32500.00 | 615.00 | 30750.00 | 2500.00 | 125000.00 | 700.00 | 35000.00 | 700.00 | 35000.00 | 888.00 | 44400.00 | 1050.00 | 52500.00 | 600.00 | 30000.00 | 1027.00 | 51350.00 | 550.00 | 27500.00 | 700.00 | 35000.00 | 27500.00 | Chandra Construction Company
2.07 | Providing and fixing copper tape 25 mm X 5 mm thick on parapet or surface of wall for lightning conductor complete as required. For vertical run) | 60.00 | Mtr |  | 650.00 | 39000.00 | 615.00 | 36900.00 | 2500.00 | 150000.00 | 750.00 | 45000.00 | 800.00 | 48000.00 | 1012.00 | 60720.00 | 1050.00 | 63000.00 | 600.00 | 36000.00 | 1027.00 | 61620.00 | 600.00 | 36000.00 | 750.00 | 45000.00 | 36000.00 | Chandra Construction Company, Fermium Constructions LLP
2.07 | Providing and fixing testing joint, made of 25 mm X 5mm thick copper strip, 125 mm long, with 4 nos. of tinned brass bolts, nuts, chuck nuts and spring washers etc. complete as required. | 4.00 | Each |  | 2000.00 | 8000.00 | 525.00 | 2100.00 | 300.00 | 1200.00 | 200.00 | 800.00 | 500.00 | 2000.00 | 90.00 | 360.00 | 800.00 | 3200.00 | 500.00 | 2000.00 | 1593.00 | 6372.00 | 650.00 | 2600.00 | 240.00 | 960.00 | 360.00 | NIRMAN
2.07 | Providing and fixing 25 mm X 5 mm copper strip in 40 mm dia G.I. pipe from earth electrode including connection with brass nut, bolt, spring, washer excavation and re-filling etc. as required. | 80.00 | Mtr |  | 1500.00 | 120000.00 | 700.00 | 56000.00 | 3000.00 | 240000.00 | 1250.00 | 100000.00 | 950.00 | 76000.00 | 1077.00 | 86160.00 | 1400.00 | 112000.00 | 1400.00 | 112000.00 | 2950.00 | 236000.00 | 750.00 | 60000.00 | 920.00 | 73600.00 | 56000.00 | RAJ CONSTRUCTION
2.07 | Earthing with copper earth plate 600mm x 600mm x 3.0mm thick including accessories and providing masonary enclosure with cover plate having locking arrangement and watering pipe upto 2.7 mtr etc. with charcoal and salt complete as required. | 8.00 | Each |  | 7000.00 | 56000.00 | 25000.00 | 200000.00 | 12000.00 | 96000.00 | 10000.00 | 80000.00 | 10000.00 | 80000.00 | 9437.00 | 75496.00 | 14500.00 | 116000.00 | 12000.00 | 96000.00 | 31860.00 | 254880.00 | 12500.00 | 100000.00 | 9000.00 | 72000.00 | 56000.00 | S.Singh and Company
2.07 | Supplying and laying 25 mm X 5 mm copper strip at 1 metre below ground as strip earth electrode, including connection/ terminating with nut, bolt, spring, washer, excavation & re-filling etc. as required. | 60.00 | Mtr |  | 4000.00 | 240000.00 | 600.00 | 36000.00 | 3000.00 | 180000.00 | 1300.00 | 78000.00 | 600.00 | 36000.00 | 924.00 | 55440.00 | 1100.00 | 66000.00 | 1500.00 | 90000.00 | 1097.00 | 65820.00 | 450.00 | 27000.00 | 751.00 | 45060.00 | 27000.00 | Chandra Construction Company
| Total in Figures |  |  |  |  | 53105771.50 |  | 67585029.00 |  | 69635605.00 |  | 51142631.50 |  | 46630535.00 |  | 60375351.00 |  | 55281787.50 |  | 48849920.00 |  | 59188172.50 |  | 48598147.00 |  | 53586527.50
Lowest Amount Quoted BY: MINOCHA CONSTRUCTION COMPANY(46630535.00)

## BOQ Summary
BOQ Summary Details Tender Title: Construction of ASR/MSSR Building at LBSI Airport, Varanasi Tender ID: 2021_AAI_71115_1
Sheet Name | Sl.No | Bidder Name | Amount | Bid Rank
BoQ1 | 1 | MINOCHA CONSTRUCTION COMPANY | 46630535.00 | L1
| 2 | Chandra Construction Company | 48598147.00 | L2
| 3 | Fermium Constructions LLP | 48849920.00 | L3
| 4 | M/s Anil Enterprises | 51142631.50 | L4
| 5 | S.Singh and Company | 53105771.50 | L5
| 6 | M/s Awadhesh Construction | 53586527.50 | L6
| 7 | Kaushalya Contractors and Developers Pvt Ltd | 55281787.50 | L7
| 8 | THANDON INFRASTRUCTURE PVT LTD | 59188172.50 | L8
| 9 | NIRMAN | 60375351.00 | L9
| 10 | RAJ CONSTRUCTION | 67585029.00 | L10
| 11 | M/s RK Constructions India Private Limited | 69635605.00 | L11