## BoQ1
Government eProcurement System Created By: SUDHIR JAIN Created Date/Time: 11-Oct-2021 03:27 PM Tender Title: Extension of Terminal Building Tender ID: 2021_AAI_82782_1
Tender Inviting Authority: Asstt. Gen. Mgr. (Engg- Civil), Airports Authority of India, RHQ-NR, Operational Offices, Rangpuri, New Delhi - 110037
Name of Work: Extension Of Terminal Building At Civil Airport, Gorakhpur.
Contract No: 2021_AAI_82782_1
SCHEDULE OF WORK / ITEM(S)
Sl.No | Description of Work / Item(s) | No.of Qty | Units | Estimated Rate | M/s Anil Enterprises(GSTN-09AAKFA6133E1ZM) |  | Epack Polymers Pvt Ltd(GSTN-09AAACE5175D3ZQ) |  | VISHNU SARAN AND COMPANY(GSTN-09AACFV9187H1ZJ) |  | S G CONSTRUCTIONS(GSTN-07ABMPS3920J1ZB) |  | Shri Balaji Construction(GSTN-NA) |  | Dnova Infracon Pvt Ltd(GSTN-NA) |  | LUMOS INFRA PVT LTD(GSTN-NA) |  | Saariga Constructions Private Limited(GSTN-NA) |  | SHUBH RAAG INFRA BUILDS PRIVATE LIMITED(GSTN-NA) |  | RISHAV SHELTERS PVT. LTD(GSTN-NA) |  | WESTERN OUTDOOR STRUCTURES PRIVATE LIMITED(GSTN-NA)
[5 empty] | Rate | Amount | Rate | Amount | Rate | Amount | Rate | Amount | Rate | Amount | Rate | Amount | Rate | Amount | Rate | Amount | Rate | Amount | Rate | Amount | Rate | Amount | L1 Amount | L1 Vendor
1.00 | SH: - 1 - EARTH WORK
1.01 | Earth work in excavation by mechanical means (Hydraulic excavator)/manual means over areas (exceeding 30 cm in depth, 1.5 m in width as well as 10 sqm on plan) including getting out and disposal of excavated earth lead upto 50 m and lift upto 1.5 m, as directed by Engineer-in-charge. All kinds of soil | 931.00 | Cum | 181.85 | 150.00 | 139650.00 | 165.60 | 154173.60 | 160.00 | 148960.00 | 180.00 | 167580.00 | 100.00 | 93100.00 | 160.00 | 148960.00 | 140.00 | 130340.00 | 193.00 | 179683.00 | 210.00 | 195510.00 | 193.00 | 179683.00 | 250.00 | 232750.00 | 93100.00 | Shri Balaji Construction
1.02 | Earth work in excavation by mechanical means (Hydraulic excavator) / manual means in foundation trenches or drains (not exceeding 1.5 m in width or 10 sqm on plan), including dressing of sides and ramming of bottoms, lift up to 1.5 m, including getting out the excavated soil and disposal of surplus excavated soil as directed, lead upto 50m. All kinds of soil | 86.00 | Cum | 252.30 | 240.00 | 20640.00 | 173.88 | 14953.68 | 200.00 | 17200.00 | 207.00 | 17802.00 | 150.00 | 12900.00 | 180.00 | 15480.00 | 180.00 | 15480.00 | 475.00 | 40850.00 | 210.00 | 18060.00 | 268.00 | 23048.00 | 280.00 | 24080.00 | 12900.00 | Shri Balaji Construction
1.03 | Excavating trenches of required width for pipes, cables, etc including excavation for sockets, and dressing of sides, ramming of bottoms, depth upto 1.5 m including getting out the excavated soil, and then returning the soil as required, in layers not exceeding 20 cm in depth including consolidating each deposited layer by ramming, watering, etc. and disposing of surplus excavated soil as directed, within a lead of 50 m : All kinds of soil.Pipes, cables etc. exceeding 80 mm dia. but not exceeding 300 mm dia. | 385.00 | metre | 364.20 | 340.00 | 130900.00 | 165.60 | 63756.00 | 305.00 | 117425.00 | 270.00 | 103950.00 | 100.00 | 38500.00 | 150.00 | 57750.00 | 310.00 | 119350.00 | 236.00 | 90860.00 | 245.00 | 94325.00 | 386.00 | 148610.00 | 240.00 | 92400.00 | 38500.00 | Shri Balaji Construction
1.04 | Filling available excavated earth (excluding rock) in trenches, plinth, sides of foundations etc. in layers not exceeding 20 cm in depth, consolidating each deposited layer by ramming and watering, lead up to 50 m and lift up to 1.5 m. | 1121.00 | Cum | 219.65 | 150.00 | 168150.00 | 187.41 | 210086.61 | 165.00 | 184965.00 | 63.00 | 70623.00 | 200.00 | 224200.00 | 80.00 | 89680.00 | 200.00 | 224200.00 | 232.00 | 260072.00 | 110.00 | 123310.00 | 233.00 | 261193.00 | 250.00 | 280250.00 | 70623.00 | S G CONSTRUCTIONS
1.05 | Extra for every additional lift 1.5m or part there of in excavation / banking excavated or stacked materials - All kinds of soil | 131.00 | Cum | 90.40 | 85.00 | 11135.00 | 33.12 | 4338.72 | 75.00 | 9825.00 | 63.00 | 8253.00 | 100.00 | 13100.00 | 55.00 | 7205.00 | 70.00 | 9170.00 | 96.00 | 12576.00 | 30.00 | 3930.00 | 96.00 | 12576.00 | 120.00 | 15720.00 | 3930.00 | SHUBH RAAG INFRA BUILDS PRIVATE LIMITED
1.06 | Supplying and filling in plinth with Local sand (zone-V) under floors, including watering, ramming, consolidating and dressing complete. | 126.00 | Cum | 1953.05 | 1100.00 | 138600.00 | 2885.79 | 363609.54 | 1650.00 | 207900.00 | 3060.00 | 385560.00 | 500.00 | 63000.00 | 3500.00 | 441000.00 | 1600.00 | 201600.00 | 2070.00 | 260820.00 | 1750.00 | 220500.00 | 2071.00 | 260946.00 | 2800.00 | 352800.00 | 63000.00 | Shri Balaji Construction
1.07 | Earth work in surface excavation not exceeding 30 cm in depth but exceeding 1.5 m in width as well as 10 sqm on plan including disposal of excavated earth upto 50 m and lift upto 1.5 m, disposed soil to be levelled and neatly dressed : All kinds of soil | 3050.00 | Sqm | 92.55 | 50.00 | 152500.00 | 54.65 | 166682.50 | 65.00 | 198250.00 | 45.00 | 137250.00 | 100.00 | 305000.00 | 60.00 | 183000.00 | 94.00 | 286700.00 | 98.00 | 298900.00 | 55.00 | 167750.00 | 98.00 | 298900.00 | 150.00 | 457500.00 | 137250.00 | S G CONSTRUCTIONS
1.08 | Felling trees of the girth (measured at a height of 1 m above ground level), including cutting of trunks and branches, removing the roots and stacking of serviceable material and disposal of unserviceable material. Beyond 60 cm girth upto and including 120 cm girth | 10.00 | Each | 1694.40 | 1600.00 | 16000.00 | 2937.50 | 29375.00 | 1425.00 | 14250.00 | 900.00 | 9000.00 | 1000.00 | 10000.00 | 1050.00 | 10500.00 | 2190.00 | 21900.00 | 1796.00 | 17960.00 | 35000.00 | 350000.00 | 1797.00 | 17970.00 | 2000.00 | 20000.00 | 9000.00 | S G CONSTRUCTIONS
1.09 | Felling trees of the girth (measured at a height of 1 m above ground level), including cutting of trunks and branches, removing the roots and stacking of serviceable material and disposal of unserviceable material. Beyond 120 cm girth upto and including 240 cm girth | 5.00 | Each | 7860.55 | 6500.00 | 32500.00 | 5875.00 | 29375.00 | 6650.00 | 33250.00 | 1800.00 | 9000.00 | 2000.00 | 10000.00 | 4950.00 | 24750.00 | 7300.00 | 36500.00 | 8333.00 | 41665.00 | 5000.00 | 25000.00 | 8336.00 | 41680.00 | 9000.00 | 45000.00 | 9000.00 | S G CONSTRUCTIONS
2.00 | SH: - 2 - CONCRETE WORK
2.01 | Providing and laying in position cement concrete of specified grade excluding the cost of centering and shuttering - All work up to plinth level : 1:2:4 (1 cement : 2 coarse sand : 4 graded stone aggregate 20 mm nominal size). | 20.00 | Cum | 6788.60 | 6500.00 | 130000.00 | 8238.55 | 164771.00 | 6550.00 | 131000.00 | 7920.00 | 158400.00 | 6000.00 | 120000.00 | 7250.00 | 145000.00 | 7800.00 | 156000.00 | 7195.00 | 143900.00 | 6800.00 | 136000.00 | 7199.00 | 143980.00 | 6900.00 | 138000.00 | 120000.00 | Shri Balaji Construction
2.02 | Providing and laying in position cement concrete of specified grade excluding the cost of centering and shuttering - All work up to plinth level : 1:4:8 (1 Cement : 4 coarse sand : 8 graded stone aggregate 40 mm nominal size) | 654.00 | Cum | 5789.60 | 5500.00 | 3597000.00 | 7443.34 | 4867944.36 | 6400.00 | 4185600.00 | 6750.00 | 4414500.00 | 5500.00 | 3597000.00 | 6500.00 | 4251000.00 | 6300.00 | 4120200.00 | 6136.00 | 4012944.00 | 6500.00 | 4251000.00 | 6140.00 | 4015560.00 | 6100.00 | 3989400.00 | 3597000.00 | M/s Anil Enterprises, Shri Balaji Construction
2.03 | Providing and laying cement concrete in retaining walls, return walls, walls (any thickness) including attached pilasters, columns, piers, abutments, pillars, posts, struts, buttresses, string or lacing courses, parapets, coping, bed blocks, anchor blocks, plain window sills, fillets, sunken floor etc., up to floor five level, excluding the cost of centering, shuttering and finishing: 1:5:10 (1 cement : 5 coarse sand (zone-III) : 10 graded stone aggregate 40 mm nominal size). | 37.00 | Cum | 7273.25 | 4000.00 | 148000.00 | 8683.80 | 321300.60 | 6100.00 | 225700.00 | 6750.00 | 249750.00 | 5000.00 | 185000.00 | 6250.00 | 231250.00 | 6800.00 | 251600.00 | 7710.00 | 285270.00 | 6550.00 | 242350.00 | 7713.00 | 285381.00 | 6900.00 | 255300.00 | 148000.00 | M/s Anil Enterprises
2.04 | Providing and laying cement concrete in retaining walls, return walls, walls (any thickness) including attached pilasters, columns, piers, abutments, pillars, posts, struts, buttresses, string or lacing courses, parapets, coping, bed blocks, anchor blocks, plain window sills, fillets, sunken floor,etc., up to floor five level, excluding the cost of centering, shuttering and finishing: 1:2:4 (1 Cement : 2 coarse sand : 4 graded stone aggregate 20 mm nominal size) | 10.00 | Cum | 8554.50 | 7000.00 | 70000.00 | 8870.77 | 88707.70 | 8215.00 | 82150.00 | 8100.00 | 81000.00 | 6000.00 | 60000.00 | 6250.00 | 62500.00 | 8500.00 | 85000.00 | 9068.00 | 90680.00 | 7400.00 | 74000.00 | 9072.00 | 90720.00 | 7200.00 | 72000.00 | 60000.00 | Shri Balaji Construction
2.05 | Providing and laying damp-proof course 40mm thick with cement concrete 1:2:4 (1 cement : 2 coarse sand (zone-III): 4 graded stone aggregate 12.5mm nominal size). | 14.00 | sqm | 347.90 | 340.00 | 4760.00 | 8238.55 | 115339.70 | 415.00 | 5810.00 | 405.00 | 5670.00 | 600.00 | 8400.00 | 400.00 | 5600.00 | 440.00 | 6160.00 | 443.00 | 6202.00 | 350.00 | 4900.00 | 369.00 | 5166.00 | 500.00 | 7000.00 | 4760.00 | M/s Anil Enterprises
2.06 | Providing & applying a coat of residual petroleum bitumen of grade of VG-10 of approved quality using 1.7kg per square metre on damp proof course after cleaning the surface with brushes and finally with a piece of cloth lightly soaked in kerosene oil. | 14.00 | sqm | 110.00 | 100.00 | 1400.00 | 117.51 | 1645.14 | 92.00 | 1288.00 | 144.00 | 2016.00 | 100.00 | 1400.00 | 110.00 | 1540.00 | 130.00 | 1820.00 | 117.00 | 1638.00 | 120.00 | 1680.00 | 117.00 | 1638.00 | 150.00 | 2100.00 | 1288.00 | VISHNU SARAN AND COMPANY
2.07 | Making plinth protection 50mm thick of cement concrete 1:3:6 (1 cement : 3 coarse sand : 6 graded stone aggregate 20 mm nominal size) over 75mm thick bed of dry brick ballast 40 mm nominal size, well rammed and consolidated and grouted with fine sand, including necessary excavation, levelling & dressing & finishing the top smooth. | 88.00 | sqm | 614.05 | 550.00 | 48400.00 | 769.05 | 67676.40 | 520.00 | 45760.00 | 630.00 | 55440.00 | 1000.00 | 88000.00 | 675.00 | 59400.00 | 730.00 | 64240.00 | 651.00 | 57288.00 | 390.00 | 34320.00 | 651.00 | 57288.00 | 750.00 | 66000.00 | 34320.00 | SHUBH RAAG INFRA BUILDS PRIVATE LIMITED
3.00 | SH: - 3 - R.C.C. WORK
3.01 | Reinforced cement concrete work in beams, suspended floors, roofs having slope up to 15° landings, balconies, shelves, chajjas, lintels, bands, plain window sills, staircases and spiral stair cases up to floor five level, excluding the cost of centering, shuttering, finishing and reinforcement, with 1:1.5:3 (1 cement : 1.5 coarse sand(zone-III) : 3 graded stone aggregate 20 mm nominal size). | 9.00 | Cum | 9763.80 | 8500.00 | 76500.00 | 8870.77 | 79836.93 | 8850.00 | 79650.00 | 8550.00 | 76950.00 | 6500.00 | 58500.00 | 7700.00 | 69300.00 | 9000.00 | 81000.00 | 8181.00 | 73629.00 | 8000.00 | 72000.00 | 10355.00 | 93195.00 | 7200.00 | 64800.00 | 58500.00 | Shri Balaji Construction
3.02 | Centering and shuttering including strutting, propping etc. and removal of form for :Foundations, footings, bases of columns etc. for mass concrete. | 196.00 | Sqm | 284.85 | 250.00 | 49000.00 | 338.60 | 66365.60 | 240.00 | 47040.00 | 306.00 | 59976.00 | 300.00 | 58800.00 | 350.00 | 68600.00 | 230.00 | 45080.00 | 302.00 | 59192.00 | 225.00 | 44100.00 | 302.00 | 59192.00 | 240.00 | 47040.00 | 44100.00 | SHUBH RAAG INFRA BUILDS PRIVATE LIMITED
3.03 | Centering and shuttering including strutting, propping etc. and removal of form for all heights : Walls (any thickness) including attached pilasters, butteresses, plinth and string courses etc. | 304.00 | Sqm | 609.30 | 400.00 | 121600.00 | 482.03 | 146537.12 | 505.00 | 153520.00 | 360.00 | 109440.00 | 300.00 | 91200.00 | 375.00 | 114000.00 | 550.00 | 167200.00 | 646.00 | 196384.00 | 325.00 | 98800.00 | 646.00 | 196384.00 | 200.00 | 60800.00 | 60800.00 | WESTERN OUTDOOR STRUCTURES PRIVATE LIMITED
3.04 | Centering and shuttering including strutting, propping etc. and removal of form for :Suspended floors, roofs, landings, balconies and access platform. | 1344.00 | Sqm | 693.05 | 450.00 | 604800.00 | 506.13 | 680238.72 | 515.00 | 692160.00 | 378.00 | 508032.00 | 300.00 | 403200.00 | 410.00 | 551040.00 | 580.00 | 779520.00 | 735.00 | 987840.00 | 350.00 | 470400.00 | 735.00 | 987840.00 | 200.00 | 268800.00 | 268800.00 | WESTERN OUTDOOR STRUCTURES PRIVATE LIMITED
3.05 | Centering and shuttering including strutting, propping etc. and removal of form for :Lintels, beams, plinth beams, girders, bressumers and cantilevers. | 1420.00 | Sqm | 552.05 | 450.00 | 639000.00 | 530.24 | 752940.80 | 465.00 | 660300.00 | 378.00 | 536760.00 | 300.00 | 426000.00 | 320.00 | 454400.00 | 510.00 | 724200.00 | 585.00 | 830700.00 | 350.00 | 497000.00 | 585.00 | 830700.00 | 200.00 | 284000.00 | 284000.00 | WESTERN OUTDOOR STRUCTURES PRIVATE LIMITED
3.06 | Centering and shuttering including strutting, propping etc. and removal of form for :Columns, Pillars, Piers, Abutments, Posts and Struts. | 580.00 | Sqm | 733.70 | 500.00 | 290000.00 | 554.34 | 321517.20 | 535.00 | 310300.00 | 405.00 | 234900.00 | 300.00 | 174000.00 | 450.00 | 261000.00 | 630.00 | 365400.00 | 778.00 | 451240.00 | 280.00 | 162400.00 | 778.00 | 451240.00 | 200.00 | 116000.00 | 116000.00 | WESTERN OUTDOOR STRUCTURES PRIVATE LIMITED
3.07 | Centering and shuttering including strutting, propping etc. and removal of form for : Stairs, (excluding landings) except spiral - staircases. | 200.00 | Sqm | 622.35 | 550.00 | 110000.00 | 568.80 | 113760.00 | 515.00 | 103000.00 | 405.00 | 81000.00 | 300.00 | 60000.00 | 450.00 | 90000.00 | 550.00 | 110000.00 | 659.00 | 131800.00 | 310.00 | 62000.00 | 660.00 | 132000.00 | 200.00 | 40000.00 | 40000.00 | WESTERN OUTDOOR STRUCTURES PRIVATE LIMITED
3.08 | Centering and shuttering including strutting, propping etc. and removal of form for : Edges of slabs and breaks in floors and walls- Under 20 cm wide | 326.00 | Metre | 173.25 | 150.00 | 48900.00 | 338.60 | 110383.60 | 145.00 | 47270.00 | 90.00 | 29340.00 | 300.00 | 97800.00 | 150.00 | 48900.00 | 200.00 | 65200.00 | 183.00 | 59658.00 | 95.00 | 30970.00 | 184.00 | 59984.00 | 200.00 | 65200.00 | 29340.00 | S G CONSTRUCTIONS
3.09 | Extra for additional height in centering, shuttering where ever required with adequate bracing propping, etc. including cost of deshuttering and decentering at all levels ,over a height of 3.5 m for every additional height of 1m or part there of (plan area to be measured) Suspended floors, roofs, landing, beams and balconies (plan area to be measured) | 1140.00 | Sqm | 287.50 | 180.00 | 205200.00 | 126.53 | 144244.20 | 215.00 | 245100.00 | 162.00 | 184680.00 | 150.00 | 171000.00 | 200.00 | 228000.00 | 145.00 | 165300.00 | 302.00 | 344280.00 | 150.00 | 171000.00 | 305.00 | 347700.00 | 150.00 | 171000.00 | 144244.20 | Epack Polymers Pvt Ltd
3.10 | Steel reinforcement for R.C.C. work including straightening, cutting, bending, placing in position and binding all complete upto plinth level. Thermo-Mechanically Treated bars of grade Fe-500D or more. | 33020.00 | Kg | 83.50 | 65.00 | 2146300.00 | 82.56 | 2726131.20 | 73.00 | 2410460.00 | 67.50 | 2228850.00 | 70.00 | 2311400.00 | 72.00 | 2377440.00 | 84.00 | 2773680.00 | 88.50 | 2922270.00 | 86.00 | 2839720.00 | 89.00 | 2938780.00 | 74.00 | 2443480.00 | 2146300.00 | M/s Anil Enterprises
3.11 | Steel reinforcement for R.C.C. work including straightening, cutting, bending, placing in position and binding all complete above plinth level. Thermo-Mechanically Treated bars of grade Fe-500D or more. | 60760.00 | Kg | 83.50 | 65.00 | 3949400.00 | 83.38 | 5066168.80 | 77.00 | 4678520.00 | 67.50 | 4101300.00 | 70.00 | 4253200.00 | 72.00 | 4374720.00 | 84.00 | 5103840.00 | 88.50 | 5377260.00 | 87.00 | 5286120.00 | 89.00 | 5407640.00 | 74.00 | 4496240.00 | 3949400.00 | M/s Anil Enterprises
3.12 | Providing and laying in position ready mixed M-25 grade concrete for reinforced cement concrete work, and cement content as per approved design mix, and manufactured in fully automatic batching plant and transported to site of work in transit mixer for all leads, having continuous agitated mixer, manufactured as per mix design of specified grade for reinforced cement concrete work, including pumping of R.M.C. from transit mixer to site of laying, excluding the cost of centering, shuttering, finishing and reinforcement, including cost of admixtures in recommended proportions as per IS : 9103 to accelerate / retard setting of concrete, improve workability without impairing strength and durability as per direction of the Engineer - in - charge. (Note :- Cement content considered in this item is @ 330 kg/cum. Excess/less cement used as per design mix is payable/recoverable separately). a) All work up to plinth level | 254.00 | Cum | 8398.65 | 8200.00 | 2082800.00 | 8870.77 | 2253175.58 | 8800.00 | 2235200.00 | 7650.00 | 1943100.00 | 7000.00 | 1778000.00 | 7550.00 | 1917700.00 | 8000.00 | 2032000.00 | 8477.00 | 2153158.00 | 8000.00 | 2032000.00 | 8907.00 | 2262378.00 | 8100.00 | 2057400.00 | 1778000.00 | Shri Balaji Construction
3.13 | Providing and laying in position ready mixed M-25 grade concrete for reinforced cement concrete work, and cement content as per approved design mix, and manufactured in fully automatic batching plant and transported to site of work in transit mixer for all leads, having continuous agitated mixer, manufactured as per mix design of specified grade for reinforced cement concrete work, including pumping of R.M.C. from transit mixer to site of laying, excluding the cost of centering, shuttering, finishing and reinforcement, including cost of admixtures in recommended proportions as per IS : 9103 to accelerate / retard setting of concrete, improve workability without impairing strength and durability as per direction of the Engineer - in - charge. (Note :- Cement content considered in this item is @ 330 kg/cum. Excess/less cement used as per design mix is payable/recoverable separately). b) All works above plinth level upto floor V level | 434.00 | Cum | 9802.20 | 9000.00 | 3906000.00 | 9314.31 | 4042410.54 | 9250.00 | 4014500.00 | 8100.00 | 3515400.00 | 7500.00 | 3255000.00 | 7700.00 | 3341800.00 | 8500.00 | 3689000.00 | 9964.00 | 4324376.00 | 8200.00 | 3558800.00 | 10395.00 | 4511430.00 | 8300.00 | 3602200.00 | 3255000.00 | Shri Balaji Construction
3.14 | Extra for providing richer mixes at all floor levels. Note:- Excess/less cement over the specified cement content used is payable /recoverable separately. Providing M-30 grade concrete instead of M-25 grade BMC/ RMC. (Note:- Cement content considered in M-30 is @ 340 kg/cum) | 688.00 | Cum | 69.75 | 65.00 | 44720.00 | 887.08 | 610311.04 | 85.00 | 58480.00 | 63.00 | 43344.00 | 500.00 | 344000.00 | 60.00 | 41280.00 | 73.00 | 50224.00 | 10390.00 | 7148320.00 | 180.00 | 123840.00 | 74.00 | 50912.00 | 75.00 | 51600.00 | 41280.00 | Dnova Infracon Pvt Ltd
3.15 | Add for using extra cement in the items of design mix over and above the specified cement content therein. | 138.00 | Qtl. | 673.30 | 600.00 | 82800.00 | 887.08 | 122417.04 | 570.00 | 78660.00 | 630.00 | 86940.00 | 1000.00 | 138000.00 | 650.00 | 89700.00 | 670.00 | 92460.00 | 713.00 | 98394.00 | 700.00 | 96600.00 | 714.00 | 98532.00 | 600.00 | 82800.00 | 78660.00 | VISHNU SARAN AND COMPANY
4.00 | SH: - 4- BRICK WORK
4.01 | Brick work with common burnt clay F.P.S. (non modular) bricks of class designation 7.5 in foundation and plinth in: Cement mortar 1:6 (1 cement : 6 coarse sand) | 93.00 | Cum | 6157.45 | 5200.00 | 483600.00 | 6826.16 | 634832.88 | 7200.00 | 669600.00 | 6750.00 | 627750.00 | 5500.00 | 511500.00 | 6700.00 | 623100.00 | 6800.00 | 632400.00 | 6759.00 | 628587.00 | 5550.00 | 516150.00 | 6530.00 | 607290.00 | 5600.00 | 520800.00 | 483600.00 | M/s Anil Enterprises
4.02 | Brick work with common burnt clay F.P.S. (non modular) bricks of class designation 7.5 in superstructure above plinth level up to floor V level in all shapes and sizes in : Cement mortar 1:6 (1 cement : 6 coarse sand) | 355.00 | Cum | 7590.45 | 6500.00 | 2307500.00 | 7167.47 | 2544451.85 | 7600.00 | 2698000.00 | 6840.00 | 2428200.00 | 5500.00 | 1952500.00 | 6850.00 | 2431750.00 | 6900.00 | 2449500.00 | 8045.00 | 2855975.00 | 5750.00 | 2041250.00 | 8050.00 | 2857750.00 | 5600.00 | 1988000.00 | 1952500.00 | Shri Balaji Construction
4.03 | Half brick masonry with common burnt clay F.P.S. (non modular) bricks of class designation 7.5 in superstructure above plinth level up to floor V level. Cement mortar 1:4 (1 cement :4 coarse sand) | 227.00 | Sqm | 932.10 | 800.00 | 181600.00 | 979.62 | 222373.74 | 985.00 | 223595.00 | 810.00 | 183870.00 | 5600.00 | 1271200.00 | 950.00 | 215650.00 | 1000.00 | 227000.00 | 988.00 | 224276.00 | 750.00 | 170250.00 | 988.00 | 224276.00 | 900.00 | 204300.00 | 170250.00 | SHUBH RAAG INFRA BUILDS PRIVATE LIMITED
4.04 | Extra for providing and placing in position 2 Nos 6mm dia. M.S. bars at every third course of half brick masonry. | 227.00 | Sqm | 80.10 | 70.00 | 15890.00 | 244.91 | 55594.57 | 72.00 | 16344.00 | 90.00 | 20430.00 | 100.00 | 22700.00 | 80.00 | 18160.00 | 73.00 | 16571.00 | 85.00 | 19295.00 | 80.00 | 18160.00 | 85.00 | 19295.00 | 100.00 | 22700.00 | 15890.00 | M/s Anil Enterprises
5.00 | 5 - MARBLE & GRANITE WORK
5.01 | Providing and fixing 18 mm thick gang saw cut, mirror polished, premoulded and prepolished, machine cut for kitchen platforms, vanity counters, window sills , facias and similar locations of required size, approved shade, colour and texture laid over 20 mm thick base cement mortar 1:4 (1 cement : 4 coarse sand), joints treated with white cement, mixed with matching pigment, epoxy touch ups, including rubbing, curing, moulding and polishing to edges to give high gloss finish etc. complete at all levels. Granite of any colour and shade - Area of slab over 0.50 sqm | 17.00 | Sqm | 4007.65 | 3200.00 | 54400.00 | 2367.97 | 40255.49 | 3700.00 | 62900.00 | 3600.00 | 61200.00 | 3500.00 | 59500.00 | 2800.00 | 47600.00 | 3500.00 | 59500.00 | 4247.00 | 72199.00 | 3250.00 | 55250.00 | 4472.00 | 76024.00 | 3200.00 | 54400.00 | 40255.49 | Epack Polymers Pvt Ltd
5.02 | Extra for fixing marble /granite stone, over and above corresponding basic item, in facia and drops of width upto 150 mm with epoxy resin based adhesive, including cleaning etc. complete. | 20.00 | Metre | 434.25 | 400.00 | 8000.00 | 528.75 | 10575.00 | 220.00 | 4400.00 | 405.00 | 8100.00 | 4000.00 | 80000.00 | 350.00 | 7000.00 | 500.00 | 10000.00 | 460.00 | 9200.00 | 150.00 | 3000.00 | 461.00 | 9220.00 | 450.00 | 9000.00 | 3000.00 | SHUBH RAAG INFRA BUILDS PRIVATE LIMITED
5.03 | Providing edge moulding to 18 mm thick marble stone counters, Vanities etc., including machine polishing to edge to give high gloss finish etc. complete as per design approved by Engineer-in-charge. Granite work | 20.00 | Metre | 376.25 | 330.00 | 6600.00 | 117.50 | 2350.00 | 360.00 | 7200.00 | 360.00 | 7200.00 | 200.00 | 4000.00 | 300.00 | 6000.00 | 440.00 | 8800.00 | 460.00 | 9200.00 | 110.00 | 2200.00 | 399.00 | 7980.00 | 350.00 | 7000.00 | 2200.00 | SHUBH RAAG INFRA BUILDS PRIVATE LIMITED
5.04 | Extra for providing opening of required size & shape for wash basin/ kitchen sink in kitchen platform, vanity counter and similar location in marble/ granite/ stone work, including necessary holes for pillar taps etc. including moulding, rubbing and polishing of cut edges etc. complete. | 16.00 | Each | 734.55 | 700.00 | 11200.00 | 881.25 | 14100.00 | 650.00 | 10400.00 | 585.00 | 9360.00 | 500.00 | 8000.00 | 600.00 | 9600.00 | 950.00 | 15200.00 | 779.00 | 12464.00 | 150.00 | 2400.00 | 779.00 | 12464.00 | 700.00 | 11200.00 | 2400.00 | SHUBH RAAG INFRA BUILDS PRIVATE LIMITED
5.05 | Providng and fixing Ist Quality 18mm thick mirror polished granite stone in skirting, dado and cladding fixed on 12mm (average) thick cement mortar 1:3 (1 cement : 3 coarse sand) and jointed with white cement slurry mixed with pigment to match the shade of slab including curing, cleaning complete at all levels. a) Mirrior polished granite stone slab of any approved colour and shade | 88.00 | Sqm | 3162.79 | 3000.00 | 264000.00 | 2959.96 | 260476.48 | 3900.00 | 343200.00 | 3600.00 | 316800.00 | 4000.00 | 352000.00 | 2800.00 | 246400.00 | 3300.00 | 290400.00 | 4465.00 | 392920.00 | 3600.00 | 316800.00 | 4250.00 | 374000.00 | 3100.00 | 272800.00 | 246400.00 | Dnova Infracon Pvt Ltd
5.06 | Providing and laying Polished Granite stone flooring in required design and patterns, in linear as well as curvilinear portions of the building all complete as per the architectural drawings with 18 mm thick stone slab over 20 mm (average) thick base of cement mortar 1:4 (1 cement : 4 coarse sand) laid and jointed with cement slurry and pointing with white cement slurry admixed with pigment of matching shade including rubbing , curing and polishing etc. all complete as specified and as directed by the Engineer-in-Charge. Polished Granite stone slab jet Black, Cherry Red, Elite Brown, Cat Eye or quivalent. | 1661.00 | Sqm | 3526.60 | 3000.00 | 4983000.00 | 2431.21 | 4038239.81 | 3715.00 | 6170615.00 | 3330.00 | 5531130.00 | 3000.00 | 4983000.00 | 2800.00 | 4650800.00 | 3300.00 | 5481300.00 | 4247.00 | 7054267.00 | 3250.00 | 5398250.00 | 3740.00 | 6212140.00 | 2300.00 | 3820300.00 | 3820300.00 | WESTERN OUTDOOR STRUCTURES PRIVATE LIMITED
5.07 | Providing and laying flamed finish Granite stone flooring in required design and patterns, in linear as well as curvilinear portions of the building all complete as per the architectural drawings with 18 mm thick stone slab over 20 mm (average) thick base of cement mortar 1:4 (1 cement : 4 coarse sand) laid and jointed with cement slurry and pointing with white cement slurry admixed with pigment of matching shade including rubbing, curing and polishing etc. all complete as specified and as directed by the Engineer-in-Charge : Flamed finish granite stone slab Jet Black, Cherry Red, Elite Brown, Cat Eye or equivalent. | 164.00 | Sqm | 2476.45 | 2800.00 | 459200.00 | 2309.65 | 378782.60 | 2950.00 | 483800.00 | 3060.00 | 501840.00 | 4000.00 | 656000.00 | 1800.00 | 295200.00 | 3100.00 | 508400.00 | 4247.00 | 696508.00 | 3550.00 | 582200.00 | 2626.00 | 430664.00 | 2300.00 | 377200.00 | 295200.00 | Dnova Infracon Pvt Ltd
5.08 | Extra for providing and applying minimum two coats of Ferrocrete/Leticrete Sealer or approved equivalent on the back surface and sides of the Granite with a brush or roller to act as a barrier coat against stains, soling, discoloration and effloroscence including cleaning the surface with brush or roller, mopping with moist cloth and allowing it to dry before application all complete as per direction of Engineer-in-charge.(Raw Surface) Note : Granite stone flooring shall be paid for separately under respective item. | 1661.00 | Sqm | 64.72 | 60.00 | 99660.00 | 117.50 | 195167.50 | 255.00 | 423555.00 | 63.00 | 104643.00 | 500.00 | 830500.00 | 65.00 | 107965.00 | 73.00 | 121253.00 | 1200.00 | 1993200.00 | 125.00 | 207625.00 | 225.00 | 373725.00 | 50.00 | 83050.00 | 83050.00 | WESTERN OUTDOOR STRUCTURES PRIVATE LIMITED
5.09 | Extra for providing and applying minimum two coats of Ferrocrete/Leticrete Impregnator sealer or approved equivalent with a brush / roller on the top surface and sides of the Granite to act as a barrier coat against stains, soling, discoloration and effloroscence including cleaning the surface with brush or roller, mopping with moist cloth and allowing it to dry before application all complete as per direction of Engineer-in-charge.(Polished Surface). Note : Granite stone flooring shall be paid for separately under respective item. | 1661.00 | Sqm | 101.32 | 60.00 | 99660.00 | 58.75 | 97583.75 | 315.00 | 523215.00 | 63.00 | 104643.00 | 500.00 | 830500.00 | 65.00 | 107965.00 | 100.00 | 166100.00 | 1200.00 | 1993200.00 | 115.00 | 191015.00 | 225.00 | 373725.00 | 90.00 | 149490.00 | 97583.75 | Epack Polymers Pvt Ltd
6.00 | SH: - 6 - WOOD AND PVC WORK
6.01 | Providing and fixing ISI marked flush door shutters conforming to IS : 2202 (Part I) non-decorative type, core of block board construction with frame of 1st class hard wood and well matched commercial 3 ply veneering with vertical grains or cross bands and face veneers on both faces of shutters: 35 mm thick including ISI marked Stainless Steel butt hinges with necessary screws | 59.00 | Sqm | 1886.70 | 2300.00 | 135700.00 | 3068.23 | 181025.57 | 2315.00 | 136585.00 | 2700.00 | 159300.00 | 3000.00 | 177000.00 | 2850.00 | 168150.00 | 1600.00 | 94400.00 | 350.00 | 20650.00 | 2250.00 | 132750.00 | 3207.00 | 189213.00 | 1715.00 | 101185.00 | 20650.00 | Saariga Constructions Private Limited
6.02 | Providing & Fixing decorative high pressure laminated sheet of plain / wood grain in gloss / matt / suede finish with high density protective surface layer and reverse side of adhesive bonding quality conforming to IS : 2046 Type S, including cost of adhesive of approved quality. 1.0 mm thick | 113.00 | Sqm | 717.65 | 800.00 | 90400.00 | 3835.29 | 433387.77 | 915.00 | 103395.00 | 603.00 | 68139.00 | 1000.00 | 113000.00 | 600.00 | 67800.00 | 870.00 | 98310.00 | 350.00 | 39550.00 | 750.00 | 84750.00 | 761.00 | 85993.00 | 652.00 | 73676.00 | 39550.00 | Saariga Constructions Private Limited
6.03 | Providing and fixing aluminium extruded section body tubular type universal hydraulic door closer (having brand logo with ISI, IS : 3564, embossed on the body, door weight upto 36 kg to 80 kg and door width from 701 mm to 1000 mm), with double speed adjustment with necessary accessories and screws etc. complete. | 21.00 | Each | 851.60 | 1000.00 | 21000.00 | 14687.50 | 308437.50 | 3450.00 | 72450.00 | 1305.00 | 27405.00 | 3000.00 | 63000.00 | 1900.00 | 39900.00 | 1000.00 | 21000.00 | 903.00 | 18963.00 | 2200.00 | 46200.00 | 903.00 | 18963.00 | 851.00 | 17871.00 | 17871.00 | WESTERN OUTDOOR STRUCTURES PRIVATE LIMITED
6.04 | Providing and fixing stainless steel sliding door bolts of approved brand with nuts and screws etc. complete: 250x16 mm | 18.00 | Each | 317.55 | 450.00 | 8100.00 | 763.75 | 13747.50 | 355.00 | 6390.00 | 450.00 | 8100.00 | 300.00 | 5400.00 | 150.00 | 2700.00 | 365.00 | 6570.00 | 180.00 | 3240.00 | 380.00 | 6840.00 | 178.00 | 3204.00 | 317.00 | 5706.00 | 2700.00 | Dnova Infracon Pvt Ltd
6.05 | Providing and fixing stainless steel handles approved brand with necessary screws etc. complete : 125 mm | 36.00 | Each | 65.28 | 150.00 | 5400.00 | 705.00 | 25380.00 | 155.00 | 5580.00 | 270.00 | 9720.00 | 200.00 | 7200.00 | 100.00 | 3600.00 | 73.00 | 2628.00 | 105.00 | 3780.00 | 70.00 | 2520.00 | 80.00 | 2880.00 | 65.00 | 2340.00 | 2340.00 | WESTERN OUTDOOR STRUCTURES PRIVATE LIMITED
6.06 | Providing and fixing stainless steel tower bolts of approved brand with necessary screws etc. complete: 250x10 mm | 17.00 | Each | 244.11 | 200.00 | 3400.00 | 587.50 | 9987.50 | 380.00 | 6460.00 | 270.00 | 4590.00 | 200.00 | 3400.00 | 150.00 | 2550.00 | 280.00 | 4760.00 | 105.00 | 1785.00 | 55.00 | 935.00 | 80.00 | 1360.00 | 244.00 | 4148.00 | 935.00 | SHUBH RAAG INFRA BUILDS PRIVATE LIMITED
6.07 | Providing and fixing stainless steel tower bolts of approved brand with necessary screws etc. complete: 150x10 mm | 17.00 | Each | 151.59 | 150.00 | 2550.00 | 470.00 | 7990.00 | 310.00 | 5270.00 | 144.00 | 2448.00 | 200.00 | 3400.00 | 150.00 | 2550.00 | 160.00 | 2720.00 | 105.00 | 1785.00 | 65.00 | 1105.00 | 60.00 | 1020.00 | 151.00 | 2567.00 | 1020.00 | RISHAV SHELTERS PVT. LTD
6.08 | Providing and fixing aluminium hanging floor door stopper, ISI marked, anodised (anodic coating not less than grade AC 10 as per IS : 1868) transparent or dyed to required colour and shade, with necessary screws etc. complete. Twin rubber stopper | 21.00 | Each | 62.05 | 80.00 | 1680.00 | 352.50 | 7402.50 | 180.00 | 3780.00 | 90.00 | 1890.00 | 230.00 | 4830.00 | 120.00 | 2520.00 | 72.00 | 1512.00 | 66.00 | 1386.00 | 60.00 | 1260.00 | 66.00 | 1386.00 | 62.00 | 1302.00 | 1260.00 | SHUBH RAAG INFRA BUILDS PRIVATE LIMITED
6.09 | Providing and fixing partition upto ceiling height consisting of G.I. frame and required board, including providing and fixing of frame work made of special section power pressed/ roll form G.I. sheet with zinc coating of 120 ms/sqm(both side inclusive), consisting of floor and ceiling channel 50mm wide having equal flanges of 32 mm and 0.50 mm thick, fixed to the floor and ceiling at the spacing of 610 mm centre to centre with dash fastener of 12.5 mm dia meter 50 mm length or suitable anchor fastener or metal screws with nylon plugs and the studs 48 mm wide having one flange of 34 mm and other flange 36 mm and 0.50 mm thick fixed vertically within flanges of floor and ceiling channel and placed at a spacing of 610 mm centre to centre by 6 mm dia bolts and nuts, including fixing of studs along both ends of partition fixed flush to wall with suitable anchor fastener or metal screws with nylon plugs at spacing of 450 mm centre to centre, and fixing of boards to both side of frame work by 25 mm long dry wall screws on studs, floor and ceiling channels at the spacing of 300 mm centre to centre. The boards are to be fixed to the frame work with joints staggered to avoid through cracks, M.S. fixing channel of 99 mm width (0.9 mm thick having two flanges of 9.5 mm each) to be provided at the horizontal joints of two boards, fixed to the studs using metal to metal flat head screws, including jointing and finishing to a flush finish with recommended jointing compound, jointing tape, angle beads at corners (25 mm x 25 mm x 0.5 mm), joint finisher and two coats of primer suitable for board as per manufacture’s specification and direction of engineer in charge all complete. Continued.... | 387.00 | Sqm | 1687.60 | 1600.00 | 619200.00 | 1645.00 | 636615.00 | 1450.00 | 561150.00 | 1620.00 | 626940.00 | 1550.00 | 599850.00 | 1500.00 | 580500.00 | 1850.00 | 715950.00 | 1802.00 | 697374.00 | 1050.00 | 406350.00 | 1790.00 | 692730.00 | 1250.00 | 483750.00 | 406350.00 | SHUBH RAAG INFRA BUILDS PRIVATE LIMITED
6.09 | 66mm overall thickness partition using 8mm thick double skin non- asbestos multipurpose cement board reinforced with cellulose fibre manufactured through autoclaving process (High pressure steam cured) as per IS : 14862 with suitable fibre cement screws
6.10 | Providing and fixing cup board shutters with 25 mm thick veneered particle board IS : 3097 marked, exterior grade (Grade I), of approved make, including IInd class teak wood lipping of 25 mm wide x 12 mm thick with necessary screws and bright finished stainless steel piano hinges, complete as per direction of Engineer-in-Charge. a) With decorative veneering on one side and commercial veneering on other side. | 100.00 | Sqm | 1647.95 | 1800.00 | 180000.00 | 8812.50 | 881250.00 | 1675.00 | 167500.00 | 1575.00 | 157500.00 | 7000.00 | 700000.00 | 1450.00 | 145000.00 | 1850.00 | 185000.00 | 1746.00 | 174600.00 | 3850.00 | 385000.00 | 1748.00 | 174800.00 | 1300.00 | 130000.00 | 130000.00 | WESTERN OUTDOOR STRUCTURES PRIVATE LIMITED
7.00 | SH: - 7 - STEEL WORK
7.01 | Structural steel work riveted, bolted or welded in built up sections, trusses and framed work, including cutting, hoisting, fixing in position and applying a priming coat of approved steel primer all complete. | 36660.00 | Kg | 101.75 | 110.00 | 4032600.00 | 135.13 | 4953865.80 | 115.00 | 4215900.00 | 90.00 | 3299400.00 | 100.00 | 3666000.00 | 115.00 | 4215900.00 | 118.00 | 4325880.00 | 150.00 | 5499000.00 | 110.00 | 4032600.00 | 130.00 | 4765800.00 | 120.00 | 4399200.00 | 3299400.00 | S G CONSTRUCTIONS
7.02 | Supplying and fixing rolling shutters of approved make, made of required size M.S. laths, interlocked together through their entire length and jointed together at the end by end locks, mounted on specially designed pipe shaft with brackets, side guides and arrangements for inside and outside locking with push and pull operation complete, including the cost of providing and fixing necessary 27.5 cm long wire springs manufactured from high tensile steel wire of adequate strength conforming to IS: 4454 - part 1 and M.S. top cover of required thickness for rolling shutters. 80x1.25 mm M.S. laths with 1.25 mm thick top cover | 20.00 | Sqm | 2944.10 | 2800.00 | 56000.00 | 3877.50 | 77550.00 | 3500.00 | 70000.00 | 4050.00 | 81000.00 | 4000.00 | 80000.00 | 3000.00 | 60000.00 | 4000.00 | 80000.00 | 3121.00 | 62420.00 | 3450.00 | 69000.00 | 3122.00 | 62440.00 | 2600.00 | 52000.00 | 52000.00 | WESTERN OUTDOOR STRUCTURES PRIVATE LIMITED
7.03 | Providing and fixing ball bearing for rolling shutters. | 8.00 | Each | 419.85 | 500.00 | 4000.00 | 1410.00 | 11280.00 | 750.00 | 6000.00 | 540.00 | 4320.00 | 1500.00 | 12000.00 | 400.00 | 3200.00 | 580.00 | 4640.00 | 445.00 | 3560.00 | 2100.00 | 16800.00 | 445.00 | 3560.00 | 400.00 | 3200.00 | 3200.00 | WESTERN OUTDOOR STRUCTURES PRIVATE LIMITED, Dnova Infracon Pvt Ltd
7.04 | Steel work in built up tubular (round, square or rectangular hollow tubes etc.) trusses etc., including cutting, hoisting, fixing in position and applying a priming coat of approved steel primer, including welding and bolted with special shaped washers etc. complete. Electric resistance or induction butt welded tubes. | 123410.00 | Kg | 129.35 | 115.00 | 14192150.00 | 135.13 | 16676393.30 | 154.00 | 19005140.00 | 108.00 | 13328280.00 | 110.00 | 13575100.00 | 115.00 | 14192150.00 | 132.00 | 16290120.00 | 150.00 | 18511500.00 | 115.00 | 14192150.00 | 140.00 | 17277400.00 | 122.00 | 15056020.00 | 13328280.00 | S G CONSTRUCTIONS
7.05 | Providing and fixing mild steel round holding down bolts with nuts and washer plates complete. | 1008.00 | Kg | 83.85 | 90.00 | 90720.00 | 200.10 | 201700.80 | 135.00 | 136080.00 | 126.00 | 127008.00 | 110.00 | 110880.00 | 115.00 | 115920.00 | 130.00 | 131040.00 | 150.00 | 151200.00 | 123.00 | 123984.00 | 89.00 | 89712.00 | 122.00 | 122976.00 | 89712.00 | RISHAV SHELTERS PVT. LTD
7.06 | Steel work welded in built up sections/ framed work, including cutting, hoisting, fixing in position and applying a priming coat of approved steel primer using structural steel etc. as required. a) In gratings, frames, guard bar, ladder, railings, brackets, gates and similar works | 34720.00 | Kg | 131.00 | 100.00 | 3472000.00 | 135.13 | 4691713.60 | 115.00 | 3992800.00 | 90.00 | 3124800.00 | 110.00 | 3819200.00 | 115.00 | 3992800.00 | 125.00 | 4340000.00 | 150.00 | 5208000.00 | 115.00 | 3992800.00 | 140.00 | 4860800.00 | 122.00 | 4235840.00 | 3124800.00 | S G CONSTRUCTIONS
7.07 | Providing and fixing stainless steel ( Grade 304) railing made of Hollow tubes, channels, plates etc., including welding, grinding, buffing, polishing and making curvature (wherever required) and fitting the same with necessary stainless steel nuts and bolts complete, i/c fixing the railing with necessary accessories & stainless steel dash fasteners , stainless steel bolts etc., of required size, on the top of the floor or the side of waist slab with suitable arrangement as per approval of Engineer-in-charge, ( for payment purpose only weight of stainless steel members shall be considered excluding fixing accessories such as nuts, bolts, fasteners etc.). | 6100.00 | Kg | 575.45 | 500.00 | 3050000.00 | 646.25 | 3942125.00 | 590.00 | 3599000.00 | 630.00 | 3843000.00 | 600.00 | 3660000.00 | 500.00 | 3050000.00 | 600.00 | 3660000.00 | 610.00 | 3721000.00 | 505.00 | 3080500.00 | 800.00 | 4880000.00 | 750.00 | 4575000.00 | 3050000.00 | M/s Anil Enterprises, Dnova Infracon Pvt Ltd
7.08 | Providing & fixing welded steel wire fabric of required width rectangular mesh ( Grid size 70x25mm) including cutting, hoisting, fixing in position and applying a priming coat of approved steel primer, including welding and bolted etc. all complete. | 1310.00 | Kg | 111.74 | 120.00 | 157200.00 | 141.00 | 184710.00 | 135.00 | 176850.00 | 90.00 | 117900.00 | 150.00 | 196500.00 | 110.00 | 144100.00 | 115.00 | 150650.00 | 90.00 | 117900.00 | 135.00 | 176850.00 | 79.00 | 103490.00 | 111.00 | 145410.00 | 103490.00 | RISHAV SHELTERS PVT. LTD
8.00 | SH: -8 - FLOORING
8.01 | Cement concrete flooring 1:2:4 (1 cement : 2 coarse sand : 4 graded stone aggregate) finished with a floating coat of neat cement, including cement slurry, but excluding the cost of nosing of steps etc. complete. 40 mm thick with 20 mm nominal size stone aggregate | 200.00 | Sqm | 498.35 | 450.00 | 90000.00 | 566.67 | 113334.00 | 600.00 | 120000.00 | 405.00 | 81000.00 | 600.00 | 120000.00 | 450.00 | 90000.00 | 380.00 | 76000.00 | 528.00 | 105600.00 | 410.00 | 82000.00 | 529.00 | 105800.00 | 490.00 | 98000.00 | 76000.00 | LUMOS INFRA PVT LTD
8.02 | Providing and laying vitrified floor tiles in different sizes (thickness 8mm to 10 mm) with water absorption less than 0.08% and conforming to IS: 15622, of approved make, in all colours and shades, laid on 20mm thick cement mortar 1:4 (1 cement : 4 coarse sand), jointing with grey cement slurry @ 3.3 kg/ sqm including grouting the joints with white cement and matching pigments etc., complete. Size of Tile 600x600 mm | 355.00 | Sqm | 1500.55 | 1200.00 | 426000.00 | 1385.20 | 491746.00 | 1500.00 | 532500.00 | 990.00 | 351450.00 | 1200.00 | 426000.00 | 1350.00 | 479250.00 | 1300.00 | 461500.00 | 1590.00 | 564450.00 | 1050.00 | 372750.00 | 1591.00 | 564805.00 | 900.00 | 319500.00 | 319500.00 | WESTERN OUTDOOR STRUCTURES PRIVATE LIMITED
8.03 | Providing and laying Vitrified tiles in different sizes (thickness 8mm to 10 mm), with water absorption less than 0.08% and conforming to IS: 15622, of approved brand & manufacturer, in all colours and shade, in skirting, riser of steps, laid with cement based high polymer modified quick set tile adhesive (water based) conforming to IS: 15477, in average 6 mm thickness, including grouting of joints (Payment for grouting of joints to be made separately). a) Size of Tile 600x600 mm | 41.00 | Sqm | 1734.00 | 1350.00 | 55350.00 | 1454.46 | 59632.86 | 1575.00 | 64575.00 | 1008.00 | 41328.00 | 1200.00 | 49200.00 | 1350.00 | 55350.00 | 1500.00 | 61500.00 | 1590.00 | 65190.00 | 1200.00 | 49200.00 | 1839.00 | 75399.00 | 1734.00 | 71094.00 | 41328.00 | S G CONSTRUCTIONS
8.04 | Providing and fixing Ist quality ceramic glazed wall tiles conforming to IS: 15622 (thickness to be specified by the manufacturer), of approved make, in all colours, shades except burgundy, bottle green, black of any size as approved by Engineer-in-Charge, in skirting, risers of steps and dados, over 12 mm thick bed of cement mortar 1:3 (1 cement : 3 coarse sand) and jointing with grey cement slurry @ 3.3kg per sqm, including pointing in white cement mixed with pigment of matching shade complete. | 459.00 | Sqm | 1030.30 | 900.00 | 413100.00 | 1246.31 | 572056.29 | 873.00 | 400707.00 | 720.00 | 330480.00 | 1400.00 | 642600.00 | 1000.00 | 459000.00 | 980.00 | 449820.00 | 1030.00 | 472770.00 | 720.00 | 330480.00 | 1093.00 | 501687.00 | 890.00 | 408510.00 | 330480.00 | SHUBH RAAG INFRA BUILDS PRIVATE LIMITED, S G CONSTRUCTIONS
9.00 | SH: -9 -ROOFING AND CEILING SYSTEM
9.01 | Providing and fixing precoated galvanised iron profile sheets (size, shape and pitch of corrugation as approved by Engineer-in-charge) 0.50 mm (+ 0.05 %) total coated thickness with zinc coating 120 grams per sqm as per IS: 277, in 240 mpa steel grade, 5-7 microns epoxy primer on both side of the sheet and polyester top coat 15-18 microns. Sheet should have protective guard film of 25 microns minimum to avoid scratches during transportation and should be supplied in single length upto 12 metre or as desired by Engineerin- charge. The sheet shall be fixed using self drilling /self tapping screws of size (5.5x 55 mm) with EPDM seal, complete upto any pitch in horizontal/ vertical or curved surfaces, excluding the cost of purlins, rafters and trusses and including cutting to size and shape wherever required. | 220.00 | sqm | 627.55 | 550.00 | 121000.00 | 934.13 | 205508.60 | 680.00 | 149600.00 | 810.00 | 178200.00 | 600.00 | 132000.00 | 600.00 | 132000.00 | 875.00 | 192500.00 | 2000.00 | 440000.00 | 805.00 | 177100.00 | 666.00 | 146520.00 | 700.00 | 154000.00 | 121000.00 | M/s Anil Enterprises
9.02 | Providing and fixing on wall face unplasticised Rigid PVC rain water pipes conforming to IS : 13592 Type A, including jointing with seal ring conforming to IS : 5382, leaving 10 mm gap for thermal expansion, - Single socketed pipes 160 mm diameter | 181.00 | Metre | 617.78 | 550.00 | 99550.00 | 728.50 | 131858.50 | 515.00 | 93215.00 | 810.00 | 146610.00 | 1100.00 | 199100.00 | 1150.00 | 208150.00 | 875.00 | 158375.00 | 1235.00 | 223535.00 | 370.00 | 66970.00 | 324.00 | 58644.00 | 550.00 | 99550.00 | 58644.00 | RISHAV SHELTERS PVT. LTD
9.03 | Providing and fixing on wall face unplasticised - PVC moulded fittings/ accessories for unplasticised Rigid PVC rain water pipes conforming to IS : 13592 Type A, including jointing with seal ring conforming to IS : 5382, leaving 10 mm gap for thermal expansion. Coupler 160 mm | 96.00 | Each | 111.49 | 100.00 | 9600.00 | 235.00 | 22560.00 | 350.00 | 33600.00 | 603.00 | 57888.00 | 300.00 | 28800.00 | 300.00 | 28800.00 | 145.00 | 13920.00 | 650.00 | 62400.00 | 210.00 | 20160.00 | 125.00 | 12000.00 | 111.00 | 10656.00 | 9600.00 | M/s Anil Enterprises
9.04 | Providing and fixing on wall face unplasticised - PVC moulded fittings/ accessories for unplasticised Rigid PVC rain water pipes conforming to IS : 13592 Type A, including jointing with seal ring conforming to IS : 5382, leaving 10 mm gap for thermal expansion. Bend 87.5°-160 mm bend | 80.00 | Each | 352.83 | 300.00 | 24000.00 | 235.00 | 18800.00 | 390.00 | 31200.00 | 630.00 | 50400.00 | 300.00 | 24000.00 | 440.00 | 35200.00 | 480.00 | 38400.00 | 650.00 | 52000.00 | 350.00 | 28000.00 | 138.00 | 11040.00 | 320.00 | 25600.00 | 11040.00 | RISHAV SHELTERS PVT. LTD
9.05 | Providing and fixing false ceiling at all height including providing and fixing of frame work made of special sections, power pressed from M.S. sheets and galvanized with zinc coating of 120 gms/sqm (both side inclusive) as per IS : 277 and consisting of angle cleats of size 25 mm wide x 1.6 mm thick with flanges of 27 mm and 37mm, at 1200 mm centre to centre, one flange fixed to the ceiling with dash fastener 12.5 mm dia x 50mm long with 6mm dia bolts, other flange of cleat fixed to the angle hangers of 25x10x0.50 mm of required length with nuts & bolts of required size and other end of angle hanger fixed with intermediate G.I. channels 45x15x0.9 mm running at the spacing of 1200 mm centre to centre, to which the ceiling section 0.5 mm thick bottom wedge of 80 mm with tapered flanges of 26 mm each having lips of 10.5 mm, at 450 mm centre to centre, shall be fixed in a direction perpendicular to G.I. intermediate channel with connecting clips made out of 2.64 mm dia x 230 mm long G.I. wire at every junction, including fixing perimeter channels 0.5 mm thick 27 mm high having flanges of 20 mm and 30 mm long, the perimeter of ceiling fixed to wall/partition with the help of rawl plugs at 450 mm centre, with 25mm long dry wall screws @ 230 mm interval, including fixing of gypsum board to ceiling section and perimeter channel with the help of dry wall screws of size 3.5 x 25 mm at 230 mm c/c, including jointing and finishing to a flush finish of tapered and square edges of the board with recomme-nded jointing compound , jointing tapes , finishing with jointing compound in 3 layers covering upto 150 mm on both sides of joint and two coats of primer suitable for board, all as per manufacturer’s specification and also including the cost of making openings for light fittings, grills, diffusers, cutouts made with frame of perimeter channels suitably fixed, all complete as per drawings, specification and direction of the Engineer in Charge but excluding the cost of painting with 12.5 mm thick tapered edge gypsum moisture resistant board | 100.00 | Sqm | 1286.20 | 1100.00 | 110000.00 | 1292.50 | 129250.00 | 1080.00 | 108000.00 | 1080.00 | 108000.00 | 1300.00 | 130000.00 | 1250.00 | 125000.00 | 1180.00 | 118000.00 | 1378.00 | 137800.00 | 1100.00 | 110000.00 | 1185.00 | 118500.00 | 1250.00 | 125000.00 | 108000.00 | VISHNU SARAN AND COMPANY, S G CONSTRUCTIONS
9.06 | Providing and Fixing 15 mm thick densified regular edged eco friendly light weight calcium silicate false ceiling tiles of approved texture spintone/cosmos / Hexa or equivalent of size 595 x 595 mm in true horizontal level, suspended on inter locking metal grid of hot dipped galvanised steel sections (galvanising @ 120 grams per sqm including both side) consisting of main 'T' runner suitably spaced at joints to get required length and of size 24x38 mm made from 0.33 mm thick (minimum) sheet, spaced 1200 mm centre to centre, and cross "T" of size 24x28 mm made out of 0.33 mm (Minimum) sheet, 1200 mm long spaced between main'T' at 600 mm centre to centre to form a grid of 1200x600 mm and secondary cross 'T' of length 600 mm and size 24 x28 mm made of 0.33 mm thick (Minimum) sheet to be inter locked at middle of the 1200x 600 mm panel to from grid of size 600x600 mm, resting on periphery walls /partitions on a Perimeter wall angle pre-coated steel of size(24x24X3000 mm made of 0.40 mm thick (minimum) sheet with the help of rawl plugs at 450 mm centre to centre with 25 mm long dry wall screws @ 230 mm interval and laying 15 mm thick densified edges calcium silicate ceiling tiles of approved texture (Spintone / Cosmos/hexa) in the grid, including, cutting/ making opening for services like diffusers, grills, light fittings, fixtures, smoke detectors etc., wherever required. Main 'T' runners to be suspended from ceiling using G.I. slotted cleats of size 25x35x1.6 mm fixed to ceiling with 12.5 mm dia and 50 mm long dash fasteners, 4 mm G.I. adjustable rods with galvanised steel level clips of size 85 x 30 x 0.8 mm, spaced at 1200 mm centre to centre along main 'T' , bottom exposed with 24 mm of all T-sections shall be pre-painted with polyester baked paint, for all heights, as per specifications, drawings and as directed by engineer-in-charge. Continued... | 1278.00 | Sqm | 1643.95 | 1500.00 | 1917000.00 | 1762.50 | 2252475.00 | 1775.00 | 2268450.00 | 1305.00 | 1667790.00 | 1600.00 | 2044800.00 | 1450.00 | 1853100.00 | 1680.00 | 2147040.00 | 2000.00 | 2556000.00 | 1310.00 | 1674180.00 | 1743.00 | 2227554.00 | 1350.00 | 1725300.00 | 1667790.00 | S G CONSTRUCTIONS
9.06 | Note :- Only calcium silicate false ceiling area will be measured from wall to wall. No deduction shall be made for exposed frames/opening (cut outs) having area less than 0.30 sqm. The calcium silicate ceiling tile shall have NRC value of 0.50 (Minimum), light reflection > 85%, non - combustible as per B.S. 476 part IV, 100% humidity resistance and also having thermal conductivity <0.043 w/m 0 KC.
9.07 | Supply, Fabrication, Erection and installation of on-site single length color coated Standing Seam profile of Tata Blue Scope / Lloyd / JSW Steel / TATA BSL/ Blue scope, multi-colour , double structural architectural insulated multi zip standing seam steel roofing system; of nominal 400-450 mm effective cover width with two - three stiffener symmetrically spaced between ribs and standing seam height of 62-65 mm /as approved. The panel shall be concealed fixed with aluminium clip having 3 mm thermal pad, mechanically field seamed for increased weather durability and greater resistance to wind uplift. The feed material is manufactured from 0.55 mm Base Metal thickness (0.60 mm TCT), min. 300 MPa yield strength coated with hot dip metallic AluminiumZinc alloy coating, AZ150 (150 gms/sq.mt total on both sides) confirms to AS 1397 with Super Durable Polyester/ SMP or approved equivalent quality paint conforms to AS/NZS 2728 Class 3 of approved make having the license of Bethlehem International Engineering Corporation (BIEC) or relavent licencing authority. The coated steel shall be factory painted and oven baked with total coating thickness of nominal 35 μm, comprising of nominal 20 μm exterior coat on top surface and nominal 5 μm reverse coat on back surface over nominal 5 μm primer coat on both surfaces of approved colour shade by Engineer-In-Charge. The standing seam sheet panel Tata Blue Scope / Lloyd / JSW Steel / Blue scope, multi-colour shall be fixed on to the galvanized Z sub purlin, using extruded structural grade aluminium clips (Aluminium alloy 6005 A/ 6063-T5)/G.I. Clips fixed over minimum3 mm thick thermal pad. The head of clips shall be accurately matches the roof sheeting to ensure the sheet slides freely during thermal movement. The insulation shall be 100 mm thick (laid in two layers of 50mm with vapour barrier) fiberglass with minimum density 24 kg/m3 or Rockwool with minimum density 48 kg/m3 to achieve minimum U value of 0.26 W/m2 K, as approved by Engineer-In-Charge. Continued... | 1195.00 | Sqm | 3380.17 | 5000.00 | 5975000.00 | 2820.00 | 3369900.00 | 2150.00 | 2569250.00 | 3330.00 | 3979350.00 | 2500.00 | 2987500.00 | 750.00 | 896250.00 | 7000.00 | 8365000.00 | 7500.00 | 8962500.00 | 4200.00 | 5019000.00 | 2000.00 | 2390000.00 | 4200.00 | 5019000.00 | 896250.00 | Dnova Infracon Pvt Ltd
9.07 | The liner sheet is manufactured from 0.45 mm base metal thickness (BMT) and 0.50 mm total coated thickness (TCT). The panel shall be minimum 15 % (or as per Engineer -in -Charge) perforated backed with Non woven acoustic tissue paper, for acoustic properties. The panel shall be of 980-1015mm effective cover width, 28-30mm rib height, 186- 250 mm pitch, manufactured out of Hi tensile pre-painted sheet steel Zinc Aluminium Alloy coating-AZ150 (min. 150 gms/sq.mt total on both sides), G300 or G550 Grade, with Super durable Polyester /SMP or approved equivalent quality paint coat as per AS/NZS 2728 Class 3 of make as per the list of approved makes having the license of Bethlehem International Engineering Corporation (BIEC) or relevant licencing authority. The coated steel shall be factory painted and oven baked with total coating thickness of nominal 35 μm, comprising of nominal 20 μm exterior coat on top surface and nominal 5 μm reverse coat on back surface over nominal 5 μm primer coat on both surfaces of approved color shade by Engineer-in-charge. The item includes supply, fabrication and installation of 3mm thick aluminium (grade AA 1100) gutter with welding, all necessary accessories and fasteners to complete the system water tight.The concealed clip and bottom panel profile sheet shall be fastened with min. 25 μm Zinc-Tin alloy coated, Hex head, self-drilling screw as per AS 3566-2002 Class 3 fasteners of approved make (Buildex / Corroshield/ EJOT ). The fastener size shall be calculated as per the design. The supplier and applicator shall have the necessary ISO 9001:2000, 14001:2004 &OHSAS 18001 certification or relavent certification. The insulation material should conform to ECBC /GRIHA recommendation. Continued...
9.07 | The two sheets shall sandwich with 100 mm thick (laid in two layers of 50mm) Glass wool 24 kg/m3 or Rockwool with minimum density 48 kg/m3 insulation in two layers to achieve minimum U value of 0.26 W /mK and SITC of 39 db. A Vapour barrier of 400 gauge polythene sheet should be provide over the insulation. The entire Double skin system is installed over the structure purlin. The measurement shall be based on finished/covered surface area. The contractor shall prepare the shop drawings based on the drawings supplied by the Engineer-in-charge for approval. The rate shall includes for flashings, sealants and work shall carried out by specialized agency. (The erection / fixing / installation shall be done by specialized agency as approved by AAI) (Item includes supplying, installation and fixing of profiled metal sheeting including cost of system accessories insulation, vapour barrier, liner sheet, flashing, fasteners, gaskets, brackets screws rivets, sealants, inner closure fillers, fixtures etc complete, all machineries and all taxes, i.e. sales tax, excise duty, customs duty, GST etc.). The above work shall be carried out by an agency having sufficient experience in concerned work and should ensure a guarantee for any defective installation, material composition and water tightness for a period of 10 years from the date of completion of the said work .Only skilled and experienced persons shall be employed for this purpose.
9.08 | Providing and fixing,Flashing & Ridge Capping of plain colour coated fabricated sheet to the required size of minimum 0.60 mm TCT cold rlled steel of 550Mpa (min) yield strength confirming to ASTM A368 or AS 1595, metallic hot dip coated with zinc-aluminium alloy coating on both side (55% Aluminium, 43.5% Zinc,1.5%silicon) as per ASTM A792 or AS1397.The colour coating shall have a total coating thickness of 35μm polyester paint system as per AS/NZS-2728:1997 of approved colour, comprising of 20μm exterior coat on top surface and 5 μm reverse coat on back surface over 5μm primer coat on both surfaces of approved colour shade by Engineer-In-Charge.The flashing/Ridge capping shall be fixed using galvenised imported self drilling and self tapping fasteners with EPDM washers for perfect sealing etc complete as directed by Engineering in charge. (Item includes designing, supplying, installation and fixing of metal sheet including cost of system accessories flashing, fasteners, gaskets, brackets screws rivets, sealants, inner clousre fillers, fixtures, all achineries,carriage,all lead &lift,scaffolding and all taxes, i.e sales tax, excise duty, customs duty, GST etc.) The above work shall be carried out by an agency having sufficient experience in concerned work and should ensure a guarantee for any defective installation, material composition and water tightness for a period of 10 years from the date of completion of the said work .Only skilled and experienced persons shall be employed for this purpose. Flashing & Ridge Capping of plain of width 60 cm overall width. | 160.00 | metre | 546.79 | 500.00 | 80000.00 | 470.00 | 75200.00 | 435.00 | 69600.00 | 1260.00 | 201600.00 | 600.00 | 96000.00 | 750.00 | 120000.00 | 730.00 | 116800.00 | 2200.00 | 352000.00 | 580.00 | 92800.00 | 500.00 | 80000.00 | 1200.00 | 192000.00 | 69600.00 | VISHNU SARAN AND COMPANY
10.00 | SH: - 10 - FINISHING WORK
10.01 | 12 mm cement plaster of mix : 1:6 (1 cement: 6 fine sand) | 1547.00 | Sqm | 254.25 | 200.00 | 309400.00 | 312.88 | 484025.36 | 235.00 | 363545.00 | 225.00 | 348075.00 | 250.00 | 386750.00 | 350.00 | 541450.00 | 200.00 | 309400.00 | 270.00 | 417690.00 | 210.00 | 324870.00 | 270.00 | 417690.00 | 210.00 | 324870.00 | 309400.00 | M/s Anil Enterprises, LUMOS INFRA PVT LTD
10.02 | 15 mm cement plaster on the rough side of single or half brick wall of mix : 1:6 (1 cement: 6 fine sand) | 1547.00 | Sqm | 292.85 | 230.00 | 355810.00 | 344.17 | 532430.99 | 290.00 | 448630.00 | 270.00 | 417690.00 | 300.00 | 464100.00 | 380.00 | 587860.00 | 230.00 | 355810.00 | 310.00 | 479570.00 | 220.00 | 340340.00 | 311.00 | 481117.00 | 250.00 | 386750.00 | 340340.00 | SHUBH RAAG INFRA BUILDS PRIVATE LIMITED
10.03 | 15 mm cement plaster 1 : 3 (1 cement : 3 coarse sand) finished with a floating coat of neat cement on the rough side of single or half brick wall. | 100.00 | Sqm | 395.40 | 350.00 | 35000.00 | 378.58 | 37858.00 | 380.00 | 38000.00 | 360.00 | 36000.00 | 320.00 | 32000.00 | 410.00 | 41000.00 | 320.00 | 32000.00 | 407.00 | 40700.00 | 230.00 | 23000.00 | 408.00 | 40800.00 | 350.00 | 35000.00 | 23000.00 | SHUBH RAAG INFRA BUILDS PRIVATE LIMITED
10.04 | 6 mm cement plaster of mix : 1:3 (1 cement: 3 fine sand) | 200.00 | Sqm | 227.35 | 230.00 | 46000.00 | 344.17 | 68834.00 | 215.00 | 43000.00 | 270.00 | 54000.00 | 200.00 | 40000.00 | 310.00 | 62000.00 | 200.00 | 40000.00 | 241.00 | 48200.00 | 175.00 | 35000.00 | 241.00 | 48200.00 | 210.00 | 42000.00 | 35000.00 | SHUBH RAAG INFRA BUILDS PRIVATE LIMITED
10.05 | White washing with lime to give an even shade: New work (three or more coats) | 1640.00 | Sqm | 28.55 | 20.00 | 32800.00 | 52.88 | 86723.20 | 35.00 | 57400.00 | 36.00 | 59040.00 | 80.00 | 131200.00 | 50.00 | 82000.00 | 29.00 | 47560.00 | 30.00 | 49200.00 | 45.00 | 73800.00 | 30.00 | 49200.00 | 25.00 | 41000.00 | 32800.00 | M/s Anil Enterprises
10.06 | Finishing walls with Acrylic Smooth exterior paint of required shade : New work (Two or more coat applied @ 1.67 ltr/10 sqm over and including priming coat of exterior primer applied @ 2.20 kg/ 10 sqm) | 550.00 | Sqm | 164.70 | 130.00 | 71500.00 | 182.18 | 100199.00 | 180.00 | 99000.00 | 126.00 | 69300.00 | 130.00 | 71500.00 | 200.00 | 110000.00 | 120.00 | 66000.00 | 175.00 | 96250.00 | 70.00 | 38500.00 | 175.00 | 96250.00 | 130.00 | 71500.00 | 38500.00 | SHUBH RAAG INFRA BUILDS PRIVATE LIMITED
10.07 | Finishing with Epoxy paint (two or more coats) at all locations prepared and applied as per manufacturer’s specifications including appropriate priming coat, preparation of surface, etc. complete. - On steel work | 2780.00 | Sqm | 189.75 | 150.00 | 417000.00 | 293.75 | 816625.00 | 205.00 | 569900.00 | 180.00 | 500400.00 | 130.00 | 361400.00 | 200.00 | 556000.00 | 130.00 | 361400.00 | 200.00 | 556000.00 | 125.00 | 347500.00 | 201.00 | 558780.00 | 199.00 | 553220.00 | 347500.00 | SHUBH RAAG INFRA BUILDS PRIVATE LIMITED
10.08 | Wall painting with acrylic emulsion paint of approved brand and manufacture to give an even shade : Two or more coats on new work | 2675.00 | Sqm | 128.65 | 110.00 | 294250.00 | 100.71 | 269399.25 | 98.00 | 262150.00 | 90.00 | 240750.00 | 120.00 | 321000.00 | 180.00 | 481500.00 | 110.00 | 294250.00 | 175.00 | 468125.00 | 170.00 | 454750.00 | 136.00 | 363800.00 | 100.00 | 267500.00 | 240750.00 | S G CONSTRUCTIONS
10.09 | Painting with synthetic enamel paint of approved brand and manufacture to give an even shade. Two or more coats on new work. | 675.00 | Sqm | 121.55 | 110.00 | 74250.00 | 61.90 | 41782.50 | 105.00 | 70875.00 | 90.00 | 60750.00 | 110.00 | 74250.00 | 180.00 | 121500.00 | 110.00 | 74250.00 | 175.00 | 118125.00 | 85.00 | 57375.00 | 129.00 | 87075.00 | 110.00 | 74250.00 | 41782.50 | Epack Polymers Pvt Ltd
10.10 | Providing and applying white cement based putty of average thickness 1 mm, of approved brand and manufacturer, over the plastered wall surface to prepare the surface even and smooth complete. | 2375.00 | Sqm | 115.15 | 95.00 | 225625.00 | 202.96 | 482030.00 | 95.00 | 225625.00 | 72.00 | 171000.00 | 90.00 | 213750.00 | 120.00 | 285000.00 | 90.00 | 213750.00 | 122.00 | 289750.00 | 80.00 | 190000.00 | 122.00 | 289750.00 | 100.00 | 237500.00 | 171000.00 | S G CONSTRUCTIONS
11.00 | SH:- 11 DISMANTLING AND DEMOLISHING
11.01 | Demolishing cement concrete manually/ by mechanical means including disposal of material within 50 metres lead as per direction of Engineer - in - charge. Nominal concrete 1:3:6 or richer mix (i/c equivalent design mix) | 162.00 | Cum | 1737.45 | 1300.00 | 210600.00 | 1645.00 | 266490.00 | 1600.00 | 259200.00 | 1260.00 | 204120.00 | 800.00 | 129600.00 | 1500.00 | 243000.00 | 1900.00 | 307800.00 | 1841.00 | 298242.00 | 800.00 | 129600.00 | 1843.00 | 298566.00 | 1700.00 | 275400.00 | 129600.00 | SHUBH RAAG INFRA BUILDS PRIVATE LIMITED, Shri Balaji Construction
11.02 | Demolishing R.C.C. work manually / by mechanical means including stacking of steel bars and disposal of unserviceable material within 50 metres lead as per direction of Engineer-in-Charge. | 29.00 | Cum | 2534.70 | 2000.00 | 58000.00 | 2194.36 | 63636.44 | 2200.00 | 63800.00 | 1800.00 | 52200.00 | 800.00 | 23200.00 | 2000.00 | 58000.00 | 2300.00 | 66700.00 | 2686.00 | 77894.00 | 900.00 | 26100.00 | 2688.00 | 77952.00 | 2500.00 | 72500.00 | 23200.00 | Shri Balaji Construction
11.03 | Demolishing brick work manually/ by mechanical means including stacking of serviceable material and disposal of unserviceable material within 50 metres lead as per direction of Engineer-in-charge. - In cement mortar | 187.00 | Cum | 1469.90 | 1000.00 | 187000.00 | 1645.00 | 307615.00 | 1250.00 | 233750.00 | 450.00 | 84150.00 | 800.00 | 149600.00 | 1000.00 | 187000.00 | 1500.00 | 280500.00 | 1557.00 | 291159.00 | 550.00 | 102850.00 | 1559.00 | 291533.00 | 1300.00 | 243100.00 | 84150.00 | S G CONSTRUCTIONS
11.04 | Taking out doors, windows and clerestory window shutters (steel or wood) including stacking within 50 metres lead : Of area 3 sq. metres and below | 5.00 | Each | 106.55 | 90.00 | 450.00 | 940.00 | 4700.00 | 85.00 | 425.00 | 270.00 | 1350.00 | 500.00 | 2500.00 | 100.00 | 500.00 | 120.00 | 600.00 | 113.00 | 565.00 | 300.00 | 1500.00 | 113.00 | 565.00 | 106.00 | 530.00 | 425.00 | VISHNU SARAN AND COMPANY
11.05 | Taking out doors, windows and clerestory window shutters (steel or wood) including stacking within 50 metres lead : Of area beyond 3 sq. metres | 3.00 | Each | 140.70 | 100.00 | 300.00 | 940.00 | 2820.00 | 105.00 | 315.00 | 450.00 | 1350.00 | 500.00 | 1500.00 | 150.00 | 450.00 | 180.00 | 540.00 | 148.00 | 444.00 | 300.00 | 900.00 | 149.00 | 447.00 | 140.00 | 420.00 | 300.00 | M/s Anil Enterprises
11.06 | Dismantling steel work in built up sections in angles, tees, flats and channels including all gusset plates, bolts, nuts, cutting rivets, welding etc. including dismembering and stacking within 50metres lead. | 3000.00 | Kg | 4.15 | 2.50 | 7500.00 | 4.70 | 14100.00 | 4.00 | 12000.00 | 4.50 | 13500.00 | 10.00 | 30000.00 | 4.50 | 13500.00 | 5.45 | 16350.00 | 4.50 | 13500.00 | 20.00 | 60000.00 | 4.00 | 12000.00 | 6.00 | 18000.00 | 7500.00 | M/s Anil Enterprises
11.07 | Dismantling tile work in floors and roofs laid in cement mortar including stacking material within 50 metres lead. For thickness of tiles 10 mm to 25 mm | 171.00 | Sqm | 54.85 | 40.00 | 6840.00 | 105.75 | 18083.25 | 45.00 | 7695.00 | 45.00 | 7695.00 | 50.00 | 8550.00 | 40.00 | 6840.00 | 65.00 | 11115.00 | 58.00 | 9918.00 | 65.00 | 11115.00 | 58.00 | 9918.00 | 54.00 | 9234.00 | 6840.00 | M/s Anil Enterprises, Dnova Infracon Pvt Ltd
11.08 | Dismantling roofing including ridges, hips, valleys and gutters etc., and stacking the material within 50 metres lead of : G.S. Sheet | 349.00 | Sqm | 121.90 | 110.00 | 38390.00 | 352.50 | 123022.50 | 100.00 | 34900.00 | 90.00 | 31410.00 | 100.00 | 34900.00 | 100.00 | 34900.00 | 140.00 | 48860.00 | 129.00 | 45021.00 | 90.00 | 31410.00 | 129.00 | 45021.00 | 121.00 | 42229.00 | 31410.00 | SHUBH RAAG INFRA BUILDS PRIVATE LIMITED, S G CONSTRUCTIONS
11.09 | Dismantling of flushing cistern of all types (C.I./PVC/Vitrious China) including stacking of useful materials near the site and disposal of unserviceable materials within 50 metres lead. | 6.00 | Each | 668.15 | 450.00 | 2700.00 | 587.50 | 3525.00 | 550.00 | 3300.00 | 360.00 | 2160.00 | 100.00 | 600.00 | 400.00 | 2400.00 | 850.00 | 5100.00 | 708.00 | 4248.00 | 50.00 | 300.00 | 709.00 | 4254.00 | 668.00 | 4008.00 | 300.00 | SHUBH RAAG INFRA BUILDS PRIVATE LIMITED
11.10 | Dismantling aluminium/ Gypsum partitions, doors, windows, fixed glazing and false ceiling including disposal of unserviceable surplus material and stacking of serviceable material with in 50 meters lead as directed by Engineer-in-charge. | 363.00 | Sqm | 42.00 | 25.00 | 9075.00 | 352.50 | 127957.50 | 35.00 | 12705.00 | 45.00 | 16335.00 | 100.00 | 36300.00 | 35.00 | 12705.00 | 44.00 | 15972.00 | 45.00 | 16335.00 | 30.00 | 10890.00 | 45.00 | 16335.00 | 42.00 | 15246.00 | 9075.00 | M/s Anil Enterprises
11.11 | Dismantling cement asbestos or other hard board ceiling or partition walls including stacking of serviceable materials and disposal of unserviceable materials within 50 metres lead. | 60.00 | Sqm | 42.00 | 25.00 | 1500.00 | 129.25 | 7755.00 | 35.00 | 2100.00 | 72.00 | 4320.00 | 100.00 | 6000.00 | 35.00 | 2100.00 | 44.00 | 2640.00 | 45.00 | 2700.00 | 70.00 | 4200.00 | 45.00 | 2700.00 | 42.00 | 2520.00 | 1500.00 | M/s Anil Enterprises
11.12 | Disposal of building rubbish / malba / similar unserviceable, dismantled or waste materials by mechanical means, including loading, transporting, unloading to approved municipal dumping ground or as approved by Engineer-in-charge, beyond 50 m initial lead, for all leads including all lifts involved. | 578.00 | Cum | 138.85 | 400.00 | 231200.00 | 258.50 | 149413.00 | 125.00 | 72250.00 | 126.00 | 72828.00 | 500.00 | 289000.00 | 100.00 | 57800.00 | 145.00 | 83810.00 | 146.00 | 84388.00 | 260.00 | 150280.00 | 147.00 | 84966.00 | 138.00 | 79764.00 | 57800.00 | Dnova Infracon Pvt Ltd
12.00 | SH: -12 - ROAD WORK
12.01 | Providing and fixing concertina coil fencing with punched tape concertina coil 600 mm dia 10 metre openable length ( total length 90 m), having 50 nos rounds per 6 metre length, upto 3 m height of wall with existing angle iron ‘Y’ shaped placed 2.4m or 3.00 m apart and with 9 horizontal R.B.T. reinforced barbed wire, stud tied with G.I. staples and G.I. clips to retain horizontal, including necessary bolts or G.I. barbed wire tied to angle iron, all complete as per direction of Engineer-in-charge, with reinforced barbed tape(R.B.T.) / Spring core (2.5mm thick) wire of high tensile strength of 165 kg/ sq.mm with tape (0.52 mm thick) and weight 43.478 gm/ metre (cost of M.S. angle, C.C. blocks shall be paid separately) | 200.00 | Metre | 290.80 | 300.00 | 60000.00 | 4700.00 | 940000.00 | 265.00 | 53000.00 | 342.00 | 68400.00 | 500.00 | 100000.00 | 300.00 | 60000.00 | 320.00 | 64000.00 | 307.00 | 61400.00 | 300.00 | 60000.00 | 308.00 | 61600.00 | 290.00 | 58000.00 | 53000.00 | VISHNU SARAN AND COMPANY
12.02 | Manufacturing, supplying and fixing retro reflective overhead signage boards made up of 2 mm thick aluminium sheet, face to be fully covered with high intensity and encapsulated lens type heat activated retro reflective sheeting conforming to type - III of ASTM-D-4956-01 as approved by Engineer-incharge, letters, borders etc. as per IRC : 67-2001 in silver white with blue colour back ground and with high intensity grade, pasted on substrate by pressure sensitive adhesive backing which shall be activated by applying pressure conforming to class II of ASTM-D-4956-01 and fixing the same to the plate of structural frame work by means of suitable sized aluminium alloys, rivets or bolts & nuts @ 300 mm centre to centre all along the periphery as well as in two vertical rows along with theft resistant measures, including the cost of painting with two or more coats of epoxy paint in grey colour on the back side of aluminium sheet including appropriate priming coat. The rate includes the cost of rounding off the corners, lowering down the structural frame work from the gantry, fixing and erecting the same in position all complete as per drawings, specification and direction of the engineer-in-charge.(Structural frame work including M.S. plate to be provided separately. Rectangular area of the sheet only shall be measured for payment). Overhead informatory road signage | 48.00 | Sqm | 5284.45 | 4800.00 | 230400.00 | 7637.50 | 366600.00 | 5800.00 | 278400.00 | 4500.00 | 216000.00 | 6000.00 | 288000.00 | 4850.00 | 232800.00 | 4700.00 | 225600.00 | 5606.00 | 269088.00 | 8000.00 | 384000.00 | 5604.00 | 268992.00 | 4300.00 | 206400.00 | 206400.00 | WESTERN OUTDOOR STRUCTURES PRIVATE LIMITED
12.03 | Providing and laying at or near ground level factory made kerb stone of M-25 grade cement concrete in position to the required line, level and curvature jointed with cement mortar 1:3 (1 cement : 3 coarse sand), including making joints with or without grooves (thickness of joints except at sharp curve shall not to more than 5 mm), including making drainage opening wherever required complete etc. as per direction of Engineer-in-Charge (length of finished kerb edging shall be measured for payment). (Precast C.C. kerb stone shall be approved by Engineer-in- Charge). | 20.00 | Cum | 8376.15 | 6700.00 | 134000.00 | 9958.45 | 199169.00 | 11200.00 | 224000.00 | 9000.00 | 180000.00 | 8500.00 | 170000.00 | 7500.00 | 150000.00 | 9000.00 | 180000.00 | 8879.00 | 177580.00 | 5800.00 | 116000.00 | 8883.00 | 177660.00 | 8300.00 | 166000.00 | 116000.00 | SHUBH RAAG INFRA BUILDS PRIVATE LIMITED
12.04 | Taking out existing CC interlocking paver blocks from footpath/ central verge, including removal of rubbish etc., disposal of unserviceable material to the dumping ground, for which payment shall be made separately and stacking of serviceable material within 50 metre lead as per direction of Engineer-in-Charge. | 780.00 | Sqm | 94.05 | 60.00 | 46800.00 | 470.00 | 366600.00 | 75.00 | 58500.00 | 108.00 | 84240.00 | 100.00 | 78000.00 | 30.00 | 23400.00 | 87.00 | 67860.00 | 100.00 | 78000.00 | 150.00 | 117000.00 | 100.00 | 78000.00 | 60.00 | 46800.00 | 23400.00 | Dnova Infracon Pvt Ltd
12.05 | Laying old cement cocrete interlocking paver blocks of any design/ shape laid in required line, level, curvature, colour and pattern over and including 50 mm thick compacted bed of coarse sand, filling the joints with fine sand etc. all complete as per the direction of Engineerin-charge. (Old CC paver blocks shall be supplied by the department free of cost). | 780.00 | Sqm | 324.20 | 250.00 | 195000.00 | 587.50 | 458250.00 | 480.00 | 374400.00 | 270.00 | 210600.00 | 300.00 | 234000.00 | 270.00 | 210600.00 | 270.00 | 210600.00 | 343.00 | 267540.00 | 300.00 | 234000.00 | 344.00 | 268320.00 | 275.00 | 214500.00 | 195000.00 | M/s Anil Enterprises
12.06 | Providing and laying factory made chamfered edge Cement Concrete paver blocks In foot path, park & lawns driveway or light & traffic parking etc. of required strength, thickness & size/ shape, made by table vibratory method using PU mould, laid in required colour & pattern over 50mm thick compacted bed of course sand, compacting and proper embedding/laying of inter locking paver blocks into the sand bedding layer through vibratory compaction by using plate vibrator, filling the joints with sand and cutting of paver blocks as per required size and pattern, finishing and sweeping extra sand, all complete as per manufacturer's specifications & direction of Engineerin- Charge. 80mm thick Cement concrete paver block of M-30 grade with approved colour, design & pattern. | 1000.00 | sqm | 953.00 | 700.00 | 700000.00 | 1880.00 | 1880000.00 | 1050.00 | 1050000.00 | 855.00 | 855000.00 | 800.00 | 800000.00 | 1000.00 | 1000000.00 | 1000.00 | 1000000.00 | 1010.00 | 1010000.00 | 1020.00 | 1020000.00 | 1011.00 | 1011000.00 | 800.00 | 800000.00 | 700000.00 | M/s Anil Enterprises
12.07 | Providing and laying matt finished vitrified tile of size 100x100x16mm having water absorption less than 0.5% and conforming to IS: 15622 of approved make in all colours and shades in out door floors such as footpath, court yard multi models etc., laid on 20mm thick base of cement mortar 1:4 (1cement : 4 coarse sand) in all shapes & patterns including grouting the joints with white cement mixed with matching pigments etc. complete as direction of Engineer-in-Charge | 1900.00 | Sqm | 1933.75 | 1600.00 | 3040000.00 | 1385.20 | 2631880.00 | 1850.00 | 3515000.00 | 1530.00 | 2907000.00 | 1400.00 | 2660000.00 | 1550.00 | 2945000.00 | 2100.00 | 3990000.00 | 2050.00 | 3895000.00 | 1800.00 | 3420000.00 | 2051.00 | 3896900.00 | 1400.00 | 2660000.00 | 2631880.00 | Epack Polymers Pvt Ltd
13.00 | SH:- 13.0 SANITARY FIXTURES
13.01 | Providing and fixing water closet squatting pan (Indian type W.C. pan ) with 100 mm sand cast Iron P or S trap, 10 litre low level white P.V.C. flushing cistern, including flush pipe, with manually controlled device (handle lever) conforming to IS : 7231, with all fittings and fixtures complete, including cutting and making good the walls and floors wherever required : White Vitreous china Orissa pattern W.C. pan of size 580x440 mm with integral type foot rests | 2.00 | Each | 5421.50 | 4500.00 | 9000.00 | 8225.00 | 16450.00 | 2450.00 | 4900.00 | 3600.00 | 7200.00 | 5000.00 | 10000.00 | 4350.00 | 8700.00 | 4800.00 | 9600.00 | 5747.00 | 11494.00 | 3500.00 | 7000.00 | 5750.00 | 11500.00 | 5200.00 | 10400.00 | 4900.00 | VISHNU SARAN AND COMPANY
13.02 | Providing and fixing Stainless Steel A ISI 304 (18/8) kitchen sink as per IS: 13983 with C.I. brackets and stainless steel plug 40 mm, including painting of fittings and brackets, cutting and making good the walls wherever required : Kitchen sink with drain board - 510x1040 mm bowl depth 250 mm | 1.00 | Each | 5155.95 | 7000.00 | 7000.00 | 14100.00 | 14100.00 | 4300.00 | 4300.00 | 4500.00 | 4500.00 | 3500.00 | 3500.00 | 8650.00 | 8650.00 | 4800.00 | 4800.00 | 5465.00 | 5465.00 | 7500.00 | 7500.00 | 5468.00 | 5468.00 | 4900.00 | 4900.00 | 3500.00 | Shri Balaji Construction
13.03 | Providing and fixing 600x450 mm beveled edge mirror of superior glass (of approved quality) complete with 6 mm thick hard board ground fixed to wooden cleats with C.P. brass screws and washers complete. | 12.00 | Each | 1283.05 | 1200.00 | 14400.00 | 1762.50 | 21150.00 | 1275.00 | 15300.00 | 900.00 | 10800.00 | 2000.00 | 24000.00 | 1150.00 | 13800.00 | 1300.00 | 15600.00 | 1360.00 | 16320.00 | 850.00 | 10200.00 | 1361.00 | 16332.00 | 1250.00 | 15000.00 | 10200.00 | SHUBH RAAG INFRA BUILDS PRIVATE LIMITED
13.04 | Providing and fixing toilet paper holder : C.P. Brass | 13.00 | Each | 583.75 | 800.00 | 10400.00 | 1175.00 | 15275.00 | 675.00 | 8775.00 | 765.00 | 9945.00 | 1500.00 | 19500.00 | 1050.00 | 13650.00 | 700.00 | 9100.00 | 619.00 | 8047.00 | 750.00 | 9750.00 | 619.00 | 8047.00 | 580.00 | 7540.00 | 7540.00 | WESTERN OUTDOOR STRUCTURES PRIVATE LIMITED
13.05 | Providing and fixing soil, waste and vent pipes : 100 mm dia -Sand cast iron S&S pipe as per IS: 1729 | 308.00 | Metre | 1008.20 | 900.00 | 277200.00 | 998.75 | 307615.00 | 925.00 | 284900.00 | 1008.00 | 310464.00 | 850.00 | 261800.00 | 950.00 | 292600.00 | 1030.00 | 317240.00 | 1069.00 | 329252.00 | 1310.00 | 403480.00 | 1069.00 | 329252.00 | 900.00 | 277200.00 | 261800.00 | Shri Balaji Construction
13.06 | Providing and fixing soil, waste and vent pipes : 75mm diameter - Sand cast iron S&S pipe as per IS: 1729 | 55.00 | Metre | 923.25 | 850.00 | 46750.00 | 998.75 | 54931.25 | 805.00 | 44275.00 | 864.00 | 47520.00 | 850.00 | 46750.00 | 850.00 | 46750.00 | 1030.00 | 56650.00 | 979.00 | 53845.00 | 1150.00 | 63250.00 | 979.00 | 53845.00 | 875.00 | 48125.00 | 44275.00 | VISHNU SARAN AND COMPANY
13.07 | Providing and fixing M.S. holder-bat clamps of approved design to Sand Cast iron/cast iron (spun) pipe embedded in and including cement concrete blocks 10x10x10 cm of 1:2:4 mix (1 cement : 2 coarse sand : 4 graded stone aggregate 20 mm nominal size), including cost of cutting holes and making good the walls etc. : For 100 mm dia pipe | 28.00 | Each | 287.45 | 220.00 | 6160.00 | 176.25 | 4935.00 | 285.00 | 7980.00 | 270.00 | 7560.00 | 200.00 | 5600.00 | 250.00 | 7000.00 | 365.00 | 10220.00 | 305.00 | 8540.00 | 40.00 | 1120.00 | 305.00 | 8540.00 | 287.00 | 8036.00 | 1120.00 | SHUBH RAAG INFRA BUILDS PRIVATE LIMITED
13.08 | Providing and fixing bend of required degree with access door, insertion rubber washer 3 mm thick, bolts and nuts complete. 100 mm dia- Sand cast iron S&S as per IS - 1729 | 23.00 | Each | 461.65 | 450.00 | 10350.00 | 646.25 | 14863.75 | 395.00 | 9085.00 | 630.00 | 14490.00 | 700.00 | 16100.00 | 530.00 | 12190.00 | 610.00 | 14030.00 | 489.00 | 11247.00 | 575.00 | 13225.00 | 490.00 | 11270.00 | 461.00 | 10603.00 | 9085.00 | VISHNU SARAN AND COMPANY
13.09 | Providing and fixing single equal plain junction of required degree with access door, insertion rubber washer 3 mm thick, bolts and nuts complete. 100x100x100 mm Sand cast iron S&S as per IS - 1729 | 11.00 | Each | 602.15 | 600.00 | 6600.00 | 940.00 | 10340.00 | 525.00 | 5775.00 | 900.00 | 9900.00 | 900.00 | 9900.00 | 770.00 | 8470.00 | 800.00 | 8800.00 | 875.00 | 9625.00 | 750.00 | 8250.00 | 639.00 | 7029.00 | 602.00 | 6622.00 | 5775.00 | VISHNU SARAN AND COMPANY
13.10 | Providing and fixing bend of required degree with access door, insertion rubber washer 3 mm thick, bolts and nuts complete. 75 mm dia- Sand cast iron S&S as per IS - 1729 | 6.00 | Each | 371.40 | 350.00 | 2100.00 | 646.25 | 3877.50 | 305.00 | 1830.00 | 504.00 | 3024.00 | 600.00 | 3600.00 | 410.00 | 2460.00 | 490.00 | 2940.00 | 394.00 | 2364.00 | 450.00 | 2700.00 | 394.00 | 2364.00 | 371.00 | 2226.00 | 1830.00 | VISHNU SARAN AND COMPANY
13.11 | Providing and fixing single equal plain junction of required degree with access door, insertion rubber washer 3 mm thick, bolts and nuts complete. 75x75x75 mm Sand cast iron S&S as per IS - 1729 | 7.00 | Each | 478.40 | 450.00 | 3150.00 | 940.00 | 6580.00 | 435.00 | 3045.00 | 630.00 | 4410.00 | 900.00 | 6300.00 | 550.00 | 3850.00 | 640.00 | 4480.00 | 507.00 | 3549.00 | 550.00 | 3850.00 | 507.00 | 3549.00 | 478.00 | 3346.00 | 3045.00 | VISHNU SARAN AND COMPANY
13.12 | Providing and fixing plain bend of required degree. 100 mm dia- Sand cast iron S&S as per IS - 1729 | 46.00 | Each | 381.35 | 380.00 | 17480.00 | 1057.50 | 48645.00 | 290.00 | 13340.00 | 540.00 | 24840.00 | 950.00 | 43700.00 | 490.00 | 22540.00 | 490.00 | 22540.00 | 404.00 | 18584.00 | 460.00 | 21160.00 | 404.00 | 18584.00 | 381.00 | 17526.00 | 13340.00 | VISHNU SARAN AND COMPANY
13.13 | Providing and fixing plain bend of required degree. 75 mm dia - Sand cast iron S&S as per IS - 1729 | 12.00 | Each | 309.85 | 310.00 | 3720.00 | 940.00 | 11280.00 | 245.00 | 2940.00 | 441.00 | 5292.00 | 900.00 | 10800.00 | 365.00 | 4380.00 | 390.00 | 4680.00 | 328.00 | 3936.00 | 350.00 | 4200.00 | 329.00 | 3948.00 | 309.00 | 3708.00 | 2940.00 | VISHNU SARAN AND COMPANY
13.14 | Providing and fixing single equal plain junction of required degree : 100x100x100 mm - Sand cast iron S&S as per IS - 1729 | 13.00 | Each | 517.85 | 600.00 | 7800.00 | 940.00 | 12220.00 | 450.00 | 5850.00 | 810.00 | 10530.00 | 850.00 | 11050.00 | 700.00 | 9100.00 | 670.00 | 8710.00 | 638.00 | 8294.00 | 800.00 | 10400.00 | 875.00 | 11375.00 | 517.00 | 6721.00 | 5850.00 | VISHNU SARAN AND COMPANY
13.15 | Providing and fixing single equal plain junction of required degree : 75x75x75 mm - Sand cast iron S&S as per IS - 1729 | 6.00 | Each | 400.80 | 450.00 | 2700.00 | 763.75 | 4582.50 | 340.00 | 2040.00 | 585.00 | 3510.00 | 680.00 | 4080.00 | 510.00 | 3060.00 | 520.00 | 3120.00 | 766.00 | 4596.00 | 622.00 | 3732.00 | 573.00 | 3438.00 | 400.00 | 2400.00 | 2040.00 | VISHNU SARAN AND COMPANY
13.16 | Providing and fixing collar : 100 mm - Sand cast iron S&S as per IS - 1729 | 23.00 | Each | 365.30 | 350.00 | 8050.00 | 293.75 | 6756.25 | 325.00 | 7475.00 | 414.00 | 9522.00 | 300.00 | 6900.00 | 250.00 | 5750.00 | 490.00 | 11270.00 | 387.00 | 8901.00 | 290.00 | 6670.00 | 387.00 | 8901.00 | 265.00 | 6095.00 | 5750.00 | Dnova Infracon Pvt Ltd
13.17 | Providing and fixing collar : 75 mm - Sand cast iron S&S as per IS - 1729 | 6.00 | Each | 265.70 | 250.00 | 1500.00 | 293.75 | 1762.50 | 250.00 | 1500.00 | 360.00 | 2160.00 | 300.00 | 1800.00 | 170.00 | 1020.00 | 350.00 | 2100.00 | 281.00 | 1686.00 | 220.00 | 1320.00 | 282.00 | 1692.00 | 481.00 | 2886.00 | 1020.00 | Dnova Infracon Pvt Ltd
13.18 | Providing lead caulked joints to sand cast iron/centrifugally cast (spun) iron pipes and fittings of diameter - 100 mm | 246.00 | Each | 481.45 | 400.00 | 98400.00 | 411.25 | 101167.50 | 410.00 | 100860.00 | 405.00 | 99630.00 | 380.00 | 93480.00 | 190.00 | 46740.00 | 950.00 | 233700.00 | 510.00 | 125460.00 | 250.00 | 61500.00 | 511.00 | 125706.00 | 408.00 | 100368.00 | 46740.00 | Dnova Infracon Pvt Ltd
13.19 | Providing lead caulked joints to sand cast iron/centrifugally cast (spun) iron pipes and fittings of diameter - 75 mm | 30.00 | Each | 407.90 | 350.00 | 10500.00 | 411.25 | 12337.50 | 350.00 | 10500.00 | 333.00 | 9990.00 | 400.00 | 12000.00 | 150.00 | 4500.00 | 870.00 | 26100.00 | 432.00 | 12960.00 | 220.00 | 6600.00 | 433.00 | 12990.00 | 1275.00 | 38250.00 | 4500.00 | Dnova Infracon Pvt Ltd
13.20 | Providing and fixing trap of self cleansing design with screwed down or hinged grating with or without vent arm complete, including cost of cutting and making good the walls and floors : 100 mm inlet and 100 mm outlet - Sand Cast Iron S&S as per IS: 1729 | 18.00 | Each | 1273.05 | 1100.00 | 19800.00 | 1057.50 | 19035.00 | 1080.00 | 19440.00 | 1008.00 | 18144.00 | 1000.00 | 18000.00 | 670.00 | 12060.00 | 1700.00 | 30600.00 | 1349.00 | 24282.00 | 650.00 | 11700.00 | 1604.00 | 28872.00 | 1202.00 | 21636.00 | 11700.00 | SHUBH RAAG INFRA BUILDS PRIVATE LIMITED
13.21 | Providing and fixing trap of self cleansing design with screwed down or hinged grating with or without vent arm complete, including cost of cutting and making good the walls and floors : 100 mm inlet and 75 mm outlet - Sand Cast Iron S&S as per IS- 1729 | 30.00 | Each | 1202.15 | 1100.00 | 33000.00 | 1057.50 | 31725.00 | 1000.00 | 30000.00 | 900.00 | 27000.00 | 1000.00 | 30000.00 | 570.00 | 17100.00 | 1600.00 | 48000.00 | 1274.00 | 38220.00 | 460.00 | 13800.00 | 1675.00 | 50250.00 | 555.00 | 16650.00 | 13800.00 | SHUBH RAAG INFRA BUILDS PRIVATE LIMITED
13.22 | Cutting chases in brick masonry walls for following diameter sand cast iron/ centrifugally cast (spun) iron pipes and making good the same with cement concrete 1:3:6 ( 1 cement : 3 coarse sand :6 graded stone aggregate 12.5 mm nominal size), including necessary plaster and pointing in cement mortar 1:4 (1 cement : 4 coarse sand) : - 100 mm dia | 5.00 | Metre | 555.30 | 500.00 | 2500.00 | 293.75 | 1468.75 | 475.00 | 2375.00 | 585.00 | 2925.00 | 300.00 | 1500.00 | 290.00 | 1450.00 | 730.00 | 3650.00 | 589.00 | 2945.00 | 160.00 | 800.00 | 589.00 | 2945.00 | 398.00 | 1990.00 | 800.00 | SHUBH RAAG INFRA BUILDS PRIVATE LIMITED
13.23 | Cutting chases in brick masonry walls for following diameter sand cast iron/ centrifugally cast (spun) iron pipes and making good the same with cement concrete 1:3:6 ( 1 cement : 3 coarse sand :6 graded stone aggregate 12.5 mm nominal size), including necessary plaster and pointing in cement mortar 1:4 (1 cement : 4 coarse sand) : - 75 mm dia | 3.00 | Metre | 398.70 | 400.00 | 1200.00 | 293.75 | 881.25 | 335.00 | 1005.00 | 450.00 | 1350.00 | 300.00 | 900.00 | 250.00 | 750.00 | 530.00 | 1590.00 | 423.00 | 1269.00 | 160.00 | 480.00 | 423.00 | 1269.00 | 11000.00 | 33000.00 | 480.00 | SHUBH RAAG INFRA BUILDS PRIVATE LIMITED
13.24 | Providing and fixing white vitreous china extended wall mounting water closet of size 780x370x690 mm of approved shape including providing & fixing white vitreous china cistern with dual flush fitting, of flushing capacity 3 litre/6 litre (adjustable to 4 litre/8 litres), including seat cover, and cistern fittings, nuts, bolts and gasket etc complete. | 16.00 | Each | 13852.45 | 12500.00 | 200000.00 | 11750.00 | 188000.00 | 12500.00 | 200000.00 | 9540.00 | 152640.00 | 12000.00 | 192000.00 | 10600.00 | 169600.00 | 14600.00 | 233600.00 | 14683.00 | 234928.00 | 9000.00 | 144000.00 | 14691.00 | 235056.00 | 297.00 | 4752.00 | 4752.00 | WESTERN OUTDOOR STRUCTURES PRIVATE LIMITED
13.25 | Providing and fixing 8 mm dia C.P. / S.S. Jet with flexible tube upto 1 metre long with S.S. triangular plate to Eureopean type W.C. of quality and make as approved by Engineer - in - charge. | 16.00 | Each | 297.55 | 300.00 | 4800.00 | 1762.50 | 28200.00 | 380.00 | 6080.00 | 360.00 | 5760.00 | 1500.00 | 24000.00 | 290.00 | 4640.00 | 380.00 | 6080.00 | 315.00 | 5040.00 | 750.00 | 12000.00 | 316.00 | 5056.00 | 11000.00 | 176000.00 | 4640.00 | Dnova Infracon Pvt Ltd
13.26 | Providing & fixing white vitreous china water less urinal of size 600 x 330 x 315 mm having antibacterial /germs free ceramic surface, fixed with cartridge having debris catcher and hygiene seal. | 9.00 | Each | 16868.15 | 18000.00 | 162000.00 | 17625.00 | 158625.00 | 14650.00 | 131850.00 | 13500.00 | 121500.00 | 15000.00 | 135000.00 | 21150.00 | 190350.00 | 14000.00 | 126000.00 | 17899.00 | 161091.00 | 24500.00 | 220500.00 | 17889.00 | 161001.00 | 2800.00 | 25200.00 | 25200.00 | WESTERN OUTDOOR STRUCTURES PRIVATE LIMITED
13.27 | Providing and fixing wash basin with C.I. brackets, 15 mm C.P. brass pillar taps, 32 mm C.P. brass waste of standard pattern, including painting of fittings and brackets, cutting and making good the walls wherever require: White Vitreous China Wash basin size 550x400 mm with a pair of 15 mm C.P. brass pillar taps. | 4.00 | Each | 2846.90 | 2800.00 | 11200.00 | 15275.00 | 61100.00 | 2450.00 | 9800.00 | 2160.00 | 8640.00 | 12000.00 | 48000.00 | 2900.00 | 11600.00 | 3600.00 | 14400.00 | 3017.00 | 12068.00 | 2700.00 | 10800.00 | 3019.00 | 12076.00 | 3600.00 | 14400.00 | 8640.00 | S G CONSTRUCTIONS
13.28 | Providing and fixing CERA / Hindware or equivalent make Oval shape wash basin with 15 mm C.P. brass swan neck pillar tap,32 mm C.P. brass waste of standard pattern, including cutting and making good the venity counter wherever require: White Vitreous China Oval shape Wash basin size 550x400 mm with 15 mm C. P. brass swan neck pillar tap. | 16.00 | Each | 4234.02 | 4500.00 | 72000.00 | 9400.00 | 150400.00 | 3450.00 | 55200.00 | 5760.00 | 92160.00 | 8000.00 | 128000.00 | 3850.00 | 61600.00 | 5800.00 | 92800.00 | 6370.00 | 101920.00 | 7000.00 | 112000.00 | 2544.00 | 40704.00 | 101.00 | 1616.00 | 1616.00 | WESTERN OUTDOOR STRUCTURES PRIVATE LIMITED
13.29 | Providing and fixing P.V.C. waste pipe for sink or wash basin including P.V.C. waste fittings complete. Flexible pipe.32 mm dia | 42.00 | Each | 101.10 | 100.00 | 4200.00 | 235.00 | 9870.00 | 85.00 | 3570.00 | 81.00 | 3402.00 | 200.00 | 8400.00 | 100.00 | 4200.00 | 130.00 | 5460.00 | 93.00 | 3906.00 | 80.00 | 3360.00 | 107.00 | 4494.00 | 882.00 | 37044.00 | 3360.00 | SHUBH RAAG INFRA BUILDS PRIVATE LIMITED
13.30 | Providing and fixing CP Brass 32mm size Bottle Trap of approved quality & make and as per the direction of Engineerin- charge. each | 40.00 | Each | 883.05 | 800.00 | 32000.00 | 1762.50 | 70500.00 | 1455.00 | 58200.00 | 1008.00 | 40320.00 | 1500.00 | 60000.00 | 1450.00 | 58000.00 | 1240.00 | 49600.00 | 936.00 | 37440.00 | 1200.00 | 48000.00 | 936.00 | 37440.00 | 883.00 | 35320.00 | 32000.00 | M/s Anil Enterprises
13.31 | Providing and fixing in position Hindware make or Equivalent Health faucet with Rubbit Cleaning System 1.20M Long Pvc Flexible Tube &Abs Wall Hook for EWC at all heights, levels, including cost of all material complete in all respect as per manufacturer's specifications and satisfaction of Engineer In-charge including cutting and fitting in position where ever required. | 16.00 | Each | 678.62 | 680.00 | 10880.00 | 1527.50 | 24440.00 | 1650.00 | 26400.00 | 900.00 | 14400.00 | 1300.00 | 20800.00 | 1535.00 | 24560.00 | 920.00 | 14720.00 | 1137.00 | 18192.00 | 1700.00 | 27200.00 | 1400.00 | 22400.00 | 678.00 | 10848.00 | 10848.00 | WESTERN OUTDOOR STRUCTURES PRIVATE LIMITED
13.32 | Providing and fixing of 32 mm dia x 600 mm long grab bar made of stainless steel of make Jaquar or equivalent complete as per satisfaction of Engineer-in-Charge. | 8.00 | Each | 2580.85 | 2500.00 | 20000.00 | 5875.00 | 47000.00 | 1350.00 | 10800.00 | 1620.00 | 12960.00 | 6000.00 | 48000.00 | 4320.00 | 34560.00 | 3650.00 | 29200.00 | 8840.00 | 70720.00 | 1200.00 | 9600.00 | 1400.00 | 11200.00 | 2580.00 | 20640.00 | 9600.00 | SHUBH RAAG INFRA BUILDS PRIVATE LIMITED
13.33 | Providing & fixing Soap dispenser of Make BETTER LIVING PRODUCTS 420ML & Model No. 71150 or equivalent as per direction & satisfaction of Engineer-in-charge. | 16.00 | Each | 1108.59 | 1200.00 | 19200.00 | 1175.00 | 18800.00 | 1325.00 | 21200.00 | 2790.00 | 44640.00 | 2000.00 | 32000.00 | 870.00 | 13920.00 | 1600.00 | 25600.00 | 1300.00 | 20800.00 | 1500.00 | 24000.00 | 250.00 | 4000.00 | 1100.00 | 17600.00 | 4000.00 | RISHAV SHELTERS PVT. LTD
14.00 | SH:- 14.0 WATER SUPPLY
14.01 | Providing and fixing Chlorinated Polyvinyl Chloride (CPVC) pipes, having thermal stability for hot & cold water supply, including all CPVC plain & brass threaded fittings, including fixing the pipe with clamps at 1.00 m spacing. This includes jointing of pipes & fittings with one step CPVC solvent cement and testing of joints complete as per direction of Engineer in Charge. Internal work - Exposed on wall - 40 mm nominal outer dia Pipes | 75.00 | metre | 648.60 | 600.00 | 45000.00 | 528.75 | 39656.25 | 550.00 | 41250.00 | 504.00 | 37800.00 | 900.00 | 67500.00 | 530.00 | 39750.00 | 650.00 | 48750.00 | 688.00 | 51600.00 | 310.00 | 23250.00 | 688.00 | 51600.00 | 589.00 | 44175.00 | 23250.00 | SHUBH RAAG INFRA BUILDS PRIVATE LIMITED
14.02 | Providing and fixing Chlorinated Polyvinyl Chloride (CPVC) pipes, having thermal stability for hot & cold water supply including all CPVC plain & brass threaded fittings This includes jointing of pipes & fittings with one step CPVC solvent cement, trenching, refilling & testing of joints complete as per direction of Engineer in Charge. External work 32 mm nominal outer dia Pipes. | 80.00 | metre | 413.70 | 400.00 | 32000.00 | 470.00 | 37600.00 | 350.00 | 28000.00 | 360.00 | 28800.00 | 800.00 | 64000.00 | 390.00 | 31200.00 | 400.00 | 32000.00 | 439.00 | 35120.00 | 280.00 | 22400.00 | 439.00 | 35120.00 | 376.00 | 30080.00 | 22400.00 | SHUBH RAAG INFRA BUILDS PRIVATE LIMITED
14.03 | Providing and fixing Chlorinated Polyvinyl Chloride (CPVC) pipes, having thermal stability for hot & cold water supply, including all CPVC plain & brass threaded fittings, i/c fixing the pipe with clamps at 1.00 m spacing. This includes jointing of pipes & fittings with one step CPVC solvent cement and the cost of cutting chases and making good the same including testing of joints complete as per direction of Engineer in Charge. Concealed work, including cutting chases and making good the walls etc. - 25 mm nominal outer dia Pipes | 160.00 | metre | 561.95 | 470.00 | 75200.00 | 411.25 | 65800.00 | 475.00 | 76000.00 | 333.00 | 53280.00 | 600.00 | 96000.00 | 310.00 | 49600.00 | 580.00 | 92800.00 | 595.00 | 95200.00 | 210.00 | 33600.00 | 596.00 | 95360.00 | 510.00 | 81600.00 | 33600.00 | SHUBH RAAG INFRA BUILDS PRIVATE LIMITED
14.04 | Providing and fixing Chlorinated Polyvinyl Chloride (CPVC) pipes, having thermal stability for hot & cold water supply, including all CPVC plain & brass threaded fittings, i/c fixing the pipe with clamps at 1.00 m spacing. This includes jointing of pipes & fittings with one step CPVC solvent cement and the cost of cutting chases and making good the same including testing of joints complete as per direction of Engineer in Charge. Concealed work, including cutting chases and making good the walls etc. - 32 mm nominal outer dia Pipes | 45.00 | metre | 679.15 | 650.00 | 29250.00 | 470.00 | 21150.00 | 575.00 | 25875.00 | 423.00 | 19035.00 | 800.00 | 36000.00 | 410.00 | 18450.00 | 690.00 | 31050.00 | 720.00 | 32400.00 | 300.00 | 13500.00 | 720.00 | 32400.00 | 617.00 | 27765.00 | 13500.00 | SHUBH RAAG INFRA BUILDS PRIVATE LIMITED
14.05 | Providing and fixing Chlorinated Polyvinyl Chloride (CPVC) pipes, having thermal stability for hot & cold water supply including all CPVC plain & brass threaded fittings This includes jointing of pipes & fittings with one step CPVC solvent cement ,trenching ,refilling & testing of joints complete as per direction of Engineer in Charge. External work 62.50 mm nominal inner dia Pipes. | 460.00 | metre | 1552.30 | 800.00 | 368000.00 | 646.25 | 297275.00 | 1315.00 | 604900.00 | 945.00 | 434700.00 | 900.00 | 414000.00 | 1000.00 | 460000.00 | 1600.00 | 736000.00 | 1645.00 | 756700.00 | 850.00 | 391000.00 | 1646.00 | 757160.00 | 1411.00 | 649060.00 | 297275.00 | Epack Polymers Pvt Ltd
14.06 | Making connection of G.I. distribution branch with G.I. main of following - sizes by providing and fixing tee, including cutting and threading the pipe etc. complete : 25 to 40 mm nominal bore | 5.00 | Each | 673.45 | 500.00 | 2500.00 | 1175.00 | 5875.00 | 570.00 | 2850.00 | 585.00 | 2925.00 | 1000.00 | 5000.00 | 480.00 | 2400.00 | 870.00 | 4350.00 | 714.00 | 3570.00 | 500.00 | 2500.00 | 714.00 | 3570.00 | 612.00 | 3060.00 | 2400.00 | Dnova Infracon Pvt Ltd
14.07 | Providing and fixing gun metal gate valve with C.I. wheel of approved quality (screwed end) : 50 mm nominal bore. | 2.00 | Each | 869.20 | 700.00 | 1400.00 | 1762.50 | 3525.00 | 736.00 | 1472.00 | 3600.00 | 7200.00 | 2000.00 | 4000.00 | 1830.00 | 3660.00 | 1140.00 | 2280.00 | 921.00 | 1842.00 | 4500.00 | 9000.00 | 922.00 | 1844.00 | 869.00 | 1738.00 | 1400.00 | M/s Anil Enterprises
14.08 | Providing and fixing gun metal gate valve with C.I. wheel of approved quality (screwed end) : 65 mm nominal bore each | 4.00 | Each | 1488.10 | 1200.00 | 4800.00 | 1762.50 | 7050.00 | 1260.00 | 5040.00 | 6390.00 | 25560.00 | 2000.00 | 8000.00 | 3850.00 | 15400.00 | 1800.00 | 7200.00 | 1577.00 | 6308.00 | 6000.00 | 24000.00 | 1578.00 | 6312.00 | 1488.00 | 5952.00 | 4800.00 | M/s Anil Enterprises
14.09 | Providing and fixing ball valve (brass) of approved quality, High or low pressure, with plastic floats complete : 25 mm | 4.00 | Each | 394.00 | 350.00 | 1400.00 | 1762.50 | 7050.00 | 335.00 | 1340.00 | 1080.00 | 4320.00 | 2000.00 | 8000.00 | 1450.00 | 5800.00 | 500.00 | 2000.00 | 394.00 | 1576.00 | 600.00 | 2400.00 | 418.00 | 1672.00 | 394.00 | 1576.00 | 1340.00 | VISHNU SARAN AND COMPANY
14.10 | Providing and fixing gun metal non- return valve of approved quality (screwed end) : 40 mm nominal bore - Vertical | 2.00 | Each | 979.70 | 850.00 | 1700.00 | 940.00 | 1880.00 | 830.00 | 1660.00 | 3690.00 | 7380.00 | 1000.00 | 2000.00 | 1390.00 | 2780.00 | 1150.00 | 2300.00 | 1038.00 | 2076.00 | 3000.00 | 6000.00 | 1039.00 | 2078.00 | 979.00 | 1958.00 | 1660.00 | VISHNU SARAN AND COMPANY
14.11 | Providing and fixing gun metal non- return valve of approved quality (screwed end) : 65 mm nominal bore - Horizontal | 2.00 | Each | 2043.95 | 1800.00 | 3600.00 | 1410.00 | 2820.00 | 1730.00 | 3460.00 | 4707.00 | 9414.00 | 1400.00 | 2800.00 | 3270.00 | 6540.00 | 2400.00 | 4800.00 | 2166.00 | 4332.00 | 6000.00 | 12000.00 | 2168.00 | 4336.00 | 2034.00 | 4068.00 | 2800.00 | Shri Balaji Construction
14.12 | Providing and fixing gun metal non- return valve of approved quality (screwed end) : 80 mm nominal bore - Horizontal | 2.00 | Each | 2890.70 | 2500.00 | 5000.00 | 1762.50 | 3525.00 | 2450.00 | 4900.00 | 8190.00 | 16380.00 | 1500.00 | 3000.00 | 5760.00 | 11520.00 | 3400.00 | 6800.00 | 3063.00 | 6126.00 | 9500.00 | 19000.00 | 3066.00 | 6132.00 | 2890.00 | 5780.00 | 3000.00 | Shri Balaji Construction
14.13 | Providing and fixing uplasticised PVC connection pipe with brass unions : 45 cm length 15 mm nominal bore | 50.00 | Each | 83.00 | 80.00 | 4000.00 | 470.00 | 23500.00 | 75.00 | 3750.00 | 117.00 | 5850.00 | 500.00 | 25000.00 | 115.00 | 5750.00 | 99.00 | 4950.00 | 88.00 | 4400.00 | 80.00 | 4000.00 | 88.00 | 4400.00 | 83.00 | 4150.00 | 3750.00 | VISHNU SARAN AND COMPANY
14.14 | Constructing masonry chamber 30x30x50 cm inside, in brick work in cement mortar 1:4 (1 cement :4 coarse sand) for stop cock, with C.I. surface box 100x100x75 mm (inside) with hinged cover fixed in cement concrete slab 1:2:4 mix (1 cement : 2 coarse sand : 4 graded stone aggregate 20 mm nominal size), i/c necessary excavation, foundation concrete 1:5:10 ( 1 cement : 5 fine sand : 10 graded stone aggregate 40 mm nominal size) and inside plastering with cement mortar 1:3 (1 cement : 3 coarse sand) 12 mm thick, finished with a floating coat of neat cement complete as per standard design. a) With common burnt clay F.P.S. (non modular ) bricks of class designation 7.5 | 3.00 | Each | 1582.45 | 1350.00 | 4050.00 | 4700.00 | 14100.00 | 1450.00 | 4350.00 | 2340.00 | 7020.00 | 3000.00 | 9000.00 | 2880.00 | 8640.00 | 1750.00 | 5250.00 | 1677.00 | 5031.00 | 12000.00 | 36000.00 | 1678.00 | 5034.00 | 1582.00 | 4746.00 | 4050.00 | M/s Anil Enterprises
14.15 | Constructing masonry chamber 90x90x100 cm inside, in brick work in cement mortar 1:4 (1 cement : 4 coarse sand) for sluice valve, with C.I. surface box 100 mm top diameter, 160 mm bottom diameter and 180 mm deep (inside) with chained lid and RCC top slab 1:2:4 mix (1 cement : 2 coarse sand : 4 graded stone aggregate 20 mm nominal size ), i/c necessary excavation, foundation concrete 1:5:10 (1 cement : 5 fine sand : 10 graded stone aggregate 40 mm nominal size ) and inside plastering with cement mortar 1: 3 (1 cement : 3 coarse sand) 12 mm thick, finished with a floating coat of neat cement complete as per standard design. With common burnt clay F.P.S. (non modular ) bricks of class designation 7.5. | 7.00 | Each | 16134.15 | 13000.00 | 91000.00 | 9400.00 | 65800.00 | 15500.00 | 108500.00 | 14400.00 | 100800.00 | 8000.00 | 56000.00 | 10560.00 | 73920.00 | 13000.00 | 91000.00 | 17102.00 | 119714.00 | 12000.00 | 84000.00 | 17110.00 | 119770.00 | 13000.00 | 91000.00 | 56000.00 | Shri Balaji Construction
14.16 | Constructing masonry chamber 120x120x100 cm inside, in brick work in cement mortar 1:4 (1 cement : 4 coarse sand) for sluice valve, with C.1. surface box 100 mm top diameter, 160 mm bottom diameter and 180 mm deep ( inside) with chained lid and RCC top slab 1:2:4 mix (1 cement :2 coarse sand : 4 graded stone aggregate 20mm nominal size), i/c necessary excavation, foundation concrete 1:5:10 (1 cement : 5 fine sand :10 graded stone aggregate 40 mm nominal size) and inside plastering with cement mortar 1:3 (1 cement : 3 coarse sand) 12 mm thick, finished with a floating coat of neat cement complete as per standard design. With common burnt clay F.P.S. (non modular ) bricks of class designation 7.5. | 5.00 | Each | 22363.20 | 18500.00 | 92500.00 | 14100.00 | 70500.00 | 21500.00 | 107500.00 | 20070.00 | 100350.00 | 10000.00 | 50000.00 | 14400.00 | 72000.00 | 17000.00 | 85000.00 | 23705.00 | 118525.00 | 14000.00 | 70000.00 | 23716.00 | 118580.00 | 17000.00 | 85000.00 | 50000.00 | Shri Balaji Construction
14.17 | Constructing masonry chamber 60x60x75 cm inside, in brick work in cement mortar 1:4 (1 cement : 4 coarse sand) for fire hydrants, with C.I. surface box 350x350 mm top and 165 mm deep ( inside) with chained lid and RCC top slab 1:2:4 mix (1 cement : 2 coarse sand : 4 graded stone aggregate 20 mm nominal size), i/c necessary excavation, foundation concrete 1:5:10 (1 cement : 5 fine sand : 10 graded stone aggregate 40 mm nominal size) and inside plastering with cement mortar 1:3 (1 cement : 3 coarse sand) 12 mm thick, finished with a floating coat of neat cement complete as per standard design. With common burnt clay F.P.S. (non modular ) bricks of class designation 7.5. | 8.00 | Each | 8856.70 | 8000.00 | 64000.00 | 7050.00 | 56400.00 | 8000.00 | 64000.00 | 8550.00 | 68400.00 | 6000.00 | 48000.00 | 6720.00 | 53760.00 | 8000.00 | 64000.00 | 9387.00 | 75096.00 | 3500.00 | 28000.00 | 9393.00 | 75144.00 | 7000.00 | 56000.00 | 28000.00 | SHUBH RAAG INFRA BUILDS PRIVATE LIMITED
14.18 | Providing and placing on terrace (at all floor levels) polyethylene water storage tank, ISI : 12701 marked, with cover and suitable locking arrangement and making necessary holes for inlet, outlet and overflow pipes but without fittings and the base support for tank. Circular tank | 2000.00 | per litre | 8.80 | 10.00 | 20000.00 | 10.58 | 21160.00 | 7.50 | 15000.00 | 9.00 | 18000.00 | 20.00 | 40000.00 | 13.00 | 26000.00 | 9.50 | 19000.00 | 9.00 | 18000.00 | 10.50 | 21000.00 | 9.00 | 18000.00 | 8.80 | 17600.00 | 15000.00 | VISHNU SARAN AND COMPANY
14.19 | Providing and fixing C.P. brass bib cock of approved quality conforming to IS:8931 : 15 mm nominal bore | 21.00 | Each | 418.95 | 500.00 | 10500.00 | 763.75 | 16038.75 | 415.00 | 8715.00 | 810.00 | 17010.00 | 700.00 | 14700.00 | 750.00 | 15750.00 | 510.00 | 10710.00 | 443.00 | 9303.00 | 780.00 | 16380.00 | 444.00 | 9324.00 | 410.00 | 8610.00 | 8610.00 | WESTERN OUTDOOR STRUCTURES PRIVATE LIMITED
14.20 | Providing and fixing C.P. brass angle valve for basin mixer and geyser points of approved quality conforming to IS:8931 a) 15 mm nominal bore 15 mm nominal bore | 50.00 | Each | 532.00 | 700.00 | 35000.00 | 763.75 | 38187.50 | 550.00 | 27500.00 | 1062.00 | 53100.00 | 700.00 | 35000.00 | 480.00 | 24000.00 | 650.00 | 32500.00 | 564.00 | 28200.00 | 600.00 | 30000.00 | 564.00 | 28200.00 | 532.00 | 26600.00 | 24000.00 | Dnova Infracon Pvt Ltd
14.21 | Making chases up to 7.5x7.5 cm in walls including making good and finishing with matching surface after housing G.I. pipe etc. | 20.00 | metre | 154.15 | 120.00 | 2400.00 | 352.50 | 7050.00 | 135.00 | 2700.00 | 126.00 | 2520.00 | 400.00 | 8000.00 | 240.00 | 4800.00 | 175.00 | 3500.00 | 163.00 | 3260.00 | 120.00 | 2400.00 | 163.00 | 3260.00 | 154.00 | 3080.00 | 2400.00 | M/s Anil Enterprises, SHUBH RAAG INFRA BUILDS PRIVATE LIMITED
14.22 | Making hole up to 20x20 cm and embedding pipes up to 150 mm diameter in masonry and filling with cement concrete 1:3:6 (1 cement: 3 coarse sand 6 graded stone aggregate 20 mm nominal size) including disposal of malba. | 15.00 | metre | 180.15 | 150.00 | 2250.00 | 470.00 | 7050.00 | 165.00 | 2475.00 | 270.00 | 4050.00 | 400.00 | 6000.00 | 1000.00 | 15000.00 | 210.00 | 3150.00 | 191.00 | 2865.00 | 140.00 | 2100.00 | 191.00 | 2865.00 | 180.00 | 2700.00 | 2100.00 | SHUBH RAAG INFRA BUILDS PRIVATE LIMITED
15.00 | SH:- 15 DRAINAGE
15.01 | Providing and fixing square-mouth S.W. gully trap class SP-1 complete with C.I. grating brick masonry chamber with water tight C.I. cover with frame of 300x300mm size (inside) the weight of cover to be not less than 4.50 Kg and frame to be not less than 2.70 Kg as per standard design. 150 x 100mm size P type with common burnt clay F.P.S. (non modular) bricks of class designation 7.5 | 8.00 | Each | 2317.40 | 2200.00 | 17600.00 | 7050.00 | 56400.00 | 1965.00 | 15720.00 | 2106.00 | 16848.00 | 700.00 | 5600.00 | 3350.00 | 26800.00 | 2900.00 | 23200.00 | 2445.00 | 19560.00 | 1600.00 | 12800.00 | 2458.00 | 19664.00 | 2200.00 | 17600.00 | 5600.00 | Shri Balaji Construction
15.02 | Providing and laying non-pressure NP2 class (light duty) R.C.C. pipes with collars jointed with stiff mixture of cement mortar in the proportion of 1:2 (1 cement : 2 fine sand) including testing of joints etc. complete : 250 mm dia. R.C.C. Pipe | 100.00 | metre | 754.45 | 750.00 | 75000.00 | 881.25 | 88125.00 | 640.00 | 64000.00 | 630.00 | 63000.00 | 800.00 | 80000.00 | 700.00 | 70000.00 | 1000.00 | 100000.00 | 799.00 | 79900.00 | 730.00 | 73000.00 | 800.00 | 80000.00 | 750.00 | 75000.00 | 63000.00 | S G CONSTRUCTIONS
15.03 | Providing and laying non-pressure NP2 class (light duty) R.C.C. pipes with collars jointed with stiff mixture of cement mortar in the proportion of 1:2 (1 cement : 2 fine sand) including testing of joints etc. complete : 300 mm dia. R.C.C. pipe | 260.00 | metre | 863.65 | 800.00 | 208000.00 | 822.50 | 213850.00 | 730.00 | 189800.00 | 765.00 | 198900.00 | 1200.00 | 312000.00 | 900.00 | 234000.00 | 950.00 | 247000.00 | 915.00 | 237900.00 | 980.00 | 254800.00 | 916.00 | 238160.00 | 863.00 | 224380.00 | 189800.00 | VISHNU SARAN AND COMPANY
15.04 | Constructing brick masonry manhole in cement mortar 1:4 ( 1 cement : 4 coarse sand ) with R.C.C. top slab with 1:1.5:3 mix (1 cement : 1.5 coarse sand (zone- III) : 3 graded stone aggregate 20 mm nominal size), foundation concrete 1:4:8 mix (1 cement : 4 coarse sand (zone- III) : 8 graded stone aggregate 40 mm nominal size), inside plastering 12 mm thick with cement mortar 1:3 (1 cement : 3 coarse sand) finished with floating coat of neat cement and making channels in cement concrete 1:2:4 (1 cement : 2 coarse sand : 4 graded stone aggregate 20 mm nominal size) finished with a floating coat of neat cement complete as per standard design : Inside size 120x90 cm and 90 cm deep including C.I. cover with frame (heavy duty) 560 mm internal diameter, total weight of cover and frame to be not less than 208 kg (weight of cover 108 kg and weight of frame 100 kg) : With common burnt clay F.P.S. (non modular) bricks of class designation 7.5 | 16.00 | Each | 28632.25 | 10000.00 | 160000.00 | 18800.00 | 300800.00 | 21200.00 | 339200.00 | 22500.00 | 360000.00 | 15000.00 | 240000.00 | 26000.00 | 416000.00 | 24000.00 | 384000.00 | 11559.00 | 184944.00 | 26000.00 | 416000.00 | 30365.00 | 485840.00 | 23000.00 | 368000.00 | 160000.00 | M/s Anil Enterprises
15.05 | Extra for depth for manholes : Size 120x90 cm - With common burnt clay F.P.S. (non modular) bricks of class designation 7.5 | 14.00 | metre | 8994.60 | 6000.00 | 84000.00 | 4700.00 | 65800.00 | 8000.00 | 112000.00 | 6300.00 | 88200.00 | 5000.00 | 70000.00 | 10500.00 | 147000.00 | 6500.00 | 91000.00 | 9534.00 | 133476.00 | 3500.00 | 49000.00 | 9539.00 | 133546.00 | 8000.00 | 112000.00 | 49000.00 | SHUBH RAAG INFRA BUILDS PRIVATE LIMITED
16.00 | SH: - 16 - GLAZING AND ALUMINIUM WORK
16.01 | Providing and fixing aluminium work for doors, windows, ventilators and partitions with extruded built up standard tubular sections/appropriate Z sections and other sections of approved make conforming to IS: 733 and IS: 1285, fixing with dash fasteners of required dia and size, including necessary filling up the gaps at junctions, i.e. at top, bottom and sides with required EPDM rubber/ neoprene gasket etc. Aluminium sections shall be smooth, rust free, straight, mitred and jointed mechanically wherever required including cleat angle, Aluminium snap beading for glazing / paneling, C.P. brass / stainless steel screws, all complete as per architectural drawings and the directions of Engineer-in-charge. (Glazing, paneling and dash fasteners to be paid for separately) : For fixed portion - Powder coated aluminium (minimum thickness of powder coating 50 micron) | 1200.00 | Kg | 456.30 | 400.00 | 480000.00 | 470.00 | 564000.00 | 495.00 | 594000.00 | 504.00 | 604800.00 | 500.00 | 600000.00 | 550.00 | 660000.00 | 570.00 | 684000.00 | 550.00 | 660000.00 | 525.00 | 630000.00 | 500.00 | 600000.00 | 380.00 | 456000.00 | 456000.00 | WESTERN OUTDOOR STRUCTURES PRIVATE LIMITED
16.02 | Providing and fixing aluminium work for doors, windows, ventilators and partitions with extruded built up standard tubular sections/appropriate Z sections and other sections of approved make conforming to IS: 733 and IS: 1285, fixing with dash fasteners of required dia and size, including necessary filling up the gaps at junctions, i.e. at top, bottom and sides with required EPDM rubber/ neoprene gasket etc. Aluminium sections shall be smooth, rust free, straight, mitred and jointed mechanically wherever required including cleat angle, Aluminium snap beading for glazing / paneling, C.P. brass / stainless steel screws, all complete as per architectural drawings and the directions of Engineer-in-charge. (Glazing, paneling and dash fasteners to be paid for separately) : For shutters of doors, windows & ventilators including providing and fixing hinges/ pivots and making provision for fixing of fittings wherever required including the cost of EPDM rubber / neoprene gasket required (Fittings shall be paid for separately) - Powder coated aluminium (minimum thickness of powder coating 50 micron) | 600.00 | Kg | 546.35 | 450.00 | 270000.00 | 528.75 | 317250.00 | 565.00 | 339000.00 | 540.00 | 324000.00 | 600.00 | 360000.00 | 650.00 | 390000.00 | 610.00 | 366000.00 | 550.00 | 330000.00 | 525.00 | 315000.00 | 600.00 | 360000.00 | 380.00 | 228000.00 | 228000.00 | WESTERN OUTDOOR STRUCTURES PRIVATE LIMITED
16.03 | Providing and fixing 12 mm thick prelaminated particle board flat pressed three layer or graded wood particle board conforming to IS: 12823 Grade l Type ll, in panelling fixed in aluminum doors, windows shutters and partition frames with C.P. brass / stainless steel screws etc. complete as per architectural drawings and directions of engineer-in-charge. Pre-laminated particle board with decorative lamination on both sides | 200.00 | Sqm | 1046.90 | 900.00 | 180000.00 | 705.00 | 141000.00 | 1250.00 | 250000.00 | 900.00 | 180000.00 | 1000.00 | 200000.00 | 900.00 | 180000.00 | 1000.00 | 200000.00 | 1250.00 | 250000.00 | 980.00 | 196000.00 | 1110.00 | 222000.00 | 1050.00 | 210000.00 | 141000.00 | Epack Polymers Pvt Ltd
16.04 | Providing and fixing glazing in aluminium door, window, ventilator shutters and partitions etc. with EPDM rubber / neoprene gasket etc. complete as per the architectural drawings and the directions of engineer-in-charge . (Cost of aluminium snap beading shall be paid in basic item) : With float glass panes of 5.0 mm thickness (weight not less than 12.50 kg/ sqm) | 100.00 | Sqm | 1296.40 | 900.00 | 90000.00 | 4700.00 | 470000.00 | 1225.00 | 122500.00 | 1008.00 | 100800.00 | 1500.00 | 150000.00 | 1300.00 | 130000.00 | 1095.00 | 109500.00 | 1374.00 | 137400.00 | 800.00 | 80000.00 | 1375.00 | 137500.00 | 1200.00 | 120000.00 | 80000.00 | SHUBH RAAG INFRA BUILDS PRIVATE LIMITED
16.05 | Providing and fixing double action hydraulic floor spring of approved brand and manufacture conforming to IS : 6315,having brand logo embossed on the body/plate with double spring, mechanism and door weight upto 125kg, for doors, including cost of cutting floors, embedding in floors as required and making good the same matching to the existing floor finishing and cover plates with brass pivot and single piece M.S. sheet outer box with slide plate etc.complete as per the direction of engineer in charge. With stainless steel cover plate minimum 1.25 mm thickness | 10.00 | Each | 2412.50 | 2200.00 | 22000.00 | 12925.00 | 129250.00 | 2250.00 | 22500.00 | 6750.00 | 67500.00 | 3000.00 | 30000.00 | 5500.00 | 55000.00 | 3200.00 | 32000.00 | 2727.00 | 27270.00 | 1250.00 | 12500.00 | 2558.00 | 25580.00 | 2450.00 | 24500.00 | 12500.00 | SHUBH RAAG INFRA BUILDS PRIVATE LIMITED
16.06 | Filling the gap in between aluminium frame & adjacent RCC/ Brick/ Stone work by providing weather silicon sealant over backer rod of approved quality as per architectural drawings and direction of Engineer-in-charge complete. Upto 5mm depth and 5 mm width | 100.00 | metre | 79.45 | 65.00 | 6500.00 | 58.75 | 5875.00 | 68.00 | 6800.00 | 126.00 | 12600.00 | 100.00 | 10000.00 | 100.00 | 10000.00 | 110.00 | 11000.00 | 100.00 | 10000.00 | 650.00 | 65000.00 | 84.00 | 8400.00 | 79.00 | 7900.00 | 5875.00 | Epack Polymers Pvt Ltd
16.07 | Providing and fixing 12mm thick toughened glass partiton supported at bottom on floor and sides to stainless steel framing with all necessary fittings and fixtures of approved make (dorma, ozone or equivalent) including glass preparation, cutting holes, countersunk holes as per fittings and filling the gaps with silicon sealant complete as direction by Engineering-in-Charge. | 72.00 | Sqm | 5991.10 | 5100.00 | 367200.00 | 14100.00 | 1015200.00 | 2750.00 | 198000.00 | 14400.00 | 1036800.00 | 12000.00 | 864000.00 | 3850.00 | 277200.00 | 6500.00 | 468000.00 | 392.00 | 28224.00 | 3950.00 | 284400.00 | 4717.00 | 339624.00 | 4500.00 | 324000.00 | 28224.00 | Saariga Constructions Private Limited
16.08 | Providing and supplying aluminium extruded tubular and other aluminium sections as per the architectural drawings and approved shop drawings , the aluminium quality as per grade 6063 T5 or T6 as per BS 1474,including super durable powder coating of 60-80 microns conforming to AAMA 2604 of required colour and shade as approved by the Engineer-in-Charge. (The item includes cost of material such as cleats, sleeves, screws etc. necessary for fabrication of extruded aluminium frame work. Nothing extra shall be paid on this account). The weight of aluminium extruded section shall be taken for purpose of payment. | 1972.00 | Kg | 370.45 | 330.00 | 650760.00 | 528.75 | 1042695.00 | 490.00 | 966280.00 | 630.00 | 1242360.00 | 600.00 | 1183200.00 | 550.00 | 1084600.00 | 500.00 | 986000.00 | 650.00 | 1281800.00 | 495.00 | 976140.00 | 393.00 | 774996.00 | 370.00 | 729640.00 | 650760.00 | M/s Anil Enterprises
16.09 | Designing, fabricating, testing, installing and fixing in position Curtain Wall with Aluminium Composite Panel Cladding, with open grooves for linear as well as curvilinear portions of the building , for all heights and all levels etc. including: (a) Structural analysis & design and preparation of shop drawings for pressure equalisation or rain screen principle as required, proper drainage of water to make it watertight including checking of all the structural and functional design. (b) Providing, fabricating and supplying and fixing panels of aluminium composite panel cladding in pan shape in metalic colour of approved shades made out of 4mm thick aluminium composite panel material consisting of 3mm thick FR grade mineral core sandwiched between two Aluminium sheets (each 0.5mm thick). The aluminium composite panel cladding sheet shall be coil coated, with Kynar 500 based PVDF / Lumiflon based fluoropolymer resin coating of approved colour and shade on face # 1 and polymer (Service) coating on face # 2 as specified using stainless steel screws, nuts, bolts, washers, cleats, weather silicone sealant, backer rods etc. Continued... | 2071.00 | Sqm | 4309.80 | 3600.00 | 7455600.00 | 3290.00 | 6813590.00 | 3600.00 | 7455600.00 | 4500.00 | 9319500.00 | 3000.00 | 6213000.00 | 5300.00 | 10976300.00 | 4700.00 | 9733700.00 | 4509.00 | 9338139.00 | 4425.00 | 9164175.00 | 2800.00 | 5798800.00 | 2300.00 | 4763300.00 | 4763300.00 | WESTERN OUTDOOR STRUCTURES PRIVATE LIMITED
16.09 | (c) The fastening brackets of Aluminium alloy 6005 T5 / MS with Hot Dip Galvanised with serrations and serrated washers to arrest the wind load movement, fasteners, SS 316 Pins and anchor bolts of approved make in SS 316, Nylon separators to prevent bi-metallic contacts all complete required to perform as per specification and drawing The item includes cost of all material & labour component, the cost of all mock ups at site, cost of all samples of the individual components for testing in an approved laboratory, field tests on the assembled working curtain wall with aluminium composite panel cladding, cleaning and protection of the curtain wall with aluminium composite panel cladding till the handing over of the building for occupation. Base frame work for ACP cladding is payable under the relevant aluminium item.s The Contractor shall provide curtain wall with aluminium composite panel cladding, having all the performance characteristics all complete , as per the Architectural drawings, as per item description, as specified, as per the approved shop drawings and as directed by the Engineer-in-Charge. However, for the purpose of payment, only the actual area on the external face of the curtain wall with Aluminum Composite Panel Cladding (including width of groove) shall be measured in sqm. up to two decimal places.
16.10 | Design, Supply and fixing structural glazing system consisting of powder coated aluminium and glass of approved make, aluminium frame work fabricated out of heavy duty Aluminium extruded profile powder coated with durable thermosetting polyester powder coating by electrostatic spraying and hard stoved to not less than 60 micron thickness to comply with BS 6496:1994 (1991) and AAMA 2603-98 standard as per approved shade. All aluminium members and profile shall be of AC-25grade as specifications. The aluminium members shall be protected with protections tapes all around the profile for safety against external scratches at site. (Protection tape shall be removed only at a time of handing over as per the instructions of project management.). The anchoring /bracing of the glazing to the RCC slabs /beams /colums shall be done with required number of non corrosive galvanized extended brackets of approved design (Galvanizing to be done con-forming to IS: 4759-1996 upto 610 gms per sqm, 80-90 mcirons thickness) with ap-proved dash fasteners of the minimum 12mm dia and depth of minimum 100mm, in the concrete and stainless steel bolts including providing and fixing aluminium shims of var-ious thickness to adjust the beam level and line variation. Continued... | 1033.00 | Sqm | 13197.54 | 11000.00 | 11363000.00 | 8225.00 | 8496425.00 | 10100.00 | 10433300.00 | 6300.00 | 6507900.00 | 8000.00 | 8264000.00 | 11000.00 | 11363000.00 | 12500.00 | 12912500.00 | 11700.00 | 12086100.00 | 9500.00 | 9813500.00 | 4700.00 | 4855100.00 | 5500.00 | 5681500.00 | 4855100.00 | RISHAV SHELTERS PVT. LTD
16.10 | The anchoring system shall be designed to withstand the dead load of structural wall as well as stresses due to wind pressure etc. The glazing frame shall be aligned for each vertical mullion for the entire height and for each transom for the entire width horizontally by laser beam equipment to ensure 100% x axis and y axis alignment. To make the joint water and air tight the glazing frame work provided with approved in built ventilation and drainage system. All the joints of the structural glazing system and the periphery, of glass shall be properly sealed with specified weather silicon. The details of inbuilt ventilation and drainage system should be submitted by the contractor before execution. EPDM gasket of suitable profile to accommodate glasses in all vision areas shall be pro-vided at all glazing area to make the glazing water and air tight. Including the glass to be fixed at the outer side of the aluminium frame with structural silicon sealant (SG 18/ DC995) and mechanical support with pressure plates and cover plates(the structural sili-con bite size shall not be less than 8mm/ as per the structural requirement/as per manu-facturers recommendation). Expansion joint gap for mullion shall be minimum 15 to 20mm to be provided where ever required, filled with expansion joint sealant from wacker, Dow corning DC 789/Sikka or equivalent. All screws, washers used shall be only stainless steel 316 grades and through, Bolts, Nuts and Anchors used shall be only stainless of 316 grades etc. complete as per direction of EIC. (The structural design &drawings shall be provided by AAI/ Consultant however the executing agency has to submit shop drawings and mock-up based on same which have to be approved by EIC before start of work.) 1) Mullions & Transoms, extruded aluminium sections shall be of 6063-T6 alloy to be as per structural calculations of Jindal/Bhuraka or approved equivalent. Continued...
16.10 | 2) Coating of aluminium section will be powder coated with durable thermosetting po-lyester powder coating by electrostatic spraying and hard stoved to not less that 60 mi-cron thickness to comply with BS 6496-1994 (1991) and AAMA 2603-98 standard of approved shade as per direction of EIC. 3) Heavy duty, best quality EPDM gasket at joints and connection between Aluminium members. 4) All components should be sealed for water proofing with silicon of wacker, Dow corning of DC 789 /Sikka or equivalent or water proof membranes with internal/external aluminium flashing finished to approval. Curtain wall should be seal to hoist structure and allow movements etc. in its service life. Item includes cost of Design,supplying, installation and fixing of aluminium frame with structural members, mullions, Transom, sub fame, fixtures etc, including supply installation and fixing glass including cost of sealants, brackets, fasteners, screws, sleeve, spacer tape, backer rod, bolts, gasket, fixtures, scaffolding, sales tax/ GST, excise duty, any other taxes etc. complete in all respect at all heights. (The work is to be carried out by a specialized agency approved by the EIC.) (Cost of M.S. structural steel framework shall be measured and paid separately.) a) Hermetically sealed DGU System shall be fixed for cityside & airside at Ist floor consisting of 6mm thick Dark Blue/ Super silver blue high performance heat soaked toughened glass +12mm air gap + 6mm thick clear heat soaked toughened glass as per specification fixed in precise size on the outer infill panel of make Saint Gobain/ Asahi/Emirates glass or equivalent, High performance glass U value-1.5 to 2.0 Watt/m2K, SF-0.20 to 0.25 & VLT-35-45% etc.
16.11 | Providing and fixing frameless glass Automatic bi-parting sliding door system of Dorma (ES-200) / GEZE Germany/ Kaba Switszerland (SLA )or approved equivalent Automatic bi-parting sliding door operator with 10 mm thick toughened clear glass shutters with DC/AC motors,UPS, control panel, trolleys, main profile, cover profile, PWM radar, rotative selector, photocell, moving door leaf and 10mm thick clear tempered glass, SS patch fittings, stainless steel handles & locking arrangement etc.Modular design, including internal aluminum cover the track profile should be separate from main profile for better sound insulation and vibration With automatic Operator, Microprocessor control panel. self-learning, reversing when obstruction is encountered. Microprocessor control, self-learning, reversing when obstruction is encountered. Microprocessor-controlled control unit. It should be Self-learning, with adjustable parameters for opening and closing speed, hold-open time and opening and closing force. . With operator dimensions shall be (H X T X L) - 100 x 180 X 6250 / 4150mm. Class of protection IP 20. The system shall have constant power supply 230V, 50/60Hz, for various opening sizes all complete as per design and instructions of Engineer-in-Charge. Continued... | 4.00 | Each | 246354.15 | 230000.00 | 920000.00 | 141000.00 | 564000.00 | 225000.00 | 900000.00 | 324000.00 | 1296000.00 | 150000.00 | 600000.00 | 200000.00 | 800000.00 | 260000.00 | 1040000.00 | 260000.00 | 1040000.00 | 255000.00 | 1020000.00 | 300000.00 | 1200000.00 | 100000.00 | 400000.00 | 400000.00 | WESTERN OUTDOOR STRUCTURES PRIVATE LIMITED
16.11 | 1) The doors should be provided with electro-magnetic locks. Automatic control should be done by two infrared detectors, with a range of operating, control options and safety devices. 2) The panels will consist of 10mm toughened clear glass.(Clear span for Auto Sliding door (2.00m wide x2.40m high)
16.12 | Providing and fixing handicapped sliding fittings for door with aluminium sections of size 1.8mx2.1m of Dorma SLM 120 Sliding door system or equivalent with SLM 120 accessories, SLM Track etc all complete as per manufacturer's technical specification as directed by engineer in charge .The rate is Inclusive of cost,carriage of all materials like track for sliding,all hardwares,sliding fittings,lock,handles etc , labour charge, lead & lift, all taxes complete. ( For door shutter will be paid separatly) | 3.00 | Each | 19591.02 | 18500.00 | 55500.00 | 29375.00 | 88125.00 | 13000.00 | 39000.00 | 58500.00 | 175500.00 | 30000.00 | 90000.00 | 5500.00 | 16500.00 | 21000.00 | 63000.00 | 2500.00 | 7500.00 | 28750.00 | 86250.00 | 150000.00 | 450000.00 | 13000.00 | 39000.00 | 7500.00 | Saariga Constructions Private Limited
16.13 | Providing & fixing modular toilet cubicles of Merino / Greenply or equivalent), (of following standard dimension which includes 600mm door size width) made of heat, bacteria, water, chemical, scratch, impact and anti bacterial resistant 12mm thick solid compact laminate panels including doors, pilasters & intermediate panels finished with approved texture/shade as per the detail drawings & as per IS 2046 (Indian Standard) and as per fire retardant BS-476/97 standard. This also includes providing and fixing in position necessary hardware made out of Stainless steel (Grade 304) as per manufacturer’s specifications & Architects instructions like (1) Door Knob, (2) Gravity Hinges, (3) Thumb turn lockset with Occupancy indicators, (4) Coat hooks with Door stopper (5) U- Channels, (6) Adjustable foot/pedestal, (7) Top rail with Corner connector (8) Rubber noise deafening tape, Continued... | 12.00 | Each | 43053.32 | 42000.00 | 504000.00 | 29375.00 | 352500.00 | 48000.00 | 576000.00 | 40500.00 | 486000.00 | 30000.00 | 360000.00 | 45000.00 | 540000.00 | 58000.00 | 696000.00 | 35000.00 | 420000.00 | 51500.00 | 618000.00 | 40000.00 | 480000.00 | 25000.00 | 300000.00 | 300000.00 | WESTERN OUTDOOR STRUCTURES PRIVATE LIMITED
16.13 | The top fitting should consist of SS round top rail which will get fixed with pilasters, with SS panel tube holder, SS corner bend (connected with top rail) will be used on the corner of cubicle in absence of brick wall, SS wall fixing is used only on the wall which will hold the ss top rail. All screws will of 304 Grade in stainless steel with satin finish. All pilasters are supported by stainless steel Adjustable Foot. The base of the stainless steel bottom cladding will be anchored to the floor with a clearance height up to 150mm. a) Toilet Cubicle L-shape with standard dimension of 2000 - 2100 mm Height x 900 mm Width x 1500mm Depth, which includes 600mm door size width).
16.14 | Providing & fixing modular toilet cubicles of Merino / Greenply or equivalent), (of following standard dimension which includes 600mm door size width) made of heat, bacteria, water, chemical, scratch, impact and anti bacterial resistant 12mm thick solid compact laminate panels including doors, pilasters & intermediate panels finished with approved texture/shade as per the detail drawings & as per IS 2046 (Indian Standard) and as per fire retardant BS-476/97 standard. This also includes providing and fixing in position necessary hardware made out of Stainless steel (Grade 304) as per manufacturer’s specifications & Architects instructions like (1) Door Knob, (2) Gravity Hinges, (3) Thumb turn lockset with Occupancy indicators, (4) Coat hooks with Door stopper (5) U- Channels, (6) Adjustable foot/pedestal, (7) Top rail with Corner connector (8) Rubber noise deafening tape, Continued... | 4.00 | Each | 27098.96 | 26000.00 | 104000.00 | 29375.00 | 117500.00 | 64000.00 | 256000.00 | 40500.00 | 162000.00 | 30000.00 | 120000.00 | 45000.00 | 180000.00 | 44000.00 | 176000.00 | 35000.00 | 140000.00 | 51500.00 | 206000.00 | 40000.00 | 160000.00 | 25000.00 | 100000.00 | 100000.00 | WESTERN OUTDOOR STRUCTURES PRIVATE LIMITED
16.14 | The top fitting should consist of SS round top rail which will get fixed with pilasters, with SS panel tube holder, SS corner bend (connected with top rail) will be used on the corner of cubicle in absence of brick wall, SS wall fixing is used only on the wall which will hold the ss top rail. All screws will of 304 Grade in stainless steel with satin finish. All pilasters are supported by stainless steel Adjustable Foot. The base of the stainless steel bottom cladding will be anchored to the floor with a clearance height up to 150mm. a) Toilet Cubicle I-shape with standard dimension of 2000 - 2100 mm Height x 900 mm Width x 1500mm Depth, which includes 600mm door size width).
16.15 | Providing & fixing of Urinal modular partition of make Merino/ Greenply or equivalent,consisting of 12mm thick compact laminate with HPL Board in single colour and size of 1200mm(H)x500mm(D).Including Besco Make SS hardware for fixing the divider to the wall etc complete as directed by Engineer in charge. The rate is Inclusive of cost,carriage of all materials, labour charge, lead & lift etc complete. | 7.00 | Each | 4985.74 | 4500.00 | 31500.00 | 4112.50 | 28787.50 | 4600.00 | 32200.00 | 5400.00 | 37800.00 | 5000.00 | 35000.00 | 4650.00 | 32550.00 | 7000.00 | 49000.00 | 22000.00 | 154000.00 | 7100.00 | 49700.00 | 7000.00 | 49000.00 | 4000.00 | 28000.00 | 28000.00 | WESTERN OUTDOOR STRUCTURES PRIVATE LIMITED
16.16 | Supplying and installation of 12 mm thick frameless toughened clear glass door consisting, hardware of Dorma-Germany / Linox-Australia / Geze - Germany or approved equivalent and 12mm thick toughened clear glass of any required size of ASAHI/Saint Gobain / Emirates or approved equivalent. Glass to be toughened by special chemical to strengthened by double impact, all edge to be machine polished and sides also to be toughened. The work also includes cutting of floor (15mm strip of size 15mm X 15mm) for floor spring of Dorma heavy floor spring BTS 84 - Dorma / FS 004 - Linox / TS 500 NV of Geze or approved equivalent to hold the glass at bottom. The work includes cost of all cut outs/holes wherever required including fixing of hardware consisting of all required patch fittings for doors with side and upper panels, upper and bottom patches, floor lock with cylinder and strike plate and SS-316 pull handle of size 450mmX22mm complete as per direction of Engineer-In-Charge | 30.00 | Sqm | 21878.59 | 18000.00 | 540000.00 | 10575.00 | 317250.00 | 2850.00 | 85500.00 | 16200.00 | 486000.00 | 10000.00 | 300000.00 | 3850.00 | 115500.00 | 19000.00 | 570000.00 | 10500.00 | 315000.00 | 15800.00 | 474000.00 | 4717.00 | 141510.00 | 12000.00 | 360000.00 | 85500.00 | VISHNU SARAN AND COMPANY
17.00 | SH: - 17 - Water Proofing
17.01 | Providing and laying water proofing treatment in sunken portion of WCs, bathroom etc., by applying cement slurry mixed with water proofing cement compound consisting of applying : a) First layer of slurry of cement @ 0.488 kg /sqm mixed with water proofing cement compound @ 0.253 kg/sqm. This layer will be allowed to air cure for 4 hours. b) Second layer of slurry of cement @ 0.242 kg/ sqm mixed with water proofing cement compound @ 0.126 kg/ sqm. This layer will be allowed to air cure for 4 hours followed with water curing for 48 hours. The rate includes preparation of surface, treatment and sealing of all joints, corners, junctions of pipes and masonry with polymer mixed slurry. | 108.00 | Sqm | 465.60 | 400.00 | 43200.00 | 411.25 | 44415.00 | 398.00 | 42984.00 | 405.00 | 43740.00 | 500.00 | 54000.00 | 550.00 | 59400.00 | 410.00 | 44280.00 | 494.00 | 53352.00 | 430.00 | 46440.00 | 494.00 | 53352.00 | 450.00 | 48600.00 | 42984.00 | VISHNU SARAN AND COMPANY
17.02 | Providing,Mixing & Laying of Fosroc Conbextra GP2 for grout the MS column base plate as per manufacture specification in i/c cenetring , shuttering etc. | 1.00 | Cum | 52790.18 | 46000.00 | 46000.00 | 82250.00 | 82250.00 | 48000.00 | 48000.00 | 60300.00 | 60300.00 | 50000.00 | 50000.00 | 45000.00 | 45000.00 | 80000.00 | 80000.00 | 150000.00 | 150000.00 | 24500.00 | 24500.00 | 8000.00 | 8000.00 | 49000.00 | 49000.00 | 8000.00 | RISHAV SHELTERS PVT. LTD
17.03 | Providing and Fixing Reflective Suncontrol (Forsted) Film of make 3M/Garware with total solar energy rejection upto 78 % and glare reduction 80%. | 257.00 | Sqm | 1010.19 | 900.00 | 231300.00 | 705.00 | 181185.00 | 1450.00 | 372650.00 | 666.00 | 171162.00 | 800.00 | 205600.00 | 1550.00 | 398350.00 | 1400.00 | 359800.00 | 5000.00 | 1285000.00 | 485.00 | 124645.00 | 800.00 | 205600.00 | 850.00 | 218450.00 | 124645.00 | SHUBH RAAG INFRA BUILDS PRIVATE LIMITED
17.04 | Providing & Fixing High glossy Vinyls/Radium Printing ,Letter writing on Terminal Building with all type shape & size with ground level to 11.00 m Height with Plotter Cuting charges.Freight Charges etc. all complete as per site requirement & satisfaction of Engineer - in -charge. | 97.00 | Sqm | 2287.57 | 2000.00 | 194000.00 | 7050.00 | 683850.00 | 2350.00 | 227950.00 | 1935.00 | 187695.00 | 6500.00 | 630500.00 | 2800.00 | 271600.00 | 3200.00 | 310400.00 | 15000.00 | 1455000.00 | 2200.00 | 213400.00 | 8000.00 | 776000.00 | 2000.00 | 194000.00 | 187695.00 | S G CONSTRUCTIONS
18.00 | SH: - 18 - ENGINEERING CONSULTANCY
18.01 | Providing Engineering Consultancy for civil, electrical works and other services catered in this contract as per provisions of NBC and other relevant codes for preparation of detailed working drawings, shop drawings and drawings for different services like water supply, sewage system, fire hydrant etc. i/c preparation of structural designs and drawing & Vetting of drawings / design from Govt. Institute ( I I T BHU OR equivalent ), (refer technical specifications for this item TSC section). Note: Soil Investigation for building work is to be carried out by AAI and report will be provided to the agency. | 1.00 | Job | 1431164.39 | 900000.00 | 900000.00 | 940000.00 | 940000.00 | 3900000.00 | 3900000.00 | 900000.00 | 900000.00 | 1000000.00 | 1000000.00 | 1500000.00 | 1500000.00 | 2600000.00 | 2600000.00 | 2100000.00 | 2100000.00 | 2350000.00 | 2350000.00 | 2500000.00 | 2500000.00 | 400000.00 | 400000.00 | 400000.00 | WESTERN OUTDOOR STRUCTURES PRIVATE LIMITED
19.00 | SH: - 19 - INTERNAL EI
19.10 | Part I:- Wiring, Conduiting, DBs, etc.
19.10 | Wiring for light point/ fan point/ exhaust fan point/ call bell point with 1.5 sq.mm FRLS PVC insulated copper conductor single core cable in surface / recessed steel conduit, with modular switch, modular plate, suitable GI box and earthing the point with 1.5 sq.mm FRLS PVC insulated copper conductor single core cable etc. as required. | 123.00 | Point | 1433.00 | 1200.00 | 147600.00 | 1841.81 | 226542.63 | 1124.00 | 138252.00 | 1800.00 | 221400.00 | 1500.00 | 184500.00 | 900.00 | 110700.00 | 1600.00 | 196800.00 | 1260.00 | 154980.00 | 910.00 | 111930.00 | 1261.00 | 155103.00 | 1380.00 | 169740.00 | 110700.00 | Dnova Infracon Pvt Ltd
19.10 | Wiring for group controlled (looped) light point/fan point/exhaust fan point/ call bell point (without independent switch etc.) with 1.5 sq. mm FRLS PVC insulated copper conductor single core cable in surface/ recessed steel conduit, and earthing the point with 1.5 sq. mm FRLS PVC insulated copper conductor single core cable etc. as required. | 190.00 | Point | 855.00 | 800.00 | 152000.00 | 837.19 | 159066.10 | 786.00 | 149340.00 | 1404.00 | 266760.00 | 1000.00 | 190000.00 | 750.00 | 142500.00 | 1000.00 | 190000.00 | 479.00 | 91010.00 | 910.00 | 172900.00 | 750.00 | 142500.00 | 1200.00 | 228000.00 | 91010.00 | Saariga Constructions Private Limited
19.10 | Wiring for circuit/ submain wiring alongwith earth wire with the following sizes of FRLS PVC insulated copper conductor, single core cable in surface/ recessed steel conduit including circuit for group control as required.
19.10 | 2 X 1.5 sq. mm + 1 X 1.5 sq. mm earth wire | 927.00 | Meter | 258.00 | 220.00 | 203940.00 | 301.39 | 279388.53 | 109.00 | 101043.00 | 495.00 | 458865.00 | 300.00 | 278100.00 | 235.00 | 217845.00 | 250.00 | 231750.00 | 220.00 | 203940.00 | 110.00 | 101970.00 | 155.00 | 143685.00 | 180.00 | 166860.00 | 101043.00 | VISHNU SARAN AND COMPANY
19.10 | 2 X 2.5 sq. mm + 1 X 2.5 sq. mm earth wire | 330.00 | Meter | 292.00 | 230.00 | 75900.00 | 346.04 | 114193.20 | 127.00 | 41910.00 | 540.00 | 178200.00 | 300.00 | 99000.00 | 265.00 | 87450.00 | 280.00 | 92400.00 | 243.00 | 80190.00 | 140.00 | 46200.00 | 177.00 | 58410.00 | 190.00 | 62700.00 | 41910.00 | VISHNU SARAN AND COMPANY
19.10 | 2 X 4 sq. mm + 1 X 4 sq. mm earth wire | 1526.00 | Meter | 334.00 | 280.00 | 427280.00 | 390.69 | 596192.94 | 167.00 | 254842.00 | 585.00 | 892710.00 | 400.00 | 610400.00 | 298.00 | 454748.00 | 350.00 | 534100.00 | 279.00 | 425754.00 | 190.00 | 289940.00 | 212.00 | 323512.00 | 240.00 | 366240.00 | 254842.00 | VISHNU SARAN AND COMPANY
19.10 | 2 X 6 sq. mm + 1 X 6 sq. mm earth wire | 119.00 | Meter | 660.00 | 400.00 | 47600.00 | 457.66 | 54461.54 | 230.00 | 27370.00 | 675.00 | 80325.00 | 450.00 | 53550.00 | 355.00 | 42245.00 | 740.00 | 88060.00 | 377.00 | 44863.00 | 210.00 | 24990.00 | 264.00 | 31416.00 | 310.00 | 36890.00 | 24990.00 | SHUBH RAAG INFRA BUILDS PRIVATE LIMITED
19.10 | Supplying and drawing following sizes of FRLS PVC insulated copper conductor, single core cable in the existing surface/ recessed steel/raceway/ PVC conduit as required.
19.10 | 3 x 1.5 sq. mm | 103.00 | Meter | 71.00 | 60.00 | 6180.00 | 133.95 | 13796.85 | 41.00 | 4223.00 | 99.00 | 10197.00 | 150.00 | 15450.00 | 62.00 | 6386.00 | 78.00 | 8034.00 | 57.00 | 5871.00 | 125.00 | 12875.00 | 57.00 | 5871.00 | 90.00 | 9270.00 | 4223.00 | VISHNU SARAN AND COMPANY
19.10 | 3 x 4 sq. mm | 654.00 | Meter | 155.00 | 130.00 | 85020.00 | 234.41 | 153304.14 | 83.00 | 54282.00 | 225.00 | 147150.00 | 250.00 | 163500.00 | 125.00 | 81750.00 | 160.00 | 104640.00 | 124.00 | 81096.00 | 210.00 | 137340.00 | 124.00 | 81096.00 | 140.00 | 91560.00 | 54282.00 | VISHNU SARAN AND COMPANY
19.10 | 3 x 6 sq. mm | 51.00 | Meter | 228.00 | 200.00 | 10200.00 | 306.97 | 15655.47 | 132.00 | 6732.00 | 297.00 | 15147.00 | 300.00 | 15300.00 | 188.00 | 9588.00 | 270.00 | 13770.00 | 177.00 | 9027.00 | 325.00 | 16575.00 | 177.00 | 9027.00 | 170.00 | 8670.00 | 6732.00 | VISHNU SARAN AND COMPANY
19.11 | Supplying and drawing 4 pair 0.5 mm dia FRLS PVC insulated annealed copper conductor, unarmored telephone cable in the existing surface/ recessed steel/ PVC conduit as required. | 300.00 | Meter | 33.00 | 30.00 | 9000.00 | 44.65 | 13395.00 | 24.00 | 7200.00 | 63.00 | 18900.00 | 50.00 | 15000.00 | 40.00 | 12000.00 | 32.00 | 9600.00 | 31.00 | 9300.00 | 65.00 | 19500.00 | 31.00 | 9300.00 | 30.00 | 9000.00 | 7200.00 | VISHNU SARAN AND COMPANY
19.11 | Supplying and drawing co-axial TV cable RG-6 grade, 0.7 mm solid copper conductor PE insulated, shielded with fine tinned copper braid and protected with PVC sheath in the existing surface/ recessed steel/ PVC conduit as required. | 50.00 | Meter | 38.00 | 30.00 | 1500.00 | 55.81 | 2790.50 | 27.00 | 1350.00 | 49.50 | 2475.00 | 60.00 | 3000.00 | 40.00 | 2000.00 | 39.00 | 1950.00 | 35.00 | 1750.00 | 28.00 | 1400.00 | 35.00 | 1750.00 | 30.00 | 1500.00 | 1350.00 | VISHNU SARAN AND COMPANY
19.11 | Supplying and fixing of following sizes of steel conduit along with accessories in surface/recess including painting in case of surface conduit, or cutting the wall and making good the same in case of recessed conduit as required.
19.11 | 20 mm | 300.00 | Meter | 179.00 | 125.00 | 37500.00 | 189.76 | 56928.00 | 126.00 | 37800.00 | 225.00 | 67500.00 | 250.00 | 75000.00 | 110.00 | 33000.00 | 180.00 | 54000.00 | 155.00 | 46500.00 | 100.00 | 30000.00 | 155.00 | 46500.00 | 140.00 | 42000.00 | 30000.00 | SHUBH RAAG INFRA BUILDS PRIVATE LIMITED
19.11 | 25 mm | 450.00 | Meter | 210.00 | 160.00 | 72000.00 | 200.93 | 90418.50 | 142.00 | 63900.00 | 261.00 | 117450.00 | 300.00 | 135000.00 | 145.00 | 65250.00 | 210.00 | 94500.00 | 175.00 | 78750.00 | 121.00 | 54450.00 | 175.00 | 78750.00 | 160.00 | 72000.00 | 54450.00 | SHUBH RAAG INFRA BUILDS PRIVATE LIMITED
19.11 | Supplying and fixing of 25 mm sizes of medium class PVC conduit along with accessories in surface/recess including cutting the wall and making good the same in case of recessed conduit as required. | 50.00 | Meter | 110.00 | 75.00 | 3750.00 | 61.39 | 3069.50 | 68.00 | 3400.00 | 90.00 | 4500.00 | 55.00 | 2750.00 | 80.00 | 4000.00 | 110.00 | 5500.00 | 95.00 | 4750.00 | 65.00 | 3250.00 | 95.00 | 4750.00 | 98.00 | 4900.00 | 2750.00 | Shri Balaji Construction
19.11 | Supplying and fixing metal box of following sizes (nominal size) on surface or in recess with suitable size of phenolic laminated sheet cover in front including painting etc. as required.
19.11 | 75 mm X 75 mm X 60 mm deep | 10.00 | Each | 142.00 | 110.00 | 1100.00 | 334.88 | 3348.80 | 120.00 | 1200.00 | 225.00 | 2250.00 | 400.00 | 4000.00 | 140.00 | 1400.00 | 160.00 | 1600.00 | 20.00 | 200.00 | 70.00 | 700.00 | 148.00 | 1480.00 | 350.00 | 3500.00 | 200.00 | Saariga Constructions Private Limited
19.11 | 150 mm X 150 mm X 60 mm deep | 5.00 | Each | 260.00 | 220.00 | 1100.00 | 502.31 | 2511.55 | 138.00 | 690.00 | 270.00 | 1350.00 | 500.00 | 2500.00 | 450.00 | 2250.00 | 200.00 | 1000.00 | 47.00 | 235.00 | 120.00 | 600.00 | 246.00 | 1230.00 | 450.00 | 2250.00 | 235.00 | Saariga Constructions Private Limited
19.11 | Supplying and fixing following modular switch/ socket on the existing modular plate & switch box including connections but excluding modular plate etc. as required.
19.11 | 5/6 A switch | 10.00 | Each | 73.00 | 70.00 | 700.00 | 167.44 | 1674.40 | 73.00 | 730.00 | 81.00 | 810.00 | 150.00 | 1500.00 | 80.00 | 800.00 | 68.00 | 680.00 | 90.00 | 900.00 | 75.00 | 750.00 | 90.00 | 900.00 | 75.00 | 750.00 | 680.00 | LUMOS INFRA PVT LTD
19.11 | 15/16 A switch | 10.00 | Each | 120.00 | 105.00 | 1050.00 | 200.93 | 2009.30 | 106.00 | 1060.00 | 135.00 | 1350.00 | 175.00 | 1750.00 | 150.00 | 1500.00 | 130.00 | 1300.00 | 140.00 | 1400.00 | 82.00 | 820.00 | 140.00 | 1400.00 | 130.00 | 1300.00 | 820.00 | SHUBH RAAG INFRA BUILDS PRIVATE LIMITED
19.11 | 3 pin 5/6 A socket outlet | 10.00 | Each | 89.00 | 85.00 | 850.00 | 223.25 | 2232.50 | 95.00 | 950.00 | 117.00 | 1170.00 | 200.00 | 2000.00 | 170.00 | 1700.00 | 100.00 | 1000.00 | 302.00 | 3020.00 | 96.00 | 960.00 | 118.00 | 1180.00 | 140.00 | 1400.00 | 850.00 | M/s Anil Enterprises
19.11 | 6 pin 15/16 A socket outlet. | 10.00 | Each | 162.00 | 160.00 | 1600.00 | 312.55 | 3125.50 | 151.00 | 1510.00 | 261.00 | 2610.00 | 300.00 | 3000.00 | 185.00 | 1850.00 | 160.00 | 1600.00 | 186.00 | 1860.00 | 140.00 | 1400.00 | 186.00 | 1860.00 | 200.00 | 2000.00 | 1400.00 | SHUBH RAAG INFRA BUILDS PRIVATE LIMITED
19.11 | Telephone socket outlet | 20.00 | Each | 102.00 | 100.00 | 2000.00 | 200.93 | 4018.60 | 102.00 | 2040.00 | 135.00 | 2700.00 | 270.00 | 5400.00 | 135.00 | 2700.00 | 120.00 | 2400.00 | 126.00 | 2520.00 | 89.00 | 1780.00 | 126.00 | 2520.00 | 180.00 | 3600.00 | 1780.00 | SHUBH RAAG INFRA BUILDS PRIVATE LIMITED
19.11 | TV antenna socket outlet | 1.00 | Each | 102.00 | 100.00 | 100.00 | 200.93 | 200.93 | 102.00 | 102.00 | 135.00 | 135.00 | 280.00 | 280.00 | 135.00 | 135.00 | 120.00 | 120.00 | 126.00 | 126.00 | 93.00 | 93.00 | 126.00 | 126.00 | 140.00 | 140.00 | 93.00 | SHUBH RAAG INFRA BUILDS PRIVATE LIMITED
19.11 | Supplying and fixing modular blanking plate on the existing modular plate & switch box excluding modular plate as required. | 20.00 | Each | 22.00 | 20.00 | 400.00 | 22.33 | 446.60 | 28.00 | 560.00 | 45.00 | 900.00 | 20.00 | 400.00 | 40.00 | 800.00 | 22.00 | 440.00 | 34.00 | 680.00 | 22.00 | 440.00 | 34.00 | 680.00 | 20.00 | 400.00 | 400.00 | WESTERN OUTDOOR STRUCTURES PRIVATE LIMITED, M/s Anil Enterprises, Shri Balaji Construction
19.11 | Supplying and fixing1 or 2 Module (75 mmX75 mm), GI box alongwith modular base & cover plate for modular switches in recess etc. as required. | 30.00 | Each | 153.00 | 150.00 | 4500.00 | 200.93 | 6027.90 | 151.00 | 4530.00 | 288.00 | 8640.00 | 280.00 | 8400.00 | 185.00 | 5550.00 | 160.00 | 4800.00 | 258.00 | 7740.00 | 142.00 | 4260.00 | 258.00 | 7740.00 | 180.00 | 5400.00 | 4260.00 | SHUBH RAAG INFRA BUILDS PRIVATE LIMITED
19.11 | Supplying and fixing 3 Module Modular base & cover plate on existing modular metal boxes etc. as required. | 15.00 | Each | 116.00 | 120.00 | 1800.00 | 228.83 | 3432.45 | 199.00 | 2985.00 | 324.00 | 4860.00 | 200.00 | 3000.00 | 210.00 | 3150.00 | 135.00 | 2025.00 | 136.00 | 2040.00 | 170.00 | 2550.00 | 136.00 | 2040.00 | 240.00 | 3600.00 | 1800.00 | M/s Anil Enterprises
19.11 | Supplying and fixing suitable size GI box with modular plate and cover in front on surface or in recess, including providing and fixing 3 pin 5/6 A modular socket outlet and 5/6 A modular switch, connections etc. as required. | 42.00 | Each | 365.00 | 370.00 | 15540.00 | 468.83 | 19690.86 | 310.00 | 13020.00 | 441.00 | 18522.00 | 450.00 | 18900.00 | 435.00 | 18270.00 | 435.00 | 18270.00 | 425.00 | 17850.00 | 450.00 | 18900.00 | 425.00 | 17850.00 | 390.00 | 16380.00 | 13020.00 | VISHNU SARAN AND COMPANY
19.11 | Supplying and fixing suitable size GI box with modular plate and cover in front on surface or in recess, including providing and fixing 6 pin 5/6 A & 15/16 A modular socket outlet and 15/16 A modular switch, connections etc. as required. | 110.00 | Each | 456.00 | 450.00 | 49500.00 | 613.94 | 67533.40 | 622.00 | 68420.00 | 540.00 | 59400.00 | 600.00 | 66000.00 | 870.00 | 95700.00 | 425.00 | 46750.00 | 525.00 | 57750.00 | 550.00 | 60500.00 | 525.00 | 57750.00 | 550.00 | 60500.00 | 46750.00 | LUMOS INFRA PVT LTD
19.12 | Installation, testing and commissioning of LED downlighter/ceiling fittings (2x2 ft. ) / LED tube fitting of all sizes and shapes, complete with all accessories including connections etc. as required. | 239.00 | Each | 91.00 | 100.00 | 23900.00 | 334.88 | 80036.32 | 86.00 | 20554.00 | 216.00 | 51624.00 | 300.00 | 71700.00 | 200.00 | 47800.00 | 95.00 | 22705.00 | 163.00 | 38957.00 | 495.00 | 118305.00 | 104.00 | 24856.00 | 250.00 | 59750.00 | 20554.00 | VISHNU SARAN AND COMPANY
19.12 | Installation, testing and commissioning of pre-wired,LED fitting / lowbay fittings on top ceiling /Canopy fitting of all types, complete with all accessories and tube/lamp etc. directly on ceiling/ wall, including connections with 1.5 sq. mm FRLS PVC insulated, copper conductor, single core cable and earthing etc. as required. | 69.00 | Each | 154.00 | 140.00 | 9660.00 | 390.69 | 26957.61 | 86.00 | 5934.00 | 180.00 | 12420.00 | 370.00 | 25530.00 | 200.00 | 13800.00 | 160.00 | 11040.00 | 637.00 | 43953.00 | 2050.00 | 141450.00 | 178.00 | 12282.00 | 560.00 | 38640.00 | 5934.00 | VISHNU SARAN AND COMPANY
19.12 | Installation of wall bracket fan upto 450 mm sweep including, connection, testing, commissioning etc as required. | 9.00 | Each | 73.00 | 70.00 | 630.00 | 390.69 | 3516.21 | 86.00 | 774.00 | 180.00 | 1620.00 | 500.00 | 4500.00 | 250.00 | 2250.00 | 220.00 | 1980.00 | 195.00 | 1755.00 | 420.00 | 3780.00 | 181.00 | 1629.00 | 280.00 | 2520.00 | 630.00 | M/s Anil Enterprises
19.12 | Installation of exhaust fan upto 450 mm sweep in the existing opening, including louvers, making good the damage, connection, testing, commissioning etc. as required. | 2.00 | Each | 327.00 | 350.00 | 700.00 | 502.31 | 1004.62 | 344.00 | 688.00 | 540.00 | 1080.00 | 500.00 | 1000.00 | 300.00 | 600.00 | 320.00 | 640.00 | 455.00 | 910.00 | 500.00 | 1000.00 | 385.00 | 770.00 | 1400.00 | 2800.00 | 600.00 | Dnova Infracon Pvt Ltd
19.12 | Supply installation and testing and commissioning of 50 Pair telephone distribution board in a M.S. box with hinged cover/ door complete with krone type tag block with double jumpering facility mounted on a bakelite sheet etc. including terminations of cable as required. | 1.00 | Each | 377.00 | 350.00 | 350.00 | 2232.50 | 2232.50 | 4296.00 | 4296.00 | 8100.00 | 8100.00 | 2000.00 | 2000.00 | 5500.00 | 5500.00 | 400.00 | 400.00 | 4875.00 | 4875.00 | 4600.00 | 4600.00 | 10000.00 | 10000.00 | 4800.00 | 4800.00 | 350.00 | M/s Anil Enterprises
19.12 | Supplying & fixing suitable size GI box wih modular plate and cover in front on surface or in recess including providing and fixing 25 A modular socket outlet and 25 A modular SP MCB, “C” curve including connections, painting etc. as required. | 10.00 | Each | 540.00 | 525.00 | 5250.00 | 1786.00 | 17860.00 | 410.00 | 4100.00 | 810.00 | 8100.00 | 1600.00 | 16000.00 | 700.00 | 7000.00 | 550.00 | 5500.00 | 793.00 | 7930.00 | 400.00 | 4000.00 | 678.00 | 6780.00 | 624.00 | 6240.00 | 4000.00 | SHUBH RAAG INFRA BUILDS PRIVATE LIMITED
19.12 | Supply and fixing of following size of under floor GI raceways for distributing cabling in screed floor installations particularly suitable for application requiring EMC screening. Raceway should be made up of Pre galvanized sheet with thickness of 1.6mm consist of body and cover. It should have average of 120GSM zinc coating. Raceway should be openable from top. Cover fitted on to the body with self forming screw and can be opened easily if required. Raceway should be supplied with required accessories such as fixing brackets and coupling plates complete as required
19.12 | 300 mm wide x 38 mm deep raceway (3 compartment) | 50.00 | Meter | 2226.00 | 1600.00 | 80000.00 | 2790.63 | 139531.50 | 2507.00 | 125350.00 | 1350.00 | 67500.00 | 2600.00 | 130000.00 | 1500.00 | 75000.00 | 1750.00 | 87500.00 | 1000.00 | 50000.00 | 6550.00 | 327500.00 | 1200.00 | 60000.00 | 2390.00 | 119500.00 | 50000.00 | Saariga Constructions Private Limited
19.12 | 225 mm wide x 38 mm deep raceway (3 compartment) | 75.00 | Meter | 1719.00 | 1300.00 | 97500.00 | 2232.50 | 167437.50 | 1927.00 | 144525.00 | 1035.00 | 77625.00 | 2100.00 | 157500.00 | 1250.00 | 93750.00 | 1400.00 | 105000.00 | 900.00 | 67500.00 | 5200.00 | 390000.00 | 1150.00 | 86250.00 | 2010.00 | 150750.00 | 67500.00 | Saariga Constructions Private Limited
19.12 | 150 mm wide x 38 mm deep raceway (3 compartment) | 100.00 | Meter | 1300.00 | 1100.00 | 110000.00 | 1674.38 | 167438.00 | 1443.00 | 144300.00 | 810.00 | 81000.00 | 1500.00 | 150000.00 | 950.00 | 95000.00 | 1200.00 | 120000.00 | 900.00 | 90000.00 | 4980.00 | 498000.00 | 1050.00 | 105000.00 | 1390.00 | 139000.00 | 81000.00 | S G CONSTRUCTIONS
19.12 | 100 mm wide x 38 mm deep raceway (1 compartment) | 100.00 | Meter | 950.00 | 750.00 | 75000.00 | 1506.94 | 150694.00 | 1103.00 | 110300.00 | 513.00 | 51300.00 | 1500.00 | 150000.00 | 595.00 | 59500.00 | 800.00 | 80000.00 | 900.00 | 90000.00 | 3200.00 | 320000.00 | 995.00 | 99500.00 | 1180.00 | 118000.00 | 51300.00 | S G CONSTRUCTIONS
19.12 | 50 mm wide x 38 mm deep raceway (1 compartment) | 50.00 | Meter | 674.00 | 500.00 | 25000.00 | 1227.88 | 61394.00 | 742.00 | 37100.00 | 360.00 | 18000.00 | 1200.00 | 60000.00 | 435.00 | 21750.00 | 500.00 | 25000.00 | 900.00 | 45000.00 | 2250.00 | 112500.00 | 580.00 | 29000.00 | 820.00 | 41000.00 | 18000.00 | S G CONSTRUCTIONS
19.12 | Supply and fixing of following size of under floor crossover Junction box for Raceways for direct access to cables at the intersection of Raceways supplied completely with base and cover plate(lid). Junction box should be made of Pre galvanized sheet consist of body and cover. Junction box should be supplied with the metal cover for protecting the junction box during constructions and all accessories complete as required:
19.12 | 300 x 300 x 50 mm | 5.00 | Each | 3124.00 | 2500.00 | 12500.00 | 502.31 | 2511.55 | 3493.00 | 17465.00 | 1620.00 | 8100.00 | 450.00 | 2250.00 | 850.00 | 4250.00 | 3200.00 | 16000.00 | 4051.00 | 20255.00 | 4890.00 | 24450.00 | 700.00 | 3500.00 | 2200.00 | 11000.00 | 2250.00 | Shri Balaji Construction
19.12 | 250 x 250 x 50 mm | 8.00 | Each | 2009.00 | 1500.00 | 12000.00 | 446.50 | 3572.00 | 2228.00 | 17824.00 | 1260.00 | 10080.00 | 400.00 | 3200.00 | 730.00 | 5840.00 | 2100.00 | 16800.00 | 2585.00 | 20680.00 | 7100.00 | 56800.00 | 600.00 | 4800.00 | 1800.00 | 14400.00 | 3200.00 | Shri Balaji Construction
19.12 | 150 x 150 x 50 mm | 10.00 | Each | 1460.00 | 1000.00 | 10000.00 | 390.69 | 3906.90 | 1692.00 | 16920.00 | 810.00 | 8100.00 | 350.00 | 3500.00 | 500.00 | 5000.00 | 1600.00 | 16000.00 | 1995.00 | 19950.00 | 3800.00 | 38000.00 | 500.00 | 5000.00 | 1320.00 | 13200.00 | 3500.00 | Shri Balaji Construction
19.12 | Supplying and fixing 6 way, Double door, single pole and neutral, sheet steel, MCB distribution board, 240 V, on surface/ recess, complete with tinned copper bus bar, neutral bus bar, earth bar, din bar, interconnections, powder painted including earthing etc. as required. (But without MCB/RCCB/Isolator) | 8.00 | Each | 1260.00 | 1200.00 | 9600.00 | 2455.75 | 19646.00 | 1428.00 | 11424.00 | 2727.00 | 21816.00 | 2350.00 | 18800.00 | 1750.00 | 14000.00 | 1400.00 | 11200.00 | 3185.00 | 25480.00 | 2100.00 | 16800.00 | 1761.00 | 14088.00 | 1550.00 | 12400.00 | 9600.00 | M/s Anil Enterprises
19.12 | Supplying and fixing of 12 way (4 + 36), Double door surface/ recess mounting, vertical type, 415 V, TPN MCB distribution board of sheet steel, dust protected, duly powder painted, inclusive of 200 A tinned copper bus bar, common neutral link, earth bar, din bar for mounting MCBs (but without MCBs and incomer) as required. (Note : Vertical type MCB TPDB is normally used where 3 phase outlets are required.) | 9.00 | Each | 8175.00 | 8000.00 | 72000.00 | 11720.63 | 105485.67 | 8452.00 | 76068.00 | 12600.00 | 113400.00 | 12000.00 | 108000.00 | 5500.00 | 49500.00 | 10000.00 | 90000.00 | 23660.00 | 212940.00 | 25500.00 | 229500.00 | 10423.00 | 93807.00 | 12800.00 | 115200.00 | 49500.00 | Dnova Infracon Pvt Ltd
19.13 | Supplying and fixing 5 A to 32 A rating, 240/415 V, 10 kA, “C” curve, miniature circuit breaker suitable for inductive load of following poles in the existing MCB DB complete with connections, testing and commissioning etc. as required.
19.13 | Single pole | 302.00 | Each | 188.00 | 140.00 | 42280.00 | 256.74 | 77535.48 | 144.00 | 43488.00 | 225.00 | 67950.00 | 250.00 | 75500.00 | 175.00 | 52850.00 | 120.00 | 36240.00 | 241.00 | 72782.00 | 410.00 | 123820.00 | 211.00 | 63722.00 | 180.00 | 54360.00 | 36240.00 | LUMOS INFRA PVT LTD
19.13 | Double pole | 8.00 | Each | 472.00 | 500.00 | 4000.00 | 625.10 | 5000.80 | 461.00 | 3688.00 | 504.00 | 4032.00 | 600.00 | 4800.00 | 550.00 | 4400.00 | 500.00 | 4000.00 | 1677.00 | 13416.00 | 710.00 | 5680.00 | 590.00 | 4720.00 | 640.00 | 5120.00 | 3688.00 | VISHNU SARAN AND COMPANY
19.13 | Supplying and fixing single pole blanking plate in the existing MCB DB complete etc. as required. | 20.00 | Each | 18.00 | 8.00 | 160.00 | 22.33 | 446.60 | 14.00 | 280.00 | 18.00 | 360.00 | 25.00 | 500.00 | 15.00 | 300.00 | 16.00 | 320.00 | 26.00 | 520.00 | 45.00 | 900.00 | 8.00 | 160.00 | 20.00 | 400.00 | 160.00 | M/s Anil Enterprises, RISHAV SHELTERS PVT. LTD
19.13 | Supplying and fixing 63 A double pole, 240 V, isolator in the existing MCB DB complete with connections, testing and commissioning etc. as required. | 27.00 | Each | 389.00 | 390.00 | 10530.00 | 625.10 | 16877.70 | 331.00 | 8937.00 | 603.00 | 16281.00 | 600.00 | 16200.00 | 435.00 | 11745.00 | 320.00 | 8640.00 | 884.00 | 23868.00 | 455.00 | 12285.00 | 408.00 | 11016.00 | 460.00 | 12420.00 | 8640.00 | LUMOS INFRA PVT LTD
19.13 | Supplying and fixing 63 Amps FP 4 module , 240 / 415 volts, RCBO having a sensitivity current upto 300 milliamperes in the existing MCB DB complete with connections, testing and commissioning etc. as required. | 9.00 | Each | 4144.00 | 3850.00 | 34650.00 | 9488.13 | 85393.17 | 6443.00 | 57987.00 | 3834.00 | 34506.00 | 10000.00 | 90000.00 | 3450.00 | 31050.00 | 4200.00 | 37800.00 | 5934.00 | 53406.00 | 3100.00 | 27900.00 | 2945.00 | 26505.00 | 3410.00 | 30690.00 | 26505.00 | RISHAV SHELTERS PVT. LTD
19.13 | Providing and fixing M.V. danger notice plate of 200 mm X 150 mm, made of mild steel, at least 2 mm thick, and vitreous enameled white on both sides, and with inscription in single red colour on front side as required. | 4.00 | Each | 200.00 | 100.00 | 400.00 | 334.88 | 1339.52 | 215.00 | 860.00 | 495.00 | 1980.00 | 330.00 | 1320.00 | 250.00 | 1000.00 | 230.00 | 920.00 | 455.00 | 1820.00 | 265.00 | 1060.00 | 240.00 | 960.00 | 300.00 | 1200.00 | 400.00 | M/s Anil Enterprises
19.13 | Supplying and fixing Cable End Box (Loose wire box)(IP 43) suitable for 6 way, Double door TPN MCBDB, sheet steel, MCB distribution board, 415 V, on surface/ recess, complete with testing and commissioning etc. as required. | 18.00 | Each | 1133.00 | 900.00 | 16200.00 | 2232.50 | 40185.00 | 683.00 | 12294.00 | 1710.00 | 30780.00 | 2300.00 | 41400.00 | 1050.00 | 18900.00 | 1400.00 | 25200.00 | 1430.00 | 25740.00 | 2350.00 | 42300.00 | 1126.00 | 20268.00 | 1200.00 | 21600.00 | 12294.00 | VISHNU SARAN AND COMPANY
19.13 | Hot Dipped Galvanized Iron Cable Tray Supplying and installing following size of perforated Hot Dipped Galvanised Iron cable tray (galvanisation thickness not less than 50 microns) with perforation not more than 17.5%, in convenient sections, joined with connectors, suspended from the ceiling with G.I. suspenders including G.I. bolts & nuts, etc. as required.
19.13 | 100 mm width X 50 mm depth X 1.6 mm thickness | 60.00 | Meter | 528.00 | 525.00 | 31500.00 | 837.19 | 50231.40 | 348.00 | 20880.00 | 702.00 | 42120.00 | 800.00 | 48000.00 | 550.00 | 33000.00 | 600.00 | 36000.00 | 812.00 | 48720.00 | 390.00 | 23400.00 | 635.00 | 38100.00 | 640.00 | 38400.00 | 20880.00 | VISHNU SARAN AND COMPANY
19.13 | 300 mm width X 50 mm depth X 1.6 mm thickness | 50.00 | Meter | 772.00 | 780.00 | 39000.00 | 1172.06 | 58603.00 | 616.00 | 30800.00 | 990.00 | 49500.00 | 1200.00 | 60000.00 | 1050.00 | 52500.00 | 900.00 | 45000.00 | 1235.00 | 61750.00 | 749.00 | 37450.00 | 928.00 | 46400.00 | 1020.00 | 51000.00 | 30800.00 | VISHNU SARAN AND COMPANY
19.13 | Supplying and installing following size of perforated Hot Dipped Galvanised Iron cable tray “bends” (galvanisation not less than 50 microns) with perforation not more than 17.5%, in convenient sections, joined with connectors, suspended from the ceiling with G.I. suspenders including G.I. bolts & nuts, etc. as required.
19.13 | 100 mm width X 50 mm depth X 1.6 mm thickness | 4.00 | Each | 929.00 | 900.00 | 3600.00 | 725.56 | 2902.24 | 716.00 | 2864.00 | 4905.00 | 19620.00 | 750.00 | 3000.00 | 850.00 | 3400.00 | 1100.00 | 4400.00 | 1625.00 | 6500.00 | 1350.00 | 5400.00 | 1127.00 | 4508.00 | 1100.00 | 4400.00 | 2864.00 | VISHNU SARAN AND COMPANY
19.13 | 300 mm width X 50 mm depth X 1.6 mm thickness | 4.00 | Each | 1499.00 | 1500.00 | 6000.00 | 781.38 | 3125.52 | 1262.00 | 5048.00 | 657.00 | 2628.00 | 750.00 | 3000.00 | 1500.00 | 6000.00 | 1600.00 | 6400.00 | 2535.00 | 10140.00 | 2950.00 | 11800.00 | 1817.00 | 7268.00 | 1800.00 | 7200.00 | 2628.00 | S G CONSTRUCTIONS
19.13 | Supplying and installing 300 mm width X 50 mm depth X 1.6 mm thickness of perforated Hot Dipped Galvanised Iron cable tray “Reducer” (galvanisation not less than 50 microns) with perforation not more than 17.5%, in convenient sections, joined with connectors, suspended from the ceiling with G.I. suspenders including G.I. bolts & nuts, etc. as required. | 2.00 | Each | 2293.00 | 1800.00 | 3600.00 | 558.13 | 1116.26 | 824.00 | 1648.00 | 1530.00 | 3060.00 | 500.00 | 1000.00 | 1500.00 | 3000.00 | 2200.00 | 4400.00 | 4030.00 | 8060.00 | 3000.00 | 6000.00 | 2776.00 | 5552.00 | 2180.00 | 4360.00 | 1000.00 | Shri Balaji Construction
19.20 | Part II:- LIGHT FITTING & FIXTURES
19.23 | Supply of 15/18W LED Down lighter fitting including driver suitable for surface/recess mounting (round/square type), powder coated Pressure die cast aluminium housing, comprising of LED’s of approved make, and as per specifications complete and as required (Similar to Havells CAT No. INTEGRANEODLR15WLED857S or equivalent) | 86.00 | Each | 769.00 | 800.00 | 68800.00 | 781.38 | 67198.68 | 1078.00 | 92708.00 | 1080.00 | 92880.00 | 800.00 | 68800.00 | 950.00 | 81700.00 | 650.00 | 55900.00 | 1664.00 | 143104.00 | 1050.00 | 90300.00 | 1800.00 | 154800.00 | 748.00 | 64328.00 | 55900.00 | LUMOS INFRA PVT LTD
19.24 | Supply of 36/40w LED, light fixture including driver suitable for surface/recess mounting 2'x2' LED, powder coated extruded aluminium/standard alloy housing, comprising of LED’s of approved make, and as per specifications complete as required. (Similar to Havells CAT No. VENUS NEO HE 2X2 or equivalent) | 153.00 | Each | 2478.00 | 2100.00 | 321300.00 | 781.38 | 119551.14 | 2427.00 | 371331.00 | 3330.00 | 509490.00 | 800.00 | 122400.00 | 2050.00 | 313650.00 | 2300.00 | 351900.00 | 5798.00 | 887094.00 | 1845.00 | 282285.00 | 2000.00 | 306000.00 | 1900.00 | 290700.00 | 119551.14 | Epack Polymers Pvt Ltd
19.24 | Supply of 10W /12 W LED tubelight 2 feet, including driver with aluminium housing suitable for surface mounting including batten etc. as per specification, complete as required.(Similar to Havells CAT No. LUMILINE PLUS or equivalent) | 7.00 | Each | 351.00 | 400.00 | 2800.00 | 446.50 | 3125.50 | 538.00 | 3766.00 | 414.00 | 2898.00 | 400.00 | 2800.00 | 250.00 | 1750.00 | 300.00 | 2100.00 | 501.00 | 3507.00 | 295.00 | 2065.00 | 300.00 | 2100.00 | 370.00 | 2590.00 | 1750.00 | Dnova Infracon Pvt Ltd
19.24 | Supply of 18w/20w LED tubelight fitting 4 feet,(Appox.) including driver with aluminium housing suitable, suitable for surface mounting including batten etc. as per specification complete, as required. (Similar to Havells CAT No. ENDURA LINEAR NEO or equivalent) | 26.00 | Each | 909.00 | 650.00 | 16900.00 | 781.38 | 20315.88 | 1561.00 | 40586.00 | 450.00 | 11700.00 | 800.00 | 20800.00 | 350.00 | 9100.00 | 600.00 | 15600.00 | 1404.00 | 36504.00 | 298.00 | 7748.00 | 500.00 | 13000.00 | 748.00 | 19448.00 | 7748.00 | SHUBH RAAG INFRA BUILDS PRIVATE LIMITED
19.24 | Supply of 36 W LED Fixture 4 feet,(Appox.) including driver with louver, alloy housing, IP-66 suitable for surface/ceiling mounting including Opal finish cover, energy saving , corrosion resistant long life etc.complete as per specification complete as required. (Similar to Havells CAT No. MAGNUM GRAND NEO or equivalent)( For canopy / kerb area ceiling of building) | 10.00 | Each | 2723.00 | 2100.00 | 21000.00 | 781.38 | 7813.80 | 3814.00 | 38140.00 | 945.00 | 9450.00 | 750.00 | 7500.00 | 2800.00 | 28000.00 | 2100.00 | 21000.00 | 6422.00 | 64220.00 | 2295.00 | 22950.00 | 5000.00 | 50000.00 | 2250.00 | 22500.00 | 7500.00 | Shri Balaji Construction
19.24 | Supply of 120 W LED low bay downlighter (industrial type) suitable for surface mounting (round type) light fixture, powder coated Pressure die Cast aluminium housing, IP-65,comprising of LED’s of approved make, and as per specifications complete as required. For canopy / kerb area ceiling of building) )(Similar to Havells Cat No BAYBRITEFLAREHB120WLED757APWBBOLTG). | 26.00 | Each | 8715.00 | 7000.00 | 182000.00 | 9711.38 | 252495.88 | 14304.00 | 371904.00 | 10800.00 | 280800.00 | 10000.00 | 260000.00 | 6600.00 | 171600.00 | 8100.00 | 210600.00 | 10000.00 | 260000.00 | 5650.00 | 146900.00 | 8000.00 | 208000.00 | 5450.00 | 141700.00 | 141700.00 | WESTERN OUTDOOR STRUCTURES PRIVATE LIMITED
19.24 | Supply of integral LED aviation light with Die-cast aluminum housing with Red polycarbonate dome for better illumination, Integral driver, IP:65, Features and Benefits Protection against short-circuit. Protection against surge. Wide operating input voltage range 100 – 270VAC, (Similar to Bajaj CAT No.BGAV 302 LED or equivalent) | 2.00 | Each | 2996.00 | 5000.00 | 10000.00 | 7813.75 | 15627.50 | 3815.00 | 7630.00 | 5400.00 | 10800.00 | 8000.00 | 16000.00 | 4450.00 | 8900.00 | 4000.00 | 8000.00 | 12155.00 | 24310.00 | 8800.00 | 17600.00 | 6000.00 | 12000.00 | 5200.00 | 10400.00 | 7630.00 | VISHNU SARAN AND COMPANY
19.24 | Supply of 450mm dia sweep wall fan Oscillating type complete with built in String type speed regulator and mounting arrangement.complete, as required. (Similar to Orient make - Tornado Wall II or equivalent) as per AAI approved make list. | 9.00 | Each | 4223.00 | 4000.00 | 36000.00 | 6027.75 | 54249.75 | 1677.00 | 15093.00 | 2727.00 | 24543.00 | 5600.00 | 50400.00 | 3350.00 | 30150.00 | 4800.00 | 43200.00 | 6188.00 | 55692.00 | 7650.00 | 68850.00 | 2000.00 | 18000.00 | 2080.00 | 18720.00 | 15093.00 | VISHNU SARAN AND COMPANY
19.24 | Supply of 300 mm, 900 RPM heavy duty exhaust fans with louver suitable for 230 volt for the existing opening of the porta cabin/washrooms, complete as required. (similar to Orient Model- Heavy Duty Exhua.-Grey), as per AAI approved make list. | 2.00 | Each | 3102.00 | 2800.00 | 5600.00 | 3348.75 | 6697.50 | 2513.00 | 5026.00 | 3807.00 | 7614.00 | 3500.00 | 7000.00 | 300.00 | 600.00 | 4000.00 | 8000.00 | 3562.00 | 7124.00 | 2001.00 | 4002.00 | 2000.00 | 4000.00 | 1650.00 | 3300.00 | 600.00 | Dnova Infracon Pvt Ltd
19.30 | Part III:- L.T. CABLES & LAYING
19.34 | Supply of following XLPE insulated & PVC sheathed, armoured copper conductor cable of 1.1KV grade as per latest IS code with latest amendments etc. complete as required.
19.34 | 4X6 sqmm | 400.00 | Meter | 333.00 | 300.00 | 120000.00 | 435.34 | 174136.00 | 260.00 | 104000.00 | 468.00 | 187200.00 | 800.00 | 320000.00 | 365.00 | 146000.00 | 200.00 | 80000.00 | 871.00 | 348400.00 | 489.00 | 195600.00 | 220.00 | 88000.00 | 327.00 | 130800.00 | 80000.00 | LUMOS INFRA PVT LTD
19.34 | 4X10 sqmm | 500.00 | Meter | 502.00 | 450.00 | 225000.00 | 669.75 | 334875.00 | 390.00 | 195000.00 | 693.00 | 346500.00 | 650.00 | 325000.00 | 550.00 | 275000.00 | 320.00 | 160000.00 | 1262.00 | 631000.00 | 590.00 | 295000.00 | 260.00 | 130000.00 | 400.00 | 200000.00 | 130000.00 | RISHAV SHELTERS PVT. LTD
19.34 | Supply of 3.5X300 sqmm XLPE insulated & PVC sheathed, armoured aluminium conductor cable of 1.1KV grade as per latest IS code with latest amendments etc. complete as required. | 300.00 | Meter | 1273.00 | 1100.00 | 330000.00 | 1730.19 | 519057.00 | 1011.00 | 303300.00 | 1773.00 | 531900.00 | 1600.00 | 480000.00 | 1385.00 | 415500.00 | 1750.00 | 525000.00 | 3211.00 | 963300.00 | 1590.00 | 477000.00 | 1200.00 | 360000.00 | 1150.00 | 345000.00 | 303300.00 | VISHNU SARAN AND COMPANY
19.35 | Supplying and laying of GI pipe, Class 'B' of following size for crossing of roads & pathways i/c cutting, jointing with coupler etc. as required direct in ground including excavation and refilling the trench and making good the same, complete as required.
19.35 | 50 mm Dia. | 60.00 | Meter | 725.00 | 650.00 | 39000.00 | 669.75 | 40185.00 | 461.00 | 27660.00 | 603.00 | 36180.00 | 650.00 | 39000.00 | 595.00 | 35700.00 | 690.00 | 41400.00 | 708.00 | 42480.00 | 700.00 | 42000.00 | 600.00 | 36000.00 | 310.00 | 18600.00 | 18600.00 | WESTERN OUTDOOR STRUCTURES PRIVATE LIMITED
19.35 | 100 mm Dia. | 50.00 | Meter | 1552.00 | 1250.00 | 62500.00 | 1227.88 | 61394.00 | 957.00 | 47850.00 | 1260.00 | 63000.00 | 1200.00 | 60000.00 | 1350.00 | 67500.00 | 1680.00 | 84000.00 | 1809.00 | 90450.00 | 1150.00 | 57500.00 | 1100.00 | 55000.00 | 592.00 | 29600.00 | 29600.00 | WESTERN OUTDOOR STRUCTURES PRIVATE LIMITED
19.35 | Laying and fixing of one number PVC insulated and PVC sheathed / XLPE power cable of 1.1 kV grade of following size (clamped with 1mm thick saddle) on wall suface/ Raceway/cable tray as required. a) Upto 35 sq. mm | 500.00 | Meter | 34.00 | 25.00 | 12500.00 | 167.44 | 83720.00 | 34.00 | 17000.00 | 36.00 | 18000.00 | 180.00 | 90000.00 | 45.00 | 22500.00 | 40.00 | 20000.00 | 68.00 | 34000.00 | 190.00 | 95000.00 | 41.00 | 20500.00 | 50.00 | 25000.00 | 12500.00 | M/s Anil Enterprises
19.35 | Laying of one number PVC insulated and PVC sheathed / XLPE power cable of 1.1 KV grade of direct in ground including excavation, sand cushioning, protective covering and refilling the trench etc as required.
19.35 | Upto 35 sq. mm | 300.00 | Meter | 381.00 | 300.00 | 90000.00 | 111.63 | 33489.00 | 278.00 | 83400.00 | 45.00 | 13500.00 | 100.00 | 30000.00 | 110.00 | 33000.00 | 380.00 | 114000.00 | 420.00 | 126000.00 | 210.00 | 63000.00 | 35.00 | 10500.00 | 150.00 | 45000.00 | 10500.00 | RISHAV SHELTERS PVT. LTD
19.35 | Above 185 sq. mm and upto 400 sq. mm | 200.00 | Meter | 443.00 | 350.00 | 70000.00 | 167.44 | 33488.00 | 341.00 | 68200.00 | 90.00 | 18000.00 | 170.00 | 34000.00 | 225.00 | 45000.00 | 420.00 | 84000.00 | 515.00 | 103000.00 | 290.00 | 58000.00 | 159.00 | 31800.00 | 150.00 | 30000.00 | 18000.00 | S G CONSTRUCTIONS
19.35 | Laying of one number PVC insulated and PVC sheathed / XLPE power cable of 1.1 KV grade of Above 185 sq. mm and upto 400 sq. mm in the existing masonry open duct as required. | 50.00 | Meter | 83.00 | 60.00 | 3000.00 | 200.93 | 10046.50 | 83.00 | 4150.00 | 99.00 | 4950.00 | 270.00 | 13500.00 | 290.00 | 14500.00 | 100.00 | 5000.00 | 276.00 | 13800.00 | 286.00 | 14300.00 | 102.00 | 5100.00 | 50.00 | 2500.00 | 2500.00 | WESTERN OUTDOOR STRUCTURES PRIVATE LIMITED
19.35 | Shifting of Existing 3.5x300 sqmm PVC insulated and PVC sheathed / XLPE power cable of 1.1 KV grade cable i/c dismantling of existing cable by digging of earth and refilling the same and laying the same cable at new route direct in ground including excavation, sand cushioning, protective covering and refilling the trench etc as required. | 250.00 | Meter | 1560.00 | 1250.00 | 312500.00 | 446.50 | 111625.00 | 461.00 | 115250.00 | 207.00 | 51750.00 | 400.00 | 100000.00 | 350.00 | 87500.00 | 1600.00 | 400000.00 | 780.00 | 195000.00 | 255.00 | 63750.00 | 500.00 | 125000.00 | 250.00 | 62500.00 | 51750.00 | S G CONSTRUCTIONS
19.35 | Laying of one number PVC insulated and PVC sheathed / XLPE power cable of 1.1 KV grade of Above 185 sq. mm and upto 400 sq. mm in the existing RCC/ HUME/ METAL pipe as required.
19.35 | Upto 35 sq. mm | 100.00 | Meter | 27.00 | 20.00 | 2000.00 | 111.63 | 11163.00 | 27.00 | 2700.00 | 36.00 | 3600.00 | 100.00 | 10000.00 | 55.00 | 5500.00 | 36.00 | 3600.00 | 59.00 | 5900.00 | 110.00 | 11000.00 | 33.00 | 3300.00 | 80.00 | 8000.00 | 2000.00 | M/s Anil Enterprises
19.35 | Above 185 sq. mm and upto 400 sq. mm | 50.00 | Meter | 98.00 | 70.00 | 3500.00 | 200.93 | 10046.50 | 96.00 | 4800.00 | 99.00 | 4950.00 | 200.00 | 10000.00 | 290.00 | 14500.00 | 130.00 | 6500.00 | 228.00 | 11400.00 | 155.00 | 7750.00 | 119.00 | 5950.00 | 100.00 | 5000.00 | 3500.00 | M/s Anil Enterprises
19.35 | Supply and making end termination with brass compression gland and suitable lugs for following size of PVC insulated and PVC sheathed /XLPE cable of 1.1 KV grade as required.
19.35 | 4 X 10 sq. mm (25 mm), Cu Conductor | 30.00 | Each | 211.00 | 175.00 | 5250.00 | 390.69 | 11720.70 | 211.00 | 6330.00 | 927.00 | 27810.00 | 360.00 | 10800.00 | 400.00 | 12000.00 | 200.00 | 6000.00 | 422.00 | 12660.00 | 265.00 | 7950.00 | 232.00 | 6960.00 | 600.00 | 18000.00 | 5250.00 | M/s Anil Enterprises
19.35 | 4 X 6 sqmm (25 mm), Cu Conducter | 32.00 | Each | 207.00 | 170.00 | 5440.00 | 334.88 | 10716.16 | 190.00 | 6080.00 | 702.00 | 22464.00 | 300.00 | 9600.00 | 300.00 | 9600.00 | 220.00 | 7040.00 | 422.00 | 13504.00 | 220.00 | 7040.00 | 265.00 | 8480.00 | 400.00 | 12800.00 | 5440.00 | M/s Anil Enterprises
19.35 | 3½ X 300 sq. mm (70mm), Al Conductor | 8.00 | Each | 848.00 | 750.00 | 6000.00 | 725.56 | 5804.48 | 687.00 | 5496.00 | 4338.00 | 34704.00 | 700.00 | 5600.00 | 2250.00 | 18000.00 | 900.00 | 7200.00 | 1282.00 | 10256.00 | 950.00 | 7600.00 | 993.00 | 7944.00 | 1000.00 | 8000.00 | 5496.00 | VISHNU SARAN AND COMPANY
19.40 | Part IV:- L.T PANEL - TERMINAL BUILDING- SWITCH ROOM
19.45 | Supply, installation, testing and commissioning of Indoor type cubicle LT panels suitable for 415 V, 3 phase, 4 wire 50 Hz AC supply system fabricated in compartmentalized design from CRCA sheet steel of 2 mm thick for frame work IP 42 degree of protection and 3 mm thick for gland plates i/c cleaning and finishing complete with 7 tank process for powder coating in approved shade, having 600 A capacity of TPN Aluminimum alloy busbar of high conductivity, DMC/SMC busbar supports, with bottom base channel of MS section not less than 100mm X 50 mm X 5 mm thick, entire panel shall have a common GI earthbar of size 25mm X 5 mm at the rear with 2 Nos. earth studs, solid connection from main busbar to switchgears with require size of aluminium busbar & control wiring with 2.5 sqmm FRLS insulated copper conductor cable, cable alleys, cable gland plates and all MCCBs shall be thermal magnetic release having overload, short circuit adjustable setting & (Ics = Icu) i/c accessories as per specification and providing switchgears, metering instruments (Voltmeter, Ammeter for both incomer), LED Indicaions etc. complete as required. Incomer- 400A, 36KA (at 415Volts) ,Four Pole, MCCB- 02 Nos. & having Electrical and Mechanical interlocking with both incomers and Bus Coupler. Bus Coupler- 400A ,36KA (at 415Volts) ,Four Pole, MCCB- 01 Bus Bar : Aluminium TPN Bus Bar- 600 Amps. (1 Set) Outgoing - 125 A, 25KA, Four Pole, MCCB - 02 Nos. Outgoing - 63 A, 25KA, Four Pole, MCCB - 16 Nos. | 1.00 | Job | 399798.00 | 3800000.00 | 3800000.00 | 558125.00 | 558125.00 | 354182.00 | 354182.00 | 463500.00 | 463500.00 | 400000.00 | 400000.00 | 569000.00 | 569000.00 | 380000.00 | 380000.00 | 607620.00 | 607620.00 | 850000.00 | 850000.00 | 200000.00 | 200000.00 | 361000.00 | 361000.00 | 200000.00 | RISHAV SHELTERS PVT. LTD
19.50 | Part V:- EARTHING
19.55 | Earthing with G.I. earth pipe 4.5 meter long, 40 mm dia including accessories, and providing masonry enclosure with cover plate having locking arrangement and watering pipe etc. with charcoal/ coke and salt as required. | 10.00 | Each | 5221.00 | 5000.00 | 50000.00 | 5023.13 | 50231.30 | 4565.00 | 45650.00 | 11430.00 | 114300.00 | 5500.00 | 55000.00 | 5500.00 | 55000.00 | 5100.00 | 51000.00 | 1297.00 | 12970.00 | 4500.00 | 45000.00 | 4277.00 | 42770.00 | 10500.00 | 105000.00 | 12970.00 | Saariga Constructions Private Limited
19.55 | Providing and fixing 25 mm X 5 mm G.I. strip in 40 mm dia G.I. pipe from earth electrode including connection with G.I. nut, bolt, spring, washer excavation and re-filling etc. as required. | 100.00 | Meter | 588.00 | 550.00 | 55000.00 | 613.94 | 61394.00 | 441.00 | 44100.00 | 252.00 | 25200.00 | 600.00 | 60000.00 | 650.00 | 65000.00 | 550.00 | 55000.00 | 754.00 | 75400.00 | 585.00 | 58500.00 | 512.00 | 51200.00 | 400.00 | 40000.00 | 25200.00 | S G CONSTRUCTIONS
19.56 | Providing and fixing 25 mm X 5 mm G.I. strip on surface or in recess for connections etc. as required. | 60.00 | Meter | 184.00 | 250.00 | 15000.00 | 167.44 | 10046.40 | 178.00 | 10680.00 | 189.00 | 11340.00 | 150.00 | 9000.00 | 190.00 | 11400.00 | 250.00 | 15000.00 | 182.00 | 10920.00 | 785.00 | 47100.00 | 218.00 | 13080.00 | 240.00 | 14400.00 | 9000.00 | Shri Balaji Construction
20.00 | SH: - 20 - LIGHTENING PROTECTION SYSTEM
20.16 | Providing & fixing of conventional Lightning Arrestor of 1.5 mtr long copper pipe i/c 5 spikes and base. Complete as required. | 2.00 | Nos. | 1934.00 | 1500.00 | 3000.00 | 6697.50 | 13395.00 | 2427.00 | 4854.00 | 8100.00 | 16200.00 | 7000.00 | 14000.00 | 2500.00 | 5000.00 | 2000.00 | 4000.00 | 3445.00 | 6890.00 | 1500.00 | 3000.00 | 148.00 | 296.00 | 5000.00 | 10000.00 | 296.00 | RISHAV SHELTERS PVT. LTD
20.16 | Supply of multi stranded 70 Sq. mm. copper conductor flexible Cable confirming to IS 694 amended upto date complete as required. | 40.00 | Meter | 710.00 | 700.00 | 28000.00 | 613.94 | 24557.60 | 882.00 | 35280.00 | 1035.00 | 41400.00 | 600.00 | 24000.00 | 920.00 | 36800.00 | 850.00 | 34000.00 | 2041.00 | 81640.00 | 850.00 | 34000.00 | 423.00 | 16920.00 | 500.00 | 20000.00 | 16920.00 | RISHAV SHELTERS PVT. LTD
20.16 | Laying of one number multi stranded 70 Sq. mm. copper conductor flexible Cable of 1.1 KV grade in existing PVC/MS/GI pipe of size 25 Sq. mm. as required. | 40.00 | Meter | 21.00 | 20.00 | 800.00 | 613.94 | 24557.60 | 13.00 | 520.00 | 27.00 | 1080.00 | 600.00 | 24000.00 | 30.00 | 1200.00 | 26.00 | 1040.00 | 85.00 | 3400.00 | 55.00 | 2200.00 | 135.00 | 5400.00 | 50.00 | 2000.00 | 520.00 | VISHNU SARAN AND COMPANY
20.16 | Providing and fixing of 25 mm dia medium class GI Pipe along with accessories in surface/recess/ground including cutting the wall/road and making good the same in case of recessed pipe as required. | 20.00 | Meter | 386.00 | 275.00 | 5500.00 | 535.80 | 10716.00 | 229.00 | 4580.00 | 207.00 | 4140.00 | 550.00 | 11000.00 | 365.00 | 7300.00 | 430.00 | 8600.00 | 214.00 | 4280.00 | 285.00 | 5700.00 | 95.00 | 1900.00 | 140.00 | 2800.00 | 1900.00 | RISHAV SHELTERS PVT. LTD
20.16 | Earthing with copper earth plate 600 mm X 600 mm X 3 mm thick including accessories, and providing masonry enclosure with cover plate having locking arrangement and watering pipe of 2.7 metre long etc. with charcoal/ coke and salt as required. | 2.00 | Set | 10882.00 | 7500.00 | 15000.00 | 20092.50 | 40185.00 | 10143.00 | 20286.00 | 27000.00 | 54000.00 | 1800.00 | 3600.00 | 18000.00 | 36000.00 | 18900.00 | 37800.00 | 12350.00 | 24700.00 | 18400.00 | 36800.00 | 12508.00 | 25016.00 | 18500.00 | 37000.00 | 3600.00 | Shri Balaji Construction
20.16 | Providing and fixing 25 mm X 5 mm copper strip in 40 mm dia G.I. pipe from earth electrode including connection with brass nut, bolt, spring, washer excavation and re-filling etc. as required. | 10.00 | Meter | 1243.00 | 1200.00 | 12000.00 | 1897.63 | 18976.30 | 1147.00 | 11470.00 | 1683.00 | 16830.00 | 1600.00 | 16000.00 | 1900.00 | 19000.00 | 1400.00 | 14000.00 | 1885.00 | 18850.00 | 1650.00 | 16500.00 | 1298.00 | 12980.00 | 1400.00 | 14000.00 | 11470.00 | VISHNU SARAN AND COMPANY
21.00 | SH: - 21 - EXTERNAL LIGHTING
21.16 | Supplying & and fixing of 40/35 watt LED , IP-65 post top lantern with spherical cover including all accessories etc. as reqd. as per approval of EIC (Similar to Havells Ruby (Clear), IP-65 or equivalent). | 20.00 | Each | 6555.00 | 6000.00 | 120000.00 | 8930.00 | 178600.00 | 10836.00 | 216720.00 | 8190.00 | 163800.00 | 9000.00 | 180000.00 | 5050.00 | 101000.00 | 6800.00 | 136000.00 | 12675.00 | 253500.00 | 6800.00 | 136000.00 | 5000.00 | 100000.00 | 4600.00 | 92000.00 | 92000.00 | WESTERN OUTDOOR STRUCTURES PRIVATE LIMITED
21.16 | Providing and fixing of 2.5 Meter height pole fabricated with GI pipe "(Medium-B Class) of dia. 65 mm i/c welded M S base plate of size 250x250x10 mm, painting, etc for mounting of 45/35 watt LED post top lantern including with termination box of suitable size and making foundation to erecting the pole etc. complete as reqd, as per drawing and AAI specification. | 20.00 | Job | 7609.00 | 6000.00 | 120000.00 | 7255.63 | 145112.60 | 9742.00 | 194840.00 | 6030.00 | 120600.00 | 7500.00 | 150000.00 | 12500.00 | 250000.00 | 7700.00 | 154000.00 | 18850.00 | 377000.00 | 13500.00 | 270000.00 | 15000.00 | 300000.00 | 6200.00 | 124000.00 | 120000.00 | M/s Anil Enterprises
21.16 | FEEDER PILLAR FOR STREET LIGHT:- Supply and fixing of floor mounting, totally enclosed, compartmentalized, cubical, dust, vermin proof and outdoor type Feeder Pillar IP-55 fabricated out of 2 mm thick cold rolled carbon anealed, sheet steel, internally strengthened with angle iron frame work with following incoming and outgoing feeders (fabricated out of 2 mm CRCA Sheet steel) including supplying and mounting including making connections/inter-connections with lugs / glands crimping tools,testing and commissioning of following items inside the panel :- INCOMER : 63 A 4 pole MCCB (25 KA) with On / Off indications in the front (ISI marked) LED Type Phase indicating - (R,Y& B) Lamps provided with 2A SP MCBs for protection having -3 nos. OUTGOING:- SP MCB-10/32Amps, 10 KA-12 nos. CONTROL:- 4 Pole Contactor with a thermal rating of 63A - 1 no. Time Switch with Daily dial, suitable for operation on 230 Volt, Single phase, 50 Hz, AC Supply Auto-Manual Selector switch On/ Off Push Buttons. | 1.00 | Job | 42180.00 | 45000.00 | 45000.00 | 139531.25 | 139531.25 | 24011.00 | 24011.00 | 162000.00 | 162000.00 | 115000.00 | 115000.00 | 55000.00 | 55000.00 | 68000.00 | 68000.00 | 92690.00 | 92690.00 | 110000.00 | 110000.00 | 150000.00 | 150000.00 | 62800.00 | 62800.00 | 24011.00 | VISHNU SARAN AND COMPANY
22.00 | SH: - 22 - FIRE ALARM & DETECTION SYSTEM
22.17 | Supply, Installation, Testing & Commissioning of UL / EN listed (latest version) Modular Microprocessor based expandable intellegent Addressable Type Fire Alarm Control Panel of Two loops, with minimum 320 character graphics / LCD / LED display with touch screen and minimum 4000 events history log in the non volatile memory (EPROM) ,The panel should be equiped with loop capacity to take minimum 240 intellegent addressable detectors/ devices (In any combination ) in one loop. Four access levels, capable of taking Protocol Devices, Graphical Display, sufficient numbers of programmable relay controls for controlling ventilation fan, fire pump room, monitoring of fire sprinkler and fire hydrant pump, 230 volts, 50 Hz AC power supply, automatic battery charger, 24 volts sealed maintenance free lead acid batteries sufficient for 2 hours normal working and then be capable of operating the system for 30 minutes during an emergency / fault conditions along with battery stand as required. The panel shall have facility for seamless integration with PA system (For Giving triger Signal to Start pre-recorded Digital Voice Evacuation from PA system in case of fire ). The panel shall be compatible for Building Management System with open protocol BACNET / MODBUS etc. as per specification, complete as required. | 1.00 | Each | 146349.00 | 140000.00 | 140000.00 | 223250.00 | 223250.00 | 242486.00 | 242486.00 | 180000.00 | 180000.00 | 250000.00 | 250000.00 | 190000.00 | 190000.00 | 204000.00 | 204000.00 | 253241.00 | 253241.00 | 255000.00 | 255000.00 | 253361.00 | 253361.00 | 15000.00 | 15000.00 | 15000.00 | WESTERN OUTDOOR STRUCTURES PRIVATE LIMITED
22.17 | Supplying, installation, testing & commissioning of repeater panel wih 320 character/ Touch screen LCD display with inbuilt reset, acknowledge and silence switches complete as required. | 1.00 | Each | 96149.00 | 95000.00 | 95000.00 | 167437.50 | 167437.50 | 119954.00 | 119954.00 | 92700.00 | 92700.00 | 150000.00 | 150000.00 | 59500.00 | 59500.00 | 130000.00 | 130000.00 | 115086.00 | 115086.00 | 75000.00 | 75000.00 | 115141.00 | 115141.00 | 50000.00 | 50000.00 | 50000.00 | WESTERN OUTDOOR STRUCTURES PRIVATE LIMITED
22.17 | Supply, Installation, Testing & commissioning of UL / EN listed (latest version) intelligent addressable multi criteria detector {Smoke + heat } with inbuilt fault isolator / isolator base and with unique optical sensing chamber, visible LED, fully coated circuit board, superior RF / Transient protection suitable for 2 wires loop connection, complete with plug into common separate base & housing constructed of LEXAN (or polycarbonate) complete with connections etc. as required and to be installed below / above false ceiling roof and concealed space and as per enclosed specifications ,complete as required. (Cost of plug in common base shall deemed to be included in cost of detectors) | 102.00 | Each | 2979.00 | 2500.00 | 255000.00 | 3572.00 | 364344.00 | 2485.00 | 253470.00 | 3816.00 | 389232.00 | 3500.00 | 357000.00 | 2600.00 | 265200.00 | 2700.00 | 275400.00 | 5682.00 | 579564.00 | 4100.00 | 418200.00 | 1210.00 | 123420.00 | 2200.00 | 224400.00 | 123420.00 | RISHAV SHELTERS PVT. LTD
22.17 | Supply, installation, testing and commissioning of UL / EN listed (latest version) Intelligent addressable Control Module/ Relay Module (output module) with inbuilt fault isolator / isolator module for tripping of AHU & Ventilation / pressurisation fans / hooter complete with termination etc. complete as required and as per enclosed specifications. | 8.00 | Each | 4025.00 | 4000.00 | 32000.00 | 2232.50 | 17860.00 | 2799.00 | 22392.00 | 3600.00 | 28800.00 | 2500.00 | 20000.00 | 3350.00 | 26800.00 | 4500.00 | 36000.00 | 3169.00 | 25352.00 | 4540.00 | 36320.00 | 2450.00 | 19600.00 | 3200.00 | 25600.00 | 17860.00 | Epack Polymers Pvt Ltd
22.17 | Supply, installation, testing and commissioning of UL / EN listed (Latest Version) Response Indicators for getting fire indications of detectors i/c mounting boxes installed above false ceiling area interconnecting to loop cable etc. as per specification complete as required. | 47.00 | Each | 366.00 | 350.00 | 16450.00 | 390.69 | 18362.43 | 226.00 | 10622.00 | 270.00 | 12690.00 | 400.00 | 18800.00 | 120.00 | 5640.00 | 440.00 | 20680.00 | 4073.00 | 191431.00 | 170.00 | 7990.00 | 250.00 | 11750.00 | 290.00 | 13630.00 | 5640.00 | Dnova Infracon Pvt Ltd
22.17 | Supply, Installation, Testing & commissioning of UL / EN listed (latest version) intelligent addressable Manual call station (Resetable pull / push type) suitable for semi flush mounting, IP 54 for indoor use & IP 65 for outdoor use with inbuilt fault isolator / isolator module with double gang outlet box, equipment for key operated test-reset lock, electronic or rotary switches for address setting. Manual pull station shall be connected with two wire to SLC loop of Fire Control Panel. Cover shall be made out of LEXAN (or poly carbonate equivalent) with clear operating instruction and the word Fire appearing on the front complete with connections etc. as required and as per enclosed specifications. | 4.00 | Each | 4390.00 | 4200.00 | 16800.00 | 5581.25 | 22325.00 | 5581.00 | 22324.00 | 4140.00 | 16560.00 | 5000.00 | 20000.00 | 3250.00 | 13000.00 | 5100.00 | 20400.00 | 5000.00 | 20000.00 | 3340.00 | 13360.00 | 2650.00 | 10600.00 | 5500.00 | 22000.00 | 10600.00 | RISHAV SHELTERS PVT. LTD
22.17 | Supply, installation, testing and commissioning of UL / EN listed (latest version) loop powered addressable Hooter-cum- strobe with inbuilt fault isolator / isolator module with adjustable sound level in the range of min. 65 db to Max. 120 db at 1M distance complete with termination etc. as required and as per enclosed specification. | 4.00 | Each | 5070.00 | 4500.00 | 18000.00 | 8930.00 | 35720.00 | 3319.00 | 13276.00 | 6030.00 | 24120.00 | 9000.00 | 36000.00 | 3950.00 | 15800.00 | 5800.00 | 23200.00 | 5000.00 | 20000.00 | 3910.00 | 15640.00 | 2350.00 | 9400.00 | 7000.00 | 28000.00 | 9400.00 | RISHAV SHELTERS PVT. LTD
22.17 | Supplying & laying of 2 x 1.5 sqmm FRLS armoured cable, 600 / 1000V rated with annealed copper conductor as per applicable IS standared complete as required. | 1200.00 | Meter | 141.00 | 120.00 | 144000.00 | 167.44 | 200928.00 | 121.00 | 145200.00 | 234.00 | 280800.00 | 180.00 | 216000.00 | 125.00 | 150000.00 | 135.00 | 162000.00 | 188.00 | 225600.00 | 245.00 | 294000.00 | 208.00 | 249600.00 | 100.00 | 120000.00 | 120000.00 | WESTERN OUTDOOR STRUCTURES PRIVATE LIMITED
23.00 | SH: - 23 - FIRE FIGHTING SYSTEM ( DRY ARRANGEMENT)
23.17 | Providing laying, testing & commissioning of 150 mm dia size,'C' class heavy duty MS Pipe conforming to IS 1239/3589 i/c fittings like elbows, tees, flanges, tapers, nuts bolts,gaskets etc. in ground including welding, excavation & providing cement concrete blocks as supports, anticorrosive treatment with coaltar/asphalt tape as per IS 10221, refilling the trench etc. complete as required. | 110.00 | Meter | 2104.00 | 1900.00 | 209000.00 | 2399.94 | 263993.40 | 2043.00 | 224730.00 | 2790.00 | 306900.00 | 2500.00 | 275000.00 | 2650.00 | 291500.00 | 2700.00 | 297000.00 | 2782.00 | 306020.00 | 3050.00 | 335500.00 | 3930.00 | 432300.00 | 2000.00 | 220000.00 | 209000.00 | M/s Anil Enterprises
23.18 | Providing, laying, testing & commissioning of 'C' class heavy duty MS pipe conforming to IS 3589/IS 1239 including Welding, fittings like elbows, tees, flanges, tapers, nuts bolts, gaskets etc. and fixing the pipe on the wall/ceiling with suitable clamp/support frame and painting with two or more coats of synthetic enamel paint of required shade complete as required :
23.18 | 80 mm dia | 10.00 | Meter | 994.00 | 900.00 | 9000.00 | 1674.38 | 16743.80 | 965.00 | 9650.00 | 1530.00 | 15300.00 | 300.00 | 3000.00 | 1050.00 | 10500.00 | 1400.00 | 14000.00 | 1677.00 | 16770.00 | 1290.00 | 12900.00 | 2281.00 | 22810.00 | 1300.00 | 13000.00 | 3000.00 | Shri Balaji Construction
23.18 | 25 mm dia | 25.00 | Meter | 417.00 | 400.00 | 10000.00 | 613.94 | 15348.50 | 414.00 | 10350.00 | 702.00 | 17550.00 | 560.00 | 14000.00 | 450.00 | 11250.00 | 550.00 | 13750.00 | 501.00 | 12525.00 | 437.00 | 10925.00 | 1140.00 | 28500.00 | 400.00 | 10000.00 | 10000.00 | WESTERN OUTDOOR STRUCTURES PRIVATE LIMITED, M/s Anil Enterprises
23.18 | Supplying and fixing single headed external yard hydrant valve with 1 No 63 mm dia instantaneous Gun metal coupling and cast iron wheel, ISI marked, confirming to IS 5290 (type A) with cap and chain as required. | 2.00 | Each | 6637.00 | 6000.00 | 12000.00 | 7813.75 | 15627.50 | 6445.00 | 12890.00 | 10350.00 | 20700.00 | 6700.00 | 13400.00 | 6700.00 | 13400.00 | 6800.00 | 13600.00 | 11635.00 | 23270.00 | 10600.00 | 21200.00 | 4625.00 | 9250.00 | 5700.00 | 11400.00 | 9250.00 | RISHAV SHELTERS PVT. LTD
23.18 | Supplying and fixing orifice plate made of 6 mm . thick stainless steel with orifice of required size in between flange & landing valve of external and internal hydrant to reduce pressure to working pressure of 3.5 kg/cm2 complete as per specifications as required. | 2.00 | Each | 1143.00 | 1100.00 | 2200.00 | 1674.38 | 3348.76 | 1110.00 | 2220.00 | 1620.00 | 3240.00 | 1500.00 | 3000.00 | 1400.00 | 2800.00 | 1100.00 | 2200.00 | 3874.00 | 7748.00 | 2590.00 | 5180.00 | 6375.00 | 12750.00 | 1200.00 | 2400.00 | 2200.00 | M/s Anil Enterprises, LUMOS INFRA PVT LTD
23.18 | Supplying, fixing, testing and commissioning of butterfly valve of PN 1.6 rating with bronze/gunmetal seat duly ISI marked complete with nuts, bolts, washers, gaskets conforming to IS 13095 of following sizes as required
23.18 | 150 mm dia | 3.00 | Each | 7704.00 | 7500.00 | 22500.00 | 5804.50 | 17413.50 | 7481.00 | 22443.00 | 11430.00 | 34290.00 | 5500.00 | 16500.00 | 5750.00 | 17250.00 | 7700.00 | 23100.00 | 6396.00 | 19188.00 | 7906.00 | 23718.00 | 6953.00 | 20859.00 | 6200.00 | 18600.00 | 16500.00 | Shri Balaji Construction
23.18 | 80 mm dia | 2.00 | Each | 4288.00 | 4000.00 | 8000.00 | 3572.00 | 7144.00 | 4147.00 | 8294.00 | 7020.00 | 14040.00 | 3200.00 | 6400.00 | 2880.00 | 5760.00 | 4200.00 | 8400.00 | 3965.00 | 7930.00 | 3990.00 | 7980.00 | 3914.00 | 7828.00 | 4200.00 | 8400.00 | 5760.00 | Dnova Infracon Pvt Ltd
23.18 | Supplying and fixing 63 mm dia, 15 Meter long RRL hose pipe with 63 mm dia male and female Gun metal couplings duly binded with GI wire rivets etc. conforming to IS 636 (type-A) as required. | 4.00 | Each | 4594.00 | 4200.00 | 16800.00 | 5023.13 | 20092.52 | 4462.00 | 17848.00 | 7020.00 | 28080.00 | 4700.00 | 18800.00 | 4608.00 | 18432.00 | 6200.00 | 24800.00 | 7904.00 | 31616.00 | 7900.00 | 31600.00 | 4037.00 | 16148.00 | 4400.00 | 17600.00 | 16148.00 | RISHAV SHELTERS PVT. LTD
23.18 | Supplying and fixing First- Aid Hose Reel with MS construction spray painted in post office red conforming to IS 884 with upto date amendments complete with the following as required. (a) 30 m long 20 mm (nominal internal) dia water hose thermoplastic (textile reinforced) Type 2 as per IS : 12585. (b) 20 mm (nominal) internal dia gun metal globe valve & nozzle. (c) Drum and brackets for fixing the equipments on wall. (d) Connections from riser with 25 mm dia stop valve (gun metal) & MS. Pipe. | 2.00 | Each | 7450.00 | 4300.00 | 8600.00 | 10604.38 | 21208.76 | 7235.00 | 14470.00 | 11430.00 | 22860.00 | 9600.00 | 19200.00 | 8160.00 | 16320.00 | 7700.00 | 15400.00 | 10725.00 | 21450.00 | 12010.00 | 24020.00 | 20000.00 | 40000.00 | 8800.00 | 17600.00 | 8600.00 | M/s Anil Enterprises
23.18 | Supplying and fixing of hose cabinet of size 900 mm x 600 mm x 500 mm made of 2mm thick MS sheet with 6 mm thick glazed glass doors with necessary locking arrangement suitable to accommodate internal/external hydrant, 2 nos 15 Meter long hose pipe. 1 no branch pipe, mounted on wall or with steel support & duly painted with post office red externally and white internally with synthetic enamel paint complete in all respect, for internal/external hydrant as required. | 2.00 | Each | 7888.00 | 7500.00 | 15000.00 | 4855.69 | 9711.38 | 10239.00 | 20478.00 | 8190.00 | 16380.00 | 4500.00 | 9000.00 | 4030.00 | 8060.00 | 10200.00 | 20400.00 | 4225.00 | 8450.00 | 8568.00 | 17136.00 | 10912.00 | 21824.00 | 7000.00 | 14000.00 | 8060.00 | Dnova Infracon Pvt Ltd
23.18 | Supplying & fixing 63 mm dia gun metal branch pipe with 20 mm nominal internal diameter size, nozzle confirming to IS 903, suitable for instantaneous connection to interconnect hose pipe coupling as required. | 2.00 | Each | 2127.00 | 2000.00 | 4000.00 | 2065.06 | 4130.12 | 1651.00 | 3302.00 | 3708.00 | 7416.00 | 2000.00 | 4000.00 | 2350.00 | 4700.00 | 2400.00 | 4800.00 | 3874.00 | 7748.00 | 3340.00 | 6680.00 | 2500.00 | 5000.00 | 1900.00 | 3800.00 | 3302.00 | VISHNU SARAN AND COMPANY
23.18 | Supply, installation , testing comissiong of pressure gauge of 100 mm dia , 0-21 kg/sq.cm range with 15 mm dia stop cock valve,piping etc as required | 2.00 | No | 2132.00 | 2000.00 | 4000.00 | 1060.44 | 2120.88 | 1703.00 | 3406.00 | 2727.00 | 5454.00 | 1000.00 | 2000.00 | 672.00 | 1344.00 | 2400.00 | 4800.00 | 3185.00 | 6370.00 | 920.00 | 1840.00 | 1160.00 | 2320.00 | 1400.00 | 2800.00 | 1344.00 | Dnova Infracon Pvt Ltd
23.18 | Constructing masonry chamber 120x120x120 cm inside with 75 class designation brick work in cement mortar 1:4 (1 cement: 4 coarse sand) for butterfly valve with 8 mm thick M.S. top plate with 6 mm rod handle, necessary excavation ,foundation concrete 1:5:10 (1 cement :5 fine sand : 10 graded stone aggregate 40 mm nominal size), and inside plastering with cement morter 1:3 (1 cement :3 coarse sand) 12 mm thick finished with a floating coat of neat cement as per standard design with FPS bricks | 1.00 | No. | 15532.00 | 15000.00 | 15000.00 | 16743.75 | 16743.75 | 18500.00 | 18500.00 | 11970.00 | 11970.00 | 12000.00 | 12000.00 | 11520.00 | 11520.00 | 13200.00 | 13200.00 | 6500.00 | 6500.00 | 14000.00 | 14000.00 | 23716.00 | 23716.00 | 16000.00 | 16000.00 | 6500.00 | Saariga Constructions Private Limited
24.00 | SH: - 24 - FIRE EXTINGUISHERS
24.18 | Providing and fixing Carbon-di-oxide fire extinguishers consisting of welded M.S cylindrical body,squeeze lever discharge valve fitted with internal dischargetube, 30cms long high pressure discharge hose, discharge nozzle, suspension bracket, finished externally with red enamel paint and fixed to wall with brackets with rawl plug/dash fasteners complete with initial charging . Capacity 4.5kg. I.S.I. Marked. (IS : 2878) | 8.00 | No. | 5749.00 | 5500.00 | 44000.00 | 4465.00 | 35720.00 | 5827.00 | 46616.00 | 10800.00 | 86400.00 | 4500.00 | 36000.00 | 5750.00 | 46000.00 | 6800.00 | 54400.00 | 11505.00 | 92040.00 | 8800.00 | 70400.00 | 2300.00 | 18400.00 | 4800.00 | 38400.00 | 18400.00 | RISHAV SHELTERS PVT. LTD
24.19 | Providing and fixing ABC type (stored pressure) extinguisher of having 6 Kg Capacity as per IS : 13849 - 1993 consisting of welded MS cylindrical body ,with discharge hose, discharge valve, suspension bracket, initial filling etc complete as required. | 8.00 | No. | 3345.00 | 3000.00 | 24000.00 | 5023.13 | 40185.04 | 1837.00 | 14696.00 | 7083.00 | 56664.00 | 4500.00 | 36000.00 | 2000.00 | 16000.00 | 4500.00 | 36000.00 | 7540.00 | 60320.00 | 5435.00 | 43480.00 | 1800.00 | 14400.00 | 2800.00 | 22400.00 | 14400.00 | RISHAV SHELTERS PVT. LTD
25.00 | SH: - 25 - INTERNAL & EXTERNAL SIGNAGES
25.19 | S.I.T.C of following sizes Single Sided / Double Sided openable glow sign board of thickness 70mm minimum for single sided and 100mm for double sided board. Signage shall be made out of 1.44mm thick aluminum extruded profiles with concealed hinged profile system, extrusions with anodizing / epoxy powder coating of approved shade & colour. The text (in two language) / signage matter shall be electro cut computerized automated self-adhesive vinyl graphics of 3M black out film and yellow message to be created by using 3M yellow 3630-015 translucent film, to be transferred on front side of clear cast acrylic sheet of 5 mm thick of A-cast make of malaysia, acrylic sheet to be pasted with 3M VHB (Very High Bond) double side adhesive tape in extruded aluminum section and easy for graphic changes, (single sided shall have 1.5mm thick Aluminum sheet for back). The illumination source shall be of LED's (CREE / Nichia / Sharp/ Philips (Lumade) / Osram/ Edison) with suitable individual current regulator & driver suitable for operation on 150-270V AC, 50Hz supply and LED shall be fixed inside the frame to obtain uniform illumination, Lumen output – 100 lumen per watt, mean life (burning hours)-50000 hrs burning life with 80% output, along with required internal wiring, connectors, earthing the body etc. Signage board shall be suitable for ceiling /wall/side mounting. Complete job, as required, as per specifications & approved drawing and direction of Engineer-in-charge.
25.19 | 1700mm x 400mm x 70mm thick – Single Sided | 10.00 | Each | 19444.00 | 20000.00 | 200000.00 | 22325.00 | 223250.00 | 6357.00 | 63570.00 | 8190.00 | 81900.00 | 25000.00 | 250000.00 | 19500.00 | 195000.00 | 18900.00 | 189000.00 | 20000.00 | 200000.00 | 65000.00 | 650000.00 | 30000.00 | 300000.00 | 14500.00 | 145000.00 | 63570.00 | VISHNU SARAN AND COMPANY
25.19 | 1700mm x 400mm x 100mm – Double Sided | 1.00 | Each | 32522.00 | 30000.00 | 30000.00 | 23441.25 | 23441.25 | 7614.00 | 7614.00 | 10350.00 | 10350.00 | 20000.00 | 20000.00 | 36500.00 | 36500.00 | 29000.00 | 29000.00 | 40000.00 | 40000.00 | 85000.00 | 85000.00 | 45000.00 | 45000.00 | 28000.00 | 28000.00 | 7614.00 | VISHNU SARAN AND COMPANY
25.19 | 400mm x 400mm – Single Sided | 12.00 | Each | 8363.00 | 8000.00 | 96000.00 | 8371.88 | 100462.56 | 5364.00 | 64368.00 | 4950.00 | 59400.00 | 8000.00 | 96000.00 | 14500.00 | 174000.00 | 10000.00 | 120000.00 | 10000.00 | 120000.00 | 45000.00 | 540000.00 | 20000.00 | 240000.00 | 9500.00 | 114000.00 | 59400.00 | S G CONSTRUCTIONS
25.19 | S.I.T.C. of retro reflective sign boards made of 4 mm thick ACP Sheet (ACP sheet of make Aludecor / Alstrong / Eurobond / Timex), one side face to be fully covered with high intensity encapsulated type heat activated retro reflective sheeting of 3M / Avery Denison make conforming to type-IV of ASTM-D4956-01 in blue/green and silver white or other colour combination as approved by Engineering-In-Charge including subject matter, message (bi-lingual), symbols and borders etc. as per IRC ; 67:2001, pasted on substrate by an adhesive backing which shall be activated by applying pressure conforming to class-2 of ASTM-D-4956-01 and fixing the same with suitable sized aluminum alloy rivets @ 30cm c/c to back support frame, complete job as reqd, as per approved drawing, specification and direction of Engineer-in-charge. [Note:- structural steel frame shall be charged separately.] | 10.00 | Sqm | 5018.00 | 5000.00 | 50000.00 | 8930.00 | 89300.00 | 5800.00 | 58000.00 | 3708.00 | 37080.00 | 8000.00 | 80000.00 | 4850.00 | 48500.00 | 6800.00 | 68000.00 | 5602.00 | 56020.00 | 8500.00 | 85000.00 | 35000.00 | 350000.00 | 3800.00 | 38000.00 | 37080.00 | S G CONSTRUCTIONS
25.19 | Structural steel work riveted, bolted or welded in built up sections, trusses and framed work, including cutting, welding, hoisting, fixing in position and applying two priming coat & colour of approved EIC, complete, as reqd. | 100.00 | Kg. | 84.00 | 80.00 | 8000.00 | 106.04 | 10604.00 | 115.00 | 11500.00 | 108.00 | 10800.00 | 110.00 | 11000.00 | 185.00 | 18500.00 | 145.00 | 14500.00 | 194.00 | 19400.00 | 150.00 | 15000.00 | 160.00 | 16000.00 | 120.00 | 12000.00 | 8000.00 | M/s Anil Enterprises
25.19 | Providing and fixing frame work made of stainless steel pipe & rectangular section of grade 304 including cutting, welding, grouting, buffing, polishing, & fixing in position , complete job, as reqd. As per approved drawing and satisfaction of Engineer-in-Charge. | 50.00 | Kg. | 465.00 | 450.00 | 22500.00 | 446.50 | 22325.00 | 585.00 | 29250.00 | 702.00 | 35100.00 | 600.00 | 30000.00 | 750.00 | 37500.00 | 680.00 | 34000.00 | 610.00 | 30500.00 | 527.00 | 26350.00 | 850.00 | 42500.00 | 750.00 | 37500.00 | 22325.00 | Epack Polymers Pvt Ltd
26.00 | SH: - 26 - UPS
26.19 | Supply, installation, testing and commissioning of 10 KVA,3- Phase input and 3- Phase output UPS alongwith 12 V SMF batteries , with suitable MCCBs, MS Rck, interlink cables including all accessories giving a back up of minimum 30 min. at full load as per specification alongwith all accessories including interconnecting cables, lugs, Base Frames, Battery Rack & Battery Circuit breaker complete as required. 10 KVA / 10KW (Modular Construction) , UL Certified Online UPS (3Ø-3Ø) operating in stand alone Mode. WARRANTY : 1 Year On UPS. SPECIAL FEATURES of UPS :  Unity power factor  Paralleling up to 4 units  Dual mains option  Voltage Range : 307 - 477 VAC  INPUT FREQUENCY : 45-65 HZ  OUTPUT : 10 KVA/10 KW  DSP Controlled Double Conversion true online technology using IGBT  Efficiency:> 96%  DC BUS : 384VDC  Input power factor correction to unity  Emergency Power Off  Inbuilt automatic & manual by pass | 1.00 | Job | 258085.30 | 245000.00 | 245000.00 | 334875.00 | 334875.00 | 380296.00 | 380296.00 | 490500.00 | 490500.00 | 300000.00 | 300000.00 | 281000.00 | 281000.00 | 420000.00 | 420000.00 | 250000.00 | 250000.00 | 350000.00 | 350000.00 | 350000.00 | 350000.00 | 90000.00 | 90000.00 | 90000.00 | WESTERN OUTDOOR STRUCTURES PRIVATE LIMITED
27.00 | SH: - 27 - MISCELLANEOUS
27.19 | Supply installation, testing and commissioning of recessed bi level drinking water fountain, with double SS bubbler. Drinking water fountain with with mechanical and sensor both operation with 8GPH cooling capacity M8CRY, stainless steel body ,approx size 1003mmX Depth 400 mmX hight 1035mm, SS bubbler guard operated between 50 to 120 PSI, ,with MDCU29 antimicrobial touch part, with water ways of lead free matterial; chilling unit suitable for R134a refrigerant, adjustable thermostate, Green building, GRIHA, TUV And NSF Certifide, supply complete with all accessories with 100 micron stainer,including Reverse Osmosis should be 5 LPH with 60 litter HTP tank to maintain the water pressure for smooth operation complete as required. (similar to Model- M8CRY-Oasis- Mechanical + Sensor Both Operation). | 4.00 | Each | 204424.00 | 185000.00 | 740000.00 | 111625.00 | 446500.00 | 125000.00 | 500000.00 | 234000.00 | 936000.00 | 110000.00 | 440000.00 | 285000.00 | 1140000.00 | 320000.00 | 1280000.00 | 450000.00 | 1800000.00 | 295000.00 | 1180000.00 | 50000.00 | 200000.00 | 200000.00 | 800000.00 | 200000.00 | RISHAV SHELTERS PVT. LTD
27.19 | SITC of STAINLESS STEEL Hand Dryer Made up of SS 304 Body Top. Fan Motor cum heater assembly for hot air blowing ,Temperature over heat protection ,Sensor for auto operation ,Auto timer protection ,Low Noise suitable for 230v 50hz supply for Hand Drying Applications complete as required. Make: Anand Automatic Systems/Kopal | 12.00 | Each | 14715.00 | 14000.00 | 168000.00 | 16743.75 | 200925.00 | 40000.00 | 480000.00 | 11700.00 | 140400.00 | 15000.00 | 180000.00 | 6700.00 | 80400.00 | 21000.00 | 252000.00 | 20000.00 | 240000.00 | 17500.00 | 210000.00 | 15000.00 | 180000.00 | 10000.00 | 120000.00 | 80400.00 | Dnova Infracon Pvt Ltd
27.19 | Supply, installation, testing and commissioning of following Automatic Stainless Steel Air Curtains with in built sensors suitable for entry/exit doors in City side and Air Side of Terminal Building as per site requirement and direction of EIC. a) 1800 mm length. | 4.00 | Each | 30501.00 | 30000.00 | 120000.00 | 27906.25 | 111625.00 | 75000.00 | 300000.00 | 42300.00 | 169200.00 | 30000.00 | 120000.00 | 40000.00 | 160000.00 | 73000.00 | 292000.00 | 50000.00 | 200000.00 | 45500.00 | 182000.00 | 30000.00 | 120000.00 | 30000.00 | 120000.00 | 111625.00 | Epack Polymers Pvt Ltd
| Total in Figures |  |  |  |  | 108752765.00 |  | 118913866.85 |  | 118020645.00 |  | 105521805.00 |  | 104616200.00 |  | 108510628.00 |  | 127580724.00 |  | 152070178.00 |  | 115652338.00 |  | 115011656.00 |  | 96924274.00
Lowest Amount Quoted BY: WESTERN OUTDOOR STRUCTURES PRIVATE LIMITED(96924274.00)

## BOQ Summary
BOQ Summary Details Tender Title: Extension of Terminal Building Tender ID: 2021_AAI_82782_1
Sheet Name | Sl.No | Bidder Name | Amount | Bid Rank
BoQ1 | 1 | WESTERN OUTDOOR STRUCTURES PRIVATE LIMITED | 96924274.00 | L1
| 2 | Shri Balaji Construction | 104616200.00 | L2
| 3 | S G CONSTRUCTIONS | 105521805.00 | L3
| 4 | Dnova Infracon Pvt Ltd | 108510628.00 | L4
| 5 | M/s Anil Enterprises | 108752765.00 | L5
| 6 | RISHAV SHELTERS PVT. LTD | 115011656.00 | L6
| 7 | SHUBH RAAG INFRA BUILDS PRIVATE LIMITED | 115652338.00 | L7
| 8 | VISHNU SARAN AND COMPANY | 118020645.00 | L8
| 9 | Epack Polymers Pvt Ltd | 118913866.85 | L9
| 10 | LUMOS INFRA PVT LTD | 127580724.00 | L10
| 11 | Saariga Constructions Private Limited | 152070178.00 | L11