## BoQ1
Government eProcurement System Created By: Jatin Mittal Created Date/Time: 28-Oct-2021 05:36 PM Tender Title: Construction of M.T. Section at PL Bangarh, Himachal Pradesh Tender ID: 2021_WAPCO_89280_1
Tender Inviting Authority: WAPCOS Limited
Name of Work: Construction of MT Section at PL Bangarh, Himachal Pradesh
Contract No: WAP/BD,R&R/HP/BANGARH/MTSECTION/202
SCHEDULE OF WORK / ITEM(S)
Sl.No | Description of Work / Item(s) | No.of Qty | Units | Estimated Rate | P V Techno Construct and Co(GSTN-NA) |  | AHUJA CONSTRUCTION ENGINEERS(GSTN-NA) |  | JPG ENGINEERS PVT LTD(GSTN-NA)
[5 empty] | Rate | Amount | Rate | Amount | Rate | Amount | L1 Amount | L1 Vendor
1.00 | Earth work in excavation by mechanical means (Hydraulic excavator)/manual means over areas (exceeding 30 cm in depth, 1.5 m in width as well as 10 sqm on plan) including getting out and disposal of excavated earth lead upto 50 m and lift upto 1.5 m, as directed by Engineer-in-charge.
2.00 | All kinds of soil. | 1208.00 | Cum | 100.00 | 130.00 | 157040.00 | 125.00 | 151000.00 | 120.00 | 144960.00 | 144960.00 | JPG ENGINEERS PVT LTD
3.00 | Earth work in excavation by mechanical means (Hydraulic excavator)/ manual means over areas (exceeding 30 cm in depth, 1.5 m in width as well as 10 sqm on plan) including getting out and disposal of excavated earth lead upto 50 m and lift upto 1.5 m, as directed by Engineer-incharge.
4.00 | Ordinary rock | 242.00 | Cum | 100.00 | 400.00 | 96800.00 | 350.00 | 84700.00 | 290.00 | 70180.00 | 70180.00 | JPG ENGINEERS PVT LTD
5.00 | Hard rock (requiring blasting) | 242.00 | Cum | 10.00 | 600.00 | 145200.00 | 550.00 | 133100.00 | 300.00 | 72600.00 | 72600.00 | JPG ENGINEERS PVT LTD
6.00 | Filling available excavated earth (excluding rock) in trenches, plinth, sides of foundations etc. in layers not exceeding 20cm in depth, consolidating each deposited layer by ramming and watering, lead up to 50 m and lift upto 1.5 m. | 1208.00 | Cum | 10.00 | 140.00 | 169120.00 | 110.00 | 132880.00 | 90.00 | 108720.00 | 108720.00 | JPG ENGINEERS PVT LTD
7.00 | Excavating, supplying and filling of local earth (including royalty) by mechanical transport upto a lead of 5km also including ramming and watering of the earth in layers not exceeding 20 cm in trenches, plinth, sides of oundation etc. complete. | 94.00 | Cum | 10.00 | 600.00 | 56400.00 | 550.00 | 51700.00 | 450.00 | 42300.00 | 42300.00 | JPG ENGINEERS PVT LTD
8.00 | Disposal of Excavated Earth By mechanical transport including loading, unloading and stacking. (Lead upto 5KM away from the site)
9.00 | Disposal of Excavated Rock By mechanical transport including loading, unloading and stacking. (Lead upto 5KM away from the site) | 484.00 | Cum | 10.00 | 150.00 | 72600.00 | 140.00 | 67760.00 | 120.00 | 58080.00 | 58080.00 | JPG ENGINEERS PVT LTD
10.00 | Extra for every additional lift of 1.5 m or part thereof in. All kinds of Soil
11.00 | 1.5m to 3.0m | 484.00 | Cum | 10.00 | 70.00 | 33880.00 | 80.00 | 38720.00 | 40.00 | 19360.00 | 19360.00 | JPG ENGINEERS PVT LTD
12.00 | Supplying and filling in plinth with sand under floors, including watering, ramming, consolidating and dressing complete. | 115.00 | Cum | 10.00 | 90.00 | 10350.00 | 100.00 | 11500.00 | 1800.00 | 207000.00 | 10350.00 | P V Techno Construct and Co
13.00 | Surface dressing of the ground including removing vegetation and inequalities not exceeding 15 cm deep and disposal of rubbish, lead upto 50 m and lift upto 1.5 m. All kinds of soil. | 3956.00 | Sqm | 10.00 | 6.00 | 23736.00 | 8.00 | 31648.00 | 6.00 | 23736.00 | 23736.00 | JPG ENGINEERS PVT LTD, P V Techno Construct and Co
14.00 | Supplying chemical emulsion in sealed containers including delivery as specified.
15.00 | Chlorpyriphos/ Lindane emulsifiable concentrate of 20% | 368.00 | Litres | 10.00 | 250.00 | 92000.00 | 200.00 | 73600.00 | 220.00 | 80960.00 | 73600.00 | AHUJA CONSTRUCTION ENGINEERS
16.00 | Anti termite treatment
17.00 | Diluting and injecting chemical emulsion for POST-CONSTRUCTIONAL anti-termite treatment (excluding the cost of chemical emulsion) :
18.00 | Along external wall where the apron is not provided using chemical emulsion @ 7.5 litres / sqm of the vertical surface of the substructure to a depth of 300mm including excavation channel along the wall & rodding etc. complete: With Chlorpyriphos/ Lindane E.C. 20% with 1% concentration | 258.00 | Meter | 10.00 | 230.00 | 59340.00 | 40.00 | 10320.00 | 150.00 | 38700.00 | 10320.00 | AHUJA CONSTRUCTION ENGINEERS
19.00 | Treatment of soil under existing floors using chemical emulsion @ one litre per hole, 300 mm apart including drilling 12 mm diameter holes and plugging with cement mortar 1 :2 (1 cement : 2 Coarse sand) to match the existing floor: | 903.00 | Sqm | 10.00 | 200.00 | 180600.00 | 250.00 | 225750.00 | 100.00 | 90300.00 | 90300.00 | JPG ENGINEERS PVT LTD
20.00 | With Chlorpyriphos/Lindane E.C. 20% with 1% concentration | 368.00 | Litres | 10.00 | 200.00 | 73600.00 | 230.00 | 84640.00 | 350.00 | 128800.00 | 73600.00 | P V Techno Construct and Co
21.00 | Providing and laying in position cement concrete of specified grade excluding the cost of centering and shuttering - All work up to plinth level :
22.00 | 1:2:4 (1 Cement : 2 coarse sand) : 4 graded stone aggregate 40 mm nominal size) | 2.00 | Cum | 10.00 | 5500.00 | 11000.00 | 6000.00 | 12000.00 | 5000.00 | 10000.00 | 10000.00 | JPG ENGINEERS PVT LTD
23.00 | 1:3:6 (1 Cement : 3 coarse sand): 6 graded stone aggregate 40 mm nominal size) | .48 | Cum | 10.00 | 5300.00 | 2544.00 | 5500.00 | 2640.00 | 4950.00 | 2376.00 | 2376.00 | JPG ENGINEERS PVT LTD
24.00 | 1:4:8 (1 Cement : 4 coarse sand) : 8 graded stone aggregate 40 mm nominal size) | 286.00 | Cum | 100.00 | 5250.00 | 1501500.00 | 5400.00 | 1544400.00 | 4900.00 | 1401400.00 | 1401400.00 | JPG ENGINEERS PVT LTD
25.00 | Centering and shuttering including strutting, propping etc. and removal of form work for :
26.00 | Foundations, footings, bases for columns | 338.00 | Sqm | 100.00 | 200.00 | 67600.00 | 180.00 | 60840.00 | 150.00 | 50700.00 | 50700.00 | JPG ENGINEERS PVT LTD
27.00 | Providing and laying damp-proof course 40mm thick with cement concrete 1:2:4 (1 cement : 2 coarse sand (zone-III): 4 graded stone aggregate 12.5mm nominal size) | 23.00 | Sqm | 10.00 | 300.00 | 6900.00 | 280.00 | 6440.00 | 200.00 | 4600.00 | 4600.00 | JPG ENGINEERS PVT LTD
28.00 | Extra for providing and mixing water proofing material in cement concrete work in doses by weight of cement as per manufacturer's specification. | 6.00 | Per 50 Kg Cement | 10.00 | 60.00 | 360.00 | 70.00 | 420.00 | 60.00 | 360.00 | 360.00 | JPG ENGINEERS PVT LTD, P V Techno Construct and Co
29.00 | Providing & applying a coat of residual petroleum bitumen of grade of VG-10 of approved quality using 1.7kg per square metre on damp proof course after cleaning the surface with brushes and finally with apiece of cloth lightly soaked in kerosene oil. | 23.00 | Sqm | 10.00 | 200.00 | 4600.00 | 250.00 | 5750.00 | 80.00 | 1840.00 | 1840.00 | JPG ENGINEERS PVT LTD
30.00 | Making plinth protection 50mm thick of cement concrete 1:3:6 (1 cement : 3 coarse sand (zone - III) : 6 graded stone aggregate 20 mm nominal size) over 75mm thick bed of dry brick ballast 40 mm nominal size, well rammed and consolidated and grouted with fine sand, including necessary excavation, levelling & dressing & finishing the top smooth. | 186.00 | Sqm | 10.00 | 600.00 | 111600.00 | 550.00 | 102300.00 | 450.00 | 83700.00 | 83700.00 | JPG ENGINEERS PVT LTD
31.00 | Centering and shuttering including strutting, propping etc. and removal of form work for :
32.00 | Foundations, footings, bases of columns, etc. for mass concrete. | 446.00 | Sqm | 10.00 | 400.00 | 178400.00 | 350.00 | 156100.00 | 200.00 | 89200.00 | 89200.00 | JPG ENGINEERS PVT LTD
33.00 | Walls (any thickness) including attached pilasters, butteresses,plinth and string courses etc. | 10.00 | Sqm | 10.00 | 450.00 | 4500.00 | 450.00 | 4500.00 | 320.00 | 3200.00 | 3200.00 | JPG ENGINEERS PVT LTD
34.00 | Suspended floors, roofs, landings, balconies and access platform. | 347.00 | Sqm | 10.00 | 450.00 | 156150.00 | 500.00 | 173500.00 | 300.00 | 104100.00 | 104100.00 | JPG ENGINEERS PVT LTD
35.00 | Shelves (Cast in situ) | 15.00 | Sqm | 10.00 | 300.00 | 4500.00 | 280.00 | 4200.00 | 200.00 | 3000.00 | 3000.00 | JPG ENGINEERS PVT LTD
36.00 | Lintels, beams, plinth beams, girders, bressumers and cantilevers | 2592.00 | Sqm | 10.00 | 400.00 | 1036800.00 | 375.00 | 972000.00 | 320.00 | 829440.00 | 829440.00 | JPG ENGINEERS PVT LTD
37.00 | Columns, Pillars, Piers, Abutments, Posts and Struts. | 1247.00 | Sqm | 10.00 | 425.00 | 529975.00 | 450.00 | 561150.00 | 400.00 | 498800.00 | 498800.00 | JPG ENGINEERS PVT LTD
38.00 | Stairs, (excluding landings) except spiral-staircases. | 20.00 | Sqm | 10.00 | 500.00 | 10000.00 | 550.00 | 11000.00 | 350.00 | 7000.00 | 7000.00 | JPG ENGINEERS PVT LTD
39.00 | Extra for shuttering in circular work (20% of respective centering and shuttering items) | 20.00 | Sqm | 10.00 | 100.00 | 2000.00 | 95.00 | 1900.00 | 40.00 | 800.00 | 800.00 | JPG ENGINEERS PVT LTD
40.00 | Small lintels not exceeding 1.5m clear span, moulding as in cornices, window sills, string courses, bands, copings, bed plates, anchor blocks and the like. | 4.00 | Sqm | 10.00 | 300.00 | 1200.00 | 320.00 | 1280.00 | 150.00 | 600.00 | 600.00 | JPG ENGINEERS PVT LTD
41.00 | Edges of slabs and breaks in floors and walls
42.00 | Under 20 cm wide | 77.00 | Rmt | 100.00 | 200.00 | 15400.00 | 220.00 | 16940.00 | 100.00 | 7700.00 | 7700.00 | JPG ENGINEERS PVT LTD
43.00 | Weather shade, Chajjas, corbels etc., including edges. | 50.00 | Sqm | 100.00 | 200.00 | 10000.00 | 250.00 | 12500.00 | 450.00 | 22500.00 | 10000.00 | P V Techno Construct and Co
44.00 | Steel reinforcement for R.C.C. work including straightening, cutting, bending, placing in position and binding all complete upto plinth level.
45.00 | Thermo-Mechanically Treated bars of grade Fe-500D or more. | 55873.00 | Kg | 10.00 | 80.00 | 4469840.00 | 100.00 | 5587300.00 | 74.00 | 4134602.00 | 4134602.00 | JPG ENGINEERS PVT LTD
46.00 | Steel reinforcement for R.C.C. work including straightening, cutting, bending, placing in position and binding all complete above plinth level.
47.00 | Thermo-Mechanically Treated bars of grade Fe-500D or more. | 70545.00 | Kg | 10.00 | 80.00 | 5643600.00 | 80.00 | 5643600.00 | 74.00 | 5220330.00 | 5220330.00 | JPG ENGINEERS PVT LTD
48.00 | Providing and laying in position machine batched and machine mixed design mix M-25 grade cement concrete for reinforced cement concrete work, using cement content as per approved design mix, including pumping of concrete to site of laying but excluding the cost of centering, shuttering, finishing and reinforcement, including admixtures in recommended proportions as per IS: 9103 to accelerate, retard setting of concrete, improve workability without impairing strength and durability as per direction of Engineer-in-charge (Note :- Cement content considered in this item is @ 330 kg/Cum. Excess/less cement used as per design mix is payable/recoverable separately).
49.00 | All works upto plinth level. | 445.00 | Cum | 10.00 | 7400.00 | 3293000.00 | 7500.00 | 3337500.00 | 6650.00 | 2959250.00 | 2959250.00 | JPG ENGINEERS PVT LTD
50.00 | All works above plinth level upto floor V level. | 301.00 | Cum | 10.00 | 7600.00 | 2287600.00 | 7800.00 | 2347800.00 | 6850.00 | 2061850.00 | 2061850.00 | JPG ENGINEERS PVT LTD
51.00 | Extra for providing richer mixes at all floor levels. Note:- Excess/less cement over the specified cement content used is payable /recoverable separately.
52.00 | Providing M-30 grade concrete instead of M-25 grade BMC/RMC. (Note:- Cement content considered in M-30 is @ 340 kg/cum) | 347.00 | Cum | 10.00 | 100.00 | 34700.00 | 50.00 | 17350.00 | 50.00 | 17350.00 | 17350.00 | JPG ENGINEERS PVT LTD, AHUJA CONSTRUCTION ENGINEERS
53.00 | Add for using extra cement in the items of design mix over and above the specified cement content therein. | 75.00 | Quintal | 10.00 | 700.00 | 52500.00 | 750.00 | 56250.00 | 650.00 | 48750.00 | 48750.00 | JPG ENGINEERS PVT LTD
54.00 | Providing precast cement concrete Jali 1:2:4 (1 cement : 2 coarse sand) : 4 graded stone aggregate 6mm nominal size ), reinforced with 1.6 mm dia mild steel wire, including centering and shuttering, roughening cleaning, fixing and finishing in cement mortar 1:3 (1 cement: 3 fine sand) etc. complete, excluding plastering of the jambs, sills and soffits.50 mm thick | 25.00 | Sqm | 10.00 | 1100.00 | 27500.00 | 1400.00 | 35000.00 | 1900.00 | 47500.00 | 27500.00 | P V Techno Construct and Co
55.00 | Brick work with common burnt clay F.P.S. (non modular) bricks of class designation 7.5 in foundation and plinth in:
56.00 | Cement mortar 1:4 (1 cement : 4 coarse sand) | 41.00 | Cum | 10.00 | 6500.00 | 266500.00 | 6800.00 | 278800.00 | 5800.00 | 237800.00 | 237800.00 | JPG ENGINEERS PVT LTD
57.00 | Brick work with common burnt clay F.P.S. (non modular) bricks of class designation 7.5 in superstructure above plinth level up to floor V level in all shapes and sizes in :
58.00 | Cement mortar 1:6 (1 cement : 6 coarse sand) | 215.00 | Cum | 10.00 | 6600.00 | 1419000.00 | 6500.00 | 1397500.00 | 6200.00 | 1333000.00 | 1333000.00 | JPG ENGINEERS PVT LTD
59.00 | Half brick masonry with F.P.S. bricks of class designation 75 in superstructure above plinth level up to floor V level.
60.00 | cement mortar 1:4 (1 cement : 4 coarse sand) | 801.00 | Sqm | 10.00 | 900.00 | 720900.00 | 800.00 | 640800.00 | 775.00 | 620775.00 | 620775.00 | JPG ENGINEERS PVT LTD
61.00 | Extra for providing and placing in position 2 Nos. 6mm dia. M.S. bars at every third course of half brick masonry (with F.P.S. bricks). | 801.00 | Sqm | 10.00 | 80.00 | 64080.00 | 80.00 | 64080.00 | 75.00 | 60075.00 | 60075.00 | JPG ENGINEERS PVT LTD
62.00 | Providing and fixing 18mm thick gang saw cut ( premoulded and prepolished) machine cut for kitchen platforms, vanity counters, window sills , facias and similar locations of required size of approved shade, colour and texture laid over 20mm thick base cement mortar 1:4 (1 cement : 4 coarse sand) with joints treated with white cement, mixed with matching pigment, epoxy touch ups, including rubbing, curing, moulding and polishing to edge to give high gloss finish etc. complete at all levels.
63.00 | Granite of any colour and shade
64.00 | Area of slab over 0.50 Sqm.( For Counter) | 15.00 | Sqm | 10.00 | 3000.00 | 45000.00 | 2800.00 | 42000.00 | 2600.00 | 39000.00 | 39000.00 | JPG ENGINEERS PVT LTD
65.00 | Providing edge moulding to 18 mm thick marble stone counters, Vanities etc., including machine polishing to edge to give high gloss finish etc. complete as per design approved by Engineer-in-Charge.
66.00 | Granite work | 25.00 | Rmt | 10.00 | 200.00 | 5000.00 | 250.00 | 6250.00 | 225.00 | 5625.00 | 5000.00 | P V Techno Construct and Co
67.00 | Extra for fixing marble / granite stone over and above corresponding basic item, in facia and drops of width upto 150mm with epoxy resin baesd adhesive including cleaning etc. complete. | 25.00 | Rmt | 100.00 | 200.00 | 5000.00 | 250.00 | 6250.00 | 225.00 | 5625.00 | 5000.00 | P V Techno Construct and Co
68.00 | Extra for providing opening of required size & shape for wash basins/ kitchen sink in kitchen platform, vanity counters and similar location in marble /Granite/Stone work including necessary holes for pillar taps etc. including rubbing and polishing of cut edge etc. complete. | 11.00 | Each | 100.00 | 400.00 | 4400.00 | 350.00 | 3850.00 | 350.00 | 3850.00 | 3850.00 | JPG ENGINEERS PVT LTD, AHUJA CONSTRUCTION ENGINEERS
69.00 | Providing and fixing stone slab with table rubbed, edges rounded and polished, of size 75x50 cm deep and 1.8 cm thick, fixed in urinal partitions by cutting a chase of appropriate width with chase cutter and embedding the stone in the chase with epoxy grout or with cement concrete 1:2:4 (1 cement : 2 coarse sand : 4 graded stone aggregate 6 mm nominal size) as per direction of Engineer-in-charge and finished smooth.
70.00 | Granite Stone of approved shade | 5.00 | Sqm | 10.00 | 3500.00 | 17500.00 | 4000.00 | 20000.00 | 2600.00 | 13000.00 | 13000.00 | JPG ENGINEERS PVT LTD
71.00 | Providing and fixing Ist quality ceramic glazed wall tiles conforming to IS: 15622 (thickness to be specified by the manufacturer), of approved make, in all colours, shades except burgundy, bottle green, black of any size as approved by Engineer-in-Charge, in skirting, risers of steps and dados, over 12 mm thick bed of cement mortar 1:3 (1 cement : 3 coarse sand) and jointing with grey cement slurry @ 3.3kg per sqm, including pointing in white cement mixed with pigment of matching shade complete. | 249.00 | Sqm | 10.00 | 900.00 | 224100.00 | 700.00 | 174300.00 | 800.00 | 199200.00 | 174300.00 | AHUJA CONSTRUCTION ENGINEERS
72.00 | Providing wood work in frames of doors, windows, clerestory windows and other frames, wrought framed and fixed in position with hold fast lugs or with dash fasteners of required dia & length ( hold fast lugs or dash fastener shall be paid for separately).
73.00 | Second class teak wood | .74 | Cum | 10.00 | 150000.00 | 111000.00 | 120000.00 | 88800.00 | 120000.00 | 88800.00 | 88800.00 | JPG ENGINEERS PVT LTD, AHUJA CONSTRUCTION ENGINEERS
74.00 | Float glass panes
75.00 | 5.0 mm thick glass panes (weight not less than 12.5 kg per sqm) | 4.00 | Sqm | 10.00 | 1200.00 | 4800.00 | 1100.00 | 4400.00 | 1000.00 | 4000.00 | 4000.00 | JPG ENGINEERS PVT LTD
76.00 | Providing and fixing ISI marked flush door shutters conforming to IS : 2202 (Part I) non-decorative type, core of block board construction with frame of 1st class hard wood and well matched commercial 3 ply veneering with vertical grains or cross bands and face veneers on both faces of shutters:
77.00 | 35 mm thick including ISI marked Stainless Steel butt hinges with necessary screws | 44.00 | Sqm | 10.00 | 3500.00 | 154000.00 | 3000.00 | 132000.00 | 2500.00 | 110000.00 | 110000.00 | JPG ENGINEERS PVT LTD
78.00 | Extra for providing lipping with 2nd class teak wood battens 25 mm minimum depth on all edges of flush door shutters (over all area of door shutter to be measured). | 44.00 | Sqm | 10.00 | 250.00 | 11000.00 | 200.00 | 8800.00 | 250.00 | 11000.00 | 8800.00 | AHUJA CONSTRUCTION ENGINEERS
79.00 | Extra for providing vision panel not exceeding 0.1 sqm in all type of flush doors (cost of glass excluded) (overall area of door shutter to be measured):
80.00 | Circular | 4.00 | Sqm | 10.00 | 200.00 | 800.00 | 180.00 | 720.00 | 200.00 | 800.00 | 720.00 | AHUJA CONSTRUCTION ENGINEERS
81.00 | Providing and fixing wooden moulded beading to door and window frames with iron screws, plugs and priming coat on unexposed surface etc. complete :
82.00 | 2nd class teak wood
83.00 | 50x12 mm | 90.00 | Rmt | 10.00 | 250.00 | 22500.00 | 200.00 | 18000.00 | 120.00 | 10800.00 | 10800.00 | JPG ENGINEERS PVT LTD
84.00 | Providing 40x5 mm flat iron hold fast 40 cm long including fixing to frame with 10 mm diameter bolts, nuts and wooden plugs and embedding in cement concrete block 30x10x15cm 1:3:6 mix (1 cement : 3 coarse sand : 6 graded stone aggregate 20mm nominal size). | 90.00 | Each | 10.00 | 140.00 | 12600.00 | 150.00 | 13500.00 | 120.00 | 10800.00 | 10800.00 | JPG ENGINEERS PVT LTD
85.00 | Providing and fixing aluminium extruded section body tubular type universal hydraulic door closer (having brand logo with ISi, IS : 3564, embossed on the body, door weight upto 36 kg to 80 kg and door width from 701 mm to 1000 mm), with double speed adjustment with necessary accessories and screws etc. complete. | 18.00 | Each | 10.00 | 900.00 | 16200.00 | 1000.00 | 18000.00 | 850.00 | 15300.00 | 15300.00 | JPG ENGINEERS PVT LTD
86.00 | Providing and fixing aluminium tower bolts ISI marked anodised (anodic coating not less than grade AC 10 as per IS : 1868 ) transparent or dyed to required colour or shade with necessary screws etc. complete :
87.00 | 300x10 mm | 36.00 | Each | 10.00 | 80.00 | 2880.00 | 90.00 | 3240.00 | 115.00 | 4140.00 | 2880.00 | P V Techno Construct and Co
88.00 | 150x10 mm | 66.00 | Each | 10.00 | 70.00 | 4620.00 | 80.00 | 5280.00 | 70.00 | 4620.00 | 4620.00 | JPG ENGINEERS PVT LTD, P V Techno Construct and Co
89.00 | Providing and fixing aluminium pull bolt lock, ISI marked, anodised (anodic coating not less than grade AC 10 as per IS : 1868) transparent or dyed to required colour and shade, with necessary screws bolts, nut and washers etc. complete. | 5.00 | Each | 10.00 | 150.00 | 750.00 | 140.00 | 700.00 | 70.00 | 350.00 | 350.00 | JPG ENGINEERS PVT LTD
90.00 | Providing and fixing aluminium handles of approved make anodized (anodic coating not less than grade AC 10 as per IS : 1868) transparent or dyed to required colour or shade with necessry screws etc. complete.
91.00 | 125 mm | 36.00 | Each | 100.00 | 150.00 | 5400.00 | 140.00 | 5040.00 | 70.00 | 2520.00 | 2520.00 | JPG ENGINEERS PVT LTD
92.00 | 100 mm | 66.00 | Each | 100.00 | 125.00 | 8250.00 | 120.00 | 7920.00 | 60.00 | 3960.00 | 3960.00 | JPG ENGINEERS PVT LTD
93.00 | Providing and fixing aluminium hanging floor door stopper ISI marked anodised (anodic coating not less than grade AC 10 as per IS : 1868) transparent or dyed to required colour and shade with necessary screws etc. complete.
94.00 | Single rubber stopper | 18.00 | Each | 10.00 | 40.00 | 720.00 | 50.00 | 900.00 | 30.00 | 540.00 | 540.00 | JPG ENGINEERS PVT LTD
95.00 | Providing and fixing bright finished 100 mm mortice lock with 6 levers without pair of handles of approved quality for aluminium door, with necessary screws etc complete as per direction of Engineer- in-charge. | 10.00 | Each | 10.00 | 800.00 | 8000.00 | 900.00 | 9000.00 | 650.00 | 6500.00 | 6500.00 | JPG ENGINEERS PVT LTD
96.00 | Providing & Fixing decorative high pressure laminated sheet of plain / wood grain in gloss / matt/ suede finish with high density protective surface layer and reverse side of adhesive bonding quality conforming to IS : 2046 Type S, including cost of adhesive of approved quality.
97.00 | 1.0 mm thick | 88.00 | Sqm | 10.00 | 800.00 | 70400.00 | 700.00 | 61600.00 | 700.00 | 61600.00 | 61600.00 | JPG ENGINEERS PVT LTD, AHUJA CONSTRUCTION ENGINEERS
98.00 | Providing and fixing certified restroom cubicle system of approved make comprising of green guard certified solid compact laminated water proof board, minimum 18 mm thick made as per IS: 2046 (phenolic core board) and as per BS-476/97 for fire retardant for toilet showers, water closet etc . The board shall be manufactured under high pressure and temperature by impregnating kraft papers and outer decorative papers with thermosetting phenolic/ melamine resins (low VOC). The cubicle system shall be resistant towards water, chemical, scratch, impact and heat and shall be anti bacterial, colour fast and shall have accessories like door knob, Gravity/ auto return hinges, privacy thumb turn with occupancy indicator, coat Hook, etc all in SS 304. The hardware and fixings includes anchoring of all fixed front panel to floor with SS 316 L brackets/ base plates with a clearance height upto 110 mm, and covered with SS 316 Shoe box plates, wall and corner joineries (brackets and channels) shall be SS 304 grade, SS 304 screws, rubber noise reduction tape .
99.00 | The cubicle unit shall be installed in approved finish, shades and colours as per specifications and directions of Engineer-In-Charge, including minimum 5 (five) years warranty against any moisture related damages to all intermediate panels, doors, hardqwares etc. Standard dimension of the cubicle system shall be of approx. 2100 mm Height(overall) x 1500mm Depth and 1000 mm Width which includes 600mm door size width.
100.00 | I shaped Cubicle System consisting of front face panel including door and all necessary accessories, fittings and hardware etc. | 6.00 | Each | 10.00 | 40000.00 | 240000.00 | 20000.00 | 120000.00 | 850.00 | 5100.00 | 5100.00 | JPG ENGINEERS PVT LTD
101.00 | L shaped Cubicle System consisting of front face panel including door, intermediate panel and all necessary accessories, fittings and hardware etc. | 12.00 | Each | 10.00 | 50000.00 | 600000.00 | 25000.00 | 300000.00 | 900.00 | 10800.00 | 10800.00 | JPG ENGINEERS PVT LTD
102.00 | Providing and fixing 1mm thick M.S. sheet door with frame of 40x40x6mm angle iron and 3 mm M.S. gusset plates at the junctions and corners, all necessary fittings complete, including applying a priming coat of approved steel primer.
103.00 | Using M.S. angels 40x40x6 mm for diagonal braces | 2.00 | Sqm | 10.00 | 3500.00 | 7000.00 | 3000.00 | 6000.00 | 3500.00 | 7000.00 | 6000.00 | AHUJA CONSTRUCTION ENGINEERS
104.00 | Steel work in built up tubular ( round, square or rectangular hollow tubes etc.) trusses etc., including cutting, hoisting, fixing in position and applying a priming coat of approved steel primer, including welding and bolted with special shaped washers etc. complete.
105.00 | Hot finished welded type tubes | 103585.00 | Kg | 10.00 | 140.00 | 14501900.00 | 130.00 | 13466050.00 | 110.00 | 11394350.00 | 11394350.00 | JPG ENGINEERS PVT LTD
106.00 | Steel work welded in built up sections/ framed work including cutting, hoisting, fixing in position and applying a priming coat of approved steel primer using structural steel etc. as required
107.00 | In stringers, treads, landings etc. of stair cases, including use of chequered plate wherever required, all complete | 150.00 | Kg | 10.00 | 120.00 | 18000.00 | 100.00 | 15000.00 | 100.00 | 15000.00 | 15000.00 | JPG ENGINEERS PVT LTD, AHUJA CONSTRUCTION ENGINEERS
108.00 | In gratings, frames, guard bar, ladder, railings, brackets, gates and similar works. | 150.00 | Kg | 10.00 | 125.00 | 18750.00 | 120.00 | 18000.00 | 105.00 | 15750.00 | 15750.00 | JPG ENGINEERS PVT LTD
109.00 | Providing and fixing circular/ Hexagonal cast iron or M.S. sheet box for ceiling fan clamp, of internal dia 140 mm, 73 mm height, top lid of 1.5 mm thick M.S. sheet with its top surface hacked for proper bonding, top lid shall be screwed into the cast iron/ M.S. sheet box by means of 3.3 mm dia round headed screws, one lock at the corners. Clamp shall be made of 12 mm dia M.S. bar bent to shape as per standard drawing. | 50.00 | Each | 10.00 | 150.00 | 7500.00 | 140.00 | 7000.00 | 130.00 | 6500.00 | 6500.00 | JPG ENGINEERS PVT LTD
110.00 | Providing and fixing carbon steel galvanised ( minimum coating 5 micron) dash fastener of 10 mm dia double threaded 6.8 grade (yield strength 480 N/mm2), counter sunk head, comprising of 10 mm dia polyamide PA 6 grade sleeve, including drilling of hole in frame , concrete/ masonry, etc. as per direction of Engineer-in-charge.
111.00 | 10 x 60 mm | 22.00 | Each | 10.00 | 150.00 | 3300.00 | 150.00 | 3300.00 | 70.00 | 1540.00 | 1540.00 | JPG ENGINEERS PVT LTD
112.00 | Providing and fixing stainless steel ( Grade 304) railing made of Hollow tubes, channels, plates etc., including welding, grinding, buffing, polishing and making curvature (wherever required) and fitting the same with necessary stainless steel nuts and bolts complete, i/c fixing the railing with necessary accessories & stainless steel dash fasteners , stainless steel bolts etc., of required size, on the top of the floor or the side of waist slab with suitable arrangement as per approval of Engineer-incharge, (for payment purpose only weight of stainless steel members shall be considered excluding fixing accessories such as nuts, bolts, fasteners etc.). | 201.00 | Kg | 10.00 | 700.00 | 140700.00 | 650.00 | 130650.00 | 625.00 | 125625.00 | 125625.00 | JPG ENGINEERS PVT LTD
113.00 | 52 mm thick cement concrete flooring with concrete hardener topping, under layer 40 mm thick cement concrete 1:2:4 (1 cement : 2 coarse sand : 4 graded stone aggregate 20 mm nominal size) and top layer 12mm thick cement hardener consisting of mix 1:2 (1 cement hardener mix : 2 graded stone aggregate 6 mm nominal size) by volume, hardening compound mixed @ 2 litre per 50 kg of cement or as per manufacturer's specifications. This includes cost of cement slurry, but excluding the cost of nosing of steps etc. complete. | 25.00 | Sqm | 10.00 | 600.00 | 15000.00 | 450.00 | 11250.00 | 475.00 | 11875.00 | 11250.00 | AHUJA CONSTRUCTION ENGINEERS
114.00 | Cement plaster skirting up to 30 cm height, with cement mortar 1:3 (1 cement : 3 coarse sand), finished with a floating coat of neat cement.
115.00 | 18 mm thick | 27.00 | Sqm | 100.00 | 250.00 | 6750.00 | 200.00 | 5400.00 | 320.00 | 8640.00 | 5400.00 | AHUJA CONSTRUCTION ENGINEERS
116.00 | Extra for pre finished nosing to treads of steps of marble / granite stone. | 124.00 | Rmt | 100.00 | 250.00 | 31000.00 | 180.00 | 22320.00 | 300.00 | 37200.00 | 22320.00 | AHUJA CONSTRUCTION ENGINEERS
117.00 | Extra for Kota stone/ sand stone in treads of steps and risers using single length up to 1.05 metre. | 58.00 | Sqm | 10.00 | 300.00 | 17400.00 | 250.00 | 14500.00 | 340.00 | 19720.00 | 14500.00 | AHUJA CONSTRUCTION ENGINEERS
118.00 | Kota stone slab flooring over 20 mm (average) thick base laid over and jointed with grey cement slurry mixed with pigment to match the shade of the slab including rubbing and polishing complete with base of cement mortar 1 : 4 (1 cement : 4 coarse sand) :
119.00 | 25 mm thick. | 746.00 | Sqm | 10.00 | 1200.00 | 895200.00 | 1100.00 | 820600.00 | 1000.00 | 746000.00 | 746000.00 | JPG ENGINEERS PVT LTD
120.00 | Kota stone slabs 20 mm thick in risers of steps, skirting, dado and pillars laid on 12 mm (average) thick cement mortar 1:3 (1 cement 3 coarse sand) and jointed with grey cement slurry mixed with pigment to match the shade of the slabs, including rubbing and polishing complete. | 31.00 | Sqm | 10.00 | 1300.00 | 40300.00 | 1150.00 | 35650.00 | 1000.00 | 31000.00 | 31000.00 | JPG ENGINEERS PVT LTD
121.00 | Providing and laying Ceramic glazed floor tiles of size 300x300 mm (thickness to be specified by the manufacturer), of 1st quality conforming to IS : 15622, of approved make, in all colours, shades, except White, Ivory, Grey, Fume Red Brown, laid on 20 mm thick bed of cement mortar 1:4 (1 Cement : 4 Coarse sand), jointing with grey cement slurry @ 3.3kg/ sq.m including pointing the joints with white cement and matching pigments etc., complete. | 147.00 | Sqm | 10.00 | 900.00 | 132300.00 | 800.00 | 117600.00 | 800.00 | 117600.00 | 117600.00 | JPG ENGINEERS PVT LTD, AHUJA CONSTRUCTION ENGINEERS
122.00 | Providing and laying vitrified floor tiles in different sizes (thickness to be specified by the manufacturer) with water absorption less than 0.08% and conforming to IS: 15622, of approved make, in all colours and shades, laid on 20mm thick cement mortar 1:4 (1 cement : 4 coarse sand), jointing with grey cement slurry @ 3.3 kg/ sqm including grouting the joints with white cement and matching pigments etc., complete.
123.00 | Size of Tile 600x600 mm | 262.00 | Sqm | 10.00 | 1200.00 | 314400.00 | 1100.00 | 288200.00 | 1100.00 | 288200.00 | 288200.00 | JPG ENGINEERS PVT LTD, AHUJA CONSTRUCTION ENGINEERS
124.00 | Providing and laying Vitrified tiles in different sizes (thickness to be specified by manufacturer), with water absorption less than 0.08 % and conforming to I.S. 15622, of approved make, in all colours & shade, in skirting, riser of steps, over 12 mm thick bed of cement mortar 1:3 (1 cement: 3 coarse sand), jointing with grey cement slurry @ 3.3 kg/ sqm including grouting the joint with white cement & matching pigments etc. complete.
125.00 | Size of Tile 600x600 mm | 11.00 | Sqm | 10.00 | 1300.00 | 14300.00 | 1200.00 | 13200.00 | 1125.00 | 12375.00 | 12375.00 | JPG ENGINEERS PVT LTD
126.00 | Providing and laying Polished Granite stone flooring in required design and patterns, in linear as well as curvilinear portions of the building all complete as per the architectural drawings with 18 mm thick stone slab over 20 mm (average) thick base of cement mortar 1:4 (1 cement : 4 coarse sand) laid and jointed with cement slurry and pointing with white cement slurry admixed with pigment of matching shade including rubbing , curing and polishing etc. all complete as specified and as directed by the Engineer-in-Charge.
127.00 | Polished Granite stone slab jet Black, Cherry Red, Elite Brown, Cat Eye or equivalent. | 50.00 | Sqm | 10.00 | 3000.00 | 150000.00 | 2800.00 | 140000.00 | 2900.00 | 145000.00 | 140000.00 | AHUJA CONSTRUCTION ENGINEERS
128.00 | Providing and laying factory made chamfered edge Cement Concrete paver blocks in footpath, parks, lawns, drive ways or light traffic parking etc, of required strength, thickness & size/ shape, made by table vibratory method using PU mould, laid in required colour & pattern over 50mm thick compacted bed of sand, compacting and proper embedding/laying of inter locking paver blocks into the sand bedding layer through vibratory compaction by using plate vibrator, filling the joints with sand and cutting of paver blocks as per required size and pattern, finishing and sweeping extra sand. complete all as per direction of Engineer-in- Charge.60mm thick cement concrete paver block of M-35 grade with approved colour, design & pattern. | 2053.00 | Sqm | 10.00 | 900.00 | 1847700.00 | 1000.00 | 2053000.00 | 875.00 | 1796375.00 | 1796375.00 | JPG ENGINEERS PVT LTD
129.00 | Providing and laying gola 75x75mm in cement concrete M15 grade including finishing with cement mortar 1:3 (1 cement : 3 fine sand) as per standard design in 75x75 mm deep chase. | 150.00 | Rmt | 10.00 | 300.00 | 45000.00 | 325.00 | 48750.00 | 100.00 | 15000.00 | 15000.00 | JPG ENGINEERS PVT LTD
130.00 | Making khurras 45x45 cm with average minimum thickness of 5 cm cement concrete 1:2:4 (1 cement : 2 coarse sand : 4 graded stone aggregate of 20 mm nominal size) over P.V.C. sheet 1 m x1 m x 400 micron, finished with 12 mm cement plaster 1:3 (1 cement : 3 coarse sand) and a coat of neat cement, rounding the edges and making and finishing the outlet complete. | 16.00 | Each | 10.00 | 400.00 | 6400.00 | 375.00 | 6000.00 | 150.00 | 2400.00 | 2400.00 | JPG ENGINEERS PVT LTD
131.00 | Providing and fixing on wall face unplasticised Rigid PVC RAIN WATER PIPES conforming to IS : 13592 Type A including jointing with seal ring conforming to IS : 5382 leaving 10 mm gap for thermal expansion.(i) Single socketed pipes.
132.00 | 110 mm diaMeter | 45.00 | Meter | 10.00 | 900.00 | 40500.00 | 850.00 | 38250.00 | 750.00 | 33750.00 | 33750.00 | JPG ENGINEERS PVT LTD
133.00 | Providing and fixing on wall face unplasticised - PVC moulded fittings/ accessories for unplasticised Rigid PVC rain water pipes conforming to IS : 13592 Type A including jointing with seal ring conforming to IS : 5382 leaving 10 mm gap for thermal expansion.
134.00 | Coupler
135.00 | 110 mm | 10.00 | Each | 10.00 | 100.00 | 1000.00 | 70.00 | 700.00 | 325.00 | 3250.00 | 700.00 | AHUJA CONSTRUCTION ENGINEERS
136.00 | Bend 87.5°
137.00 | 110 mm bend | 10.00 | Each | 10.00 | 90.00 | 900.00 | 90.00 | 900.00 | 325.00 | 3250.00 | 900.00 | P V Techno Construct and Co, AHUJA CONSTRUCTION ENGINEERS
138.00 | Shoe (Plain)
139.00 | 110 mm Shoe | 10.00 | Each | 100.00 | 90.00 | 900.00 | 100.00 | 1000.00 | 280.00 | 2800.00 | 900.00 | P V Techno Construct and Co
140.00 | Providing and fixing Heat Resistant Terrace Tiles (300 mm x 300 mm x 20 mm) with SRI (solar refractive index) > 78, solar reflection > 0.70 and initial emittance > 0.75 on waterproof and sloped surface of terrace, laid on 20 mm thick cement sand mortar in the ratio of 1:4 (1 cement : 4 coarse sand) and grouting the joints with mix of white cement & marble powder in ratio of 1:1, including rubbing and polishing of the surface upto 3 cuts complete, including providing skirting upto 150 mm height along the parapet walls in the same manner. | 375.00 | Sqm | 100.00 | 1200.00 | 450000.00 | 1200.00 | 450000.00 | 75.00 | 28125.00 | 28125.00 | JPG ENGINEERS PVT LTD
141.00 | Providing fixing thermal insulation of ceiling (under deck insulation) with Resin Bonded Fibre glass wool conforming to IS : 8183, density 24kg / m3, 50mm thick, wrapped in 200 G Virgin Polythene bags, fixed to ceiling with metallic cleats (50x50x3 mm) @ 60 cm and wire mesh of 12.5 mm x 24 gauge wire mesh, for top most ceiling of building. | 2944.00 | Sqm | 10.00 | 600.00 | 1766400.00 | 800.00 | 2355200.00 | 20.00 | 58880.00 | 58880.00 | JPG ENGINEERS PVT LTD
142.00 | Providing and fixing precoated galvanised iron profile sheets (size, shape and pitch of corrugation as approved by Engineer-in-charge) 0.50 mm (+ 0.05 %) total coated thickness with zinc coating 120 grams per sqm as per IS: 277, in 240 mpa steel grade, 5-7 microns epoxy primer on both side of the sheet and polyester top coat 15-18 microns. Sheet should have protective guard film of 25 microns minimum to avoid scratches during transportation and should be supplied in single length upto 12 metre or as desired by Engineerin-charge. The sheet shall be fixed using self drilling /self tapping screws of size (5.5x 55 mm) with EPDM seal, complete upto any pitch in horizontal/ vertical or curved surfaces, excluding the cost of purlins, rafters and trusses and including cutting to size and shape wherever required. | 3176.00 | Sqm | 10.00 | 700.00 | 2223200.00 | 600.00 | 1905600.00 | 670.00 | 2127920.00 | 1905600.00 | AHUJA CONSTRUCTION ENGINEERS
143.00 | Providing and fixing precoated galvanised steel sheet roofing accessories 0.50 mm (+0.05 %) total coated thickness, Zinc coating 120 grams per sqm as per IS: 277, in 240 mpa steel grade, 5-7 microns epoxy primer on both side of the sheet and polyester top coat 15-18 microns using self drilling/ self tapping screws complete :
144.00 | Ridges plain (500 - 600mm) | 90.00 | Meter | 10.00 | 600.00 | 54000.00 | 550.00 | 49500.00 | 400.00 | 36000.00 | 36000.00 | JPG ENGINEERS PVT LTD
145.00 | Flashings/ Aprons.( Upto 600 mm) | 42.00 | Meter | 10.00 | 700.00 | 29400.00 | 650.00 | 27300.00 | 400.00 | 16800.00 | 16800.00 | JPG ENGINEERS PVT LTD
146.00 | Gutter (600 mm over all girth) | 393.00 | Meter | 10.00 | 800.00 | 314400.00 | 750.00 | 294750.00 | 700.00 | 275100.00 | 275100.00 | JPG ENGINEERS PVT LTD
147.00 | Gypsium False Ceiling
148.00 | Providing and fixing false ceiling at all height including providing and fixing of frame work made of special sections, power pressed from M.S. sheets and galvanized with zinc coating of 120 gms/sqm (both side inclusive) as per IS : 277 and consisting of angle cleats of size 25 mm wide x 1.6 mm thick with flanges of 27 mm and 37mm, at 1200 mm centre to centre, one flange fixed to the ceiling with dash fastener 12.5 mm dia x 50mm long with 6mm dia bolts, other flange of cleat fixed to the angle hangers of 25x10x0.50 mm of required length with nuts & bolts of required size and other end of angle hanger fixed with intermediate G.I. channels 45x15x0.9 mm running at the spacing of 1200 mm centre to centre, to which the ceiling section 0.5 mm thick bottom wedge of 80 mm with tapered flanges of 26 mm each having lips of 10.5 mm, at 450 mm centre to centre, shall be fixed in a direction perpendicular to G.I. intermediate channel with connecting clips made out of 2.64 mm dia x 230 mm long G.I. wire at every junction, including fixing perimeter channels 0.5 mm thick 27 mm high having flanges of 20 mm and 30 mm long, the perimeter of ceiling fixed to wall/partition with the help of rawl plugs at 450 mm centre, with 25mm long dry wall screws @ 230 mm interval,
149.00 | including fixing of gypsum board to ceiling section and perimeter channel with the help of dry wall screws of size 3.5 x 25 mm at 230 mm c/c, including jointing and finishing to a flush finish of tapered and square edges of the board with recommended jointing compound , jointing tapes , finishing with jointing compound in 3 layers covering upto 150 mm on both sides of joint and two coats of primer suitable for board, all as per manufacturer's specification and also including the cost of making openings for light fittings, grills, diffusers, cutouts made with frame of perimeter channels suitably fixed, all complete as per drawings, pecification and direction of the Engineer in Charge but excluding the cost of painting with:
150.00 | 12.5 mm thick tapered edge gypsum moisture resistant board. | 74.00 | Sqm | 10.00 | 1100.00 | 81400.00 | 1200.00 | 88800.00 | 950.00 | 70300.00 | 70300.00 | JPG ENGINEERS PVT LTD
151.00 | Metal False Ceiling
152.00 | Providing and fixing Gl Clip in Metal Ceiling System of 600x600 mm module which includes providing and fixing 'C' wall angle of size 20x30x20 mm made of 0.5 mm thick pre painted steel along the perimeter of the room with help of nylon sleeves and wooden screws at 300 mm center to centre, suspending the main C carrier of size 10x38x10 mm made of G.I steel 0.7 mm thick from the soffit with help of soffit cleat 37x27x25x1.6 mm, rawl plugs of size 38x12 mm and C carrier suspension clip and main carrier bracket at 1000 mm c/c. Inverted triangle shaped Spring Tee having height of 24 mm and width of 34 mm made of Gl steel 0.45 mm thick is then fixed to the main C carrier and in direction perpendicular to it at 600 mm centers with help of suspension brackets. Wherever the main C carrier and spring T have to join, C carrier and spring T connectors have to be used. All sections to be galvanized @ 120 gms/sqm (both side inclusive), fixing with clip in tiles into spring T with :
153.00 | GI Metal Ceiling Clip in plain Beveled edge global white color tiles of size 600x600 and 0.5 mm thick with 25 mm height, made of G I sheet having galvanizing of 100 gms/ sqm (both sides inclusive) and 20% perforation area with 1.8 mm dia holes and having NRC of 0.5, electro statically polyester powder coated of thickness 60 microns (minimum), including factory painted after bending and perforation. | 42.00 | Sqm | 10.00 | 1200.00 | 50400.00 | 1200.00 | 50400.00 | 1250.00 | 52500.00 | 50400.00 | P V Techno Construct and Co, AHUJA CONSTRUCTION ENGINEERS
154.00 | Providing and fixing mineral fibre false ceiling tiles at all heights of size 595X595mm of approved texture, design and pattern. The tiles should have Humidity Resistance (RH) of 99%, Light Reflectance > 85%, Thermal Conductivity k = 0.052 - 0.057 w/m K, Fire Performance as per (BS 476 pt - 6 &7)in true horizontal level suspended on interlocking T-Grid of hot dipped all round galvanized iron section of 0.33 mm thick (galvanized @120 gsm) comprising of main T runners of 15x32 mm of length 3000 mm, cross T of size 15x32mm of length 1200 mm and secondary intermediate cross T of size 15x32 mm of length 600 mm to form grid module of size 600x600 mm suspended from ceiling using galvanized mild steel item (galvanised@80gsm) 50 mm long 8mm outer diameter M-6 dash fasteners, 6 mm diameter fully threaded hanger rod up to 1000 mm length and L-shape level adjuster of size 85x25x2 mm, spaced at 1200 mm centre to centre along main ‘T’. The system should rest on periphery walls /partitions with the help of GI perimeter wall angle of size24x24X3000 mm made of 0.40 mm thick sheet, to be fixed to the wall with help of plastic rawl plug at 450 mm centre to centre & 40 mm long dry wall S.S. screws. The exposed bottom portion of all T-sections used in false ceiling support system shall be pre-painted with polyester baked paint, for all heights. The work shall be carried out as per specifications, drawings and as per directions of the engineer-incharge.
155.00 | With 20 mm thick beveled tegular mineral fibre false ceiling tile (NRC 0.7) | 1325.00 | Sqm | 10.00 | 1900.00 | 2517500.00 | 1800.00 | 2385000.00 | 1700.00 | 2252500.00 | 2252500.00 | JPG ENGINEERS PVT LTD
156.00 | 12 mm cement plaster of mix :
157.00 | 1:6 (1 cement: 6 coarse sand) | 794.00 | Sqm | 10.00 | 250.00 | 198500.00 | 260.00 | 206440.00 | 260.00 | 206440.00 | 198500.00 | P V Techno Construct and Co
158.00 | 15 mm cement plaster on rough side of single or half brick wall of mix:
159.00 | 1:6 (1 cement: 6 coarse sand) | 794.00 | Sqm | 10.00 | 280.00 | 222320.00 | 300.00 | 238200.00 | 290.00 | 230260.00 | 222320.00 | P V Techno Construct and Co
160.00 | 20 mm cement plaster of mix :
161.00 | 1:4 (1 cement: 4 coarse sand) | 1602.00 | Sqm | 10.00 | 350.00 | 560700.00 | 400.00 | 640800.00 | 350.00 | 560700.00 | 560700.00 | JPG ENGINEERS PVT LTD, P V Techno Construct and Co
162.00 | 6 mm cement plaster of mix :
163.00 | 1:3 (1 cement: 3 fine sand) | 290.00 | Sqm | 10.00 | 200.00 | 58000.00 | 180.00 | 52200.00 | 225.00 | 65250.00 | 52200.00 | AHUJA CONSTRUCTION ENGINEERS
164.00 | Extra for providing and mixing water proofing material in cement plaster work in proportion recommended by the manufacturers. | 516.00 | Per bag of 50KG Cement Used in Mix | 10.00 | 60.00 | 30960.00 | 50.00 | 25800.00 | 30.00 | 15480.00 | 15480.00 | JPG ENGINEERS PVT LTD
165.00 | Providing and applying plaster of paris putty of 2 mm thickness over plastered surface to prepare the surface even and smooth complete. | 290.00 | Sqm | 100.00 | 200.00 | 58000.00 | 180.00 | 52200.00 | 180.00 | 52200.00 | 52200.00 | JPG ENGINEERS PVT LTD, AHUJA CONSTRUCTION ENGINEERS
166.00 | White washing with lime to give an even shade :
167.00 | New work (three or more coats) | 150.00 | Sqm | 100.00 | 20.00 | 3000.00 | 25.00 | 3750.00 | 20.00 | 3000.00 | 3000.00 | JPG ENGINEERS PVT LTD, P V Techno Construct and Co
168.00 | Distempering with oil bound washable distemper of approved brand and manufacture to give an even shade :
169.00 | New work (two or more coats) over and including water thinnable priming coat with cement primer | 364.00 | Sqm | 10.00 | 100.00 | 36400.00 | 90.00 | 32760.00 | 90.00 | 32760.00 | 32760.00 | JPG ENGINEERS PVT LTD, AHUJA CONSTRUCTION ENGINEERS
170.00 | Wall painting with acrylic emulsion paint of approved brand and manufacture to give an even shade :
171.00 | Two or more coats on new work | 1589.00 | Sqm | 10.00 | 150.00 | 238350.00 | 140.00 | 222460.00 | 120.00 | 190680.00 | 190680.00 | JPG ENGINEERS PVT LTD
172.00 | Water thinnable cement primer. | 1588.00 | Sqm | 10.00 | 30.00 | 47640.00 | 20.00 | 31760.00 | 25.00 | 39700.00 | 31760.00 | AHUJA CONSTRUCTION ENGINEERS
173.00 | Finishing walls with textured exterior paint of required shade :
174.00 | New work (Two or more coats applied @ 3.28 ltr/10 sqm) over and including priming coat of exterior primer applied @ 2.20kg/10 sqm | 1602.00 | Sqm | 10.00 | 250.00 | 400500.00 | 220.00 | 352440.00 | 225.00 | 360450.00 | 352440.00 | AHUJA CONSTRUCTION ENGINEERS
175.00 | Applying priming coat:
176.00 | With ready mixed pink or Grey primer of approved brand and manufacture on wood work (hard and soft wood) | 23.00 | Sqm | 10.00 | 30.00 | 690.00 | 40.00 | 920.00 | 30.00 | 690.00 | 690.00 | JPG ENGINEERS PVT LTD, P V Techno Construct and Co
177.00 | Painting with synthetic enamel paint of approved brand and manufacture to give an even shade :
178.00 | Two or more coats on new work | 57.00 | Sqm | 10.00 | 90.00 | 5130.00 | 80.00 | 4560.00 | 80.00 | 4560.00 | 4560.00 | JPG ENGINEERS PVT LTD, AHUJA CONSTRUCTION ENGINEERS
179.00 | Providing and applying white cement based putty of average thickness 1 mm, of approved brand and manufacturer, over the plastered wall surface to prepare the surface even and smooth complete. | 3189.00 | Sqm | 10.00 | 100.00 | 318900.00 | 80.00 | 255120.00 | 90.00 | 287010.00 | 255120.00 | AHUJA CONSTRUCTION ENGINEERS
180.00 | Add for plaster drip course/ groove in plastered surface or moulding to R.C.C. projections. | 650.00 | RMT | 10.00 | 40.00 | 26000.00 | 30.00 | 19500.00 | 30.00 | 19500.00 | 19500.00 | JPG ENGINEERS PVT LTD, AHUJA CONSTRUCTION ENGINEERS
181.00 | Providing & fixing of two shutter sliding windows made of pre painted steel & Galvanized steel ( Base steel as per IS 513 D quality, galvanized as per IS 277 with zinc of 120 GSM), using factory made section powder coated with pure polyester powder upto 50-60 microns thick with total coated thickness of 0.58mm for outer frame and 0.58mm thickness for sliding shutter section, the outer frame for two track with grill provisionsi size of 90mm x 50mm and the window shutter section of 58mmx36mmand the outer frame with two integrated guide tracks of 12mm width and 24 mm deep for provision to slide the shutter/sash frame and facilitates with a water drain outlet component made of pvc and the shutter frame fitted with 5mm thick clear float glass of reputed make and fixed with EPDM weathering seal resistant accessories and handle made of Aluminium1 No. per each shutter and cut to length mitre joined with corner brackets including installationsof window systemat site using anchor fastners inclusive of conveyanceof all materials, accessories, labour charges and erection at site with complete finished item of work.Glass and Grill are Extra on actuals. (Make: A2Z Infra Solutions/ Elixir Metform Pvt Ltd/ Lakshmi Fabrication) | 79.00 | Sqm | 10.00 | 3500.00 | 276500.00 | 4000.00 | 316000.00 | 4000.00 | 316000.00 | 276500.00 | P V Techno Construct and Co
182.00 | Providing and fixing glazing in aluminium door, window, ventilator shutters and partitions etc. with EPDM rubber / neoprene gasket etc. complete as per the architectural drawings and the directions of engineer-in-charge . (Cost of aluminium snap beading shall be paid in basic item):
183.00 | With float glass panes of 5 mm thickness (weight not less than 12.50 kg/ sqm) | 79.00 | Sqm | 10.00 | 1100.00 | 86900.00 | 1000.00 | 79000.00 | 900.00 | 71100.00 | 71100.00 | JPG ENGINEERS PVT LTD
184.00 | WATER PROOFING
185.00 | Providing and laying water proofing treatment to vertical and horizontal surfaces of depressed portions of W.C., kitchen and the like consisting of: (i) Ist course of applying cement slurry @ 4.4 kg/sqm mixed with water proofing compound conforming to IS 2645 in recommended proportions including rounding off junction of vertical and horizontal surface. (ii) IInd course of 20 mm cement plaster 1:3 (1 cement : 3 coarse sand) mixed with water proofing compound in recommended proportion including rounding off junction of vertical and horizontal surface. (iii) IIIrd course of applying blown or residual bitumen applied hot at 1.7 kg. per sqm of area. (iv) IVth course of 400 micron thick PVC sheet. (Overlaps at joints of PVC sheet should be 100 mm wide and pasted to each other with bitumen @ 1.7 kg/sqm). | 42.00 | Sqm | 10.00 | 500.00 | 21000.00 | 400.00 | 16800.00 | 40.00 | 1680.00 | 1680.00 | JPG ENGINEERS PVT LTD
186.00 | Providing and laying integral cement based water proofing treatment including preparation of surface as required for treatment of roofs, balconies, terraces etc consisting of following operations: (a) Applying a slurry coat of neat cement using 2.75 kg/sqm of cement admixed with water proofing compound conforming to IS. 2645 and approved by Engineer-in-charge over the RCC slab including adjoining walls upto 300 mm height including cleaning the surface before treatment. (b) Laying brick bats with mortar using broken bricks/brick bats 25mm to 115 mm size with 50% of cement mortar 1:5 (1 cement : 5 coarse sand) admixed with water proofing compound conforming to IS : 2645 and approved by Engineer-in-charge over 20 mm thick layer of cement mortar of mix 1:5 (1 cement :5 coarse sand ) admixed with water proofing compound conforming to IS : 2645 and approved by Engineer-in-charge to required slope and treating similarly the adjoining walls upto 300 mm height including rounding of junctions of walls and slabs.
187.00 | (c) After two days of proper curing applying a second coat of cement slurry using 2.75 kg/ sqm of cement admixed with water proofing compound conforming to IS : 2645 and approved by Engineerin-charge. (d) Finishing the surface with 20 mm thick jointless cement mortar of mix 1:4 (1 cement :4 coarse sand) admixed with water proofing compound conforming to IS : 2645 and approved by Engineerin-charge including laying glass fibre cloth of approved quality in top layer of plaster and finally finishing the surface with trowel with neat cement slurry and making pattern of 300x300 mm square 3 mm deep. (e) The whole terrace so finished shall be flooded with water for a minimum period of two weeks for curing and for final test.“All above operations to be done in order and as directed and specified by the Engineer-in-Charge :
188.00 | With average thickness of 120 mm and minimum thickness at khurra as 65 mm. | 5.00 | Sqm | 10.00 | 600.00 | 3000.00 | 500.00 | 2500.00 | 30.00 | 150.00 | 150.00 | JPG ENGINEERS PVT LTD
189.00 | Room Signages (Stainless Steel with single color/Multi color engravings)
190.00 | SP office/ ADA Room/ Head Clerk /Asst. Clerk/Conference Room/Meeting Room/Cabin/Stationary/ Store room/Server / ups /electrical room/G.Toilet & Ladies Toilet with symbol/Pantry/Fire exist/rest room or for anyother area as per the direction of EIC. The SS plate of approximate size 200mmx400mm shall be 304 grade of approved shape as per drawing. single color/Multi color engraved signage Font and letter sizing shall be got aproved by the architect-sample shall be submitted. Rate shall include all hardware and necessary arrangement for fixing. | 5.00 | Sqm | 10.00 | 9000.00 | 45000.00 | 10000.00 | 50000.00 | 8500.00 | 42500.00 | 42500.00 | JPG ENGINEERS PVT LTD
191.00 | SANITARY INSTALLATIONS
192.00 | Providing and fixing white vitreous china extended wall mounting water closet of size 780x370x690 mm of approved shape including providing & fixing white vitreous china cistern with dual flush fitting, of flushing capacity 3 litre/ 6 litre (adjustable to 4 litre/ 8 litres), including seat cover, and cistern fittings, nuts, bolts and gasket etc complete. | 8.00 | Each | 100.00 | 13000.00 | 104000.00 | 12500.00 | 100000.00 | 12000.00 | 96000.00 | 96000.00 | JPG ENGINEERS PVT LTD
193.00 | Providing and fixing of Health Faucet of approved quality with 1.5m long plastic NBR braided pipe (SS braiding) flexible pipe, wall hooked complete as required. (Make-CERA, Model-F8030202) | 8.00 | Each | 100.00 | 1200.00 | 9600.00 | 1000.00 | 8000.00 | 900.00 | 7200.00 | 7200.00 | JPG ENGINEERS PVT LTD
194.00 | Providing and fixing white vitreous china pedestal type water closet (European type W.C. pan) with seat and lid, 10 litre low level white P.V.C. flushing cistern, including flush pipe, with manually controlled device (handle lever), conforming to IS : 7231, with all fittings and fixtures complete, including cutting and making good the walls and floors wherever required :
195.00 | W.C. pan with ISI marked white solid plastic seat and lid | 5.00 | Each | 10.00 | 5000.00 | 25000.00 | 4000.00 | 20000.00 | 5000.00 | 25000.00 | 20000.00 | AHUJA CONSTRUCTION ENGINEERS
196.00 | Providing and fixing 8 mm dia C.P. / S.S. Jet with flexible tube upto 1 metre long with S.S. triangular plate to Eureopean type W.C. of quality and make as approved by Engineer - in - charge. (Handicapped Toilet) | 5.00 | Each | 10.00 | 400.00 | 2000.00 | 350.00 | 1750.00 | 350.00 | 1750.00 | 1750.00 | JPG ENGINEERS PVT LTD, AHUJA CONSTRUCTION ENGINEERS
197.00 | Providing and fixing of 1 No. U-shaped rail with wall mounting of (Size: 600x100mm) at fixed height for handicap toilet complete as required. (Make-CERA, Model-2501) | 5.00 | Each | 10.00 | 2000.00 | 10000.00 | 1800.00 | 9000.00 | 1550.00 | 7750.00 | 7750.00 | JPG ENGINEERS PVT LTD
198.00 | Providing and fixing of 1 No. Wall Mounted Grab Bar of (Size: 500mm) at fixed height for handicap toilet complete as required. (Make-CERA, Model-2504) | 5.00 | Each | 10.00 | 3500.00 | 17500.00 | 4000.00 | 20000.00 | 4800.00 | 24000.00 | 17500.00 | P V Techno Construct and Co
199.00 | Providing and fixing of 1 No. Wall Mounted Grab Bar of (Size: 350mm) at fixed height for handicap toilet complete as required. (Make-CERA, Model-2505) | 5.00 | Each | 10.00 | 3000.00 | 15000.00 | 2800.00 | 14000.00 | 2600.00 | 13000.00 | 13000.00 | JPG ENGINEERS PVT LTD
200.00 | Providing and fixing wash basin with C.I. brackets, 15 mm dia CP Brass single hole basin mixer of approved quality and make, including painting of fittings and brackets, cutting and making good the walls wherever required:-
201.00 | White Vitreous China Wash basin size 550x400 mm with a 15 mm CP Brass single hole basin mixer | 12.00 | Each | 10.00 | 4000.00 | 48000.00 | 3800.00 | 45600.00 | 5400.00 | 64800.00 | 45600.00 | AHUJA CONSTRUCTION ENGINEERS
202.00 | Providing and fixing wash basin with C.I. brackets, 15 mm PTMT pillar cock, 32 mm PTMT waste coupling of standard pattern, including painting of fittings and brackets, cutting and making good the walls wherever required. White Vitreous China Flat back wash basin size 550x400 mm with single 15 mm PTMT pillar cock. | 8.00 | Each | 10.00 | 4500.00 | 36000.00 | 4550.00 | 36400.00 | 2600.00 | 20800.00 | 20800.00 | JPG ENGINEERS PVT LTD
203.00 | Providing and fixing PTMT grating of approved quality and colour.
204.00 | Circular type
205.00 | 100 mm nominal dia | 9.00 | Each | 10.00 | 100.00 | 900.00 | 80.00 | 720.00 | 40.00 | 360.00 | 360.00 | JPG ENGINEERS PVT LTD
206.00 | Rectangular type with openable circular lid
207.00 | 150 mm nominal size square 100 mm diameter of the inner hinged round grating | 21.00 | Each | 10.00 | 100.00 | 2100.00 | 90.00 | 1890.00 | 160.00 | 3360.00 | 1890.00 | AHUJA CONSTRUCTION ENGINEERS
208.00 | Providing and fixing toilet paper holder :
209.00 | C.P. brass | 8.00 | Each | 10.00 | 500.00 | 4000.00 | 400.00 | 3200.00 | 500.00 | 4000.00 | 3200.00 | AHUJA CONSTRUCTION ENGINEERS
210.00 | Providing and fixing PTMT liquid soap container 109 mm wide, 125 mm high and 112 mm distance from wall of standard shape with bracket of the same materials with snap fittings of approved quality and colour, weighing not less than 105 gms. | 8.00 | Each | 10.00 | 300.00 | 2400.00 | 250.00 | 2000.00 | 180.00 | 1440.00 | 1440.00 | JPG ENGINEERS PVT LTD
211.00 | Providing and fixing white vitreous china flat back or wall corner type lipped front urinal basin of 430x260x350 mm and 340x410x265 mm sizes respectively with automatic flushing cistern with standard flush pipe and C.P. brass spreaders with brass unions and G.I clamps complete, including painting of fittings and brackets, cutting and making good the walls and floors wherever required :
212.00 | Range of three urinal basins with 10litre white P.V.C. automatic flushing cistern | 8.00 | Each | 10.00 | 8000.00 | 64000.00 | 12000.00 | 96000.00 | 9500.00 | 76000.00 | 64000.00 | P V Techno Construct and Co
213.00 | Providing and fixing PTMT Bottle Trap for Wash basin and sink.
214.00 | Bottle trap 31mm single piece moulded with height of 270 mm, effective length of tail pipe 260 mm from the centre of the waste coupling, 77 mm breadth with 25 mm minimum water seal, weighing not less than 260 gms | 12.00 | Each | 10.00 | 900.00 | 10800.00 | 800.00 | 9600.00 | 300.00 | 3600.00 | 3600.00 | JPG ENGINEERS PVT LTD
215.00 | Bottle trap 38 mm single piece moulded with height of 270 mm, effective length of tail pipe 260 mm from the centre of the waste coupling, 77 mm breadth with 25 mm minimum water seal, weighing not less than 263 gms | 12.00 | Each | 100.00 | 1000.00 | 12000.00 | 1200.00 | 14400.00 | 300.00 | 3600.00 | 3600.00 | JPG ENGINEERS PVT LTD
216.00 | Providing and fixing C.P. brass shower rose with 15 or 20 mm inlet :
217.00 | 150 mm diameter | 6.00 | Each | 100.00 | 2000.00 | 12000.00 | 1800.00 | 10800.00 | 165.00 | 990.00 | 990.00 | JPG ENGINEERS PVT LTD
218.00 | Providing and fixing C.P. brass stop cock (concealed) of standard design and of approved make conforming to IS:8931.
219.00 | 15 mm nominal bore | 12.00 | Each | 10.00 | 500.00 | 6000.00 | 400.00 | 4800.00 | 530.00 | 6360.00 | 4800.00 | AHUJA CONSTRUCTION ENGINEERS
220.00 | Providing and fixing PTMT soap Dish Holder having length of 138mm, breadth 102mm, height of 75mm with concealed fitting arrangements, weighing not less than 106 gms. | 6.00 | Each | 10.00 | 700.00 | 4200.00 | 600.00 | 3600.00 | 110.00 | 660.00 | 660.00 | JPG ENGINEERS PVT LTD
221.00 | Providing and fixing C.P. brass bib cock of approved quality conforming to IS:8931 :
222.00 | 15 mm nominal bore | 2.00 | Each | 10.00 | 300.00 | 600.00 | 400.00 | 800.00 | 450.00 | 900.00 | 600.00 | P V Techno Construct and Co
223.00 | INTERNAL SEWERAGE & DRAINAGE
224.00 | Providing and fixing uPVC SWR Pipes class B (IS:13592) with all injection moulded fittings(door or plain) viz elbolws, bends, tees, junctions, shoe bends, couplers, offsets, cowel etc. complete including jointing with solvent cement including GI supports, cutting and making good the walls wherever required. Nothing extra will be paid for supports.(Vertical Soil, waste, balcony waste & rain water pipes)
225.00 | 110 OD | 115.00 | Meter | 10.00 | 900.00 | 103500.00 | 1000.00 | 115000.00 | 340.00 | 39100.00 | 39100.00 | JPG ENGINEERS PVT LTD
226.00 | Providing and fixing 100mm dia nominal bore uPVC pipe (Class-III)-IS:4985 inlet fitting approximately upto 300mm long above the trap with one or more 40 OD/ 50OD/63 OD/75OD holes for jointing waste pipes from waste appliances jointed and sealed with epoxy based sealant complete.
227.00 | 40 OD uPVC pipe | 75.00 | Meter | 10.00 | 300.00 | 22500.00 | 350.00 | 26250.00 | 230.00 | 17250.00 | 17250.00 | JPG ENGINEERS PVT LTD
228.00 | 63 OD uPVC pipe | 25.00 | Meter | 10.00 | 500.00 | 12500.00 | 450.00 | 11250.00 | 400.00 | 10000.00 | 10000.00 | JPG ENGINEERS PVT LTD
229.00 | Providing and fixing uPVC floor drain consisting of PVC reducing elbow 110 x 63mm (Grating and pvc pipe to be paid separately), complete as directed by the Project Manager. | 9.00 | Each | 10.00 | 500.00 | 4500.00 | 500.00 | 4500.00 | 450.00 | 4050.00 | 4050.00 | JPG ENGINEERS PVT LTD
230.00 | Providing and fixing uPVC SWR P Trap with minimum 50mm water seal conforming to IS 13592
231.00 | 110 mm inlet & 110 mm outlet | 21.00 | Each | 10.00 | 800.00 | 16800.00 | 700.00 | 14700.00 | 460.00 | 9660.00 | 9660.00 | JPG ENGINEERS PVT LTD
232.00 | Providing and fixing PVC COP /FCO with suitable insert keys for opening as per approved sample, properly jointed to soil and waste pipe as per requirement, complete as per instructions of the Engineer in charge.
233.00 | Providing and fixing to the inlet mouth of rain water pipe cast iron grating 15 cm diameter and weighing not less than 440 grams. | 6.00 | Each | 10.00 | 700.00 | 4200.00 | 750.00 | 4500.00 | 45.00 | 270.00 | 270.00 | JPG ENGINEERS PVT LTD
234.00 | Making connection of drain or sewer line with existing manhole including breaking into and making good the walls, floors with cement concrete 1:2:4 mix (1 cement : 2 coarse sand : 4 graded stone aggregate 20 mm nominal size) cement plastered on both sides with cement mortar 1:3 (1 cement : 3 coarse sand), finished with a floating coat of neat cement and making necessary channels for the drain etc. complete : | 6.00 | Each | 10.00 | 800.00 | 4800.00 | 850.00 | 5100.00 | 600.00 | 3600.00 | 3600.00 | JPG ENGINEERS PVT LTD
235.00 | For pipes 100 to 250 mm diameter
236.00 | Providing and fixing on wall face unplasticised Rigid PVC rain water pipes conforming to IS : 13592 Type A, including jointing with seal ring conforming to IS : 5382, leaving 10 mm gap for thermal expansion, (i) Single socketed pipes. | 1.00 | Each | 10.00 | 800.00 | 800.00 | 850.00 | 850.00 | 1200.00 | 1200.00 | 800.00 | P V Techno Construct and Co
237.00 | 110 mm diameter
238.00 | Providing and fixing on wall face unplasticised - PVC moulded fittings/accessories for unplasticised Rigid PVC rain water pipes conforming to IS : 13592 Type A, including jointing with seal ring conforming to IS : 5382, leaving 10 mm gap for thermal expansion. | 75.00 | Meter | 10.00 | 400.00 | 30000.00 | 450.00 | 33750.00 | 1000.00 | 75000.00 | 30000.00 | P V Techno Construct and Co
239.00 | Single tee without door
240.00 | 110x110x110 mm
241.00 | Bend 87.5° | 6.00 | Each | 10.00 | 100.00 | 600.00 | 105.00 | 630.00 | 300.00 | 1800.00 | 600.00 | P V Techno Construct and Co
242.00 | 110 mm bend
243.00 | Providing and fixing unplasticised -PVC pipe clips of approved design to unplasticised - PVC rain water pipes by means of 50x50x50 mm hard wood plugs, screwed with M.S. screws of required length, including cutting brick work and fixing in cement mortar 1:4 (1 cement : 4 coarse sand) and making good the wall etc. complete. | 6.00 | Each | 100.00 | 90.00 | 540.00 | 100.00 | 600.00 | 100.00 | 600.00 | 540.00 | P V Techno Construct and Co
244.00 | 110 mm
245.00 | Providing and fixing to the inlet mouth of rain water pipe cast iron grating 15 cm diameter and weighing not less than 440 grams. | 35.00 | Each | 100.00 | 600.00 | 21000.00 | 550.00 | 19250.00 | 100.00 | 3500.00 | 3500.00 | JPG ENGINEERS PVT LTD
246.00 | Making khurras 45x45 cm with average minimum thickness of 5 cm cement concrete 1:2:4 (1 cement : 2 coarse sand : 4 graded stone aggregate of 20 mm nominal size) over P.V.C. sheet 1 m x1 m x 400 micron, finished with 12 mm cement plaster 1:3 (1 cement : 3 coarse sand) and a coat of neat cement, rounding the edges and making and finishing the outlet complete. | 6.00 | Each | 10.00 | 400.00 | 2400.00 | 450.00 | 2700.00 | 350.00 | 2100.00 | 2100.00 | JPG ENGINEERS PVT LTD
247.00 | Cutting holes up to 15x15 cm in R.C.C. floors and roofs for passing drain pipe etc. and repairing the hole after insertion of drain pipe etc. with cement concrete 1:2:4 (1 cement : 2 coarse sand : 4 graded stone aggregate 20 mm nominal size), including finishing complete so as to make it leak proof. | 6.00 | Each | 10.00 | 400.00 | 2400.00 | 450.00 | 2700.00 | 250.00 | 1500.00 | 1500.00 | JPG ENGINEERS PVT LTD
248.00 | Providing and fixing on wall face unplasticised Rigid PVC rain water pipes conforming to IS : 13592 Type A, including jointing with seal ring conforming to IS : 5382, leaving 10 mm gap for thermal expansion, (i) Single socketed pipes.
249.00 | 110 mm diameter | 50.00 | Each | 10.00 | 700.00 | 35000.00 | 750.00 | 37500.00 | 1200.00 | 60000.00 | 35000.00 | P V Techno Construct and Co
250.00 | Providing and fixing on wall face unplasticised - PVC moulded fittings/ accessories for unplasticised Rigid PVC rain water pipes conforming to IS : 13592 Type A, including jointing with seal ring conforming to IS : 5382, leaving 10 mm gap for thermal expansion.
251.00 | Single tee without door
252.00 | 110x110x110 mm | 6.00 | Each | 10.00 | 100.00 | 600.00 | 120.00 | 720.00 | 1500.00 | 9000.00 | 600.00 | P V Techno Construct and Co
253.00 | Bend 87.5°
254.00 | 110 mm bend | 6.00 | Each | 10.00 | 90.00 | 540.00 | 100.00 | 600.00 | 750.00 | 4500.00 | 540.00 | P V Techno Construct and Co
255.00 | Providing and fixing unplasticised -PVC pipe clips of approved design to unplasticised - PVC rain water pipes by means of 50x50x50 mm hard wood plugs, screwed with M.S. screws of required length, including cutting brick work and fixing in cement mortar 1:4 (1 cement : 4 coarse sand) and making good the wall etc. complete.
256.00 | 110 mm | 25.00 | Each | 10.00 | 150.00 | 3750.00 | 140.00 | 3500.00 | 260.00 | 6500.00 | 3500.00 | AHUJA CONSTRUCTION ENGINEERS
257.00 | INTERNAL WATER SUPPLY
258.00 | Providing and fixing Chlorinated Polyvinyl Chloride (CPVC) pipes, having thermal stability for hot & cold water supply, including all CPVC plain & brass threaded fittings, including fixing the pipe with clamps at 1.00 m spacing. This includes jointing of pipes & fittings with one step CPVC solvent cement and testing of joints complete as per direction of Engineer in Charge.
259.00 | Internal work - Exposed on wall
260.00 | 15 mm OD | 5.00 | Meter | 10.00 | 250.00 | 1250.00 | 300.00 | 1500.00 | 220.00 | 1100.00 | 1100.00 | JPG ENGINEERS PVT LTD
261.00 | 20 mm OD | 5.00 | Meter | 10.00 | 300.00 | 1500.00 | 350.00 | 1750.00 | 265.00 | 1325.00 | 1325.00 | JPG ENGINEERS PVT LTD
262.00 | 25 mm OD | 20.00 | Meter | 10.00 | 350.00 | 7000.00 | 400.00 | 8000.00 | 310.00 | 6200.00 | 6200.00 | JPG ENGINEERS PVT LTD
263.00 | 32 mm OD | 20.00 | Meter | 10.00 | 400.00 | 8000.00 | 450.00 | 9000.00 | 420.00 | 8400.00 | 8000.00 | P V Techno Construct and Co
264.00 | 40 mm OD | 35.00 | Meter | 10.00 | 450.00 | 15750.00 | 500.00 | 17500.00 | 550.00 | 19250.00 | 15750.00 | P V Techno Construct and Co
265.00 | 50 mm OD | 5.00 | Meter | 10.00 | 500.00 | 2500.00 | 550.00 | 2750.00 | 770.00 | 3850.00 | 2500.00 | P V Techno Construct and Co
266.00 | Providing and fixing Chlorinated Polyvinyl Chloride (CPVC) pipes, having thermal stability for hot & cold water supply, including all CPVC plain & brass threaded fittings, i/c fixing the pipe with clamps at 1.00 m spacing. This includes jointing of pipes & fittings with one step CPVC solvent cement and the cost of cutting chases and making good the same including testing of joints complete as per direction of Engineer in Charge.
267.00 | Concealed work, including cutting chases and making good the walls etc.
268.00 | 15 mm nominal outer dia Pipes | 5.00 | Meter | 10.00 | 300.00 | 1500.00 | 350.00 | 1750.00 | 360.00 | 1800.00 | 1500.00 | P V Techno Construct and Co
269.00 | 20 mm nominal outer dia Pipes | 45.00 | Meter | 100.00 | 350.00 | 15750.00 | 400.00 | 18000.00 | 400.00 | 18000.00 | 15750.00 | P V Techno Construct and Co
270.00 | 25 mm nominal outer dia Pipes | 55.00 | Meter | 100.00 | 400.00 | 22000.00 | 450.00 | 24750.00 | 500.00 | 27500.00 | 22000.00 | P V Techno Construct and Co
271.00 | 32 mm nominal outer dia Pipes | 15.00 | Meter | 10.00 | 450.00 | 6750.00 | 500.00 | 7500.00 | 650.00 | 9750.00 | 6750.00 | P V Techno Construct and Co
272.00 | Providing and fixing brass bib cock of approved quality
273.00 | 15 mm nominal bore | 2.00 | Each | 10.00 | 500.00 | 1000.00 | 600.00 | 1200.00 | 550.00 | 1100.00 | 1000.00 | P V Techno Construct and Co
274.00 | Providing and fixing C.P. brass angle valve for basin mixer and geyser points of approved quality conforming to IS:8931
275.00 | 15 mm nominal bore | 36.00 | Each | 10.00 | 500.00 | 18000.00 | 600.00 | 21600.00 | 470.00 | 16920.00 | 16920.00 | JPG ENGINEERS PVT LTD
276.00 | Making connection of G.I. distribution branch with G.I. main of following sizes by providing and fixing tee, including cutting and threading the pipe etc. complete :
277.00 | 25 to 40 mm nominal bore | 1.00 | Each | 10.00 | 3000.00 | 3000.00 | 3200.00 | 3200.00 | 600.00 | 600.00 | 600.00 | JPG ENGINEERS PVT LTD
278.00 | Providing and fixing ball valve (brass) of approved quality, High or low pressure, with plastic floats complete :
279.00 | 15 mm nominal bore | 2.00 | Each | 10.00 | 2000.00 | 4000.00 | 2200.00 | 4400.00 | 300.00 | 600.00 | 600.00 | JPG ENGINEERS PVT LTD
280.00 | 20 mm nominal bore | 3.00 | Each | 10.00 | 2500.00 | 7500.00 | 2500.00 | 7500.00 | 340.00 | 1020.00 | 1020.00 | JPG ENGINEERS PVT LTD
281.00 | 25 mm nominal bore | 1.00 | Each | 10.00 | 3000.00 | 3000.00 | 3200.00 | 3200.00 | 350.00 | 350.00 | 350.00 | JPG ENGINEERS PVT LTD
282.00 | 32 mm nominal bore | 2.00 | Each | 10.00 | 3500.00 | 7000.00 | 3400.00 | 6800.00 | 550.00 | 1100.00 | 1100.00 | JPG ENGINEERS PVT LTD
283.00 | Providing and fixing gun metal gate valve with C.I. wheel of approved quality (screwed end) :
284.00 | 25 mm nominal bore | 1.00 | Each | 10.00 | 1500.00 | 1500.00 | 1600.00 | 1600.00 | 450.00 | 450.00 | 450.00 | JPG ENGINEERS PVT LTD
285.00 | 20 mm nominal bore | 5.00 | Each | 10.00 | 1200.00 | 6000.00 | 1100.00 | 5500.00 | 400.00 | 2000.00 | 2000.00 | JPG ENGINEERS PVT LTD
286.00 | 32 mm nominal bore. | 1.00 | Each | 10.00 | 1800.00 | 1800.00 | 1700.00 | 1700.00 | 510.00 | 510.00 | 510.00 | JPG ENGINEERS PVT LTD
287.00 | 40 mm nominal bore. | 1.00 | Each | 10.00 | 2000.00 | 2000.00 | 1900.00 | 1900.00 | 600.00 | 600.00 | 600.00 | JPG ENGINEERS PVT LTD
288.00 | 50 mm nominal bore. | 2.00 | Each | 10.00 | 2300.00 | 4600.00 | 2200.00 | 4400.00 | 760.00 | 1520.00 | 1520.00 | JPG ENGINEERS PVT LTD
289.00 | 65 mm nominal bore. | 1.00 | Each | 100.00 | 2500.00 | 2500.00 | 2400.00 | 2400.00 | 1250.00 | 1250.00 | 1250.00 | JPG ENGINEERS PVT LTD
290.00 | Prividing and Fixing automatic 'NO-Touch ' electric hand-driers complete with all accessories & fittings. (Make: Jaquar Model No. HDR-SAP-M99ACS) | 4.00 | Each | 100.00 | 21000.00 | 84000.00 | 19000.00 | 76000.00 | 19000.00 | 76000.00 | 76000.00 | JPG ENGINEERS PVT LTD, AHUJA CONSTRUCTION ENGINEERS
291.00 | Providing and fixing Water cooler with inbuilt RO and storage complete including fixing in position. | 2.00 | Each | 10.00 | 65000.00 | 130000.00 | 80000.00 | 160000.00 | 62000.00 | 124000.00 | 124000.00 | JPG ENGINEERS PVT LTD
292.00 | Providing and placing on terrace (at all floor levels) polyethylene water storage tank, IS : 12701 marked, with cover and suitable locking arrangement and making necessary holes for inlet, outlet and overflow pipes but without fittings and the base support for tank | 3000.00 | Litres | 10.00 | 7.00 | 21000.00 | 8.00 | 24000.00 | 8.00 | 24000.00 | 21000.00 | P V Techno Construct and Co
293.00 | Providing and fixing G.I. pipes complete with G.I. fittings and clamps, i/c cutting and making good the walls etc.
294.00 | 15 mm dia nominal bore | 5.00 | Meter | 10.00 | 300.00 | 1500.00 | 400.00 | 2000.00 | 250.00 | 1250.00 | 1250.00 | JPG ENGINEERS PVT LTD
295.00 | 20 mm dia nominal bore | 15.00 | Meter | 10.00 | 325.00 | 4875.00 | 350.00 | 5250.00 | 300.00 | 4500.00 | 4500.00 | JPG ENGINEERS PVT LTD
296.00 | 25 mm dia nominal bore | 10.00 | Meter | 10.00 | 350.00 | 3500.00 | 375.00 | 3750.00 | 400.00 | 4000.00 | 3500.00 | P V Techno Construct and Co
297.00 | 32 mm dia nominal bore | 15.00 | Meter | 10.00 | 400.00 | 6000.00 | 425.00 | 6375.00 | 480.00 | 7200.00 | 6000.00 | P V Techno Construct and Co
298.00 | 40 mm dia nominal bore | 15.00 | Meter | 10.00 | 450.00 | 6750.00 | 450.00 | 6750.00 | 590.00 | 8850.00 | 6750.00 | P V Techno Construct and Co, AHUJA CONSTRUCTION ENGINEERS
299.00 | 50 mm dia nominal bore | 15.00 | Meter | 10.00 | 500.00 | 7500.00 | 550.00 | 8250.00 | 700.00 | 10500.00 | 7500.00 | P V Techno Construct and Co
300.00 | 65 mm dia nominal bore | 5.00 | Meter | 10.00 | 550.00 | 2750.00 | 600.00 | 3000.00 | 720.00 | 3600.00 | 2750.00 | P V Techno Construct and Co
301.00 | SEWERAGE SYSTEM
302.00 | Excavating trenches of required width for pipes, cables, etc including excavation for sockets, and dressing of sides, ramming of bottoms, depth upto 1.5 m including getting out the excavated soil, and then returning the soil as required, in layers not exceeding 20 cm in depth, including consolidating each deposited layer by ramming, watering, etc. and disposing of surplus excavated soil as directed, within a lead of 50 m :
303.00 | All Kind of Soil
304.00 | Pipes, cables etc. exceeding 80 mm dia. but not exceeding 300 mm dia. | 140.00 | Meter | 10.00 | 200.00 | 28000.00 | 250.00 | 35000.00 | 350.00 | 49000.00 | 28000.00 | P V Techno Construct and Co
305.00 | Earth work in excavation by mechanical means (Hydraulic excavator) / manual means over areas (exceeding 30cm in depth. 1.5 m in width as well as 10 sqm on plan) including disposal of excavated earth, lead upto 50m and lift upto 1.5m, disposed earth to be levelled and neatly dressed.
306.00 | All Kind of Soil | 50.00 | Cum | 10.00 | 130.00 | 6500.00 | 140.00 | 7000.00 | 200.00 | 10000.00 | 6500.00 | P V Techno Construct and Co
307.00 | Filling available excavated earth (excluding rock) in trenches, plinth, sides of foundations etc. in layers not exceeding 20cm in depth, consolidating each deposited layer by ramming and watering, lead up to 50 m and lift upto 1.5 m. | 56.00 | Cum | 10.00 | 120.00 | 6720.00 | 130.00 | 7280.00 | 120.00 | 6720.00 | 6720.00 | JPG ENGINEERS PVT LTD, P V Techno Construct and Co
308.00 | Providing and laying non-pressure NP2 class (light duty) R.C.C. pipes with collars jointed with stiff mixture of cement mortar in the proportion of 1:2 (1 cement : 2 fine sand) including testing of joints etc. complete :
309.00 | 250 mm diameter | 140.00 | Meter | 10.00 | 1700.00 | 238000.00 | 1800.00 | 252000.00 | 900.00 | 126000.00 | 126000.00 | JPG ENGINEERS PVT LTD
310.00 | Providing and laying cement concrete 1:5:10 (1 cement : 5 coarse sand : 10 graded stone aggregate 40 mm nominal size) up to haunches of S.W. pipes including bed concrete as per standard design :
311.00 | 250 mm diameter S.W. pipe | 140.00 | Meter | 100.00 | 400.00 | 56000.00 | 500.00 | 70000.00 | 900.00 | 126000.00 | 56000.00 | P V Techno Construct and Co
312.00 | Constructing brick masonry manhole in cement mortar 1:4 ( 1 cement : 4 coarse sand ) with R.C.C. top slab with 1:2:4 mix (1 cement : 2 coarse sand : 4 graded stone aggregate 20 mm nominal size), foundation concrete 1:4:8 mix (1 cement : 4 coarse sand : 8 graded stone aggregate 40 mm nominal size), inside plastering 12 mm thick with cement mortar 1:3 (1 cement : 3 coarse sand) finished with floating coat of neat cement and making channels in cement concrete 1:2:4 (1 cement : 2 coarse sand : 4 graded stone aggregate 20 mm nominal size) finished with a floating coat of neat cement complete as per standard design :
313.00 | Inside size 90x80 cm and 45 cm deep including C.I. cover with frame (light duty) 455x610 mm internal dimensions, total weight of cover and frame to be not less than 38 kg (weight of cover 23 kg and weight of frame 15 kg) :
314.00 | With common burnt clay F.P.S. (non modular) bricks of class designation 7.5 | 3.00 | Each | 100.00 | 11000.00 | 33000.00 | 12000.00 | 36000.00 | 11000.00 | 33000.00 | 33000.00 | JPG ENGINEERS PVT LTD, P V Techno Construct and Co
315.00 | Extra for depth for manholes :
316.00 | Size 90x80 cm
317.00 | With common burnt clay F.P.S. (non modular) bricks of class designation 7.5 | 1.00 | Meter | 10.00 | 800.00 | 800.00 | 900.00 | 900.00 | 11000.00 | 11000.00 | 800.00 | P V Techno Construct and Co
318.00 | Constructing brick masonry circular type manhole 0.91 m internal dia at bottom and 0.56m dia at top in cement mortar 1:4 (1 cement : 4 coarse sand), inside cement plaster 12 mm thick with cement mortar 1:3 (1 cement : 3 coarse sand) finished with a floating coat of neat cement, foundation concrete 1:3:6 mix (1 cement : 3 coarse sand : 6 graded stone aggregate 40 mm nominal size), and making necessary channel in cement concrete 1:2:4 (1 cement : 2 coarse sand : 4 graded stone aggregate 20 mm nominal size) finished with a floating coat of neat cement, all complete as per standard design :
319.00 | 0.91 m deep with SFRC cover and frame (heavy duty, HD-20 grade designation) 560 mm internal diameter conforming to I.S. 12592, total weight of cover and frame to be not less than 182 kg., fixed in cement concrete 1:2:4 (1 cement : 2 coarse sand : 4 graded stone aggregate 20 mm nominal size) including centering, shuttering all complete. (Excavation, foot rests and 12mm thick cement plaster at the external surface shall be paid for separately) :
320.00 | With common burnt clay F.P.S. (non modular) bricks of class designation 7.5 | 3.00 | Each | 10.00 | 12000.00 | 36000.00 | 13000.00 | 39000.00 | 14500.00 | 43500.00 | 36000.00 | P V Techno Construct and Co
321.00 | Extra depth for circular type manhole 0.91m internal dia (at bottom) beyond 0.91 m to 1.67 m
322.00 | With common burnt clay F.P.S. (non modular) bricks of class designation 7.5 | 1.00 | Each | 10.00 | 900.00 | 900.00 | 1000.00 | 1000.00 | 14500.00 | 14500.00 | 900.00 | P V Techno Construct and Co
323.00 | 12 mm cement plaster :
324.00 | 1:4 (1 cement: 4 coarse sand) | 7.00 | sqm | 10.00 | 250.00 | 1750.00 | 300.00 | 2100.00 | 260.00 | 1820.00 | 1750.00 | P V Techno Construct and Co
325.00 | 12 mm cement plaster finished with a floating coat of neat cement of mix :
326.00 | 1:4 (1 cement: 4 fine sand) | 12.00 | sqm | 10.00 | 300.00 | 3600.00 | 400.00 | 4800.00 | 290.00 | 3480.00 | 3480.00 | JPG ENGINEERS PVT LTD
327.00 | Extra for plastering on circular work not exceeding 6 m in radius:
328.00 | 1:4 (1 cement: 4 coarse sand) | 14.00 | sqm | 10.00 | 50.00 | 700.00 | 60.00 | 840.00 | 80.00 | 1120.00 | 700.00 | P V Techno Construct and Co
329.00 | Providing orange colour safety foot rest of minimum 6 mm thick plastic encapsulated as per IS : 10910 on 12mm dia steel bar conforming to IS : 1786 having minimum cross section as 23 mmx25mm and over all minimum length 263 mm and width as 165mm with minimum 112 mm space between protruded legs having 2 mm tread on top surface by ribbing or chequering besides necessary and adequate anchoring projections on tail length on 138 mm as per standard drawing and suitable to with stand the bend test and chemical resistance test as per specifications and having manufacture's permanent identification mark to be visible even after fixing, including fixing in manholes with 30x20x15 cm cement concrete block 1:3:6 (1 cement : 3 coarse sand : 6 graded stone aggregate 20 mm nominal size) complete as per design. | 54.00 | Each | 10.00 | 400.00 | 21600.00 | 350.00 | 18900.00 | 500.00 | 27000.00 | 18900.00 | AHUJA CONSTRUCTION ENGINEERS
330.00 | Providing and fixing square-mouth S.W. gully trap class SP-1 complete with C.I. grating brick masonry chamber with water tight C.I. cover with frame of 300 x300 mm size (inside) the weight of cover to be not less than 4.50 kg and frame to be not less than 2.70 kg as per standard design:
331.00 | 180x150 mm size P type
332.00 | With Sewer bricks conforming to IS : 4885 | 5.00 | Each | 10.00 | 400.00 | 2000.00 | 350.00 | 1750.00 | 2500.00 | 12500.00 | 1750.00 | AHUJA CONSTRUCTION ENGINEERS
333.00 | EXTERNAL STORM WATER DRAIN
334.00 | Constructing brick masonary open surface drain with bricks of class designation 75 in cement mortor 1:4 (1 cement: 4 fine sand) including earth excavation 10 cm thick bed concrete 1:5:10 (1cement:5 Fine sand: 10 graded stone aggregate 40mm nominal size) and 25mm thick cement concrete 1:2:4(1cement:2 coarse sand: 4 graded stone aggregate 12.5 mm nominal size) for filling haunches including 12mm cement plaster 1:4 (1 cement: 4 coarse sand with a floatign coat of neat cement inside the drain its top and exposed side including disposal of surplus earth complete as per standered designation with FPS bricks.
335.00 | Strom water drain 450 X 450 MM | 250.00 | Meter | 10.00 | 1000.00 | 250000.00 | 900.00 | 225000.00 | 2150.00 | 537500.00 | 225000.00 | AHUJA CONSTRUCTION ENGINEERS
336.00 | EXTERNAL WATER SUPPLY
337.00 | Providing and fixing G.I. pipes complete with G.I. fittings including, trenching and refilling etc.
338.00 | External works
339.00 | 25 mm dia nominal bore | 80.00 | Meter | 10.00 | 400.00 | 32000.00 | 425.00 | 34000.00 | 290.00 | 23200.00 | 23200.00 | JPG ENGINEERS PVT LTD
340.00 | 32 mm dia nominal bore | 100.00 | Meter | 10.00 | 450.00 | 45000.00 | 450.00 | 45000.00 | 350.00 | 35000.00 | 35000.00 | JPG ENGINEERS PVT LTD
341.00 | 40 mm dia nominal bore | 30.00 | Meter | 10.00 | 500.00 | 15000.00 | 525.00 | 15750.00 | 450.00 | 13500.00 | 13500.00 | JPG ENGINEERS PVT LTD
342.00 | 50 mm dia nominal bore | 40.00 | Meter | 10.00 | 550.00 | 22000.00 | 550.00 | 22000.00 | 550.00 | 22000.00 | 22000.00 | JPG ENGINEERS PVT LTD, P V Techno Construct and Co, AHUJA CONSTRUCTION ENGINEERS
343.00 | Painting G.I. pipes and fittings with two coats of anti-corrosive bitumastic paint of approved quality :
344.00 | 25 mm dia nominal bore | 80.00 | Meter | 100.00 | 30.00 | 2400.00 | 35.00 | 2800.00 | 360.00 | 28800.00 | 2400.00 | P V Techno Construct and Co
345.00 | 32 mm dia nominal bore | 100.00 | Meter | 100.00 | 40.00 | 4000.00 | 45.00 | 4500.00 | 450.00 | 45000.00 | 4000.00 | P V Techno Construct and Co
346.00 | 40 mm dia nominal bore | 30.00 | Meter | 10.00 | 50.00 | 1500.00 | 55.00 | 1650.00 | 550.00 | 16500.00 | 1500.00 | P V Techno Construct and Co
347.00 | 50 mm dia nominal bore | 40.00 | Meter | 10.00 | 60.00 | 2400.00 | 65.00 | 2600.00 | 650.00 | 26000.00 | 2400.00 | P V Techno Construct and Co
348.00 | Providing and filling sand of grading zone V or coarser grade all-round the G.I. pipes in external work.
349.00 | 25 mm dia nominal bore | 80.00 | Meter | 10.00 | 100.00 | 8000.00 | 110.00 | 8800.00 | 50.00 | 4000.00 | 4000.00 | JPG ENGINEERS PVT LTD
350.00 | 32 mm dia nominal bore | 100.00 | Meter | 10.00 | 120.00 | 12000.00 | 120.00 | 12000.00 | 80.00 | 8000.00 | 8000.00 | JPG ENGINEERS PVT LTD
351.00 | 40 mm dia nominal bore | 30.00 | Meter | 10.00 | 140.00 | 4200.00 | 130.00 | 3900.00 | 120.00 | 3600.00 | 3600.00 | JPG ENGINEERS PVT LTD
352.00 | 50 mm dia nominal bore | 40.00 | Meter | 10.00 | 160.00 | 6400.00 | 150.00 | 6000.00 | 150.00 | 6000.00 | 6000.00 | JPG ENGINEERS PVT LTD, AHUJA CONSTRUCTION ENGINEERS
353.00 | Providing and fixing gun metal gate valve with C.I. wheel of approved quality
354.00 | (screwed end) :
355.00 | 25mm nominal bore | 1.00 | Each | 10.00 | 1200.00 | 1200.00 | 1100.00 | 1100.00 | 1200.00 | 1200.00 | 1100.00 | AHUJA CONSTRUCTION ENGINEERS
356.00 | 32 mm dia nominal bore | 2.00 | Each | 10.00 | 1400.00 | 2800.00 | 1300.00 | 2600.00 | 1500.00 | 3000.00 | 2600.00 | AHUJA CONSTRUCTION ENGINEERS
357.00 | 40 mm dia nominal bore | 1.00 | Each | 10.00 | 1600.00 | 1600.00 | 1400.00 | 1400.00 | 1800.00 | 1800.00 | 1400.00 | AHUJA CONSTRUCTION ENGINEERS
358.00 | 50 mm dia nominal bore | 1.00 | Each | 10.00 | 2000.00 | 2000.00 | 1800.00 | 1800.00 | 2200.00 | 2200.00 | 1800.00 | AHUJA CONSTRUCTION ENGINEERS
359.00 | Constructing masonry Chamber 60x60x75 cm inside, in brick work in cement mortar 1:4 (1 cement : 4 coarse sand) for sluice valve, with C.I. surface box 100mm top diameter, 160 mm bottom diameter and 180 mm deep ( inside) with chained lid and RCC top slab 1:2:4 mix (1 cement : 2 coarse sand : 4 graded stone aggregate 20mm nominal size ) , i/c necessary excavation, foundation concrete 1:5:10 (1 cement : 5 fine sand : 10 graded stone aggregate 40 mm nominal size) and inside plastering with cement mortar 1:3 (1 cement : 3 coarse sand) 12 mm thick, finished with a floating coat of neat cement complete as per standard design :
360.00 | With common burnt clay F.P.S.(non modular) bricks of class designation 7.5 | 1.00 | Each | 10.00 | 6000.00 | 6000.00 | 5500.00 | 5500.00 | 10500.00 | 10500.00 | 5500.00 | AHUJA CONSTRUCTION ENGINEERS
361.00 | Constructing masonry Chamber 30x30x50 cm inside, in brick work in cement mortar 1:4 (1 cement :4 coarse sand) for stop cock, with C. I. surface box 100x100 x75 mm (inside) with hinged cover fixed in cement concrete slab 1:2:4 mix (1 cement : 2 coarse sand : 4 graded stone aggregate 20 mm nominal size), i/c necessary excavation, foundation concrete 1:5:10 ( 1 cement : 5 fine sand : 10 graded stone aggregate 40mm nominal size ) and inside plastering with cement mortar 1:3 (1 cement : 3 coarse sand) 12mm thick, finished with a floating coat of neat cement complete as per standard design :
362.00 | With common burnt clay F.P.S.(non modular) bricks of class designation 7.5 | 1.00 | Each | 10.00 | 5000.00 | 5000.00 | 4500.00 | 4500.00 | 8000.00 | 8000.00 | 4500.00 | AHUJA CONSTRUCTION ENGINEERS
363.00 | Providing and fixing brass ferrule C.I. mouth cover including boring and tapping the main:
364.00 | 25 mm nominal bore | 1.00 | Each | 10.00 | 4000.00 | 4000.00 | 3500.00 | 3500.00 | 12800.00 | 12800.00 | 3500.00 | AHUJA CONSTRUCTION ENGINEERS
365.00 | Making connection of G.I. distribution branch with G.I. main of following sizes by providing and fixing tee, including cutting and threading the pipe etc. complete :
366.00 | 25 to 40 mm nominal bore | 1.00 | Each | 100.00 | 3000.00 | 3000.00 | 2800.00 | 2800.00 | 10000.00 | 10000.00 | 2800.00 | AHUJA CONSTRUCTION ENGINEERS
367.00 | RAIN WATER HARVESTING WORK
368.00 | Boring/drilling bore well of required dia for casing/ strainer pipe, by suitable method prescribed in IS: 2800 (part I), including collecting samples from different strata, preparing and submitting strata chart/bore log, including hire & running charges of all equipments, tools, plants & machineries required for the job, all complete as per direction of Engineer –in-charge, upto 90 metre depth below ground level.
369.00 | All types of soil
370.00 | 300 mm dia. | 160.00 | Meter | 100.00 | 300.00 | 48000.00 | 280.00 | 44800.00 | 500.00 | 80000.00 | 44800.00 | AHUJA CONSTRUCTION ENGINEERS
371.00 | Supplying, assembling, lowering and fixing in vertical position in bore well, unplasticized PVC medium well casing (CM) pipe of required dia, conforming to IS: 12818, including required hire and labour charges, fittings & accessories etc. all complete, for all depths, as per direction of Engineer –in-charge.
372.00 | 200 mm nominal size dia. | 80.00 | Meter | 10.00 | 400.00 | 32000.00 | 375.00 | 30000.00 | 500.00 | 40000.00 | 30000.00 | AHUJA CONSTRUCTION ENGINEERS
373.00 | Supplying, assembling, lowering and fixing in vertical position in bore well unplasticized PVC medium well screen (RMS) pipes with ribs, conforming to IS: 12818, including hire & labour charges, fittings & accessories etc. all complete, for all depths, as per direction of Engineer-in-charge.
374.00 | 200 mm nominal size dia. | 80.00 | Meter | 10.00 | 400.00 | 32000.00 | 375.00 | 30000.00 | 800.00 | 64000.00 | 30000.00 | AHUJA CONSTRUCTION ENGINEERS
375.00 | Supplying, filling, spreading & leveling stone boulders of size range 5 cm to 20 cm, in recharge pit, in the required thickness, for all leads & lifts, all complete as per direction of Engineer-in-charge. | 8.00 | Cum | 10.00 | 500.00 | 4000.00 | 480.00 | 3840.00 | 3000.00 | 24000.00 | 3840.00 | AHUJA CONSTRUCTION ENGINEERS
376.00 | Supplying, filling, spreading & leveling gravels of size range 5 mm to 10 mm, in the recharge pit, over the existing layer of boulders, in required thickness, for all leads & lifts, all complete as per direction of Engineer-in-charge. | 8.00 | Cum | 10.00 | 600.00 | 4800.00 | 580.00 | 4640.00 | 3000.00 | 24000.00 | 4640.00 | AHUJA CONSTRUCTION ENGINEERS
377.00 | Supplying, filling, spreading & leveling coarse sand of size range 1.5 mm to 2 mm in recharge pit, in required thickness over gravel layer, for all leads & lifts, all complete as per direction of Engineer –in-charge. | 8.00 | Cum | 10.00 | 1800.00 | 14400.00 | 1500.00 | 12000.00 | 3000.00 | 24000.00 | 12000.00 | AHUJA CONSTRUCTION ENGINEERS
378.00 | Gravel packing in tubewell construction in accordance with IS: 4097, including providing gravel fine/ medium/ coarse, in required grading & sizes as per actual requirement, all complete as per direction of Engineer-in-charge. | 6.00 | Cum | 10.00 | 2000.00 | 12000.00 | 1800.00 | 10800.00 | 3000.00 | 18000.00 | 10800.00 | AHUJA CONSTRUCTION ENGINEERS
379.00 | Providing and fixing Bail plug/ Bottom plug of required dia to the bottom of pipe assembly of tubewell as per IS:2800 (part I).
380.00 | 200 mm dia | 4.00 | Each | 10.00 | 3000.00 | 12000.00 | 2600.00 | 10400.00 | 1500.00 | 6000.00 | 6000.00 | JPG ENGINEERS PVT LTD
381.00 | Providing orange colour safety foot rest of minimum 6 mm thick plastic encapsulated as per IS : 10910, on 12 mm dia steel bar conforming to IS: 1786, having minimum cross section as 23 mmx25 mm and over all minimum length 263 mm and width as 165 mm with minimum 112 mm space between protruded legs having 2 mm tread on top surface by ribbing or chequering besides necessary and adequate anchoring projections on tail length on 138 mm as per standard drawing and suitable to with stand the bend test and chemical resistance test as per specifications and having manufacture’s permanent identification mark to be visible even after fixing, including fixing in manholes with 30x20x15 cm cement concrete block 1:3:6 (1 cement : 3 coarse sand : 6 graded stone aggregate 20 mm nominal size) complete as per design. | 64.00 | Each | 10.00 | 400.00 | 25600.00 | 350.00 | 22400.00 | 500.00 | 32000.00 | 22400.00 | AHUJA CONSTRUCTION ENGINEERS
382.00 | Providing and fixing factory made precast RCC perforated drain covers, having concrete of strength not less than M-25, of size 1000 x 450x50 mm, reinforced with 8 mm dia four nos longitudinal & 9 nos cross sectional T.M.T. hoop bars, including providing 50 mm dia perforations @ 100 to 125 mm c/c, including providing edge binding with M.S. flats of size 50 mm mm x 1.6 mm complete, all as per direction of Engineer-in-charge. | 16.00 | Each | 10.00 | 4000.00 | 64000.00 | 4200.00 | 67200.00 | 1450.00 | 23200.00 | 23200.00 | JPG ENGINEERS PVT LTD
383.00 | SUB TOTAL
384.00 | Construction of Recharge well including earth work in excavation in overarea, foundations in all kinds of soil/ordinary rock including all lifts and lead, backfilling, including PCC (1:4:8) work, masonry work, RCC M15 grade work in top slab including reinforcement, centering, shuttering, 12mm cement plastering (1:3) finished with a float coat of neat cement, as per techncial specifications, drawings, all complete. | 4.00 | Each | 10.00 | 20000.00 | 80000.00 | 18000.00 | 72000.00 | 12500.00 | 50000.00 | 50000.00 | JPG ENGINEERS PVT LTD
385.00 | Construction of De-Silting Chamber including earth work in excavation in overarea, foundations in all kinds of soil/ordinary rock including all lifts and lead, backfilling, including PCC (1:4:8) work, masonry work, RCC M15 grade work in top slab including reinforcement, centering, shuttering, 12mm cement plastering (1:3) finished with a float coat of neat cement, as per techncial specifications, drawings, all complete. | 4.00 | Each | 10.00 | 3500.00 | 14000.00 | 3000.00 | 12000.00 | 12500.00 | 50000.00 | 12000.00 | AHUJA CONSTRUCTION ENGINEERS
386.00 | ELECTRICAL DSR
387.00 | Wiring for light point/ fan point/ exhaust fan point/ call bell point with 1.5 sq.mm FRLS PVC insulated copper conductor single core cable in surface / recessed medium class PVC conduit, with modular switch, modular plate, suitable GI box and earthing the point with 1.5 sq.mm FRLS PVC insulated copper conductor single core cable etc. as required.
388.00 | Group A | 340.00 | POINT | 10.00 | 750.00 | 255000.00 | 800.00 | 272000.00 | 720.00 | 244800.00 | 244800.00 | JPG ENGINEERS PVT LTD
389.00 | Group B | 20.00 | POINT | 10.00 | 800.00 | 16000.00 | 900.00 | 18000.00 | 750.00 | 15000.00 | 15000.00 | JPG ENGINEERS PVT LTD
390.00 | Wiring for circuit/ submain wiring alongwith earth wire with the following sizes of FRLS PVC insulated copper conductor, single core cable in surface/ recessed medium class PVC conduit as required.
391.00 | 2 X 2.5 sq. mm + 1 X 2.5 sq. mm earth wire | 689.00 | Meter | 100.00 | 170.00 | 117130.00 | 150.00 | 103350.00 | 200.00 | 137800.00 | 103350.00 | AHUJA CONSTRUCTION ENGINEERS
392.00 | 2 X 4 sq. mm + 1 X 4 sq. mm earth wire | 1364.00 | Meter | 100.00 | 230.00 | 313720.00 | 250.00 | 341000.00 | 220.00 | 300080.00 | 300080.00 | JPG ENGINEERS PVT LTD
393.00 | 2 X 6 sq. mm + 1 X 6 sq. mm earth wire | 24.00 | Meter | 10.00 | 250.00 | 6000.00 | 300.00 | 7200.00 | 260.00 | 6240.00 | 6000.00 | P V Techno Construct and Co
394.00 | 4 X 6 sq. mm + 2 X 6 sq. mm earth wire | 63.00 | Meter | 10.00 | 400.00 | 25200.00 | 400.00 | 25200.00 | 450.00 | 28350.00 | 25200.00 | P V Techno Construct and Co, AHUJA CONSTRUCTION ENGINEERS
395.00 | Supplying and fixing of following sizes of medium class PVC conduit along with accessories in surface/recess includingcutting the wall and making good the same in case of recessed conduit as required
396.00 | 20mm | 42.00 | Meter | 10.00 | 90.00 | 3780.00 | 100.00 | 4200.00 | 100.00 | 4200.00 | 3780.00 | P V Techno Construct and Co
397.00 | 25mm | 38.00 | Meter | 10.00 | 100.00 | 3800.00 | 120.00 | 4560.00 | 110.00 | 4180.00 | 3800.00 | P V Techno Construct and Co
398.00 | Supplying and fixing two module stepped type electronic fan regulator on the existing modular plate switch box including connections but excluding modular plate etc. as required. | 90.00 | Each | 10.00 | 500.00 | 45000.00 | 450.00 | 40500.00 | 350.00 | 31500.00 | 31500.00 | JPG ENGINEERS PVT LTD
399.00 | Supplying and fixing modular blanking plate on the existing modular plate & switch box excluding modular plate as required. | 25.00 | Each | 10.00 | 50.00 | 1250.00 | 60.00 | 1500.00 | 35.00 | 875.00 | 875.00 | JPG ENGINEERS PVT LTD
400.00 | Supplying and fixing suitable size GI box with modular plate and cover in front on surface or in recess, including providing and fixing 3 pin 5/6 A modular socket outlet and 5/6 A modular switch, connections etc. as required. | 44.00 | Each | 10.00 | 150.00 | 6600.00 | 140.00 | 6160.00 | 450.00 | 19800.00 | 6160.00 | AHUJA CONSTRUCTION ENGINEERS
401.00 | Supplying and fixing suitable size GI box with modular plate and cover in front on surface or in recess, including providing and fixing 6 pin 5/6 & 15/16 A modular socket outlet and 15/16 A modular switch, connections etc. as required. | 21.00 | Each | 10.00 | 200.00 | 4200.00 | 280.00 | 5880.00 | 500.00 | 10500.00 | 4200.00 | P V Techno Construct and Co
402.00 | Supplying and fixing 3 pin, 5 A ceiling rose on the existing junction box/ wooden block including connections etc. as required | 13.00 | Each | 10.00 | 200.00 | 2600.00 | 180.00 | 2340.00 | 70.00 | 910.00 | 910.00 | JPG ENGINEERS PVT LTD
403.00 | Supplying and fixing brass batten/ angle holder including connection etc. as required. | 12.00 | Each | 10.00 | 250.00 | 3000.00 | 230.00 | 2760.00 | 120.00 | 1440.00 | 1440.00 | JPG ENGINEERS PVT LTD
404.00 | Supplying & fixing suitable size GI box wih modular plate and cover in front on surface or in recess including providing and fixing 25 A modular socket outlet and 25 A modular SP MCB, "C" curve including connections, painting etc. as required | 13.00 | Each | 10.00 | 300.00 | 3900.00 | 280.00 | 3640.00 | 600.00 | 7800.00 | 3640.00 | AHUJA CONSTRUCTION ENGINEERS
405.00 | SUB HEAD -2 : LIGHT AND FAN FIXTURES
406.00 | Installation ,Testing, Commissioning of wall bracket /ceiling fittings of all sizes and shapes containing upto two GLS/CFL/LED lamps per fitting, complete with all accessories including connections etc. as required | 265.00 | Each | 10.00 | 100.00 | 26500.00 | 90.00 | 23850.00 | 100.00 | 26500.00 | 23850.00 | AHUJA CONSTRUCTION ENGINEERS
407.00 | Installation, testing and commissioning of ceiling fan,includingwiring the down rods of standard length (upto 30 cm) with 1.5 sq. mm FRLS PVC insulated, copper conductor, single core cable, including providing and fixing phenolic laminated sheet cover on the fan box etc. as required | 90.00 | Each | 10.00 | 200.00 | 18000.00 | 150.00 | 13500.00 | 200.00 | 18000.00 | 13500.00 | AHUJA CONSTRUCTION ENGINEERS
408.00 | Installation of exhaust fan in the existing opening, including making good the damage, connection, testing, commissioning etc. as required
409.00 | Upto 450 mm sweep | 7.00 | Each | 100.00 | 400.00 | 2800.00 | 350.00 | 2450.00 | 350.00 | 2450.00 | 2450.00 | JPG ENGINEERS PVT LTD, AHUJA CONSTRUCTION ENGINEERS
410.00 | SUB HEAD -3 : DISTRIBUTION BOARD
411.00 | Providing and fixing following rating and breaking capacity and pole MCCB with thermomagnetic release and terminal spreaders in existing cubicle panel board including drilling holes in cubicle panel, making connections, etc. as required
412.00 | 200 A, 16 KA,TP MCCB | 1.00 | Each | 100.00 | 5200.00 | 5200.00 | 5000.00 | 5000.00 | 4650.00 | 4650.00 | 4650.00 | JPG ENGINEERS PVT LTD
413.00 | Supplying and fixing following way, single pole and neutral, sheet steel, MCB distribution board, 240 V, on surface/ recess, complete with tinned copper bus bar, neutral bus bar, earth bar, din bar, interconnections, powder painted including earthing etc. as required. (But without MCB/RCCB/Isolator)
414.00 | 6 way , Double door | 2.00 | Each | 10.00 | 1800.00 | 3600.00 | 2000.00 | 4000.00 | 1700.00 | 3400.00 | 3400.00 | JPG ENGINEERS PVT LTD
415.00 | Supplying and fixing following way, horizontal type three pole and neutral, sheet steel, MCB distribution board, 415 V, on surface/ recess, complete with tinned copper bus bar, neutral bus bar, earth bar, din bar, interconnections, powder painted including earthing etc. as required. (But without MCB/RCCB/Isolator
416.00 | 8 way (4 + 18), Double door | 1.00 | Each | 10.00 | 4000.00 | 4000.00 | 4500.00 | 4500.00 | 4600.00 | 4600.00 | 4000.00 | P V Techno Construct and Co
417.00 | Supplying and fixing of following ways surface/ recess mounting, vertical type, 415 V, TPN MCB distribution board of sheet steel, dust protected, duly powder painted, inclusive of 200 A tinned copper bus bar, common neutral link, earth bar, din bar for mounting MCBs (but without MCBs and incomer ) as required . (Note : Vertical type MCB TPDB is normally used
418.00 | 12 way Double door | 1.00 | Each | 10.00 | 5000.00 | 5000.00 | 6000.00 | 6000.00 | 5650.00 | 5650.00 | 5000.00 | P V Techno Construct and Co
419.00 | Supplying and fixing 5 A to 32 A rating, 240/415 V, 10 kA, "C" curve, miniature circuit breaker suitable for inductive load of following poles in the existing MCB DB complete with connections, testing and commissioning etc. as required.
420.00 | Single pole and neutral | 122.00 | Each | 10.00 | 600.00 | 73200.00 | 800.00 | 97600.00 | 550.00 | 67100.00 | 67100.00 | JPG ENGINEERS PVT LTD
421.00 | Triple pole and neutral | 8.00 | Each | 10.00 | 1200.00 | 9600.00 | 1000.00 | 8000.00 | 1100.00 | 8800.00 | 8000.00 | AHUJA CONSTRUCTION ENGINEERS
422.00 | Supplying and fixing following rating, four pole, 415 V, isolator in the existing MCB DB complete with connections, testing and commissioning etc. as required
423.00 | 63A | 4.00 | Each | 10.00 | 900.00 | 3600.00 | 1000.00 | 4000.00 | 850.00 | 3400.00 | 3400.00 | JPG ENGINEERS PVT LTD
424.00 | Supplying and fixing following rating, double pole, (single phase and neutral), 240 V, residual current circuit breaker (RCCB), having a sensitivity current 30 mA in the existing MCB DB complete with connections, testing and commissioning etc. as required.
425.00 | 25A | 2.00 | Each | 10.00 | 2000.00 | 4000.00 | 2500.00 | 5000.00 | 2050.00 | 4100.00 | 4000.00 | P V Techno Construct and Co
426.00 | Supplying and fixing following rating, four pole, (three phase and neutral), 415 volts, residual current circuit breaker (RCCB), having a sensitivity current 30 mA in the existing MCB DB complete with connections, testing and commissioning etc. as required.
427.00 | 63A | 4.00 | Each | 10.00 | 3000.00 | 12000.00 | 3500.00 | 14000.00 | 2800.00 | 11200.00 | 11200.00 | JPG ENGINEERS PVT LTD
428.00 | Supplying and fixing DP sheet steel enclosure on surface/ recess along with 25/32 A 240 V "C" curve DP MCB complete with connections, testing and commissioning etc. as required. | 2.00 | Each | 10.00 | 900.00 | 1800.00 | 1000.00 | 2000.00 | 900.00 | 1800.00 | 1800.00 | JPG ENGINEERS PVT LTD, P V Techno Construct and Co
429.00 | Supplying and fixing TP sheet steel enclosure on surface/ recess along with 16/25/32 A 415 V "C" curve TP MCB complete with connections, testing and commissioning etc. as required. | 1.00 | Each | 10.00 | 1200.00 | 1200.00 | 1500.00 | 1500.00 | 1200.00 | 1200.00 | 1200.00 | JPG ENGINEERS PVT LTD, P V Techno Construct and Co
430.00 | Supplying and fixing 30 A, 415 V, TPN Industrial type socket outlet, with 4 pole and earth, metal enclosed plug top alongwith 30 A "C" curve, TPMCB, in sheet steel enclosure, on surface or in recess, with chained metal cover for the socket out let and complete with connections, testing and commissioning etc. as required | 11.00 | Each | 10.00 | 2000.00 | 22000.00 | 2500.00 | 27500.00 | 3050.00 | 33550.00 | 22000.00 | P V Techno Construct and Co
431.00 | Supplying and installing following size of perforated Hot Dipped Galvanised Iron cable tray (Galvanisation thickness not less than 50 microns) with perforation not more than 17.5%, in convenient sections, joined with connectors, suspended from the ceiling with G.I. suspenders including G.I. bolts & nuts, etc. as required.
432.00 | 300 mm width X 50 mm depth X 1.6 mm thickness | 15.00 | Meter | 10.00 | 900.00 | 13500.00 | 1000.00 | 15000.00 | 950.00 | 14250.00 | 13500.00 | P V Techno Construct and Co
433.00 | Supplying and installing following size of perforated Hot Dipped Galvanised Iron cable tray "bends" (galvanisation not less than 50 microns) with perforation not more than 17.5%, in convenient sections, joined with connectors, suspended from the ceiling with G.I. suspenders including G.I. bolts & nuts, etc. as required.
434.00 | 300 mm width X 50 mm depth X 1.6 mm thickness | 2.00 | Each | 10.00 | 1800.00 | 3600.00 | 1500.00 | 3000.00 | 1750.00 | 3500.00 | 3000.00 | AHUJA CONSTRUCTION ENGINEERS
435.00 | Laying and fixing of one number PVC insulated and PVC sheathed / XLPE power cable of 1.1 KV grade of following size on cable tray as required
436.00 | Upto 35 sq. mm (clamped with 1mm thick saddle)
437.00 | 4CX 16SQMM | 12.00 | Meter | 100.00 | 800.00 | 9600.00 | 1000.00 | 12000.00 | 34.00 | 408.00 | 408.00 | JPG ENGINEERS PVT LTD
438.00 | 4CX10SQMM | 174.00 | Meter | 100.00 | 700.00 | 121800.00 | 800.00 | 139200.00 | 40.00 | 6960.00 | 6960.00 | JPG ENGINEERS PVT LTD
439.00 | 4CX6SQMM | 40.00 | Meter | 10.00 | 600.00 | 24000.00 | 700.00 | 28000.00 | 43.00 | 1720.00 | 1720.00 | JPG ENGINEERS PVT LTD
440.00 | Supplying and making end termination with brass compression gland and aluminium lugs for following size of PVC insulated and PVC sheathed / XLPE aluminium conductor cable of 1.1 KV grade as required.
441.00 | 4CX6 SQMM | 6.00 | Meter | 10.00 | 1000.00 | 6000.00 | 1200.00 | 7200.00 | 225.00 | 1350.00 | 1350.00 | JPG ENGINEERS PVT LTD
442.00 | 4CX10SQMM | 8.00 | Meter | 10.00 | 1200.00 | 9600.00 | 1400.00 | 11200.00 | 240.00 | 1920.00 | 1920.00 | JPG ENGINEERS PVT LTD
443.00 | 4CX 16SQMM | 2.00 | Meter | 10.00 | 1400.00 | 2800.00 | 1600.00 | 3200.00 | 250.00 | 500.00 | 500.00 | JPG ENGINEERS PVT LTD
444.00 | Earthing with G.I. earth pipe 4.5 metre long, 40 mm dia including accessories, and providing masonry enclosure with cover plate having locking arrangement and watering pipe etc. with charcoal/ coke and salt as required | 5.00 | Each | 10.00 | 3000.00 | 15000.00 | 2800.00 | 14000.00 | 5450.00 | 27250.00 | 14000.00 | AHUJA CONSTRUCTION ENGINEERS
445.00 | Supplying and laying 25 mm X 5 mm G.I strip at 0.50 metre below ground as strip earth electrode, including connection/ terminating with G.I. nut, bolt, spring, washer etc. as required. (Jointing shall be done by overlapping and with 2 sets of G.I. nut bolt & spring washer spaced at 50mm) | 35.00 | Meter | 10.00 | 250.00 | 8750.00 | 230.00 | 8050.00 | 135.00 | 4725.00 | 4725.00 | JPG ENGINEERS PVT LTD
446.00 | Providing and fixing of lightning conductor finial, made of 25 mm dia 300 mm long, G.I. tube, having single prong at top, with 85 mm dia 6 mm thick G.I. base plate including holes etc.complete as required. | 60.00 | Meter | 10.00 | 4000.00 | 240000.00 | 3800.00 | 228000.00 | 210.00 | 12600.00 | 12600.00 | JPG ENGINEERS PVT LTD
447.00 | Providing and fixing G.I. tape 20 mm X 3 mm thick on parapet or surface of wall for lightning conductor complete as required.(For vertical run | 45.00 | Meter | 10.00 | 300.00 | 13500.00 | 400.00 | 18000.00 | 60.00 | 2700.00 | 2700.00 | JPG ENGINEERS PVT LTD
448.00 | Providing and fixing 6 SWG dia G.I. wire on surface or in recess for loop earthing as required. | 18.00 | Meter | 10.00 | 100.00 | 1800.00 | 105.00 | 1890.00 | 58.00 | 1044.00 | 1044.00 | JPG ENGINEERS PVT LTD
449.00 | SUBHEAD - 9: MISCELLANEOUS ITEMS
450.00 | Providing, laying and fixing following dia RCC pipe NP2 class (light duty) in ground complete with RCC collars, jointing with cement mortar 1:2 (1 cement : 2 fine sand) including trenching (75 cm deep) and refilling etc as required.
451.00 | 100mm | 25.00 | Meter | 10.00 | 800.00 | 20000.00 | 900.00 | 22500.00 | 550.00 | 13750.00 | 13750.00 | JPG ENGINEERS PVT LTD
452.00 | Supplying and laying of following size DWC HDPE pipe ISI marked along with all accessories like socket, bend, couplers etc. conforming to IS 14930, Part II complete with fitting and cutting, jointing etc. in the existing trench, complete as required.
453.00 | 63 mm dia (OD-63 mm & ID-51 mm nominal) | 62.00 | Meter | 10.00 | 1000.00 | 62000.00 | 900.00 | 55800.00 | 115.00 | 7130.00 | 7130.00 | JPG ENGINEERS PVT LTD
454.00 | SUB HEAD -10 : LOW VOLATGE SYSTEM
455.00 | Supplying and drawing following pair 0.5 mm dia FRLS PVC insulated annealed copper conductor, unarmored telephone cable in the existing surface/ recessed steel/ PVC conduit as required.
456.00 | 2 Pair | 50.00 | Meter | 10.00 | 25.00 | 1250.00 | 30.00 | 1500.00 | 20.00 | 1000.00 | 1000.00 | JPG ENGINEERS PVT LTD
457.00 | Supplying and fixing following modular switch/ socket on the existing modular plate & switch box including connections but excluding modular plate etc. as required
458.00 | Telephone socket outlet | 2.00 | Each | 10.00 | 120.00 | 240.00 | 100.00 | 200.00 | 120.00 | 240.00 | 200.00 | AHUJA CONSTRUCTION ENGINEERS
459.00 | Supplying and fixing following size/ modules, GI box alongwith modular base & cover plate for modular switches in recess etc. as required
460.00 | 1 or 2 Module (75mmX75mm) | 2.00 | Each | 100.00 | 250.00 | 500.00 | 200.00 | 400.00 | 245.00 | 490.00 | 400.00 | AHUJA CONSTRUCTION ENGINEERS
461.00 | Supplying and drawing of UTP 4 pair CAT 6 LAN Cable in the existing surface/ recessed Steel/ PVC conduit as required.
462.00 | 2 run of cable | 75.00 | Meter | 100.00 | 90.00 | 6750.00 | 100.00 | 7500.00 | 85.00 | 6375.00 | 6375.00 | JPG ENGINEERS PVT LTD
463.00 | Supplying and fixing of following sizes of medium class PVC conduit along with accessories in surface/recess including cutting the wall and making good the same in case of recessed conduit as required
464.00 | 25mm | 100.00 | Meter | 10.00 | 100.00 | 10000.00 | 100.00 | 10000.00 | 90.00 | 9000.00 | 9000.00 | JPG ENGINEERS PVT LTD
465.00 | Supplying and fixing of following sizes of steel conduit along with accessories in surface/recess including painting in case of surface conduit, or cutting the FLOOR and making good the same in case of recessed conduit as required.
466.00 | 25 MM | 25.00 | Meter | 10.00 | 120.00 | 3000.00 | 125.00 | 3125.00 | 225.00 | 5625.00 | 3000.00 | P V Techno Construct and Co
467.00 | Supply of lighting fixtures
468.00 | 36W RECESSED LED LIGHT FIXTURE - (RC380B LED25S-6500 G5 L60W60 PSU OD) OR WIPRO | 61.00 | Each | 10.00 | 4000.00 | 244000.00 | 3500.00 | 213500.00 | 2725.00 | 166225.00 | 166225.00 | JPG ENGINEERS PVT LTD
469.00 | 18W LED DOWN LIGHT FIXTURE-DN295B LED6S-6500 PSU WH OR WIPRO | 57.00 | Each | 10.00 | 2500.00 | 142500.00 | 3000.00 | 171000.00 | 1830.00 | 104310.00 | 104310.00 | JPG ENGINEERS PVT LTD
470.00 | 12W LED DOWN LIGHT FIXTURE-DN295B LED6S-6500 PSU WH OR WIPRO | 16.00 | Each | 10.00 | 2000.00 | 32000.00 | 2500.00 | 40000.00 | 1660.00 | 26560.00 | 26560.00 | JPG ENGINEERS PVT LTD
471.00 | 28W LED BATTEN LIGHT FIXTURE-BN308C LED20S-6500 L120 PSU WH OR WIPRO | 78.00 | Each | 10.00 | 2500.00 | 195000.00 | 2000.00 | 156000.00 | 700.00 | 54600.00 | 54600.00 | JPG ENGINEERS PVT LTD
472.00 | 8W MIRROR LIGHT FIXTURE (BN 021 LED12S 6500 PSU GR) OR WIPRO | 8.00 | Each | 10.00 | 1000.00 | 8000.00 | 1200.00 | 9600.00 | 470.00 | 3760.00 | 3760.00 | JPG ENGINEERS PVT LTD
473.00 | BULK HEAD 9W (WT202W LED10S CW PSU S2 PC) OR WIPRO | 6.00 | Each | 10.00 | 2500.00 | 15000.00 | 2300.00 | 13800.00 | 1890.00 | 11340.00 | 11340.00 | JPG ENGINEERS PVT LTD
474.00 | Supply of ceiling fan 1200 sweep with all accessories.Make -havels or equivalent | 90.00 | Each | 10.00 | 2500.00 | 225000.00 | 2300.00 | 207000.00 | 2420.00 | 217800.00 | 207000.00 | AHUJA CONSTRUCTION ENGINEERS
475.00 | Supply of exhaust fan 450 sweep with all accesoroes and louwers | 7.00 | Each | 10.00 | 3000.00 | 21000.00 | 2800.00 | 19600.00 | 2150.00 | 15050.00 | 15050.00 | JPG ENGINEERS PVT LTD
476.00 | Supplying and fixing following way, horizontal type three pole and neutral, sheet steel, MCB distribution board, 415 V, on surface/ recess, complete with tinned copper bus bar, neutral bus bar, earth bar, din bar, interconnections, powder painted including earthing etc. as required. (But without MCB/RCCB/Isolator)
477.00 | 12 way tpn DB -double door | 3.00 | Each | 10.00 | 3000.00 | 9000.00 | 2800.00 | 8400.00 | 7450.00 | 22350.00 | 8400.00 | AHUJA CONSTRUCTION ENGINEERS
478.00 | Supplying and fixing of following ways surface/ recess mounting, vertical type, 415 V, TPN MCCB ( incomer) distribution board of sheet steel, dust protected, duly powder painted, inclusive of 200 A tinned copper bus bar, common neutral link, earth bar ,din bar for mounting OUTGOING MCBs (but without MCBs and incomer ) as required .
479.00 | 12 way (4 + 36), Double door | 1.00 | Each | 10.00 | 5000.00 | 5000.00 | 6000.00 | 6000.00 | 11725.00 | 11725.00 | 5000.00 | P V Techno Construct and Co
480.00 | Supplying and fixing 63 A rating, 415 V, 10 kA, "C" curve, miniature circuit breaker suitable for inductive load of following poles in the existing MCCB VDB complete with connections, testing and commissioning etc. as require | 4.00 | Each | 10.00 | 6000.00 | 24000.00 | 6500.00 | 26000.00 | 1020.00 | 4080.00 | 4080.00 | JPG ENGINEERS PVT LTD
481.00 | Supplying and installing following size of perforated Hot Dipped Galvanised Iron ladder type cable tray (Galvanisation thickness not less than 50 microns) , joined with connectors, including G.I. bolts & nuts, etc. as required.
482.00 | 600 mm wide , 2m thick,75mm height | 8.00 | Meter | 10.00 | 900.00 | 7200.00 | 1000.00 | 8000.00 | 1280.00 | 10240.00 | 7200.00 | P V Techno Construct and Co
483.00 | Supply of PVC insulated and PVC sheathed PVC/ XLPE insulated Aluminum/copper conductor power multicore armoured cable of 1.1 KV grade
484.00 | 4CORE X 16 SQMM | 12.00 | Meter | 10.00 | 1000.00 | 12000.00 | 1050.00 | 12600.00 | 180.00 | 2160.00 | 2160.00 | JPG ENGINEERS PVT LTD
485.00 | 4CORE X 10 SQMM | 167.00 | Meter | 10.00 | 800.00 | 133600.00 | 960.00 | 160320.00 | 125.00 | 20875.00 | 20875.00 | JPG ENGINEERS PVT LTD
486.00 | 4CORE X 6 SQMM | 40.00 | Meter | 100.00 | 700.00 | 28000.00 | 760.00 | 30400.00 | 85.00 | 3400.00 | 3400.00 | JPG ENGINEERS PVT LTD
487.00 | 2CORE X 6 SQMM | 82.00 | Meter | 100.00 | 500.00 | 41000.00 | 540.00 | 44280.00 | 70.00 | 5740.00 | 5740.00 | JPG ENGINEERS PVT LTD
488.00 | 3CORE X 4 SQMM | 280.00 | Meter | 10.00 | 600.00 | 168000.00 | 670.00 | 187600.00 | 115.00 | 32200.00 | 32200.00 | JPG ENGINEERS PVT LTD
489.00 | SUB HEAD -8 : UPS
490.00 | 1 KVA On-Line UPS System with PWM-IGBT technology,Isolation transfromer, 230V AC Input (160V – 280V) 3 Ph input- 3 Ph output with 0.8 PF, 60 min backup using SMF battery.BATTARY/RACK also included
491.00 | Supply, installation ,testing and commissioning of SMF battery.Battery sizing calculation shall be submitted for approval.
492.00 | Supply, installation ,testing and commissioning of racks for smf batteries along with interconnecting links and Dc cables upto 6 meters | 2.00 | Each | 10.00 | 250000.00 | 500000.00 | 225000.00 | 450000.00 | 35400.00 | 70800.00 | 70800.00 | JPG ENGINEERS PVT LTD
493.00 | SUBHEAD - 9: MISCELLANEOUS ITEMS
494.00 | Providing and fixing M.V. danger notice plate of 200 mm X 150 mm, made of mild steel, at least 2 mm thick, and vitreous enameled white on both sides, and with inscription in single red colour on front side as required. | 1.00 | Each | 10.00 | 1000.00 | 1000.00 | 900.00 | 900.00 | 235.00 | 235.00 | 235.00 | JPG ENGINEERS PVT LTD
495.00 | Supply and fixing glass framed shock treatment chart.900mm x 600mm high, printed preferably in three languages i.e. Hindi, English & local language; | 1.00 | Each | 10.00 | 1000.00 | 1000.00 | 900.00 | 900.00 | 360.00 | 360.00 | 360.00 | JPG ENGINEERS PVT LTD
496.00 | Supplying and fixing of high voltage insulation mat of class B having 1.1 KV dielectric strength, 1000mm width and thickness of 2.0 mm ISI approved as required including cutting to required lengths. | 1.00 | Sqm | 10.00 | 1000.00 | 1000.00 | 1100.00 | 1100.00 | 740.00 | 740.00 | 740.00 | JPG ENGINEERS PVT LTD
497.00 | Supply and installation of DCP type fire extinguisher of capacity 5 kg with upright operation conforming to IS:2171 having a jet length of 8m with discharge time of 10 sec including all accessories. | 1.00 | Each | 10.00 | 1000.00 | 1000.00 | 1200.00 | 1200.00 | 2500.00 | 2500.00 | 1000.00 | P V Techno Construct and Co
498.00 | Standard first aid box - prescribed by St.John Ambulance brigade or India Red Cross shall be provided (First aid box should be of 18 gauge M.S sheet of size 14" x 17" x 5"):- | 1.00 | Each | 10.00 | 1000.00 | 1000.00 | 1200.00 | 1200.00 | 825.00 | 825.00 | 825.00 | JPG ENGINEERS PVT LTD
499.00 | SUB HEAD -10 : LOW VOLATGE SYSTEM
500.00 | CCTV
501.00 | Supplying, installation, testing and commissioning of 2 megapixels resolution Network Dome Camera for true HD quality images, 2.8 – 12 mm varifocal lens,True Day/Night (TDN) functionality for true color image ,Motion Detection 4 Zones, Multi- Level Sensitivity Privacy Zones 4 Zones,Snapshoot Support JPEG format Password Protection Support Character Display Support(Channel /Date) ONVIF Yes,IR Illumination20-30M IR illuminators for clear images in low light conditions Wide Dynamic Range 3D noise reduction for sharper images and lower bandwidth use in low light ONVIF compliant complete in all respect.Make-Tyco/Mobotix/Pelco | 3.00 | Each | 10.00 | 25000.00 | 75000.00 | 26000.00 | 78000.00 | 22000.00 | 66000.00 | 66000.00 | JPG ENGINEERS PVT LTD
502.00 | Supply, installation, testing and commissioning of 2 megapixels resolution Network Bullet camera camera,Imager 1/2.8”SONY 2.43 mega low illumination CMOS,Video Compression. .H.264/MJPEG,Day/Night .Mechanical ICR,Minimum Illumination-0Lux/F1.4(IR ON) IR Illumination-40-50M,,Electronic Shutter-Auto/Manual(1/25~1/10000) Lens 2.8 – 12 mm varifocal lens,Resolution Main-stream:D1/Q1080P(960*540)/HD720P/ HD1080P 1-25/30fps,Digital Noise Reduction-3D,Wide Dynamic Range-Digital WDR Motion Detection -4 Zones, Multi- Level Sensitivity,Privacy Zones-4 Zones,Snapshoot-Support JPEG format,Password Protection-Support,Character Display-Support(Channel /Date).Regulatory Emissions-FCC Part 15 CE: EN55022,Immunity -CE: EN50130-4,IP Rating- IP66 rated enclosure to protect against dust and water damage ONVIF compliant. Make-Tyco/Mobotix/Pelco | 6.00 | Each | 10.00 | 30000.00 | 180000.00 | 27000.00 | 162000.00 | 25000.00 | 150000.00 | 150000.00 | JPG ENGINEERS PVT LTD
503.00 | Supplying of 2U Rack mount single chassis Network Video Recorder with dual Gb NIC, 1 DVI-I + HDMI + 1 Display Port, max 2 simultaneous monitors, RS-232/485 serial port, DVD, Server Operating System-Windows 10,Ubuntu Linux 16.04, Processor-Gen 4 Intel Core i3, Local Client Display Rate (FPS)Windows – 700 FPS (HD)Linux – 900 FPS (HD),High Performance, High Reliability IP Recorder. — Continuously records 300Mbps (Windows) & 450 Mbps (Linux)of video while hosting a local client, multiple remote clients and the web server on a single server,RAM-4 GB, 8 GB, 12 GB (Optional)solid-state operating system drive,USB-6 x USB 2.0, 2 x USB 3.0 high air flow cooling and hardware monitoring features ensure maximum uptime. keyboard and mouse, Professional Grade client and server software pre-installed and software updates. Access live and recorded video on multiple client PCs with free Windows, Mac or Linux client application. web server application is pre-installed on the server to access video through a web browser or free Mobile iPhone / iPad and Android apps. Maximum Storage Capacity 30TB & Maximum Hard Drive 3 Slot(Up to 10TB) Support Up to 64 IP Camera.Make-Tyco/Mobotix/Pelco | 1.00 | Each | 10.00 | 35000.00 | 35000.00 | 40000.00 | 40000.00 | 42500.00 | 42500.00 | 35000.00 | P V Techno Construct and Co
504.00 | Supply, installation, testing and commissioning of Enterprise Class 6TB HDD. Make-WD/Seagate | 1.00 | Each | 10.00 | 25000.00 | 25000.00 | 30000.00 | 30000.00 | 20000.00 | 20000.00 | 20000.00 | JPG ENGINEERS PVT LTD
505.00 | Supply, installation, testing and commissioning of Video Management System (VMS) software shall be used to view live and recorded video from capture cards and IP devices connected to local and wide area networks. The VMS software shall have a client/server-based architecture that can be configured as a standalone VMS system with the client software running on the server hardware and/or the client running on any network-connected TCP/IP workstation. Multiple client workstations shall be capable of simultaneously viewing live and/or recorded video from one or more servers. Multiple servers shall also be able to simultaneously provide live and/or recorded video to one or more workstations. The VMS server software shall also have the ability to be installed on an IP edge device—such as an IP camera or encoder that allows for 3rd party applications—allowing the device to serve as both a server and IP video recording device.The VMS shall not charge for the number of concurrent clients (min. 50 thick clients and 16 mobile clients to be provided along with VMS).Make-Tyco/Mobotix/Pelco | 1.00 | Each | 10.00 | 125000.00 | 125000.00 | 85000.00 | 85000.00 | 95000.00 | 95000.00 | 85000.00 | AHUJA CONSTRUCTION ENGINEERS
506.00 | Supply, installation, testing & commissioning of 12 Port PoE+ Switch with 2 SFP slots 12 x 10/100/1000 Base-T PoE+ ports and additional 2 100/1000X SFP PORTS Should support PoE+ as per IEEE 802.3 at with PoE budget of 100W.Should support STP, RSTP, MSTP, IGMP v1/v2/v3 snooping, STP root guard, Voice VLAN, MLD snooping (MLDv1 and v2), IEEE 802.3ac VLAN tagging IEEE 802.17/equivalent for sub 50ms ring protection in following scenario : single, dual fibre cuts in ring and when fibre cut at common shared link in between two or more rings. Approved Make-Juniper/Cisco/Extreme | 1.00 | Each | 10.00 | 85000.00 | 85000.00 | 75000.00 | 75000.00 | 85000.00 | 85000.00 | 75000.00 | AHUJA CONSTRUCTION ENGINEERS
507.00 | Supply , Installation , Testing and Commissioning of Workstation PC: Intel(R) Core(TM) i5 7th Gen Processor (12M Cache, 6 core, 3.2 GHz); RAM: 16GB RAM ; Keyboard: 12 function keys; Chassis: Tower/Workstation; DVD: 8X Slimline DVD+/-RW, Data Only; 4GB 4K Graphics Card; Network interface card: Integrated Intel(R) Gigabit1 Ethernet LAN 10/100/1000; Hard disk: 2 TB, 7200 RPM 3.5" SATA 6Gb/s Hard Drive; Operating system: Windows 10 Professional 64 Bit or latest complete etc. as required. Make: HP/DELL | 1.00 | Each | 100.00 | 85000.00 | 85000.00 | 80000.00 | 80000.00 | 80000.00 | 80000.00 | 80000.00 | JPG ENGINEERS PVT LTD, AHUJA CONSTRUCTION ENGINEERS
508.00 | SUB HEAD -11 : EXERNAL LIGHTING
509.00 | OUTDOOR LIGHTING PANEL Supplying and installation and commissioning of vermin and dust proof totally enclosed double door cubical type compartmental floor mounting panel board made of 16 SWG (1.66mm) thick CR sheet and angle , flat iron and base stand complete with painting with 2 coats of red oxide metal primer and 2 coats of enameled paint. 2A fuse with R , Y ,B INDICATORS -I SET 1 No. MCB TPN DB 4 way each double door including Bus/ din Bar etc.duly fixed in the existing pedestal along with Petty material required and making connection. 1 No. MCB TPN 63 amp. 4 pole 10 KA C- Curve duly fixed in the BDB including Petty material required and making connection. 12 No.SP MCB 6 to 30 amp.10 KA C- Curve duly fixed in the DB including Petty material required and making connection. 1 No. Microprocessor based St. light controller with digital time switch daily programmed with stand by lithium battery with back up of 6 years. 3 nos. two pole power contactors -40A. | 1.00 | Each | 100.00 | 45000.00 | 45000.00 | 40000.00 | 40000.00 | 65000.00 | 65000.00 | 40000.00 | AHUJA CONSTRUCTION ENGINEERS
510.00 | Supply, installation, Testing & commissioning of Swaged GI tubular Pole 6M along with required accesseries to accomodate street light fitting complete with bracket, cast iron base plate, finial taper plug, bolts, nuts, junction box within the pole for incoming and outgoing cables (size up to 3 C x4 Sqmm) and a 10 amps SP MCB and screws as specified in type 410 SP31 - 6 mtr. Long. Rate shall included the cost of inbuilt junction box (weather proof), MCB to fitting with 2.5 sq mm copper wires complete with base plate, made from concrete civil foundation works . The pole shall be painted with final polyurethane finish paint Paint as required. | 6.00 | Each | 10.00 | 8000.00 | 48000.00 | 7800.00 | 46800.00 | 19500.00 | 117000.00 | 46800.00 | AHUJA CONSTRUCTION ENGINEERS
511.00 | Supplying and fixing 4 Nos. 25mm dia X 750mm long GI foundation bolt (EN8 grade) with nuts, washer including 2 Nos. template of 4mm thick size 310 mm x 310 mm with 4 nos. 28mm dia holes, to match with PCD of Pole base plate as reqd. | 6.00 | Each | 10.00 | 2000.00 | 12000.00 | 2500.00 | 15000.00 | 110.00 | 660.00 | 660.00 | JPG ENGINEERS PVT LTD
512.00 | Fabrication, Designing, Supplying & Fixing of Galvanized arm light pole bracket single arm 1 mtr long, with 48.3 mm OD pipe suitable for LED fittin with tightening bolt etc. | 6.00 | Each | 10.00 | 20000.00 | 120000.00 | 25000.00 | 150000.00 | 2700.00 | 16200.00 | 16200.00 | JPG ENGINEERS PVT LTD
513.00 | S/I/T/C LED POLE light (BRP062 LED 068 CW ) 60watts,IP 66, 140-270v .The light should be Philips make or its equivalant LT, Shreder, GE | 6.00 | Each | 10.00 | 35000.00 | 210000.00 | 30000.00 | 180000.00 | 7259.00 | 43554.00 | 43554.00 | JPG ENGINEERS PVT LTD
514.00 | S/I/T/C LED post top/gate light 45 watts 5000 Lumens, IP65, Cast aluminium spigot housing.,Opal acrylic diffuser,Suitable for 60mm OD pipe entry with fixing bolts.,The light should be of Philips Model BGP300 LED50 757 PSU PC IN S1 or equilavlent in LT, Shreder, GE | 2.00 | Each | 10.00 | 40000.00 | 80000.00 | 45000.00 | 90000.00 | 13800.00 | 27600.00 | 27600.00 | JPG ENGINEERS PVT LTD
515.00 | HIGH MAST
516.00 | Supplying, erection, testing and commissioning of 12 M high mast system with its accessories such as foundation bolts manufactured from special steel along with nuts, washers, anchor plates and templates, non-integral flood light luminaries with 1 no. 400 W HPSVT lamps and its control gear boxes (Bajaj/ Crompton/ Wipro/ HPL/ Solar/ Philips make) twin dome aviation obstruction lights with Neon spiral lamps, control panel housing 32 A TPN MCB incomer, single dial timer contactor circuit for the automatic control of luminaries, outgoing terminals and control circuit for the power tool motor. Mast shaft shall be in two sections, hot dip galvanised and suitable for wind velocity as per IS 875. It shall also include accessories for high mast including head frame, steel rope 6 mm dia ( 7 / 19 construction) , trailing cable, double drum winch, Galvanised Lantern carriage arrangement suitable for 6 luminaries symmetrically & its control gear boxes and lightning finial. The mast shall be erected on suitable shallow foundation with 1 : 2 : 4 concrete for the high mast considering the safe soil bearing capacity at site as 10 T / Sq meter at 2 metre depth. The mast shall have an integral power tool installed inside the base compartment for its operation.(BAJAJ/ SRB/VALMONT/ PHILIPS/ PARUTHI ENGR make)
517.00 | Supply of foundation bolts manufactured from special steel along with nuts, washers, anchor plates and templates.
518.00 | Supply of 6 nos. non-integral flood light luminaries with one nos 400 W HPSVT lamps and its control gear boxes.
519.00 | Supply of twin dome aviation obstruction lights with Neon spiral lamps.
520.00 | Supply of control panel housing 32 A TPN MCB incomer, single dial timer contactor circuit for the automatic control of luminaries, outgoing terminals and control circuit for the power tool motor.
521.00 | B. Erection
522.00 | Construction of suitable shallow foundation with 1 : 2 : 4 concrete for the high mast considering the safe soil bearing capacity at site as 10 T / Sq meter at 2 metre depth with all materials and labour.
523.00 | Erection of the high mast with the help of suitable equipments and Wiring of luminaries with all Wiring materials and labour.
524.00 | provision of GI pipe earthing for high mast with 2.5 m long 40 mm dia GI pipe including connection as approved by the Deptt. to high mast terminal with 25 x 3 mm GI strip with all materials and labour. ( 2 nos per mast require).
525.00 | Erection of the above panel on suitable foundation including all materials and labour. | 1.00 | Each | 10.00 | 500000.00 | 500000.00 | 400000.00 | 400000.00 | 425000.00 | 425000.00 | 400000.00 | AHUJA CONSTRUCTION ENGINEERS
| Total in Figures |  |  |  |  | 60347070.00 |  | 59908728.00 |  | 49698195.00
Lowest Amount Quoted BY: JPG ENGINEERS PVT LTD(49698195.00)

## BOQ Summary
BOQ Summary Details Tender Title: Construction of M.T. Section at PL Bangarh, Himachal Pradesh Tender ID: 2021_WAPCO_89280_1
Sheet Name | Sl.No | Bidder Name | Amount | Bid Rank
BoQ1 | 1 | JPG ENGINEERS PVT LTD | 49698195.00 | L1
| 2 | AHUJA CONSTRUCTION ENGINEERS | 59908728.00 | L2
| 3 | P V Techno Construct and Co | 60347070.00 | L3