303.00 | Civil-Structural and Architectural Works: STEEL/ ALUMINIUM/ GLAZED/ FULLY GLASS/ PVC ETC. DOORS, WINDOWS AND VENTILATORS Providing and fixing pressed steel door and window frames of size (assorted size out of) Overall 125mm x 60mm section, of required profile conforming to IS: 4351, made of 16 SWG pressed steel including/ consisting of: i)3 mm thick MS flat spacers welded to frame @ 500mm c/c and at holdfast locations. ii)Filling the hollow frame section with concrete. iii)MS angle (20mmx20mmx3mm) horizontal tie member below floor finish. iv)MS holdfasts (200mmx25mmx6mm) welded to spacers. v)Fixing to masonry (by grouting the holdfasts with M-15 grade concrete in minimum 250mm x 100mm x 100mm sized hole)/ fixing to RCC (by minimum 100mm long, 12 mm dia metallic counter sunk anchor fasteners) vi)MS pad plates (40mm x 150mm x 3mm) & GI mortar guard welded to frame at hinge and other hardware locations. vii)Metering of joints between horizontal and vertical members, grinding and smoothening of welding, cleaning of frame surface, finishing (synthetic enamel painting/ electrostatic powder coating/ polyurethane (PU) coating), making true alignments and surfaces etc. all complete. Notes: 1)Reference shall be made to EIL standard nos. 7-75- 0070, 7-75-0071 2)Cumulative length of all horizontal and vertical frame members shall be measured for payment. Extra for box type transoms & mullions | 8.00 | RM |  | 2400.00 | 19200.00 | Not Quoted | Not Quoted | 1279.00 | 10232.00 | 7480.00 | 59840.00 | Not Quoted | Not Quoted | Not Quoted | Not Quoted | 1535.00 | 12280.00 | 340.00 | 2720.00 | Not Quoted | Not Quoted | 2700.00 | 21600.00 | 0.00 | 0.00 | Not Quoted | Not Quoted | 2625.00 | 21000.00 | Not Quoted | Not Quoted | 5280.00 | 42240.00 | 0.00 | mastek engineering private limited
304.00 | Civil-Structural and Architectural Works: PLASTERING & POINTING Providing plain cement plaster in cement mortar (1 cement:4/6 fine sand by volume) on masonry, PCC/ RCC including preperation of base, finishing, curing etc; also including providing 20 gauge chicken wire mesh stretched tight at all RCC/ PCC and masonry meeting points in 300mm wide strips (150mm on on each surface) fixed with G.I. "U" type nails before plastering. Ordinary plain cement plaster Average 15mm thick 1:4 (1 cement : 4 sand). Cement supplied by the Contractor at their cost. | 1080.00 | Sq.M |  | 293.00 | 316440.00 | Not Quoted | Not Quoted | 300.00 | 324000.00 | 319.00 | 344520.00 | Not Quoted | Not Quoted | Not Quoted | Not Quoted | 340.00 | 367200.00 | 392.00 | 423360.00 | Not Quoted | Not Quoted | 400.00 | 432000.00 | 0.00 | 0.00 | Not Quoted | Not Quoted | 343.00 | 370440.00 | Not Quoted | Not Quoted | 396.00 | 427680.00 | 0.00 | mastek engineering private limited
305.00 | Civil-Structural and Architectural Works: PLASTERING & POINTING Providing plain cement plaster in cement mortar (1 cement:4/6 fine sand by volume) on masonry, PCC/ RCC including preperation of base, finishing, curing etc; also including providing 20 gauge chicken wire mesh stretched tight at all RCC/ PCC and masonry meeting points in 300mm wide strips (150mm on on each surface) fixed with G.I. "U" type nails before plastering. Ordinary plain cement plaster Average 12mm thick 1:4 (1 cement : 4 sand). Cement supplied by the Contractor at their cost. | 3360.00 | Sq.M |  | 315.00 | 1058400.00 | Not Quoted | Not Quoted | 270.00 | 907200.00 | 308.00 | 1034880.00 | Not Quoted | Not Quoted | Not Quoted | Not Quoted | 317.00 | 1065120.00 | 363.00 | 1219680.00 | Not Quoted | Not Quoted | 350.00 | 1176000.00 | 0.00 | 0.00 | Not Quoted | Not Quoted | 298.00 | 1001280.00 | Not Quoted | Not Quoted | 330.00 | 1108800.00 | 0.00 | mastek engineering private limited
306.00 | Civil-Structural and Architectural Works: PLASTERING & POINTING Providing plain cement plaster in cement mortar (1 cement:4/6 fine sand by volume) on masonry, PCC/ RCC including preperation of base, finishing, curing etc; also including providing 20 gauge chicken wire mesh stretched tight at all RCC/ PCC and masonry meeting points in 300mm wide strips (150mm on on each surface) fixed with G.I. "U" type nails before plastering. Ordinary plain cement plaster Average 6 mm thick 1:4 (1 cement : 4 sand). Cement supplied by the Contractor at their cost. | 1640.00 | Sq.M |  | 281.00 | 460840.00 | Not Quoted | Not Quoted | 250.00 | 410000.00 | 319.00 | 523160.00 | Not Quoted | Not Quoted | Not Quoted | Not Quoted | 271.00 | 444440.00 | 335.00 | 549400.00 | Not Quoted | Not Quoted | 270.00 | 442800.00 | 0.00 | 0.00 | Not Quoted | Not Quoted | 251.00 | 411640.00 | Not Quoted | Not Quoted | 220.00 | 360800.00 | 0.00 | mastek engineering private limited
307.00 | Civil-Structural and Architectural Works: PLASTERING & POINTING Providing plain cement plaster in cement mortar (1 cement:4/6 fine sand by volume) on masonry, PCC/ RCC including preperation of base, finishing, curing etc; also including providing 20 gauge chicken wire mesh stretched tight at all RCC/ PCC and masonry meeting points in 300mm wide strips (150mm on on each surface) fixed with G.I. "U" type nails before plastering. Plain cement plaster with waterproofing compound conforming to IS-2645 (CICO/ approved equivalent) mixed to cement mortar @ 3% by weight, Average 18mm thick 1:6 (1 cement : 6 sand) Cement supplied by the Contractor at their cost. | 7324.00 | Sq.M |  | 34.00 | 249016.00 | Not Quoted | Not Quoted | 350.00 | 2563400.00 | 396.00 | 2900304.00 | Not Quoted | Not Quoted | Not Quoted | Not Quoted | 542.00 | 3969608.00 | 1240.00 | 9081760.00 | Not Quoted | Not Quoted | 450.00 | 3295800.00 | 0.00 | 0.00 | Not Quoted | Not Quoted | 429.00 | 3141996.00 | Not Quoted | Not Quoted | 440.00 | 3222560.00 | 0.00 | mastek engineering private limited
308.00 | Civil-Structural and Architectural Works: PLASTERING & POINTING Providing plain cement plaster in cement mortar (1 cement:4/6 fine sand by volume) on masonry, PCC/ RCC including preperation of base, finishing, curing etc; also including providing 20 gauge chicken wire mesh stretched tight at all RCC/ PCC and masonry meeting points in 300mm wide strips (150mm on on each surface) fixed with G.I. "U" type nails before plastering. Plain cement plaster with waterproofing compound conforming to IS-2645 (CICO/ approved equivalent) mixed to cement mortar @ 3% by weight, Average 12mm thick 1:4 (1 cement : 4 sand) Cement supplied by the Contractor at their cost. | 3353.00 | Sq.M |  | 24.00 | 80472.00 | Not Quoted | Not Quoted | 340.00 | 1140020.00 | 358.00 | 1200374.00 | Not Quoted | Not Quoted | Not Quoted | Not Quoted | 497.00 | 1666441.00 | 1217.00 | 4080601.00 | Not Quoted | Not Quoted | 370.00 | 1240610.00 | 0.00 | 0.00 | Not Quoted | Not Quoted | 298.00 | 999194.00 | Not Quoted | Not Quoted | 330.00 | 1106490.00 | 0.00 | mastek engineering private limited
309.00 | Civil-Structural and Architectural Works: PLASTERING & POINTING Providing plain cement plaster in cement mortar (1 cement:4/6 fine sand by volume) on masonry, PCC/ RCC including preperation of base, finishing, curing etc; also including providing 20 gauge chicken wire mesh stretched tight at all RCC/ PCC and masonry meeting points in 300mm wide strips (150mm on on each surface) fixed with G.I. "U" type nails before plastering. Plain cement plaster with waterproofing compound conforming to IS-2645 (CICO/ approved equivalent) mixed to cement mortar @ 3% by weight. Average 6mm thick 1:4 (1 cement : 4 sand) Average 6mm thick 1:4 (1 cement : 4 sand). Cement supplied by the Contractor at their cost. | 1128.00 | Sq.M |  | 20.00 | 22560.00 | Not Quoted | Not Quoted | 300.00 | 338400.00 | 308.00 | 347424.00 | Not Quoted | Not Quoted | Not Quoted | Not Quoted | 452.00 | 509856.00 | 1183.00 | 1334424.00 | Not Quoted | Not Quoted | 290.00 | 327120.00 | 0.00 | 0.00 | Not Quoted | Not Quoted | 251.00 | 283128.00 | Not Quoted | Not Quoted | 220.00 | 248160.00 | 0.00 | mastek engineering private limited
310.00 | Civil-Structural and Architectural Works: PLASTERING & POINTING Providing 20mm x 10mm Grooves in plastering in perfect straight line, plumb and uniform size throughout including finishing etc. all complete. | 1240.00 | RM |  | 105.00 | 130200.00 | Not Quoted | Not Quoted | 105.00 | 130200.00 | 154.00 | 190960.00 | Not Quoted | Not Quoted | Not Quoted | Not Quoted | 46.00 | 57040.00 | 85.00 | 105400.00 | Not Quoted | Not Quoted | 27.00 | 33480.00 | 0.00 | 0.00 | Not Quoted | Not Quoted | 21.00 | 26040.00 | Not Quoted | Not Quoted | 44.00 | 54560.00 | 0.00 | mastek engineering private limited
311.00 | Civil-Structural and Architectural Works: PLASTERING & POINTING Providing a floating coat of neat cement @2.75Kg per Sq.M of area over plaster including preparation of surface,finishing,curing etc. all complete. Cement supplied by the Contractor at their cost.. | 40.00 | Sq.M |  | 68.00 | 2720.00 | Not Quoted | Not Quoted | 280.00 | 11200.00 | 154.00 | 6160.00 | Not Quoted | Not Quoted | Not Quoted | Not Quoted | 91.00 | 3640.00 | 121.00 | 4840.00 | Not Quoted | Not Quoted | 261.00 | 10440.00 | 0.00 | 0.00 | Not Quoted | Not Quoted | 39.00 | 1560.00 | Not Quoted | Not Quoted | 88.00 | 3520.00 | 0.00 | mastek engineering private limited
312.00 | Civil-Structural and Architectural Works: ROOFING TREATMENT Providing and laying cement concrete (1 cement : 2 coarse sand : 4 aggregate) over concrete surfaces, laid to slope at all heights including, finishing, curing, tamping etc. all Cement supplied by the Contractor at their cost. | 260.00 | Cu.M |  | 4418.00 | 1148680.00 | Not Quoted | Not Quoted | 5600.00 | 1456000.00 | 7150.00 | 1859000.00 | Not Quoted | Not Quoted | Not Quoted | Not Quoted | 6769.00 | 1759940.00 | 6219.00 | 1616940.00 | Not Quoted | Not Quoted | 6800.00 | 1768000.00 | 0.00 | 0.00 | Not Quoted | Not Quoted | 7225.00 | 1878500.00 | Not Quoted | Not Quoted | 6160.00 | 1601600.00 | 0.00 | mastek engineering private limited
313.00 | Civil-Structural and Architectural Works: ROOFING TREATMENT Providing and laying 4mm thick A.P.P (atactic polypropelene) modified reinforced bituminous waterproofing membrane over terrace and parapet including cleaning and preperation of the surface consisting of making good all the cracks and damages, filling potholes/ depressions, removing weak foam concrete/ plaster and refilling with same wherever required thus preparing smooth surface of the terrace; providing and applying one coat of cold applied bitumen based primer @ 0.2 to 0.4 litre per sq. mtr.; laying the membrane by torch welding over primer, providing 100mm overlaps and appropriately pressing the membrane to remove any entrapped air, including fixing on parapet after providing 10mm x 20mm continuous groove in parapet for terminating the membrane and filling the groove with polyurethane sealant and continuing this treatment at rain water outlet points; providing finishing protective layer of 35 mm thk. P.C.C. (1:2:4) in panels of maximum size 1200mm x 1200mm chequered finish with 24 SWG chicken wiremesh interposed in between finished smooth with joints between panels sealed with suitable polyurethane sealant; providing fillets of 75 mm radius with P.C.C. (1:2:4) at junctions of horizontal and vertical surfaces finished smooth; providing 450mm x 450mm khuras (rain water collecting pits) in 1:2:4 cement concrete at all outlets, levelled down by min. 25mm, finishing, curing etc. all complete as per approved manufacturer's standard specifications and recommendations. . Cement supplied by the contractor at their cost | 1224.00 | Sq.M |  | 1335.00 | 1634040.00 | Not Quoted | Not Quoted | 800.00 | 979200.00 | 1980.00 | 2423520.00 | Not Quoted | Not Quoted | Not Quoted | Not Quoted | 542.00 | 663408.00 | 1979.00 | 2422296.00 | Not Quoted | Not Quoted | 360.00 | 440640.00 | 0.00 | 0.00 | Not Quoted | Not Quoted | 1995.00 | 2441880.00 | Not Quoted | Not Quoted | 2112.00 | 2585088.00 | 0.00 | mastek engineering private limited
314.00 | Civil-Structural and Architectural Works: WHITEWASHING, PAINTING & POLISHING Providing and applying two or more coats (to give a smooth and even shade) of premium plastic emulsion paint conforming to IS:5411 of approved make and shade including cleaning and preperation of surface consisting of application of Plaster of Paris punning over entire surface, filling all holes and depressions with plaster of Paris, applying a coat of cement primer, two or more coats of oil based putty (as per manufacturer's recommendations to give a paste like putty), sandpapering etc. all complete. | 1940.00 | Sq.M |  | 218.00 | 422920.00 | Not Quoted | Not Quoted | 300.00 | 582000.00 | 286.00 | 554840.00 | Not Quoted | Not Quoted | Not Quoted | Not Quoted | 271.00 | 525740.00 | 142.00 | 275480.00 | Not Quoted | Not Quoted | 270.00 | 523800.00 | 0.00 | 0.00 | Not Quoted | Not Quoted | 221.00 | 428740.00 | Not Quoted | Not Quoted | 352.00 | 682880.00 | 0.00 | mastek engineering private limited
315.00 | Civil-Structural and Architectural Works: WHITEWASHING, PAINTING & POLISHING Providing and applying two coats of distempering of approved quality and shade including cleaning and preparation of surfaces etc. all complete. Oil bound distempering conforming to IS : 428 including preparation of surfaces (making good of uneven plaster with plaster of paris mixed with water, sand papering), providing a priming coat of alkali resistant/ distemper primer. | 4400.00 | Sq.M |  | 180.00 | 792000.00 | Not Quoted | Not Quoted | 300.00 | 1320000.00 | 270.00 | 1188000.00 | Not Quoted | Not Quoted | Not Quoted | Not Quoted | 227.00 | 998800.00 | 187.00 | 822800.00 | Not Quoted | Not Quoted | 180.00 | 792000.00 | 0.00 | 0.00 | Not Quoted | Not Quoted | 168.00 | 739200.00 | Not Quoted | Not Quoted | 246.00 | 1082400.00 | 0.00 | mastek engineering private limited
316.00 | Civil-Structural and Architectural Works: WHITEWASHING, PAINTING & POLISHING Providing and applying two coats of synthetic enamel paint of approved make and shade to give an even shade including cleaning and preparation of surfaces, providing 2 coats of primer, stopping and filling etc. complete. | 52.00 | Sq.M |  | 199.00 | 10348.00 | Not Quoted | Not Quoted | 274.00 | 14248.00 | 270.00 | 14040.00 | Not Quoted | Not Quoted | Not Quoted | Not Quoted | 271.00 | 14092.00 | 210.00 | 10920.00 | Not Quoted | Not Quoted | 270.00 | 14040.00 | 0.00 | 0.00 | Not Quoted | Not Quoted | 205.00 | 10660.00 | Not Quoted | Not Quoted | 264.00 | 13728.00 | 0.00 | mastek engineering private limited
317.00 | Civil-Structural and Architectural Works: WHITEWASHING, PAINTING & POLISHING Providing and applying min 2 mm thick white cement and polymer based wall putty (JK Wall care/ Birla Putty/ SARA or approved equivalent) over plastered surfaces (masonry wall/ RCC) and smoothening the surface with sand paper etc., preparation of surface etc. all complete as per the approved manufacturers recommendations and directions of Engineer-in-charge. | 192.00 | Sq.M |  | 128.00 | 24576.00 | Not Quoted | Not Quoted | 250.00 | 48000.00 | 132.00 | 25344.00 | Not Quoted | Not Quoted | Not Quoted | Not Quoted | 317.00 | 60864.00 | 283.00 | 54336.00 | Not Quoted | Not Quoted | 72.00 | 13824.00 | 0.00 | 0.00 | Not Quoted | Not Quoted | 100.00 | 19200.00 | Not Quoted | Not Quoted | 132.00 | 25344.00 | 0.00 | mastek engineering private limited
318.00 | Civil-Structural and Architectural Works: WHITEWASHING, PAINTING & POLISHING Providing and applying/ finishing the walls/ RCC surfaces with Premium Acrylic smooth exterior paint with silicon additives with low VOC (Volatile Organic Compound) content (Snowcryl-XT of 'Snowcem India Ltd. or approved equivalent) of required shades on new work applied in two or more coats at the rate of 1.43 ltr/ 10 sq.m over and including base coat of waterproof cement paint (of Snowcem Plus or approved equivalent) including cleaning, preparation of surfaces, curing etc. all complete. | 11729.00 | SQM |  | 161.00 | 1888369.00 | Not Quoted | Not Quoted | 250.00 | 2932250.00 | 286.00 | 3354494.00 | Not Quoted | Not Quoted | Not Quoted | Not Quoted | 227.00 | 2662483.00 | 415.00 | 4867535.00 | Not Quoted | Not Quoted | 225.00 | 2639025.00 | 0.00 | 0.00 | Not Quoted | Not Quoted | 226.00 | 2650754.00 | Not Quoted | Not Quoted | 282.00 | 3307578.00 | 0.00 | mastek engineering private limited
319.00 | Civil-Structural and Architectural Works: ROOFING Providing and fixing rain water pipes with M.S. holder clamps including fixing/embedding into masonry/concrete, providing connections like shoes, vents, specials, bends etc. fixing in perfect plumb etc. all complete. 160mm dia O.D. Size. exposed PVC rain water pipe jointed with bonding solution of approved quality and make with pressure rating of 4kg/cm2 including clamps, connections etc. all as per approved manufacturer's details. | 24.00 | RM |  | 1485.00 | 35640.00 | Not Quoted | Not Quoted | 400.00 | 9600.00 | 1595.00 | 38280.00 | Not Quoted | Not Quoted | Not Quoted | Not Quoted | 452.00 | 10848.00 | 1357.00 | 32568.00 | Not Quoted | Not Quoted | 720.00 | 17280.00 | 0.00 | 0.00 | Not Quoted | Not Quoted | 840.00 | 20160.00 | Not Quoted | Not Quoted | 880.00 | 21120.00 | 0.00 | mastek engineering private limited
320.00 | Civil-Structural and Architectural Works: ROOFING Providing and fixing rain water pipes with M.S. holder clamps including fixing/embedding into masonry/concrete, providing connections like shoes, vents, specials, bends etc. fixing in perfect plumb etc. all complete. 160mm dia O.D. Size. embedded PVC rain water pipe jointed with bonding solution of approved quality and make with pressure rating of 4kg/cm2 including clamps, connections etc. all as per approved manufacturer's details | 80.00 | RM |  | 1485.00 | 118800.00 | Not Quoted | Not Quoted | 480.00 | 38400.00 | 1595.00 | 127600.00 | Not Quoted | Not Quoted | Not Quoted | Not Quoted | 632.00 | 50560.00 | 735.00 | 58800.00 | Not Quoted | Not Quoted | 720.00 | 57600.00 | 0.00 | 0.00 | Not Quoted | Not Quoted | 2625.00 | 210000.00 | Not Quoted | Not Quoted | 1056.00 | 84480.00 | 0.00 | mastek engineering private limited
321.00 | Civil-Structural and Architectural Works: ROOFING Providing and laying in position approved quality profiled, precoated, steel sheets (for roofing, cladding etc.) made from cold rolled high tensile Zincalume/ Galvalume Steel of 550 MPA yield stress conforming to IS:513, IS:15961 and ASTM AS: 1397; the substrate shall be hot dip metallic coating of aluminium- zinc alloy (150 grams per sq. mtr. Total on both sides, coating class AZ150); the bottom unexposed surface shall be provided with alkyd backer of minimum 5 microns over a 5 micron coat of primer; top exposed surface shall have SDP (Super Durable Polyester) paint system MINIMUM 20 microns in approved shade applied over 5 microns primer; overall coated thickness of sheets not less than 0.52 mm having base metal thickness of minimum 0.45mm (negative tolerance not acceptable), profile depth not less than 28mm and pitch of 195 to 255mm; including cutting, mitering, laps, providing cutouts for fixing accessories, necessary fastners (approved quality anti corrosive polyester polymer coated, rivets, nuts, bolts, self drilling screws/ fasteners with integral washers and EPDM seals, and nylon colour caps and natural cure type joint sealants etc.) All complete as per approved manufacturer's specifications. Note: The steel sheet shall have brand marking of coated steel manufacturer (product details, date, mfg name, etc) on back side at regular interval confirming genuinity of the material. | 30.00 | Sq.M |  | 1650.00 | 49500.00 | Not Quoted | Not Quoted | 2125.00 | 63750.00 | 4950.00 | 148500.00 | Not Quoted | Not Quoted | Not Quoted | Not Quoted | 2708.00 | 81240.00 | 1018.00 | 30540.00 | Not Quoted | Not Quoted | 3600.00 | 108000.00 | 0.00 | 0.00 | Not Quoted | Not Quoted | 945.00 | 28350.00 | Not Quoted | Not Quoted | 2376.00 | 71280.00 | 0.00 | mastek engineering private limited
322.00 | Civil-Structural and Architectural Works: ROOFING Providing and laying in position roofing and cladding accessories like ridge piece, corner piece, north light curve piece, apron piece, gutter, flashing etc. fabricated out of 0.5mm precoated Zincalume/ Galvalume Steel steel sheets of same material/ quality etc. as that of sheeting; bent and profiled to match with the roofing and cladding, including all cutting, fabrication, rivetting, fastners etc. all complete. | 10.00 | Sq.M |  | 293.00 | 2930.00 | Not Quoted | Not Quoted | 2197.00 | 21970.00 | 9350.00 | 93500.00 | Not Quoted | Not Quoted | Not Quoted | Not Quoted | 2708.00 | 27080.00 | 1273.00 | 12730.00 | Not Quoted | Not Quoted | 4500.00 | 45000.00 | 0.00 | 0.00 | Not Quoted | Not Quoted | 1260.00 | 12600.00 | Not Quoted | Not Quoted | 2464.00 | 24640.00 | 0.00 | mastek engineering private limited
323.00 | Civil-Structural and Architectural Works: ROOFING Providing and fixing in position (for roofing and cladding) machine made 2mm thick corrugated polycarbonate sheets (conforming to IS :14434, 14443) of approved manufacturer (in approved shade) extruded from polycarbonate resin, having profiles as approved/ matching exactly with the surrounding pre-coated roofing/ cladding sheets and having following properties: (a) Specific gravity 1.2 g/ cm3 (b) Hardness 119 M Scale (c) Tensile Strength 64 Mpa (d) Compressive strength 66Mpa (e) Impact Strength 900 J/m The item includes fixing to steel structure members (truss/ purlins)/ brick masonry walls by means of polymer coated 'J' or 'L' hooks, bolts, nuts 8mm dia G.I. bitumen washers etc. all complete as per approved manufacturer's recommendations and specifications. | 2.00 | Sq.M |  | 2925.00 | 5850.00 | Not Quoted | Not Quoted | 1921.00 | 3842.00 | 3520.00 | 7040.00 | Not Quoted | Not Quoted | Not Quoted | Not Quoted | 3610.00 | 7220.00 | 1348.00 | 2696.00 | Not Quoted | Not Quoted | 5400.00 | 10800.00 | 0.00 | 0.00 | Not Quoted | Not Quoted | 2100.00 | 4200.00 | Not Quoted | Not Quoted | 2376.00 | 4752.00 | 0.00 | mastek engineering private limited
324.00 | Civil-Structural and Architectural Works: ROOFING Providing and fixing industrial grade wind driven turbine ventilator/ air-extractor having rotating turbine vents made of anodized aluminium (grade H24), with teflon bearings, teflon bush, teflon cap, translucent FRP base, stainless steel shaft having zero friction rotation etc. all complete as per manufacturer¿s specifications, including fixing on pitched metallic roof sheeting with required overlapping, providing supporting framework, anticorrosive polyester coated nuts, bolts, screws, sealing of all joints so that there shall not be any accumulation or leakage of water, making them waterproof etc. all complete. approx. size 700 mm outer dia. with minimum 2500 CFM capacity | 2.00 | Nos. |  | 24000.00 | 48000.00 | Not Quoted | Not Quoted | 15000.00 | 30000.00 | 10450.00 | 20900.00 | Not Quoted | Not Quoted | Not Quoted | Not Quoted | 13538.00 | 27076.00 | 5089.00 | 10178.00 | Not Quoted | Not Quoted | 9900.00 | 19800.00 | 0.00 | 0.00 | Not Quoted | Not Quoted | 12600.00 | 25200.00 | Not Quoted | Not Quoted | 44000.00 | 88000.00 | 0.00 | mastek engineering private limited
325.00 | Civil-Structural and Architectural Works: SANITARY FITTINGS & FIXTURES Providing and fixing white glazed Earthenware Orissa pan type water closet with integral footrest of 550mmx440mm size conforming to IS : 2556, Part - III including glazed earthenware flushing cistern supported on MS brackets conforming to IS:774 of 10 litre capacity with CP brass handles,32mm dia telescopic flush pipe with fittings & clamps,15 mm dia overflow pipe with mosquitoproof net,15mm dia PVC connection pipe 450mm long,painting of all exposed metalic surfaces with 2 coats of approved shade and quality synthetic enamel paint (ICI or approved equivalent) over a priming coat of approved qualityred oxide zinc chromate, cutting walls, floors and making good of same,finishing, soldered joints, making inlet/ outlet connections,providing min. 150mm thick sand cushion, finishing etc. all complete. | 4.00 | Unit |  | 3750.00 | 15000.00 | Not Quoted | Not Quoted | 3500.00 | 14000.00 | 12650.00 | 50600.00 | Not Quoted | Not Quoted | Not Quoted | Not Quoted | 10830.00 | 43320.00 | 2827.00 | 11308.00 | Not Quoted | Not Quoted | 14400.00 | 57600.00 | 0.00 | 0.00 | Not Quoted | Not Quoted | 14700.00 | 58800.00 | Not Quoted | Not Quoted | 5280.00 | 21120.00 | 0.00 | mastek engineering private limited
326.00 | Civil-Structural and Architectural Works: SANITARY FITTINGS & FIXTURES Providing and fixing white glazed Earthen ware double trap, syphonic pattern wash down water closet conforming to IS : 2556 Part II including white plastic solid seat and cover conforming to IS : 2548, CP brass hinges and rubber buffers,10 litres capacity glazed Earthenware low level cistern conforming to IS:774 with internal overflow system & fittings,CP brass 40mm dia flush pipe,15 mm dia ,450mm long PVC connection pipe,ball valve, painting of all exposed matalic surfaces with 2 coats of approved shade and quality synthetic enamel paint (ICI or approved equivalent) over a priming coat of approved quality red oxide zinc chromate, cutting walls, floors and making good of same, making inlet and outlet connections, finishing etc. all complete. | 4.00 | Unit |  | 10500.00 | 42000.00 | Not Quoted | Not Quoted | 17136.00 | 68544.00 | 21450.00 | 85800.00 | Not Quoted | Not Quoted | Not Quoted | Not Quoted | 9025.00 | 36100.00 | 5315.00 | 21260.00 | Not Quoted | Not Quoted | 18000.00 | 72000.00 | 0.00 | 0.00 | Not Quoted | Not Quoted | 15750.00 | 63000.00 | Not Quoted | Not Quoted | 15840.00 | 63360.00 | 0.00 | mastek engineering private limited
327.00 | Civil-Structural and Architectural Works: SANITARY FITTINGS & FIXTURES Providing and fixing white glazed ceramic, flat back half stall type Urinals of 610mm x 400mm x 380mm size conforming to IS:2556 Part-VI including automatic glazed Earthenware cistern for every one 15mm dia CP brass cistern outlet 750mm long,32mm dia GI waste pipe with brass union,CP brass bottle trap,CP brass spreader,tee,distribution pipe etc.,MS brackets for cistern, painting of all exposed mettalic surface with 2 coats of approved shade and quality synthetic enamel paint (ICI or approved equivalent) over a priming coat of approved quality red oxide zinc chromate, making inlet and outlet connections, fixing with C.P. brass screws, finishing etc. all complete. One urinal.(with 5 litre capacity cistern) | 4.00 | Unit |  | 8250.00 | 33000.00 | Not Quoted | Not Quoted | 13544.00 | 54176.00 | 12650.00 | 50600.00 | Not Quoted | Not Quoted | Not Quoted | Not Quoted | 10830.00 | 43320.00 | 7576.00 | 30304.00 | Not Quoted | Not Quoted | 9900.00 | 39600.00 | 0.00 | 0.00 | Not Quoted | Not Quoted | 12600.00 | 50400.00 | Not Quoted | Not Quoted | 26400.00 | 105600.00 | 0.00 | mastek engineering private limited
328.00 | Civil-Structural and Architectural Works: SANITARY FITTINGS & FIXTURES Providing and fixing minimum 17mm thick, marble partitions (approved quality & shade) with round edges for urinals including cutting walls, inserting (upto 100mm depth) and fixing the slab with Cement Mortar (1 cement : 3 coarse sand by volume). fixing with M.S. channels at bottom, suitably embedded in wall with grouting, painting all exposed metallic surfaces with 2 coats of approved shade and quality synthetic enamel paint (ICI or approved equivalent) over an approved quality priming of red oxide zinc chromate, making good of all damaged work,finishing etc. all complete. | 8.00 | Sq.M |  | 2625.00 | 21000.00 | Not Quoted | Not Quoted | 3011.00 | 24088.00 | 6050.00 | 48400.00 | Not Quoted | Not Quoted | Not Quoted | Not Quoted | 2708.00 | 21664.00 | 1811.00 | 14488.00 | Not Quoted | Not Quoted | 3600.00 | 28800.00 | 0.00 | 0.00 | Not Quoted | Not Quoted | 4200.00 | 33600.00 | Not Quoted | Not Quoted | 2640.00 | 21120.00 | 0.00 | mastek engineering private limited
329.00 | Civil-Structural and Architectural Works: SANITARY FITTINGS & FIXTURES Providing and fixing glazed Earthenware Hand Wash Basin with antisplash rims on 3 sides, of 550mm x 400mm size conforming to IS : 2556 Part-IV, including approved M.S./C.I. brackets conforming to IS : 775, one 15mm dia CP brass pillar cock, rubber plug with CP brass chain,32mm CP Waste fitting of standard pattern pipe with 32mm dia GI pipe, C.P. brass bottle trap, cutting walls, floors and making good the same, painting all exposed metallic surfaces with 2 coats of approved shade and quality synthetic enamel paint (ICI or approved equivalent) over an approved quality priming coat of red oxide zinc chromate making all connections, finishing etc. all complete. Providing Handwash basin of white glazed earthen-ware. | 4.00 | Unit |  | 4500.00 | 18000.00 | Not Quoted | Not Quoted | 11546.00 | 46184.00 | 10450.00 | 41800.00 | Not Quoted | Not Quoted | Not Quoted | Not Quoted | 13538.00 | 54152.00 | 5089.00 | 20356.00 | Not Quoted | Not Quoted | 9000.00 | 36000.00 | 0.00 | 0.00 | Not Quoted | Not Quoted | 12600.00 | 50400.00 | Not Quoted | Not Quoted | 7920.00 | 31680.00 | 0.00 | mastek engineering private limited
330.00 | Civil-Structural and Architectural Works: SANITARY FITTINGS & FIXTURES Providing and fixing 600mm x 120mm x 4mm thick Glass shelf of approved quality with CP brass bracket and guard rails including fixing to wall with wooden cleats and CP brass screws, cutting walls and making good the same, finishing etc.all complete. | 8.00 | Unit |  | 2550.00 | 20400.00 | Not Quoted | Not Quoted | 6021.00 | 48168.00 | 10450.00 | 83600.00 | Not Quoted | Not Quoted | Not Quoted | Not Quoted | 2257.00 | 18056.00 | 1075.00 | 8600.00 | Not Quoted | Not Quoted | 3600.00 | 28800.00 | 0.00 | 0.00 | Not Quoted | Not Quoted | 1260.00 | 10080.00 | Not Quoted | Not Quoted | 4400.00 | 35200.00 | 0.00 | mastek engineering private limited
331.00 | Civil-Structural and Architectural Works: SANITARY FITTINGS & FIXTURES Providing and fixing approved quality chromium plated brass towel rail of 20mm dia, 600mm length and 1.25mm thickness including fixing to wall with wooden cleats and CP brass screws, cutting walls and making good the same, finishing etc. all complete. | 4.00 | Unit |  | 2625.00 | 10500.00 | Not Quoted | Not Quoted | 5305.00 | 21220.00 | 1760.00 | 7040.00 | Not Quoted | Not Quoted | Not Quoted | Not Quoted | 1354.00 | 5416.00 | 1753.00 | 7012.00 | Not Quoted | Not Quoted | 1800.00 | 7200.00 | 0.00 | 0.00 | Not Quoted | Not Quoted | 1050.00 | 4200.00 | Not Quoted | Not Quoted | 2640.00 | 10560.00 | 0.00 | mastek engineering private limited
332.00 | Civil-Structural and Architectural Works: SANITARY FITTINGS & FIXTURES Providing and fixing approved quality chromium plated liquid soap container including fixing to wall with wooden cleats and CP brass screws, cutting walls and making good the same,finishing etc. all complete. | 4.00 | Unit |  | 1275.00 | 5100.00 | Not Quoted | Not Quoted | 5399.00 | 21596.00 | 2860.00 | 11440.00 | Not Quoted | Not Quoted | Not Quoted | Not Quoted | 722.00 | 2888.00 | 1414.00 | 5656.00 | Not Quoted | Not Quoted | 1200.00 | 4800.00 | 0.00 | 0.00 | Not Quoted | Not Quoted | 1050.00 | 4200.00 | Not Quoted | Not Quoted | 2640.00 | 10560.00 | 0.00 | mastek engineering private limited
333.00 | Civil-Structural and Architectural Works: SANITARY FITTINGS & FIXTURES Providing and fixing Heavy grade Bib cocks/ stop cocks of spring loaded self closing type conforming to IS : 781 including making connections, cutting walls and making good the same etc. all complete. 15mm dia CP Brass stop cock. | 16.00 | Unit |  | 1350.00 | 21600.00 | Not Quoted | Not Quoted | 5655.00 | 90480.00 | 2640.00 | 42240.00 | Not Quoted | Not Quoted | Not Quoted | Not Quoted | 632.00 | 10112.00 | 1697.00 | 27152.00 | Not Quoted | Not Quoted | 1800.00 | 28800.00 | 0.00 | 0.00 | Not Quoted | Not Quoted | 1050.00 | 16800.00 | Not Quoted | Not Quoted | 1320.00 | 21120.00 | 0.00 | mastek engineering private limited
334.00 | Civil-Structural and Architectural Works: SANITARY FITTINGS & FIXTURES Providing and fixing Heavy grade Bib cocks/ stop cocks of spring loaded self closing type conforming to IS : 781 including making connections, cutting walls and making good the same etc. all complete. 15mm dia CP Brass bib cock. | 16.00 | Unit |  | 1350.00 | 21600.00 | Not Quoted | Not Quoted | 3021.00 | 48336.00 | 3025.00 | 48400.00 | Not Quoted | Not Quoted | Not Quoted | Not Quoted | 722.00 | 11552.00 | 2092.00 | 33472.00 | Not Quoted | Not Quoted | 1800.00 | 28800.00 | 0.00 | 0.00 | Not Quoted | Not Quoted | 1050.00 | 16800.00 | Not Quoted | Not Quoted | 2200.00 | 35200.00 | 0.00 | mastek engineering private limited
335.00 | Civil-Structural and Architectural Works: SANITARY FITTINGS & FIXTURES Providing and fixing white glazed half round channel of 100mm dia in slope with white cement slurry, finishing etc.all complete. | 8.00 | RM |  | 675.00 | 5400.00 | Not Quoted | Not Quoted | 650.00 | 5200.00 | 2420.00 | 19360.00 | Not Quoted | Not Quoted | Not Quoted | Not Quoted | 903.00 | 7224.00 | 1357.00 | 10856.00 | Not Quoted | Not Quoted | 900.00 | 7200.00 | 0.00 | 0.00 | Not Quoted | Not Quoted | 1260.00 | 10080.00 | Not Quoted | Not Quoted | 440.00 | 3520.00 | 0.00 | mastek engineering private limited
336.00 | Civil-Structural and Architectural Works: SANITARY FITTINGS & FIXTURES Providing and fixing CP brass shower rose conforming to IS-2064: 100mm dia shower rose. | 4.00 | Unit |  | 3000.00 | 12000.00 | Not Quoted | Not Quoted | 4500.00 | 18000.00 | 9350.00 | 37400.00 | Not Quoted | Not Quoted | Not Quoted | Not Quoted | 2257.00 | 9028.00 | 2827.00 | 11308.00 | Not Quoted | Not Quoted | 3600.00 | 14400.00 | 0.00 | 0.00 | Not Quoted | Not Quoted | 1260.00 | 5040.00 | Not Quoted | Not Quoted | 1760.00 | 7040.00 | 0.00 | mastek engineering private limited
337.00 | Civil-Structural and Architectural Works: SANITARY FITTINGS & FIXTURES Providing and fixing CP Brass Toilet paper holder of approved make with CP brass brackets including fixing to wall with wooden cleats, CP brass screws,cutting walls and making good the same, finishing etc. all complete. | 4.00 | Unit |  | 1425.00 | 5700.00 | Not Quoted | Not Quoted | 3850.00 | 15400.00 | 1980.00 | 7920.00 | Not Quoted | Not Quoted | Not Quoted | Not Quoted | 813.00 | 3252.00 | 1329.00 | 5316.00 | Not Quoted | Not Quoted | 900.00 | 3600.00 | 0.00 | 0.00 | Not Quoted | Not Quoted | 1260.00 | 5040.00 | Not Quoted | Not Quoted | 880.00 | 3520.00 | 0.00 | mastek engineering private limited
338.00 | Civil-Structural and Architectural Works: SANITARY FITTINGS & FIXTURES Providing and fixing stainless steel Kitchen/ Laboratory sink of approx. Size 610mm x 450mm x 200mm made of min. 1mm thick stainless steel sheet of `Salem Steel' or equivalent supported on and including M.S. brackets conforming to IS: 775; one 15mm dia C.P brass long body bib cock (if fixed to wall) or swivel type pillar cock (if fixed to counter), 15mm dia PVC/ G.I. connections to floor trap with unions etc.; painting all exposed metallic surfaces with min. 2 coats of synthetic enamel paint of approved make and shade over acoat of red oxide zinc chromate primer; cutting floor, walls, counter etc. and making good the same, making all connections, finishing etc. all complete. | 8.00 | Nos. |  | 4500.00 | 36000.00 | Not Quoted | Not Quoted | 11560.00 | 92480.00 | 16500.00 | 132000.00 | Not Quoted | Not Quoted | Not Quoted | Not Quoted | 18050.00 | 144400.00 | 8481.00 | 67848.00 | Not Quoted | Not Quoted | 10800.00 | 86400.00 | 0.00 | 0.00 | Not Quoted | Not Quoted | 18900.00 | 151200.00 | Not Quoted | Not Quoted | 10560.00 | 84480.00 | 0.00 | mastek engineering private limited
339.00 | Civil-Structural and Architectural Works: SANITARY FITTINGS & FIXTURES Providing and fixing minimum 17mm thick polished granite stone partitions (in approved quality, shade and design/ shape) with round edges for urinals including cutting walls, inserting (up to 100mm depth) and fixing the slab with Cement Mortar (1 cement : 3 coarse sand by volume), making good of all damaged work, finishing etc. all complete | 8.00 | Sq.M |  | 3375.00 | 27000.00 | Not Quoted | Not Quoted | 2645.00 | 21160.00 | 7150.00 | 57200.00 | Not Quoted | Not Quoted | Not Quoted | Not Quoted | 3610.00 | 28880.00 | 4132.00 | 33056.00 | Not Quoted | Not Quoted | 4500.00 | 36000.00 | 0.00 | 0.00 | Not Quoted | Not Quoted | 5250.00 | 42000.00 | Not Quoted | Not Quoted | 3080.00 | 24640.00 | 0.00 | mastek engineering private limited
340.00 | Civil-Structural and Architectural Works: SANITARY FITTINGS & FIXTURES Providing and fixing round edged mirror of 6mm thick float glass with 6mm thick waterproof marine ply backing and rounded/ beveled edging, fixed on wall with wooden cleats and CP brass screws including cutting walls/ tiles, making good the same, finishing etc. all complete. | 4.00 | Sq.M |  | 1575.00 | 6300.00 | Not Quoted | Not Quoted | 3021.00 | 12084.00 | 4180.00 | 16720.00 | Not Quoted | Not Quoted | Not Quoted | Not Quoted | 1354.00 | 5416.00 | 7859.00 | 31436.00 | Not Quoted | Not Quoted | 3600.00 | 14400.00 | 0.00 | 0.00 | Not Quoted | Not Quoted | 2625.00 | 10500.00 | Not Quoted | Not Quoted | 1584.00 | 6336.00 | 0.00 | mastek engineering private limited
341.00 | Civil-Structural and Architectural Works: SANITARY FITTINGS & FIXTURES Providing and fixing CP Brass hand shower (health Faucet, of Jaquar or approved equivalent ) with 8 mm Dia, 1 metre long PVC Tube and Wall hook in approved colour and finish with all necessary fittings etc. all complete. | 4.00 | NOS |  | 2175.00 | 8700.00 | Not Quoted | Not Quoted | 4836.00 | 19344.00 | 5940.00 | 23760.00 | Not Quoted | Not Quoted | Not Quoted | Not Quoted | 2257.00 | 9028.00 | 1075.00 | 4300.00 | Not Quoted | Not Quoted | 5400.00 | 21600.00 | 0.00 | 0.00 | Not Quoted | Not Quoted | 1575.00 | 6300.00 | Not Quoted | Not Quoted | 3080.00 | 12320.00 | 0.00 | mastek engineering private limited
342.00 | Civil-Structural and Architectural Works: SANITARY FITTINGS & FIXTURES Providing and fixing approved quality chromium plated brass towel ring of 150mm dia including fixing to wall with wooden cleats and CP brass screws, cutting walls and making good the same, finishing etc. all complete. | 8.00 | NOS |  | 1350.00 | 10800.00 | Not Quoted | Not Quoted | 3025.00 | 24200.00 | 1540.00 | 12320.00 | Not Quoted | Not Quoted | Not Quoted | Not Quoted | 452.00 | 3616.00 | 735.00 | 5880.00 | Not Quoted | Not Quoted | 1800.00 | 14400.00 | 0.00 | 0.00 | Not Quoted | Not Quoted | 1050.00 | 8400.00 | Not Quoted | Not Quoted | 1320.00 | 10560.00 | 0.00 | mastek engineering private limited
343.00 | Civil-Structural and Architectural Works: SANITARY FITTINGS & FIXTURES Providing and fixing approved quality chromium plated brass towel rack with towel rail, of 250mm width and 600mm length including fixing to wall with wooden cleats and CP brass screws, cutting walls and making good the same, finishing etc. all complete. | 4.00 | NOS |  | 5250.00 | 21000.00 | Not Quoted | Not Quoted | 4807.00 | 19228.00 | 1705.00 | 6820.00 | Not Quoted | Not Quoted | Not Quoted | Not Quoted | 1083.00 | 4332.00 | 1357.00 | 5428.00 | Not Quoted | Not Quoted | 5400.00 | 21600.00 | 0.00 | 0.00 | Not Quoted | Not Quoted | 1260.00 | 5040.00 | Not Quoted | Not Quoted | 2640.00 | 10560.00 | 0.00 | mastek engineering private limited
344.00 | Civil-Structural and Architectural Works: SANITARY FITTINGS & FIXTURES Providing and fixing approved quality chromium plated brass Soap dish of 100mm width and 130mm length including fixing to wall with wooden cleats and CP brass screws, cutting walls and making good the same, finishing etc. all complete. | 12.00 | NOS |  | 1050.00 | 12600.00 | Not Quoted | Not Quoted | 1985.00 | 23820.00 | 1045.00 | 12540.00 | Not Quoted | Not Quoted | Not Quoted | Not Quoted | 542.00 | 6504.00 | 1414.00 | 16968.00 | Not Quoted | Not Quoted | 900.00 | 10800.00 | 0.00 | 0.00 | Not Quoted | Not Quoted | 1050.00 | 12600.00 | Not Quoted | Not Quoted | 704.00 | 8448.00 | 0.00 | mastek engineering private limited
345.00 | Civil-Structural and Architectural Works: SANITARY FITTINGS & FIXTURES Providing, fixing, testing and commissioning C.P. brass 2 way bib cock quarter turn type for health faucet of following make or approved equivalent 15 mm nominal bore, all complete as per standard design, specifications and direction of Engineer-in-charge. | 12.00 | NOS |  | 2400.00 | 28800.00 | Not Quoted | Not Quoted | 4975.00 | 59700.00 | 3190.00 | 38280.00 | Not Quoted | Not Quoted | Not Quoted | Not Quoted | 1805.00 | 21660.00 | 2205.00 | 26460.00 | Not Quoted | Not Quoted | 4500.00 | 54000.00 | 0.00 | 0.00 | Not Quoted | Not Quoted | 1575.00 | 18900.00 | Not Quoted | Not Quoted | 2112.00 | 25344.00 | 0.00 | mastek engineering private limited
346.00 | Civil-Structural and Architectural Works: SANITARY FITTINGS & FIXTURES Providing, fixing, testing and commissioning C.P. brass wall mount Lavatory faucet mixer for wash basin of following make or approved equivalent 15 mm nominal bore, all complete as per standard design, specifications and direction of Engineer-in-charge. | 8.00 | NOS |  | 9000.00 | 72000.00 | Not Quoted | Not Quoted | 8925.00 | 71400.00 | 6050.00 | 48400.00 | Not Quoted | Not Quoted | Not Quoted | Not Quoted | 1986.00 | 15888.00 | 1256.00 | 10048.00 | Not Quoted | Not Quoted | 9900.00 | 79200.00 | 0.00 | 0.00 | Not Quoted | Not Quoted | 1575.00 | 12600.00 | Not Quoted | Not Quoted | 3080.00 | 24640.00 | 0.00 | mastek engineering private limited
347.00 | Civil-Structural and Architectural Works: SANITARY FITTINGS & FIXTURES Providing and fixing 600mm x 120mm x 6mm thick Glass shelf of approved quality with 'D' or 'F' bracket (Stainless Steel 202 grade) and guard rails including fixing to wall with plastic rawl plugs and SS screws, drilling walls and making good the same, finishing etc., all complete. | 8.00 | Unit |  | 2400.00 | 19200.00 | Not Quoted | Not Quoted | 3988.00 | 31904.00 | 7480.00 | 59840.00 | Not Quoted | Not Quoted | Not Quoted | Not Quoted | 4513.00 | 36104.00 | 1308.00 | 10464.00 | Not Quoted | Not Quoted | 3600.00 | 28800.00 | 0.00 | 0.00 | Not Quoted | Not Quoted | 1575.00 | 12600.00 | Not Quoted | Not Quoted | 1320.00 | 10560.00 | 0.00 | mastek engineering private limited
348.00 | Civil-Structural and Architectural Works: FALSE CEILING, FALSE FLOORING, UNDERDECK INSULATION, PARTITIONING Providing and fixing False Ceiling grid framework for supporting ceiling tiles consisting of main and cross runners supported from roof slab at desired height in desired pattern including finishing, making the frame work perfectly levelled and aligned etc. all complete. Anodised (25 micron) aluminium grid framework consisting of extruded anodized aluminium ( 2.50mm thick) main runners (`T'shaped, 25mm x 35mm size), cross runners (`T'shaped 25mm x 25mm size),Wall angles including suspending the main runners @ 600mm c/c max, by means of 6mm dia M.S. hooks slotted in 25mm x 25mmx3mm thick M.S. angle fixed to roof slab with dash fasteners and connected to 3mm thick M.S. clamp (connected to main runners with 25mm long M.S. Nut) with levelling nut @ 1200mm c/c max. assembling the main and cross runners by means of aluminium angle cleats inter locking each other to forn the grid work of 600mm of 600mm size (max) fixing the aluminium wall angles with dash fastners etc. all complete. | 200.00 | Sq.M |  | 1425.00 | 285000.00 | Not Quoted | Not Quoted | 1650.00 | 330000.00 | 3080.00 | 616000.00 | Not Quoted | Not Quoted | Not Quoted | Not Quoted | 1354.00 | 270800.00 | 3110.00 | 622000.00 | Not Quoted | Not Quoted | 5400.00 | 1080000.00 | 0.00 | 0.00 | Not Quoted | Not Quoted | 3150.00 | 630000.00 | Not Quoted | Not Quoted | 1760.00 | 352000.00 | 0.00 | mastek engineering private limited
349.00 | Civil-Structural and Architectural Works: FALSE CEILING, FALSE FLOORING, UNDERDECK INSULATION, PARTITIONING Providing and fixing Tray type Aluminium plank false ceiling consisting of 254/305mm x 1264mm or 600mm x 600mm size Aluminium planks (profiled for positive engagement into clip-in profiles and demounting of individual planks) manufactured out of 0.7mm thk. Aluminium alloy 3105/3005/5052 (as per ASTM 209M) with stove enamelled (coil coated) finish in approved colour and suspension system consisting of 0.5mm thk. 40mm x 20mm galvanised steel clip-in main runner profiles (@ 1264mm or 600mm as per plank size) supported by and including 0.5mm thk. 25mm x 16mm GI suspension angle,1mm thk. 25mm x 34mm x 76mm CRCA zinc plated steel ceiling brackets (@ max. 1264mm c/c or 600mm as per profile) fixed to roof slab/beam,0.5mm thk. 40mm wide, 105mm high G.I. hold on clamps slotted for level adjustment, perimeter angles including providing slit openings for fixing supply/return air grill, lighting fixtures, AC ducts etc. all complete. . | 200.00 | Sq.M |  | 2850.00 | 570000.00 | Not Quoted | Not Quoted | 1650.00 | 330000.00 | 3080.00 | 616000.00 | Not Quoted | Not Quoted | Not Quoted | Not Quoted | 2257.00 | 451400.00 | 3675.00 | 735000.00 | Not Quoted | Not Quoted | 4500.00 | 900000.00 | 0.00 | 0.00 | Not Quoted | Not Quoted | 4515.00 | 903000.00 | Not Quoted | Not Quoted | 4400.00 | 880000.00 | 0.00 | mastek engineering private limited
350.00 | Civil-Structural and Architectural Works: FALSE CEILING, FALSE FLOORING, UNDERDECK INSULATION, PARTITIONING Providing and fixing in position underdeck insulation consisting of rigid Polyisocyanurate foam (PIR) slabs of size 1000 x 500mm and thickness of 30mm (covered on one side with glass fibre tissue/ Aluminium foil having 50mm overlap) conforming to IS:12436 having density not less than 32 kg./ Cu. M., thermal conductivity (K- value) not more than 0.023 w/mk measured at 10 deg. C; classified as 'Class I' for surface spread of flame as per BS 476, part 7; fixed to R.C.C. slab by hot blow grade bitumen of 85/25 grade or cold adhesive CPRX applied over a coat of bituminous primer @ 0.5 Litres/ Sq.M. applied to bare R.C.C. surface and to the two surface of each PIR panel and pressed in position (while the bitumen is still tacky) with the help of G.I. screws (No. 8 x 75mm long) fixed into rawl plugs (holes in R.C.C. for the rawl plugs shall be drilled prior to applying coat of bituminous primer) of size 8 x 25mm inserted (5 nos. for each slab- One each at 4 corners and one at center) and G.I washers 25mm dia; including covering the overlaps with approved quality sealing compound (MAS-94 or equivalent); chicken wire mesh 24G x 19mm shall then be fixed to G.I screws and tightened with lacing wire; including preparation of surface consisting of cleaning R.C.C surface of all dust, dirt and loose particles by wire brushing; etc. all complete as per approved manufacturer's standard specifications and recommendations. | 200.00 | Sq.M |  | 1403.00 | 280600.00 | Not Quoted | Not Quoted | 1650.00 | 330000.00 | 4620.00 | 924000.00 | Not Quoted | Not Quoted | Not Quoted | Not Quoted | 4964.00 | 992800.00 | 6159.00 | 1231800.00 | Not Quoted | Not Quoted | 3600.00 | 720000.00 | 0.00 | 0.00 | Not Quoted | Not Quoted | 2625.00 | 525000.00 | Not Quoted | Not Quoted | 1232.00 | 246400.00 | 0.00 | mastek engineering private limited
351.00 | Civil-Structural and Architectural Works: FALSE CEILING, FALSE FLOORING, UNDERDECK INSULATION, PARTITIONING Providing and fixing false ceiling at all height including providing and fixing of frame work made of special sections, power pressed from M.S. sheets and galvanized with zinc coating of 120 gms/sqm (both side inclusive) as per IS : 277 and consisting of angle cleats of size 25 mm wide x 1.6 mm thick with flanges of 27 mm and 37mm, at 1200 mm centre to centre, one flange fixed to the ceiling with dash fastener 12.5 mm dia x 50mm long with 6mm dia bolts, other flange of cleat fixed to the angle hangers of 25x10x0.50 mm of required length with nuts & bolts of required size and other end of angle hanger fixed with intermediate G.I. channels 45x15x0.9 mm running at the spacing of 1200 mm centre to centre, to which the ceiling section 0.5 mm thick bottom wedge of 80 mm with tapered flanges of 26 mm each having lips of 10.5 mm, at 450 mm centre to centre, shall be fixed in a direction perpendicular to G.I. intermediate channel with connecting clips made out of 2.64 mm dia x 230 mm long G.I. wire at every junction, including fixing perimeter channels 0.5 mm thick 27 mm high having flanges of 20 mm and 30 mm long, the perimeter of ceiling fixed to wall/partition with the help of rawl plugs at 450 mm centre, with 25mm long dry wall screws @ 230 mm interval, including fixing of gypsum board to ceiling section and perimeter channel with the help of dry wall screws of size 3.5 x 25 mm at 230 mm c/c, including jointing and finishing to a flush finish of tapered and square edges of the board with recomme-nded jointing compound , jointing tapes , finishing with jointing compound in 3 layers covering upto 150 mm on both sides of joint and two coats of primer suitable for board, all as per manufacturer¿s specification and also including the cost of making openings for light fittings, grills, diffusers, cutouts made with frame of perimeter channels suitably fixed, all complete as per drawings, specification and direction of the Engineer in Charge but excluding the cost of painting with: 12.5 mm thick tapered edge gypsum fire resistant board conforming to IS: 2095- Part I | 100.00 | Sq.M |  | 1342.00 | 134200.00 | Not Quoted | Not Quoted | 1550.00 | 155000.00 | 3080.00 | 308000.00 | Not Quoted | Not Quoted | Not Quoted | Not Quoted | 1805.00 | 180500.00 | 2884.00 | 288400.00 | Not Quoted | Not Quoted | 2700.00 | 270000.00 | 0.00 | 0.00 | Not Quoted | Not Quoted | 5565.00 | 556500.00 | Not Quoted | Not Quoted | 2640.00 | 264000.00 | 0.00 | mastek engineering private limited
352.00 | Civil-Structural and Architectural Works: FALSE CEILING, FALSE FLOORING, UNDERDECK INSULATION, PARTITIONING Providing and fixing tiled false ceiling of approved materials of size 595x595 mm in true horizontal level, suspended on inter locking metal grid of hot dipped galvanized steel sections ( galvanized @ 120 grams/ sqm, both side inclusive) consisting of main ¿T¿ runner with suitably spaced joints to get required length and of size 24x38 mm made from 0.30 mm thick (minimum) sheet, spaced at 1200 mm center to center and cross ¿T¿ of size 24x25 mm made of 0.30 mm thick (minimum) sheet, 1200 mm long spaced between main ¿T¿ at 600 mm center to center to form a grid of 1200x600 mm and secondary cross ¿T¿ of length 600 mm and size 24x25 mm made of 0.30 mm thick (minimum) sheet to be interlocked at middle of the 1200x600 mm panel to form grids of 600x600 mm and wall angle of size 24x24x0.3 mm and laying false ceiling tiles of approved texture in the grid including, required cutting/making, opening for services like diffusers, grills, light fittings, fixtures, smoke detectors etc. Main ¿T¿ runners to be suspended from ceiling using GI slotted cleats of size 27 x 37 x 25 x1.6 mm fixed to ceiling with 12.5 mm dia and 50 mm long dash fasteners, 4 mm GI adjustable rods with galvanised butterfly level clips of size 85 x 30 x 0.8 mm spaced at 1200 mm center to center along main T, bottom exposed width of 24 mm of all T-sections shall be pre-painted with polyester paint, all complete for all heights as per specifications, drawings and as directed by Engineer-in-charge. 12.5 mm thick square edge PVC Laminated Gypsum Tile of size 595x595 mm, made of Gypsum plasterboard, manufactured from natural gypsum as per IS 2095 part I and laminated with white 0.16mm thick fire retardant PVC film on the face side and 12micron metalized polyester on the back side with all edges sealed with the face side PVC film which goes around and wraps the edges and is bonded to the edges and the back side metalized polyester film so as to make the tile a completely sealed unit. | 100.00 | Sq.M |  | 1425.00 | 142500.00 | Not Quoted | Not Quoted | 1200.00 | 120000.00 | 3080.00 | 308000.00 | Not Quoted | Not Quoted | Not Quoted | Not Quoted | 1805.00 | 180500.00 | 2884.00 | 288400.00 | Not Quoted | Not Quoted | 3400.00 | 340000.00 | 0.00 | 0.00 | Not Quoted | Not Quoted | 5460.00 | 546000.00 | Not Quoted | Not Quoted | 3520.00 | 352000.00 | 0.00 | mastek engineering private limited
353.00 | Civil-Structural and Architectural Works: MISCELLANEOUS ITEMS Sealing 25mm thick expansion joints with premium grade two part poly-sulphide sealant (based on LP liquid sulphide) over and including primer (specially developed for use with polysulphide sealant material and as approved) and back-up materials of polyethylene strip or other bondbreaker (all as per manufacturer's specification), sealant being mixed (the base and the curing agent thoroughly mixed with slow speed electric mixer) and applied by sealant gun and `sealant application kit' including drying of surfaces before application by wire brushing, finishing etc. all complete. | 60.00 | RM |  | 195.00 | 11700.00 | Not Quoted | Not Quoted | 1675.00 | 100500.00 | 1265.00 | 75900.00 | Not Quoted | Not Quoted | Not Quoted | Not Quoted | 227.00 | 13620.00 | 170.00 | 10200.00 | Not Quoted | Not Quoted | 900.00 | 54000.00 | 0.00 | 0.00 | Not Quoted | Not Quoted | 158.00 | 9480.00 | Not Quoted | Not Quoted | 1056.00 | 63360.00 | 0.00 | mastek engineering private limited
354.00 | Civil-Structural and Architectural Works: MISCELLANEOUS ITEMS Providing and laying plinth protection with Bldg. drain as per EIL STD. No. 7-75-0065 consisting of Plinth protection of PCC (1:3:6) laid over rammed earth to slope and trowel finished. Cement supplied by the Contractor at their cost. | 408.00 | Sq.M |  | 518.00 | 211344.00 | Not Quoted | Not Quoted | 1350.00 | 550800.00 | 1705.00 | 695640.00 | Not Quoted | Not Quoted | Not Quoted | Not Quoted | 1354.00 | 552432.00 | 958.00 | 390864.00 | Not Quoted | Not Quoted | 1800.00 | 734400.00 | 0.00 | 0.00 | Not Quoted | Not Quoted | 630.00 | 257040.00 | Not Quoted | Not Quoted | 1408.00 | 574464.00 | 0.00 | mastek engineering private limited
355.00 | Civil-Structural and Architectural Works: MISCELLANEOUS ITEMS Providing and laying plinth protection with Bldg. drain as per EIL STD. No. 7-75-0065 consisting of Building drain consisting of brick work, PCC (1:3:6) laid over rammed earth and finished with 15mm thick plain cement plaster topped with neat cement finish @ 2.75kg. of cement per Sq.M of area including finishing curing etc. all complete. Cement supplied by the Contractor at their cost. | 408.00 | Sq.M |  | 518.00 | 211344.00 | Not Quoted | Not Quoted | 1550.00 | 632400.00 | 1320.00 | 538560.00 | Not Quoted | Not Quoted | Not Quoted | Not Quoted | 1805.00 | 736440.00 | 2328.00 | 949824.00 | Not Quoted | Not Quoted | 1800.00 | 734400.00 | 0.00 | 0.00 | Not Quoted | Not Quoted | 4566.00 | 1862928.00 | Not Quoted | Not Quoted | 2112.00 | 861696.00 | 0.00 | mastek engineering private limited
356.00 | Civil-Structural and Architectural Works: MISCELLANEOUS ITEMS Providing and laying plinth protection with Bldg. drain as per EIL STD. No. 7-75-0065 consisting of Extra for providing 600mm long MS grating drain cover as per EIL STD No. 7-75-0065 made of 40mm x 6mm M.S. flat framework with 40mm x 6mm MS flats welded @ 35mm c/c including providing & fixing 50mm x 50mm x 6mm M.S. angle frame fixed to concrete portion of the drain. | 700.00 | Unit |  | 2325.00 | 1627500.00 | Not Quoted | Not Quoted | 1800.00 | 1260000.00 | 5390.00 | 3773000.00 | Not Quoted | Not Quoted | Not Quoted | Not Quoted | 542.00 | 379400.00 | 6376.00 | 4463200.00 | Not Quoted | Not Quoted | 1850.00 | 1295000.00 | 0.00 | 0.00 | Not Quoted | Not Quoted | 2249.00 | 1574300.00 | Not Quoted | Not Quoted | 1056.00 | 739200.00 | 0.00 | mastek engineering private limited
357.00 | Civil-Structural and Architectural Works: MISCELLANEOUS ITEMS Providing and laying plinth protection with Bldg. drain as per EIL STD. No. 7-75-0065 consisting of Building drain consisting of brick work, M20 concrete laid over rammed earth and finished with 15mm thick plain cement plaster topped with neat cement finish @ 2.75kg. of cement per Sq.M of area including finishing curing etc. all complete. Cement supplied by the Contractor at their cost. | 408.00 | Sq.M |  | 360.00 | 146880.00 | Not Quoted | Not Quoted | 390.00 | 159120.00 | 1430.00 | 583440.00 | Not Quoted | Not Quoted | Not Quoted | Not Quoted | 1625.00 | 663000.00 | 2379.00 | 970632.00 | Not Quoted | Not Quoted | 1700.00 | 693600.00 | 0.00 | 0.00 | Not Quoted | Not Quoted | 4566.00 | 1862928.00 | Not Quoted | Not Quoted | 528.00 | 215424.00 | 0.00 | mastek engineering private limited
358.00 | Civil-Structural and Architectural Works: MISCELLANEOUS ITEMS Providing and fixing in position 50mm dia GI pipe spouts to slope for drainage of canopy, chajja etc., including puncturing the masonry /RCC and grouting with M-15 grade concrete, finishing etc. all complete. | 16.00 | RM |  | 668.00 | 10688.00 | Not Quoted | Not Quoted | 340.00 | 5440.00 | 1540.00 | 24640.00 | Not Quoted | Not Quoted | Not Quoted | Not Quoted | 452.00 | 7232.00 | 532.00 | 8512.00 | Not Quoted | Not Quoted | 720.00 | 11520.00 | 0.00 | 0.00 | Not Quoted | Not Quoted | 1575.00 | 25200.00 | Not Quoted | Not Quoted | 396.00 | 6336.00 | 0.00 | mastek engineering private limited
359.00 | Civil-Structural and Architectural Works: MISCELLANEOUS ITEMS Providing and applying Anti-Termite coating conforming to I.S. 401 coating to all woodwork (panel/frame) with approved quality aldrine- chlorinated phenol compound conforming to I.S. 401 to be applied in 3 or more coats (covering capacity-3 sq.m per coat) as required before finishing of the surface if any (viz.painting lamination etc.) all complete. | 76.00 | Sq.M |  | 139.00 | 10564.00 | Not Quoted | Not Quoted | 350.00 | 26600.00 | 385.00 | 29260.00 | Not Quoted | Not Quoted | Not Quoted | Not Quoted | 452.00 | 34352.00 | 125.00 | 9500.00 | Not Quoted | Not Quoted | 450.00 | 34200.00 | 0.00 | 0.00 | Not Quoted | Not Quoted | 184.00 | 13984.00 | Not Quoted | Not Quoted | 396.00 | 30096.00 | 0.00 | mastek engineering private limited
360.00 | Civil-Structural and Architectural Works: MISCELLANEOUS ITEMS Providing and fixing hand railing up to 1000mm high above finished floor level over stair and landing consisting of one 25mm square M.S. baluster embedded or fixed to floor/steps by 6mm thk. x 20mm wide M.S. clamps anchored into floor/ steps in floor and each step grouted with M-15 grade concrete in cut out of 50mm x 50mm x 100mm size block, teakwood moulded/ M.S. pipe handrail fixed on baluster, 40mm x 40mm x 6mm M.S. flat shoe welded at the bottom of baluster, including painting the balusters, M.S. surfaces with double coating of approved shade and make synthetic enamel paint over a coat of approved quality red oxide zinc chromate primer coat, finishing etc. all complete. (Only length of top handrail shall be considered for payment, not the cumulative length of individual members). 32 mm dia N.B. (medium) M.S. pipe handrail welded to baluster and painted with double coating of synthetic enamel paint over priming coat as per EIL STD NO. 7-75-0036. | 88.00 | RM |  | 1335.00 | 117480.00 | Not Quoted | Not Quoted | 1750.00 | 154000.00 | 6050.00 | 532400.00 | Not Quoted | Not Quoted | Not Quoted | Not Quoted | 1625.00 | 143000.00 | 3110.00 | 273680.00 | Not Quoted | Not Quoted | 3000.00 | 264000.00 | 0.00 | 0.00 | Not Quoted | Not Quoted | 2835.00 | 249480.00 | Not Quoted | Not Quoted | 1584.00 | 139392.00 | 0.00 | mastek engineering private limited
361.00 | Civil-Structural and Architectural Works: MISCELLANEOUS ITEMS Supplying, assembling and installing 1000 mm high satin finish stainless steel (SS 304 grade) tubular railing of approved design in staircases, ramps, around floor cut outs etc. consisting of: 1. 50mm dia SS pipe top handrail 2. 32 mm dia SS pipe balusters (at every third step for staircase, @ maximum 1200mm c/c for ramp, floor cutouts) 3. 3 nos minimum 18mm dia SS pipe intermediate handrails. Including: 1. Fixing balusters to floor with 4 nos bolts änd 8mm thick, 100mm dia SS base plate & SS cap/collar. 2. Fixing top handrail to the balusters with 12mm dia SS bar connector & 6mm thick SS saddle plate. 3. Fixing intermediate handrails to the balusters with 12mm dia SS bar connector. 4. All end caps, decorative caps over balustrades,necessary bending, welding, polishing of all welded joints (Length of top handrail shall be measured for payment). | 8.00 | RM |  | 2228.00 | 17824.00 | Not Quoted | Not Quoted | 2875.00 | 23000.00 | 6050.00 | 48400.00 | Not Quoted | Not Quoted | Not Quoted | Not Quoted | 3159.00 | 25272.00 | 4990.00 | 39920.00 | Not Quoted | Not Quoted | 7200.00 | 57600.00 | 0.00 | 0.00 | Not Quoted | Not Quoted | 9450.00 | 75600.00 | Not Quoted | Not Quoted | 3960.00 | 31680.00 | 0.00 | mastek engineering private limited
362.00 | Civil-Structural and Architectural Works: MISCELLANEOUS ITEMS Providing and fixing in position Steel Entrance Gates consisting of 40mm x 80mm x 3.2mm M.S. tubular frame, 80mm x 40mm x 3.2mm rectangular M.S. hollow sections & 32x32x2.6 mm MS rectangular hollow sections, both horizontal & vertical members welded to the framework and intermediate curved rectangular hollow section as per standard design, locking arrangement, 25mm thick, 75mm dia M.S. wheel with ball bearing including fixing the gate to RCC/ masonry by M.S. hinge arrangement (fabricated/ machined as per detail) and M.S. hold fast (25 x 6 x 200mm long) grouted with M-20 grade concrete, providing and fixing M.S. pivot, 50mm x 50mm x 6mm M.S. Tee bent to shape and embedded in road surface for gate opening track, gate stopper, painting the gate with approved shade and quality synthetic enamel paint (two coats) and a coat of approved quality primer, ensuring smooth operation of the gate etc. all complete as per EIL- STD-No. 7-75-0054. | 64.00 | Sq M |  | 7350.00 | 470400.00 | Not Quoted | Not Quoted | 10500.00 | 672000.00 | 6050.00 | 387200.00 | Not Quoted | Not Quoted | Not Quoted | Not Quoted | 10830.00 | 693120.00 | 16124.00 | 1031936.00 | Not Quoted | Not Quoted | 5100.00 | 326400.00 | 0.00 | 0.00 | Not Quoted | Not Quoted | 4200.00 | 268800.00 | Not Quoted | Not Quoted | 5280.00 | 337920.00 | 0.00 | mastek engineering private limited
363.00 | Civil-Structural and Architectural Works: Fire rated Doors/ Windows and Partitions Providing and fixing 2 hours fire rated, single shutter steel doors consisting of steel door frame, shutter, vision panel, insulation and hardware such as hinges, panic bar, locks/ trims for panic bar, door closer, door stopper, concealed flush bolt etc. including fixing with masonry, partition etc. all complete as per specification and approved Manufacturer's details. | 20.00 | Sq M |  | 10575.00 | 211500.00 | Not Quoted | Not Quoted | 4400.00 | 88000.00 | 35200.00 | 704000.00 | Not Quoted | Not Quoted | Not Quoted | Not Quoted | 13538.00 | 270760.00 | 7350.00 | 147000.00 | Not Quoted | Not Quoted | 5400.00 | 108000.00 | 0.00 | 0.00 | Not Quoted | Not Quoted | 31500.00 | 630000.00 | Not Quoted | Not Quoted | 21120.00 | 422400.00 | 0.00 | mastek engineering private limited
364.00 | Civil-Structural and Architectural Works: Fire rated Doors/ Windows and Partitions Providing and fixing 2 hours fire rated, double shutter steel doors consisting of steel door frame, shutter, vision panel, insulation and hardware such as hinges hinges, panic bar, locks/ trims for panic bar, door closer, door stopper, concealed flush bolt including fixing with masonry, partition etc. all complete as per specification and approved Manufacturer's details. | 60.00 | Sq M |  | 10575.00 | 634500.00 | Not Quoted | Not Quoted | 4300.00 | 258000.00 | 35200.00 | 2112000.00 | Not Quoted | Not Quoted | Not Quoted | Not Quoted | 13538.00 | 812280.00 | 15265.00 | 915900.00 | Not Quoted | Not Quoted | 6300.00 | 378000.00 | 0.00 | 0.00 | Not Quoted | Not Quoted | 31500.00 | 1890000.00 | Not Quoted | Not Quoted | 21120.00 | 1267200.00 | 0.00 | mastek engineering private limited
365.00 | Civil-Structural and Architectural Works: Miscellaneous Providing & fixing Louvered portion of Aluminium windows/ ventilators made of heavy duty louvers of Aluminium sections (JINDAL or approved equivalent) with similar finishing of windows/ ventilators. (Refer ITEM no.A004.04.13 & A004.04.14 for other details) | 40.00 | SQM |  | 4260.00 | 170400.00 | Not Quoted | Not Quoted | 4750.00 | 190000.00 | 10450.00 | 418000.00 | Not Quoted | Not Quoted | Not Quoted | Not Quoted | 9025.00 | 361000.00 | 8311.00 | 332440.00 | Not Quoted | Not Quoted | 9500.00 | 380000.00 | 0.00 | 0.00 | Not Quoted | Not Quoted | 12600.00 | 504000.00 | Not Quoted | Not Quoted | 4400.00 | 176000.00 | 0.00 | mastek engineering private limited
366.00 | Civil-Structural and Architectural Works: COMPOUND WALL (SPEC. NO.6-65-0010) Supplying, fixing and tensioning in position 2.5mm(12gauge), 2 ply, 4 points, GI Barbed wire designation A-1 conforming to IS:278 in horizontal rows and cross diagonals for compound wall "Y" shaped overhang etc. with necessary GI staples, clips and pins, GI straining bolts and binding wire with all labour and materials etc. complete as per drawings, specifications and directions of Engineer-in-Charge.(The barbed wire shall be measured in linear length of the barbed wire actually fixed) | 21120.00 | M |  | 20.00 | 422400.00 | Not Quoted | Not Quoted | 60.00 | 1267200.00 | 66.00 | 1393920.00 | Not Quoted | Not Quoted | Not Quoted | Not Quoted | 64.00 | 1351680.00 | 509.00 | 10750080.00 | Not Quoted | Not Quoted | 18.00 | 380160.00 | 0.00 | 0.00 | Not Quoted | Not Quoted | 32.00 | 675840.00 | Not Quoted | Not Quoted | 44.00 | 929280.00 | 0.00 | mastek engineering private limited
367.00 | Civil-Structural and Architectural Works: COMPOUND WALL (SPEC. NO.6-65-0010) Supplying, fabricating and fixing in position structural steel line posts, straining posts, struts for 'Y' shaped overhang etc. conforming to IS:2062 over brick/stone Masonry/ RCC compound walls/ columns, cutting to required size as per drawings and specifications, welding where necessary, embedding in position, holding to correct level and line, any auxiliary structure for dummy supports, drilling holes and painting as per painting specification attached with tender, cutting brick/rubble/concrete surfaces if necessary, grouting with M20 grade concrete including cost of grout with all labour and material etc. complete as per drawings, specifications and directions of Engineer-in-Charge.( All materials including cement shall be supplied by contractor) For Normal Corrosive Environment | 3.00 | MT |  | 90000.00 | 270000.00 | Not Quoted | Not Quoted | 120000.00 | 360000.00 | 159500.00 | 478500.00 | Not Quoted | Not Quoted | Not Quoted | Not Quoted | 135375.00 | 406125.00 | 119154.00 | 357462.00 | Not Quoted | Not Quoted | 120000.00 | 360000.00 | 0.00 | 0.00 | Not Quoted | Not Quoted | 106349.00 | 319047.00 | Not Quoted | Not Quoted | 114400.00 | 343200.00 | 0.00 | mastek engineering private limited
368.00 | Civil-Structural and Architectural Works: CHAIN LINK FENCING (SPEC. NO.6-65-0013) Providing and laying plain cement concrete in sill beam of size 230 mm width and 300 mm depth of M-20 grade at ground level below chain link fencing including tamping, curing, shuttering, embedding of any fixture etc. complete as per drawings, specifications and directions of Engineer-in-Charge. Cement Supplied by contractor | 4.00 | CU.M. |  | 5400.00 | 21600.00 | Not Quoted | Not Quoted | 7600.00 | 30400.00 | 7150.00 | 28600.00 | Not Quoted | Not Quoted | Not Quoted | Not Quoted | 7672.00 | 30688.00 | 6219.00 | 24876.00 | Not Quoted | Not Quoted | 9000.00 | 36000.00 | 0.00 | 0.00 | Not Quoted | Not Quoted | 11298.00 | 45192.00 | Not Quoted | Not Quoted | 10560.00 | 42240.00 | 0.00 | mastek engineering private limited
369.00 | Civil-Structural and Architectural Works: CHAIN LINK FENCING (SPEC. NO.6-65-0013) Supplying, fixing and tensioning in position, 2.5mm (12 gauge), 2 ply, 4 points, GI barbed wire (designation A- 1) conforming to IS:278 in horizontal rows and cross diagonals for chain link fencing overhang etc. with necessary GI staples, clips and pins, GI straining bolts and binding wire etc. complete as per drawings, specifications and directions of Engineer-in-Charge.(The barbed wire shall be measured in linear length of the barbed wire actually fixed) | 185.00 | M |  | 1275.00 | 235875.00 | Not Quoted | Not Quoted | 500.00 | 92500.00 | 66.00 | 12210.00 | Not Quoted | Not Quoted | Not Quoted | Not Quoted | 73.00 | 13505.00 | 1640.00 | 303400.00 | Not Quoted | Not Quoted | 25.00 | 4625.00 | 0.00 | 0.00 | Not Quoted | Not Quoted | 32.00 | 5920.00 | Not Quoted | Not Quoted | 44.00 | 8140.00 | 0.00 | mastek engineering private limited
370.00 | Civil-Structural and Architectural Works: CHAIN LINK FENCING (SPEC. NO.6-65-0013) Supplying, fabricating and fixing G.I. chain link fencing with 3.5mm dia. wire, 50x50mm diamond mesh chain link fence fabric conforming to IS:2721 fixed to steel/RCC posts/struts above ground level, including supply of chain link fencing fabric in 1.9 metre wide rolls, stretcher bars, staples, etc. required for fixing the fencing, fixing of chain link fencing between straining posts, fixing of bottom of fencing to a concrete sill beams by means of hairpin staples, including supply and fixing line wires, complete as per drawings, specifications and directions of Engineer -in-Charge (All materials shall be supplied by Contractor). (The measurement of chain link fencing shall be on linear basis for 1.9 m wide fencing fabric) | 65.00 | M |  | 2175.00 | 141375.00 | Not Quoted | Not Quoted | 2200.00 | 143000.00 | 1045.00 | 67925.00 | Not Quoted | Not Quoted | Not Quoted | Not Quoted | 4062.00 | 264030.00 | 2092.00 | 135980.00 | Not Quoted | Not Quoted | 2500.00 | 162500.00 | 0.00 | 0.00 | Not Quoted | Not Quoted | 2624.00 | 170560.00 | Not Quoted | Not Quoted | 3960.00 | 257400.00 | 0.00 | mastek engineering private limited
371.00 | Civil-Structural and Architectural Works: CHAIN LINK FENCING (SPEC. NO.6-65-0013) Supplying and fixing of hot dipped galvanized concertina wire (made as per following: Diameter of the wire: 2.56mm, Blade thickens: 0.53mm, Blade length: 12.60mm, Blade width: 12.73mm, Avg. blade spacing 25.00mm, Spacing of each ring / coil: 150mm) on longitudinal runs of barbed wires supported on angle iron frame over compound wall/Chain link fencing for all height including supply of all materials and consumables (approved type), tools, scaffolding etc. required for fixing the wire complete in all respect as per specifications, standards, drawing and direction of Engineer-in-Charge. Payment shall be made based on running length of compound wall/chain link fencing over which it is fixed. Contractor shall quote taking into account the coil spacing. For following nominal size ( Dia - 610 mm ) | 968.00 | M |  | 668.00 | 646624.00 | Not Quoted | Not Quoted | 800.00 | 774400.00 | 66.00 | 63888.00 | Not Quoted | Not Quoted | Not Quoted | Not Quoted | 678.00 | 656304.00 | 278.00 | 269104.00 | Not Quoted | Not Quoted | 1100.00 | 1064800.00 | 0.00 | 0.00 | Not Quoted | Not Quoted | 541.00 | 523688.00 | Not Quoted | Not Quoted | 440.00 | 425920.00 | 0.00 | mastek engineering private limited
372.00 | Civil-Structural and Architectural Works: SITE GRADING & ROCK CUTTING FOR SITE GRADING (SPEC. NO. 6-65-0017). Cutting down trees having a girth above 30cms and upto and including of 60 cms (girth measured at a height of one metre from ground level) including cutting of trunk and branches, digging and grubbing of roots upto a depth of 1 meter below ground level, filling the hollows produced by removal of roots with approved available earth for all leads and lifts, watering, ramming and compacting the filled earth to obtain 90% of maximum laboratory dry density, disposing the unserviceable materials beyond plant boundary at suitable location to be decided by the Contractor and stacking the serviceable materials within plant boundary etc. complete as per specifications and directions of Engineer-in-Charge. | 4.00 | EACH |  | 3000.00 | 12000.00 | Not Quoted | Not Quoted | 35000.00 | 140000.00 | 3300.00 | 13200.00 | Not Quoted | Not Quoted | Not Quoted | Not Quoted | 1354.00 | 5416.00 | 2827.00 | 11308.00 | Not Quoted | Not Quoted | 4000.00 | 16000.00 | 0.00 | 0.00 | Not Quoted | Not Quoted | 788.00 | 3152.00 | Not Quoted | Not Quoted | 2200.00 | 8800.00 | 0.00 | mastek engineering private limited
373.00 | Civil-Structural and Architectural Works: SITE GRADING & ROCK CUTTING FOR SITE GRADING (SPEC. NO. 6-65-0017). Cutting down trees having a girth above 60 cms, and upto and including of 120 cms (girth measured at a height of one metre from ground level) including cutting of trunk and branches, digging and grubbing of roots upto a depth of 1 metre below ground level, filling the hollows produced by removal of roots with approved available earth for all leads and lifts, watering, ramming and compacting the filled earth to obtain 90% of maximum laboratory dry density, disposing the unserviceable materials beyond plant boundary at suitable location to be decided by the Contractor and stacking the serviceable material within plant boundary etc. complete as per specifications and directions of Engineer-in-Charge. | 4.00 | EACH |  | 9000.00 | 36000.00 | Not Quoted | Not Quoted | 40000.00 | 160000.00 | 3850.00 | 15400.00 | Not Quoted | Not Quoted | Not Quoted | Not Quoted | 4513.00 | 18052.00 | 6219.00 | 24876.00 | Not Quoted | Not Quoted | 8000.00 | 32000.00 | 0.00 | 0.00 | Not Quoted | Not Quoted | 1575.00 | 6300.00 | Not Quoted | Not Quoted | 5280.00 | 21120.00 | 0.00 | mastek engineering private limited
374.00 | Civil-Structural and Architectural Works: SITE GRADING & ROCK CUTTING FOR SITE GRADING (SPEC. NO. 6-65-0017). Cutting down trees having a girth above 120 cms and upto and including 180 cms (girth measured at a height of one metre from ground level) including cutting of trunk and branches, digging and grubbing of roots upto a depth of 1 meter below ground level, filling the hollows produced by removal of roots with approved available earth for all leads and lifts, watering, ramming and compacting the filled earth to obtain 90% of maximum laboratory dry density, disposing the unserviceable materials beyond plant boundary at suitable location to be decided by the Contractor and stacking the serviceable material within plant boundary etc. complete as per specifications and directions of Engineer-in-Charge. | 4.00 | EACH |  | 10500.00 | 42000.00 | Not Quoted | Not Quoted | 45000.00 | 180000.00 | 4180.00 | 16720.00 | Not Quoted | Not Quoted | Not Quoted | Not Quoted | 7220.00 | 28880.00 | 9611.00 | 38444.00 | Not Quoted | Not Quoted | 12000.00 | 48000.00 | 0.00 | 0.00 | Not Quoted | Not Quoted | 2625.00 | 10500.00 | Not Quoted | Not Quoted | 10560.00 | 42240.00 | 0.00 | mastek engineering private limited
375.00 | Civil-Structural and Architectural Works: SITE GRADING & ROCK CUTTING FOR SITE GRADING (SPEC. NO. 6-65-0017). Earthwork in excavation for general site grading, roads, embankments, etc. for all heights and depths in all types of soils except soft and hard rock, including clearing and stripping of the areas earmarked for excavation, removing shrubs, grass, bushes, vegetables growth and other objectionable materials, trees upto and inclusive of a girth of 30 cms. (girth measured at a height of one meter from ground level) including uprooting of roots, etc. taking spot levels, excavating to required depth, leveling, dressing and consolidating the excavated surface, sorting out the excavated soil into serviceable and unserviceable materials, transporting and stacking serviceable materials and unserviceable materials to demarcated areas anywhere inside plant boundary limit as per instructions of Engineer-in-charge. All complete as per drawings, specifications and directions of Engineer-in-Charge. | 245.00 | CUM |  | 255.00 | 62475.00 | Not Quoted | Not Quoted | 250.00 | 61250.00 | 308.00 | 75460.00 | Not Quoted | Not Quoted | Not Quoted | Not Quoted | 452.00 | 110740.00 | 125.00 | 30625.00 | Not Quoted | Not Quoted | 300.00 | 73500.00 | 0.00 | 0.00 | Not Quoted | Not Quoted | 184.00 | 45080.00 | Not Quoted | Not Quoted | 220.00 | 53900.00 | 0.00 | mastek engineering private limited
376.00 | Civil-Structural and Architectural Works: SITE GRADING & ROCK CUTTING FOR SITE GRADING (SPEC. NO. 6-65-0017). Earthwork in excavation and filling in all types of soil except soft rock and hard rock for general site grading for all heights and depths including clearing and stripping etc. in excavation areas, removing shrubs, grass, bushes, vegetable growth and other objectionable materials, trees upto and inclusive of a girth of 30 cms. (girth measured at a height of one metre above ground level) including uprooting of roots, etc., dewatering, if necessary, sorting out the excavated soil into serviceable and unserviceable materials in excavation areas and including filling in filling areas with serviceable material for general site grading and roads for all heights and depths to proper levels, slopes, grades and camber including clearing and stripping in filling areas as per specifications, consolidating exposed natural soil to 90% of max. laboratory dry density as per IS:2720 Part-VII, cutting of trees of girth upto and inclusive of 30 cms, removal of vegetation, breaking clods, spreading in layers not exceeding 30 cms loose thickness, watering, ramming and compacting with power road rollers to give at least 90% of max. laboratory dry density, dressing, leveling, testing, etc. and disposal of unserviceable materials/surplus earth if any, as directed by Engineer-in-Charge including stacking and/or dumping and dressing the same in demarcated areas etc. complete as per specifications, drawings and directions of Engineer-in-Charge. (The leads for the above mentioned operations shall be within the boundary limit of the plant and measurement shall be taken in the cutting area only). | 500.00 | CUM |  | 383.00 | 191500.00 | Not Quoted | Not Quoted | 350.00 | 175000.00 | 1045.00 | 522500.00 | Not Quoted | Not Quoted | Not Quoted | Not Quoted | 407.00 | 203500.00 | 266.00 | 133000.00 | Not Quoted | Not Quoted | 420.00 | 210000.00 | 0.00 | 0.00 | Not Quoted | Not Quoted | 368.00 | 184000.00 | Not Quoted | Not Quoted | 396.00 | 198000.00 | 0.00 | mastek engineering private limited
377.00 | Civil-Structural and Architectural Works: SITE GRADING & ROCK CUTTING FOR SITE GRADING (SPEC. NO. 6-65-0017). Earthwork in filling with borrow earth for all heights and depths for site grading or at any other place as directed to proper levels, slopes, grades and camber with selected earth obtained from approved borrow areas for all leads from Complex Limit including excavation of earth at borrow areas, clearing and stripping at borrow areas (if necessary),loading, unloading, transportation etc. clearing and stripping at filling areas, uprooting of vegetation, roots and disposal of the shrubs, bushes, roots etc., consolidating exposed natural soil to 90% of maximum laboratory dry density as per IS:2720 Part-VII, breaking clods, spreading in layers not exceeding 30 cm loose thickness, watering, ramming and compacting with road roller to give at least 90% of max. laboratory dry density as per IS:2720 Part-VII, providing testing apparatus and testing the degree of consolidation, dressing and leveling, etc. complete, including disposal of all unserviceable materials if any beyond the plant boundary limits for all leads etc., as per drawings, specifications and directions of Engineer-in-Charge. (Borrow areas shall be arranged by Contractor at his own cost. The rate quoted shall include all royalties, right-of-way etc. complete). | 19965.00 | CUM |  | 383.00 | 7646595.00 | Not Quoted | Not Quoted | 650.00 | 12977250.00 | 495.00 | 9882675.00 | Not Quoted | Not Quoted | Not Quoted | Not Quoted | 542.00 | 10821030.00 | 781.00 | 15592665.00 | Not Quoted | Not Quoted | 450.00 | 8984250.00 | 0.00 | 0.00 | Not Quoted | Not Quoted | 612.00 | 12218580.00 | Not Quoted | Not Quoted | 440.00 | 8784600.00 | 0.00 | mastek engineering private limited
378.00 | Civil-Structural and Architectural Works: ROADS & FLEXIBLE PAVEMENT (UPTO WBM LAYER) (SPEC. NO.6-65-0018) Earthwork in filling with borrow earth for all heights and depths for road embankments, shoulders or any other place as directed to proper levels, slopes, grades and camber with selected earth obtained from approved borrow areas for all leads from Complex limit including excavation of earth at borrow areas, clearing and stripping at borrow areas (if necessary) for all leads and lifts, loading, unloading, transportation etc., clearing and stripping as per specifications, cutting of trees of girth upto and inclusive of 30 cm (girth measured at a height of 1.0 M above ground level), uprooting of vegetation, roots and disposal of the shrubs, bushes, roots etc., breaking clods, spreading in layers not exceeding 20 cm loose thickness, watering, ramming and compacting with road roller to give at least 95% of max. laboratory dry density as per IS:2720 Part-VIII, providing testing apparatus and testing the degree of consolidation, dressing and leveling, etc. complete as per drawings, specifications and directions of Engineer-in-Charge. (Borrow area shall be arranged by Contractor at his own cost. The rate quoted shall include all royalties, right-of-way etc. | 200.00 | CUM |  | 383.00 | 76600.00 | Not Quoted | Not Quoted | 760.00 | 152000.00 | 495.00 | 99000.00 | Not Quoted | Not Quoted | Not Quoted | Not Quoted | 722.00 | 144400.00 | 781.00 | 156200.00 | Not Quoted | Not Quoted | 500.00 | 100000.00 | 0.00 | 0.00 | Not Quoted | Not Quoted | 612.00 | 122400.00 | Not Quoted | Not Quoted | 440.00 | 88000.00 | 0.00 | mastek engineering private limited
379.00 | Civil-Structural and Architectural Works: ROADS & FLEXIBLE PAVEMENT (UPTO WBM LAYER) (SPEC. NO.6-65-0018) Earthwork in filling with borrow earth for all heights and depths for road embankments, shoulders or any other place as directed to proper levels, slopes, grades and camber with selected earth (having CBR 8%) obtained from approved borrow areas for all leads from Complex Limit including excavation of earth at borrow areas, clearing and stripping at borrow areas (if necessary) loading, unloading, transportation etc., clearing and stripping as per specifications, uprooting of vegetation, roots and disposal of the shrubs, bushes, roots etc., breaking clods, spreading in layers not exceeding 20 cm loose thickness, watering, ramming and compacting with road roller to give at least 97% of laboratry dry density with heavy compaction as per IS:2720 Part-VIII, providing testing apparatus and testing the degree of consolidation, dressing and leveling, etc. complete including disposal of all unserviceable materials if any beyond the boundary limit for all leads etc. as per drawings, specifications and directions of Engineer-in- Charge. (Borrow areas shall be arranged by Contractor at his own cost. The rate quoted shall include all royalties, right-of-way etc. complete) | 350.00 | CUM |  | 383.00 | 134050.00 | Not Quoted | Not Quoted | 700.00 | 245000.00 | 495.00 | 173250.00 | Not Quoted | Not Quoted | Not Quoted | Not Quoted | 3159.00 | 1105650.00 | 769.00 | 269150.00 | Not Quoted | Not Quoted | 500.00 | 175000.00 | 0.00 | 0.00 | Not Quoted | Not Quoted | 612.00 | 214200.00 | Not Quoted | Not Quoted | 440.00 | 154000.00 | 0.00 | mastek engineering private limited
380.00 | Civil-Structural and Architectural Works: ROADS & FLEXIBLE PAVEMENT (UPTO WBM LAYER) (SPEC. NO.6-65-0018) Supplying and Laying of Wet Mix Macadam (WMM) in BASE COURSE (Section 406 of MORTH Specification of Road & Bridge works) using tough, clean, sound & durable stone aggregates including premixing the material (mixing in Plug Mill/ Pan Type Mixer), including transportation to site, laying & spreading in layers not exceeding 125 mm compacted thickness & rolling with vibratory roller 80-100 KN static weight or equivalent capacity to proper grade, camber & level with all leads & lifts etc. complete as per drawing, specifications (MORTH, EIL) & directions of Engineer-in-Charge. | 150.00 | CUM |  | 2918.00 | 437700.00 | Not Quoted | Not Quoted | 2800.00 | 420000.00 | 6050.00 | 907500.00 | Not Quoted | Not Quoted | Not Quoted | Not Quoted | 4062.00 | 609300.00 | 2601.00 | 390150.00 | Not Quoted | Not Quoted | 3600.00 | 540000.00 | 0.00 | 0.00 | Not Quoted | Not Quoted | 2835.00 | 425250.00 | Not Quoted | Not Quoted | 2640.00 | 396000.00 | 0.00 | mastek engineering private limited
381.00 | Civil-Structural and Architectural Works: CONCRETE PAVEMENTS (SPEC NO.6-65-0019) Providing and laying Reinforced Cement Concrete with 20mm and down size graded crushed stone aggregates in flooring, pavements etc. including leaving pockets, if necessary, making recess/drains, laying in alternate panels, etc. for all depths including shuttering, tamping, curing, etc. as specified in any shape, thickness, position and finishing the top surface smooth etc. all complete as per drawings, specifications and directions of Engineer-in-Charge. For RCC of M-25 grade concrete (all materials including cement but excluding cost of providing & fixing reinforcement and joint sealing shall be supplied by the contractor). | 320.00 | CUM |  | 5370.00 | 1718400.00 | Not Quoted | Not Quoted | 9800.00 | 3136000.00 | 8580.00 | 2745600.00 | Not Quoted | Not Quoted | Not Quoted | Not Quoted | 8394.00 | 2686080.00 | 7859.00 | 2514880.00 | Not Quoted | Not Quoted | 9500.00 | 3040000.00 | 0.00 | 0.00 | Not Quoted | Not Quoted | 10792.00 | 3453440.00 | Not Quoted | Not Quoted | 10560.00 | 3379200.00 | 0.00 | mastek engineering private limited
382.00 | Civil-Structural and Architectural Works: CONCRETE PAVEMENTS (SPEC NO.6-65-0019) Providing 20mm wide Expansion Joints in pavement slabs as per std. No.7-65-0404 including cleaning the joints of all loose material, filling with 20mm thick impregnated fibre boards for the full depth of slab except for 25mm depth from top and sealing the top 25mm wth approved Joint Sealing Compound as per IS:1834 Type-B etc. all complete as per drawings, specifications and directions of Engineer-in-Charge. For type-I pavement (Upto and inclusive of thickness of 200 mm). (Including providing and laying MS dowel bar, painting as required, GI pipe and cap and cotton waste). | 400.00 | M |  | 1650.00 | 660000.00 | Not Quoted | Not Quoted | 1500.00 | 600000.00 | 1650.00 | 660000.00 | Not Quoted | Not Quoted | Not Quoted | Not Quoted | 181.00 | 72400.00 | 170.00 | 68000.00 | Not Quoted | Not Quoted | 750.00 | 300000.00 | 0.00 | 0.00 | Not Quoted | Not Quoted | 210.00 | 84000.00 | Not Quoted | Not Quoted | 528.00 | 211200.00 | 0.00 | mastek engineering private limited
383.00 | Civil-Structural and Architectural Works: CONCRETE PAVEMENTS (SPEC NO.6-65-0019) Providing 20mm wide Expansion Joints in pavement slabs as per std. No.7-65-0404 including cleaning the joints of all loose material, filling with 20mm thick impregnated fibre boards for the full depth of slab except for 25mm depth from top and sealing the top 25mm wth approved Joint Sealing Compound as per IS:1834 Type-B etc. all complete as per drawings, specifications and directions of Engineer-in-Charge. For type-II pavement (Upto and inclusive of thickness of 150 mm). | 240.00 | M |  | 1650.00 | 396000.00 | Not Quoted | Not Quoted | 1800.00 | 432000.00 | 605.00 | 145200.00 | Not Quoted | Not Quoted | Not Quoted | Not Quoted | 271.00 | 65040.00 | 170.00 | 40800.00 | Not Quoted | Not Quoted | 500.00 | 120000.00 | 0.00 | 0.00 | Not Quoted | Not Quoted | 210.00 | 50400.00 | Not Quoted | Not Quoted | 475.00 | 114000.00 | 0.00 | mastek engineering private limited
384.00 | Civil-Structural and Architectural Works: CONCRETE PAVEMENTS (SPEC NO.6-65-0019) Providing joints in pavements and around foundations as per std no.7-65-404 including cleaning the joints of all loose materials and sealing with sealing compound conforming to IS:1834 Type B as required etc. complete as per drawings, specifications and directions of Engineer -in-Charge for; Construction joints 20mm wide x 25mm deep. | 20.00 | M |  | 1170.00 | 23400.00 | Not Quoted | Not Quoted | 4200.00 | 84000.00 | 121.00 | 2420.00 | Not Quoted | Not Quoted | Not Quoted | Not Quoted | 181.00 | 3620.00 | 283.00 | 5660.00 | Not Quoted | Not Quoted | 350.00 | 7000.00 | 0.00 | 0.00 | Not Quoted | Not Quoted | 210.00 | 4200.00 | Not Quoted | Not Quoted | 528.00 | 10560.00 | 0.00 | mastek engineering private limited
385.00 | Civil-Structural and Architectural Works: CONCRETE PAVEMENTS (SPEC NO.6-65-0019) Supplying and laying of 150 micron thick HM HDPE (Grade-I) FILM lining conforming to IS 10889 below concrete pavements, Hard stand, at any other place etc. including royalties, taxes, handling, transportation, unloading, storage, joining etc. all complete as per drawings, manufacturer's specifications and directions of Engineer-in-charge. | 2000.00 | Sqm |  | 98.00 | 196000.00 | Not Quoted | Not Quoted | 600.00 | 1200000.00 | 9020.00 | 18040000.00 | Not Quoted | Not Quoted | Not Quoted | Not Quoted | 181.00 | 362000.00 | 170.00 | 340000.00 | Not Quoted | Not Quoted | 200.00 | 400000.00 | 0.00 | 0.00 | Not Quoted | Not Quoted | 79.00 | 158000.00 | Not Quoted | Not Quoted | 88.00 | 176000.00 | 0.00 | mastek engineering private limited
386.00 | Civil-Structural and Architectural Works: CONCRETE PAVEMENTS (SPEC NO.6-65-0019) Supply of all materials and Construction of DRY LEAN CEMENT CONCRETE SUB-BASE ( 7 days compressive strength of 10.0 MPa) with 26.5mm and down size aggregate including ordinary portland cement 43 Grade, water, and approved additives on a prepared sub-grade, mixed in batching plant, transported to site, for all leads & lifts, laid, compacted, finished and cured etc. complete as per IRC:SP:49 (Guidelines for the use of Dry Lean Concrete as Sub-Base), drawings, standards, specifications and directions of Engineer-in-charge. | 200.00 | cum |  | 2918.00 | 583600.00 | Not Quoted | Not Quoted | 4200.00 | 840000.00 | 2750.00 | 550000.00 | Not Quoted | Not Quoted | Not Quoted | Not Quoted | 4513.00 | 902600.00 | 5597.00 | 1119400.00 | Not Quoted | Not Quoted | 6000.00 | 1200000.00 | 0.00 | 0.00 | Not Quoted | Not Quoted | 6564.00 | 1312800.00 | Not Quoted | Not Quoted | 5280.00 | 1056000.00 | 0.00 | mastek engineering private limited
387.00 | Civil-Structural and Architectural Works: RCC PIPE CULVERTS & ELECTRICAL ROAD CROSSINGS ETC. SPEC. NO.6-65-0021) Supplying and laying in position RCC pipes with collars conforming to IS:458 for pipe culverts, cable crossings etc. including cutting the pipe if necessary, lowering, laying in position to proper levels, slopes etc. caulking the joints with spun yarn soaked in neat cement slurry and finishing with cement mortar 1:2 (1 cement : 2 sand) curing etc. all complete as per drawings, specifications and directions of Engineer-in-Charge. For following Class and Internal PIPE DIA (MM) ( Dia (internal) - 500 mm, Pipe Class - NP3 ) | 35.00 | M |  | 2850.00 | 99750.00 | Not Quoted | Not Quoted | 5000.00 | 175000.00 | 1320.00 | 46200.00 | Not Quoted | Not Quoted | Not Quoted | Not Quoted | 5415.00 | 189525.00 | 1357.00 | 47495.00 | Not Quoted | Not Quoted | 3500.00 | 122500.00 | 0.00 | 0.00 | Not Quoted | Not Quoted | 4200.00 | 147000.00 | Not Quoted | Not Quoted | 4400.00 | 154000.00 | 0.00 | mastek engineering private limited
388.00 | Civil-Structural and Architectural Works: RCC PIPE CULVERTS & ELECTRICAL ROAD CROSSINGS ETC. SPEC. NO.6-65-0021) Supplying and laying in position PVC pipes conforming to IS:4985 Class - I for cable crossings, including cutting the pipe if necessary, lowering, laying in position to proper levels, slopes ,providing proper jointing as per code requirements or manufacturers recommendations, sealing the open ends of pipes with gunny bags etc. all complete as per drawings, specifications and directions of Engineer-in-Charge. For following NOMINAL OUTSIDE PIPE DIA (MM) ( Dia (outer) - 160 mm, Piping Material Class - I ) | 250.00 | M |  | 1418.00 | 354500.00 | Not Quoted | Not Quoted | 850.00 | 212500.00 | 495.00 | 123750.00 | Not Quoted | Not Quoted | Not Quoted | Not Quoted | 632.00 | 158000.00 | 232.00 | 58000.00 | Not Quoted | Not Quoted | 1080.00 | 270000.00 | 0.00 | 0.00 | Not Quoted | Not Quoted | 893.00 | 223250.00 | Not Quoted | Not Quoted | 528.00 | 132000.00 | 0.00 | mastek engineering private limited
389.00 | Civil-Structural and Architectural Works: RCC PIPE CULVERTS & ELECTRICAL ROAD CROSSINGS ETC. SPEC. NO.6-65-0021) Supplying and fixing in the encasement concrete, cable crossing indicator, made out of 4mm thick MS circular of dia. 150mm welded to 16mm dia. MS Rod of approximately 1.0M length, painted with 2 coats of approved enamel paint over a coat of red oxide primer etc. complete. (All materials in contractor's scope of supply). | 16.00 | EACH |  | 2850.00 | 45600.00 | Not Quoted | Not Quoted | 950.00 | 15200.00 | 7480.00 | 119680.00 | Not Quoted | Not Quoted | Not Quoted | Not Quoted | 1354.00 | 21664.00 | 7350.00 | 117600.00 | Not Quoted | Not Quoted | 1800.00 | 28800.00 | 0.00 | 0.00 | Not Quoted | Not Quoted | 10500.00 | 168000.00 | Not Quoted | Not Quoted | 1320.00 | 21120.00 | 0.00 | mastek engineering private limited
390.00 | Civil-Structural and Architectural Works: MISC. CIVIL AND STRUCTURAL WORKS FOR U/G PIPING AND OTHER CIVIL WORKS Providing and laying brick masonry with locally available bricks of specified class (Brick of class lower than specified shall not be accepted) in cement mortar 1:4 (1 cement : 4 Coarse sand) in one or more brick thickness and in any shape in foundation and plinth for valve pits, drains, circular/square maholes, wing walls, etc. including providing recesses, openings, etc. including curing, finishing the joints flush below ground level and raking out joints in plinth with all labour and material, etc. complete as per drawings, specifications and direction of Engineer-in-Charge. For following Brick Class. All materials including cement supplied by the Contractor and. ( Brick Class - 5 ) | 625.00 | CU.M. |  | 6200.00 | 3875000.00 | Not Quoted | Not Quoted | 4500.00 | 2812500.00 | 319.00 | 199375.00 | Not Quoted | Not Quoted | Not Quoted | Not Quoted | 7220.00 | 4512500.00 | 5258.00 | 3286250.00 | Not Quoted | Not Quoted | 8800.00 | 5500000.00 | 0.00 | 0.00 | Not Quoted | Not Quoted | 8533.00 | 5333125.00 | Not Quoted | Not Quoted | 7920.00 | 4950000.00 | 0.00 | mastek engineering private limited
391.00 | Civil-Structural and Architectural Works: MISC. CIVIL AND STRUCTURAL WORKS FOR U/G PIPING AND OTHER CIVIL WORKS Providing 13mm thick average cement plaster in cement mortar 1:3 (1 cement: 3 sand) on brick walls/stone masonry/pitching or on concrete surfaces for manholes, valves pits, culverts, wing walls, etc. including cleaning and preparation of the surface, scaffolding, curing etc. for all depths and heights complete as per drawings specifications and direction of Engineer-in-Charge. All materials including cement supplied by the Contractor. | 100.00 | SQ.M. |  | 293.00 | 29300.00 | Not Quoted | Not Quoted | 280.00 | 28000.00 | 352.00 | 35200.00 | Not Quoted | Not Quoted | Not Quoted | Not Quoted | 271.00 | 27100.00 | 311.00 | 31100.00 | Not Quoted | Not Quoted | 400.00 | 40000.00 | 0.00 | 0.00 | Not Quoted | Not Quoted | 317.00 | 31700.00 | Not Quoted | Not Quoted | 317.00 | 31700.00 | 0.00 | mastek engineering private limited
392.00 | Civil-Structural and Architectural Works: MISC. CIVIL AND STRUCTURAL WORKS FOR U/G PIPING AND OTHER CIVIL WORKS Providing 16mm thick average cement plaster in cement mortar 1:3 (1 cement: 3 sand) on brick walls/stone masonry/pitching or on concrete surfaces for manholes, valves pits, inspection chambers, septic tanks,Compound wall, culverts, wing walls, etc. including cleaning and preparation of the surface, scaffolding, curing etc. for all depths and heights complete as per drawings specifications and direction of Engineer-in-Charge. All materials including cement supplied by the Contractor. | 100.00 | SQ.M. |  | 330.00 | 33000.00 | Not Quoted | Not Quoted | 350.00 | 35000.00 | 495.00 | 49500.00 | Not Quoted | Not Quoted | Not Quoted | Not Quoted | 317.00 | 31700.00 | 221.00 | 22100.00 | Not Quoted | Not Quoted | 450.00 | 45000.00 | 0.00 | 0.00 | Not Quoted | Not Quoted | 367.00 | 36700.00 | Not Quoted | Not Quoted | 352.00 | 35200.00 | 0.00 | mastek engineering private limited
393.00 | Civil-Structural and Architectural Works: MISC. CIVIL AND STRUCTURAL WORKS FOR U/G PIPING AND OTHER CIVIL WORKS Providing flush/recessed cement pointing on brick masonry/stone masonry with cement mortar 1:3 (1 cement: 3 sand) including scaffolding, raking out joints if necessary, curing etc. complete as per drawing specifications an direction of Engineer-in-Charge. All materials including cement supplied by the Contractor. | 740.00 | SQ.M. |  | 420.00 | 310800.00 | Not Quoted | Not Quoted | 210.00 | 155400.00 | 13750.00 | 10175000.00 | Not Quoted | Not Quoted | Not Quoted | Not Quoted | 452.00 | 334480.00 | 170.00 | 125800.00 | Not Quoted | Not Quoted | 270.00 | 199800.00 | 0.00 | 0.00 | Not Quoted | Not Quoted | 263.00 | 194620.00 | Not Quoted | Not Quoted | 132.00 | 97680.00 | 0.00 | mastek engineering private limited
394.00 | Civil-Structural and Architectural Works: MISC. CIVIL AND STRUCTURAL WORKS FOR U/G PIPING AND OTHER CIVIL WORKS Providing cement mortar grouting on brick masonry wall for filling free space between pipe body and masonry wall/concrete wall with 1:2 (1 cement: 2 sand) mortar including packing, consolidating, curing, finishing, etc. complete as per drawings specifications and directions of Engineer-in-Charge. All materials including cement supplied by the Contractor. | .50 | CU.M. |  | 7485.00 | 3742.50 | Not Quoted | Not Quoted | 12000.00 | 6000.00 | 3850.00 | 1925.00 | Not Quoted | Not Quoted | Not Quoted | Not Quoted | 6769.00 | 3384.50 | 16900.00 | 8450.00 | Not Quoted | Not Quoted | 9900.00 | 4950.00 | 0.00 | 0.00 | Not Quoted | Not Quoted | 26250.00 | 13125.00 | Not Quoted | Not Quoted | 3080.00 | 1540.00 | 0.00 | mastek engineering private limited
395.00 | Civil-Structural and Architectural Works: MISC. CIVIL AND STRUCTURAL WORKS FOR U/G PIPING AND OTHER CIVIL WORKS Supply and laying of gravel/ crush stone ofsize ranging between 27mm to 37mm in compacted thickness of 100mm in valve pit, open area within the unit battery limit or at any other place as directed, etc. complete as per drawings, specifications and direction of Engineer-in-Charge. | 550.00 | SQM |  | 345.00 | 189750.00 | Not Quoted | Not Quoted | 400.00 | 220000.00 | 385.00 | 211750.00 | Not Quoted | Not Quoted | Not Quoted | Not Quoted | 2708.00 | 1489400.00 | 232.00 | 127600.00 | Not Quoted | Not Quoted | 495.00 | 272250.00 | 0.00 | 0.00 | Not Quoted | Not Quoted | 223.00 | 122650.00 | Not Quoted | Not Quoted | 308.00 | 169400.00 | 0.00 | mastek engineering private limited
396.00 | Civil-Structural and Architectural Works: PLUMBING AND BUILDING DRAINAGE (Spec. No. 6-65-0053) Supplying and fixing approved quality heavy grade cast iron Floor/Nahani Trap with CP pressed steel grating including cutting floors and making good the same, etc., making inlet and outlet connections, etc. complete for 100mm inlet and 100mm outlet as per drawings, specifications and directions of Engineer-in-Charge. | 4.00 | Each |  | 1935.00 | 7740.00 | Not Quoted | Not Quoted | 945.00 | 3780.00 | 3850.00 | 15400.00 | Not Quoted | Not Quoted | Not Quoted | Not Quoted | 2708.00 | 10832.00 | 1075.00 | 4300.00 | Not Quoted | Not Quoted | 3600.00 | 14400.00 | 0.00 | 0.00 | Not Quoted | Not Quoted | 1575.00 | 6300.00 | Not Quoted | Not Quoted | 616.00 | 2464.00 | 0.00 | mastek engineering private limited
397.00 | Civil-Structural and Architectural Works: PLUMBING AND BUILDING DRAINAGE (Spec. No. 6-65-0053) Supplying and fixing approved quality heavy grade cast iron Floor/Nahani Trap with CP pressed steel grating including cutting floors and making good the same, etc., making inlet and outlet connections, etc. complete for 100mm inlet and 80mm outlet as per drawings, specifications and directions of Engineer-in-Charge. | 8.00 | Each |  | 1935.00 | 15480.00 | Not Quoted | Not Quoted | 735.00 | 5880.00 | 1155.00 | 9240.00 | Not Quoted | Not Quoted | Not Quoted | Not Quoted | 2257.00 | 18056.00 | 962.00 | 7696.00 | Not Quoted | Not Quoted | 2700.00 | 21600.00 | 0.00 | 0.00 | Not Quoted | Not Quoted | 1050.00 | 8400.00 | Not Quoted | Not Quoted | 528.00 | 4224.00 | 0.00 | mastek engineering private limited
398.00 | Civil-Structural and Architectural Works: PLUMBING AND BUILDING DRAINAGE (Spec. No. 6-65-0053) Supplying and laying cast iron soil waste and vent pipe conforming to IS:1729 above ground including specials, bends, such as Y junction, T junction (both single and double) including plugs, shoes, cowls, jointing with jute gasket dipped in bitumen, caulking the joints in Cement mortar 1:2 (1 cement: 2 sand) and testing, cutting floors/walls and making good the same etc. complete as per drawings, specifications and directions of Engineer-in-Charge. 80mm dia (All materials including cement supplied by contractor) | 20.00 | M |  | 1875.00 | 37500.00 | Not Quoted | Not Quoted | 750.00 | 15000.00 | 5390.00 | 107800.00 | Not Quoted | Not Quoted | Not Quoted | Not Quoted | 1805.00 | 36100.00 | 1629.00 | 32580.00 | Not Quoted | Not Quoted | 1000.00 | 20000.00 | 0.00 | 0.00 | Not Quoted | Not Quoted | 1050.00 | 21000.00 | Not Quoted | Not Quoted | 1056.00 | 21120.00 | 0.00 | mastek engineering private limited
399.00 | Civil-Structural and Architectural Works: PLUMBING AND BUILDING DRAINAGE (Spec. No. 6-65-0053) Supplying and fixing gun metal globe valve conforming to IS:778, complete as per specifications and directions of Engineer-in-Charge. ( Dia - 25 mm ) | 4.00 | EACH |  | 1418.00 | 5672.00 | Not Quoted | Not Quoted | 8500.00 | 34000.00 | 121000.00 | 484000.00 | Not Quoted | Not Quoted | Not Quoted | Not Quoted | 2708.00 | 10832.00 | 6219.00 | 24876.00 | Not Quoted | Not Quoted | 2700.00 | 10800.00 | 0.00 | 0.00 | Not Quoted | Not Quoted | 1575.00 | 6300.00 | Not Quoted | Not Quoted | 2640.00 | 10560.00 | 0.00 | mastek engineering private limited
400.00 | Civil-Structural and Architectural Works: PLUMBING AND BUILDING DRAINAGE (Spec. No. 6-65-0053) Construction of soak pit conforming to IS:2470 Part-I and as per EIL drg. No. 7-65-0217, masonry, filling and hand packing brick bats of size ranging between 40mm to 50, connecting with septic tank with necessary fittings, piping etc.including excavation, back filling and disposal of surplus earth for all leads, complete as per drawings, specifications and directions of Engineer-in-Charge. for following users ( Users - 10 NOS ) | 4.00 | EACH |  | 90000.00 | 360000.00 | Not Quoted | Not Quoted | 150000.00 | 600000.00 | 247500.00 | 990000.00 | Not Quoted | Not Quoted | Not Quoted | Not Quoted | 135375.00 | 541500.00 | 84803.00 | 339212.00 | Not Quoted | Not Quoted | 75000.00 | 300000.00 | 0.00 | 0.00 | Not Quoted | Not Quoted | 78750.00 | 315000.00 | Not Quoted | Not Quoted | 105600.00 | 422400.00 | 0.00 | mastek engineering private limited
401.00 | Civil-Structural and Architectural Works: PLUMBING AND BUILDING DRAINAGE (Spec. No. 6-65-0053) Constructing of brick masonry valve chamber in 1:4 Cement mortar(1 cement: 4 sand) with CI frame & cover fixed on M-20 grade cement concrete , necessary excavation, M-20 grade foundation concrete, 13mm thick 1:3 cement plaster on inside & all exposed surfaces, backfilling, removal of surplus earth for all leads within the complex limit etc. complete as per standards, drawings, specifications and directions of Engineer-in-Charge. For following Valve size and Brick Class (All materials including Cement supplied by contractor ) ( Dia - 25 mm, Brick Class - 5 ) | 4.00 | Each |  | 10500.00 | 42000.00 | Not Quoted | Not Quoted | 150000.00 | 600000.00 | 1760.00 | 7040.00 | Not Quoted | Not Quoted | Not Quoted | Not Quoted | 22563.00 | 90252.00 | 28268.00 | 113072.00 | Not Quoted | Not Quoted | 25000.00 | 100000.00 | 0.00 | 0.00 | Not Quoted | Not Quoted | 15750.00 | 63000.00 | Not Quoted | Not Quoted | 8800.00 | 35200.00 | 0.00 | mastek engineering private limited
402.00 | Civil-Structural and Architectural Works: PLUMBING AND BUILDING DRAINAGE (Spec. No. 6-65-0053) Supplying, laying and fixing mild steel galvanised pipes as per piping material Specification class in trenches, floors, walls including embedding if necessary, jointing with white lead and yarn, with socket and screw and/or flanged joints including bends, elbows, tees, reducers, sockets, unions and other specials, supplying and fixing with hooks in wooden plugs or embedding in walls and floors, cutting pipes to required lengths, making connections, threading, cutting chases or holes in walls & making good the same, testing, disposal of unserviceable material within a lead of 500m as directed etc. all complete as per drawings, specifications and directions of Engineer-in-Charge. For the following Nominal Bore(NB) pipe : ( Nominal Dia - 25 mm, Piping Material Class - J2A ) | 50.00 | M |  | 945.00 | 47250.00 | Not Quoted | Not Quoted | 9500.00 | 475000.00 | 1375.00 | 68750.00 | Not Quoted | Not Quoted | Not Quoted | Not Quoted | 452.00 | 22600.00 | 484.00 | 24200.00 | Not Quoted | Not Quoted | 300.00 | 15000.00 | 0.00 | 0.00 | Not Quoted | Not Quoted | 420.00 | 21000.00 | Not Quoted | Not Quoted | 8800.00 | 440000.00 | 0.00 | mastek engineering private limited
403.00 | Civil-Structural and Architectural Works: PLUMBING AND BUILDING DRAINAGE (Spec. No. 6-65-0053) Supplying, laying and fixing mild steel galvanised pipes as per piping material Specification class in trenches, floors, walls including embedding if necessary, jointing with white lead and yarn, with socket and screw and/or flanged joints including bends, elbows, tees, reducers, sockets, unions and other specials, supplying and fixing with hooks in wooden plugs or embedding in walls and floors, cutting pipes to required lengths, making connections, threading, cutting chases or holes in walls & making good the same, testing, disposal of unserviceable material within a lead of 500m as directed etc. all complete as per drawings, specifications and directions of Engineer-in-Charge. For the following Nominal Bore(NB) pipe : ( Nominal Dia - 15 mm, Piping Material Class - J2A ) | 50.00 | M |  | 1178.00 | 58900.00 | Not Quoted | Not Quoted | 7500.00 | 375000.00 | 4290.00 | 214500.00 | Not Quoted | Not Quoted | Not Quoted | Not Quoted | 361.00 | 18050.00 | 323.00 | 16150.00 | Not Quoted | Not Quoted | 200.00 | 10000.00 | 0.00 | 0.00 | Not Quoted | Not Quoted | 368.00 | 18400.00 | Not Quoted | Not Quoted | 8800.00 | 440000.00 | 0.00 | mastek engineering private limited
404.00 | Civil-Structural and Architectural Works: PLUMBING AND BUILDING DRAINAGE (Spec. No. 6-65-0053) Providing and fixing approved stone ware 100mmx100mm dia. gully trap as per EIL Std. no.7-65-0214 including grating with CI frame and cover 300mmx300mm including brick masonry (brick class shall be as mentioned below) chamber in 1:4 cement mortar( 1 cement: 4 sand) on M-20 grade cement concrete foundation, plastered inside and outside surfaces with 1:3 cement mortar (1 cement: 3 sand) with 13mm average thickness including providing and fixing light duty CI frame and cover, painting CI frame and cover with two coats of chlorinated rubber zinc phosphate primer @ 40µ DFT per coat and finish painting consists of two coats of chlorinated rubber paint @40µ DFT per coat, earth work in excavation, backfilling, removal of surplus earth, benching with M-20 grade cement concrete and rendering smooth with a neat coat of cement slurry etc. all complete as per drawings, specifications and directions of Engineer-in-Charge. All materials including cement supplied by contractor and ( Brick Class - 5 ) | 4.00 | EACH |  | 2850.00 | 11400.00 | Not Quoted | Not Quoted | 75000.00 | 300000.00 | 148500.00 | 594000.00 | Not Quoted | Not Quoted | Not Quoted | Not Quoted | 13538.00 | 54152.00 | 849.00 | 3396.00 | Not Quoted | Not Quoted | 2500.00 | 10000.00 | 0.00 | 0.00 | Not Quoted | Not Quoted | 7350.00 | 29400.00 | Not Quoted | Not Quoted | 8800.00 | 35200.00 | 0.00 | mastek engineering private limited
405.00 | Civil-Structural and Architectural Works: PLUMBING AND BUILDING DRAINAGE (Spec. No. 6-65-0053) Construction, supplying, installation, testing and commissioning of septic tank as per standards and IS:2470 Part-I , with all necessary accessories like inlet, outlet vent pipes, manhole covers, rungs etc. including earthwork in excavation in all type of soil except soft and hard rock, backfilling and disposal of surplus earth for all leads etc. complete as per standards, drawings, specifications and directions of Engineer-in-Charge. All material including cement supplied by contractor for ( Users - 10 NOS ) | 4.00 | EACH |  | 90000.00 | 360000.00 | Not Quoted | Not Quoted | 150000.00 | 600000.00 | 6050.00 | 24200.00 | Not Quoted | Not Quoted | Not Quoted | Not Quoted | 135375.00 | 541500.00 | 226140.00 | 904560.00 | Not Quoted | Not Quoted | 125000.00 | 500000.00 | 0.00 | 0.00 | Not Quoted | Not Quoted | 183750.00 | 735000.00 | Not Quoted | Not Quoted | 132000.00 | 528000.00 | 0.00 | mastek engineering private limited
406.00 | Civil-Structural and Architectural Works: ERECTION OF TUBEWELLS (Spec. No.6-65-0055) Supplying and lowering in the bore hole tubewell assembly pipe screwed & socketted as per IS:4270 and specials of diameter 219.075mm (8-5/8") O.D. with minimum wall thickness of 5.56mm (0.219") including bottom-most piece of bail plug and painting of pipes with two coats of approved anticorrosive paint on outer faces of the pipe and specials, including supplying all labour, equipments and materials complete as per specifications and directions of Engineer-in-Charge. | 120.00 | M |  | 2925.00 | 351000.00 | Not Quoted | Not Quoted | 3800.00 | 456000.00 | 6050.00 | 726000.00 | Not Quoted | Not Quoted | Not Quoted | Not Quoted | 3610.00 | 433200.00 | 1131.00 | 135720.00 | Not Quoted | Not Quoted | 4500.00 | 540000.00 | 0.00 | 0.00 | Not Quoted | Not Quoted | 5150.00 | 618000.00 | Not Quoted | Not Quoted | 3080.00 | 369600.00 | 0.00 | mastek engineering private limited
407.00 | Civil-Structural and Architectural Works: ERECTION OF TUBEWELLS (Spec. No.6-65-0055) Supplying and lowering 219.075mm (8-5/8") O.D. screwed & socketted slotted pipe with minimum wall thickness of 5.56mm (0.219") all necesary fittings and painting with anticorrosive paint on outer faces before lowering including supplying all labour, equipments and materials complete as per specifications and directions of Engineer-in-Charge. | 140.00 | M |  | 2925.00 | 409500.00 | Not Quoted | Not Quoted | 3200.00 | 448000.00 | 3850.00 | 539000.00 | Not Quoted | Not Quoted | Not Quoted | Not Quoted | 3610.00 | 505400.00 | 509.00 | 71260.00 | Not Quoted | Not Quoted | 5400.00 | 756000.00 | 0.00 | 0.00 | Not Quoted | Not Quoted | 5150.00 | 721000.00 | Not Quoted | Not Quoted | 2640.00 | 369600.00 | 0.00 | mastek engineering private limited
408.00 | Civil-Structural and Architectural Works: ERECTION OF TUBEWELLS (Spec. No.6-65-0055) Supplying & lowering 219.075 mm x 355.6 mm (8"x14") dia O.D. ERW Steel reducer, painting with two coats of anticorrosive bitumastic paints before fixing includng supplying all labour, equipments and materials complete as per specifications and directions of Engineer-in-Charge. | 4.00 | EACH |  | 5250.00 | 21000.00 | Not Quoted | Not Quoted | 1500.00 | 6000.00 | 9350.00 | 37400.00 | Not Quoted | Not Quoted | Not Quoted | Not Quoted | 2708.00 | 10832.00 | 56535.00 | 226140.00 | Not Quoted | Not Quoted | 6800.00 | 27200.00 | 0.00 | 0.00 | Not Quoted | Not Quoted | 7350.00 | 29400.00 | Not Quoted | Not Quoted | 2640.00 | 10560.00 | 0.00 | mastek engineering private limited
409.00 | Civil-Structural and Architectural Works: ERECTION OF TUBEWELLS (Spec. No.6-65-0055) Supplying & lowering 355.6mm (14") O.D. with minimum wall thickness of 6.35mm (0.25") ERW MS housing pipe as per IS:4270 with all specials and fittings and painting with two coats of approved bitumastic paint outside of the same before lowering including all labour, equipment and materials complete as per specifications and directions of Engineer-in-Charge. | 140.00 | M |  | 3375.00 | 472500.00 | Not Quoted | Not Quoted | 4000.00 | 560000.00 | 1045.00 | 146300.00 | Not Quoted | Not Quoted | Not Quoted | Not Quoted | 5415.00 | 758100.00 | 425.00 | 59500.00 | Not Quoted | Not Quoted | 7200.00 | 1008000.00 | 0.00 | 0.00 | Not Quoted | Not Quoted | 7079.00 | 991060.00 | Not Quoted | Not Quoted | 2640.00 | 369600.00 | 0.00 | mastek engineering private limited
410.00 | Civil-Structural and Architectural Works: ERECTION OF TUBEWELLS (Spec. No.6-65-0055) Supplying & fixing MS centre guides at every 10M as per specifications and directions of Engineer-in-Charge. | 40.00 | EACH |  | 1350.00 | 54000.00 | Not Quoted | Not Quoted | 5000.00 | 200000.00 | 2860.00 | 114400.00 | Not Quoted | Not Quoted | Not Quoted | Not Quoted | 632.00 | 25280.00 | 8481.00 | 339240.00 | Not Quoted | Not Quoted | 1000.00 | 40000.00 | 0.00 | 0.00 | Not Quoted | Not Quoted | 10500.00 | 420000.00 | Not Quoted | Not Quoted | 1760.00 | 70400.00 | 0.00 | mastek engineering private limited
411.00 | Civil-Structural and Architectural Works: ERECTION OF TUBEWELLS (Spec. No.6-65-0055) Supplying and fixing MS well cap of 355.6mm (14") dia and housing clamp made out of 20 to 25mm thick mild steel plate of 150mm width including 4 nos. of 20mm diameter 100mm long bolts & nuts, extending 300mm beyond face of the housing pipe on either side and painting with two coats of anticorrosive bitumastic paint applied to it before fixing the same into the concrete block of M-20 of size 1Mx1M and thickness 1M to be constructed by contractor including all labour, equipments and materials complete as per specifications and directions of Engineer-in-Charge. | 4.00 | SET |  | 2625.00 | 10500.00 | Not Quoted | Not Quoted | 2600.00 | 10400.00 | 3850.00 | 15400.00 | Not Quoted | Not Quoted | Not Quoted | Not Quoted | 5415.00 | 21660.00 | 509.00 | 2036.00 | Not Quoted | Not Quoted | 5000.00 | 20000.00 | 0.00 | 0.00 | Not Quoted | Not Quoted | 15043.00 | 60172.00 | Not Quoted | Not Quoted | 2640.00 | 10560.00 | 0.00 | mastek engineering private limited
412.00 | Civil-Structural and Architectural Works: ERECTION OF TUBEWELLS (Spec. No.6-65-0055) Supplying gravel of approved quality in stacks and then packing the same into the annular space between the tubewell assembly and bore hole from the bottom upto 25M above the top of the upper most slotted pipe, including supplying all labour, equipments and materials complete as per specifications and directions of Engineer-in-Charge. | 480.00 | PerM Ht |  | 293.00 | 140640.00 | Not Quoted | Not Quoted | 600.00 | 288000.00 | 7150.00 | 3432000.00 | Not Quoted | Not Quoted | Not Quoted | Not Quoted | 452.00 | 216960.00 | 360.00 | 172800.00 | Not Quoted | Not Quoted | 900.00 | 432000.00 | 0.00 | 0.00 | Not Quoted | Not Quoted | 452.00 | 216960.00 | Not Quoted | Not Quoted | 1056.00 | 506880.00 | 0.00 | mastek engineering private limited
413.00 | Civil-Structural and Architectural Works: ERECTION OF TUBEWELLS (Spec. No.6-65-0055) Supplying & laying cement concrete of M-20 grade with approved water proofing additive and quick setting cement in the annular space between the bore hole and the tubewell assembly 600mm thick including all labour & material complete, as per specifications and directions of Engineer-in-Charge. | 4.00 | CU.M. |  | 6075.00 | 24300.00 | Not Quoted | Not Quoted | 12250.00 | 49000.00 | 3850.00 | 15400.00 | Not Quoted | Not Quoted | Not Quoted | Not Quoted | 9928.00 | 39712.00 | 6219.00 | 24876.00 | Not Quoted | Not Quoted | 10000.00 | 40000.00 | 0.00 | 0.00 | Not Quoted | Not Quoted | 11298.00 | 45192.00 | Not Quoted | Not Quoted | 9680.00 | 38720.00 | 0.00 | mastek engineering private limited
414.00 | Civil-Structural and Architectural Works: ERECTION OF TUBEWELLS (Spec. No.6-65-0055) Supplying approved quality materials such as clay or as approved by the Engineer-in-Charge and packing the same in the annular space between the tubewell assembly and bore hole above concrete layer upto the top of the tubewell. | 40.00 | PerM Ht |  | 668.00 | 26720.00 | Not Quoted | Not Quoted | 390.00 | 15600.00 | 11550.00 | 462000.00 | Not Quoted | Not Quoted | Not Quoted | Not Quoted | 361.00 | 14440.00 | 40.00 | 1600.00 | Not Quoted | Not Quoted | 450.00 | 18000.00 | 0.00 | 0.00 | Not Quoted | Not Quoted | 452.00 | 18080.00 | Not Quoted | Not Quoted | 1056.00 | 42240.00 | 0.00 | mastek engineering private limited
415.00 | Civil-Structural and Architectural Works: ERECTION OF TUBEWELLS (Spec. No.6-65-0055) Carrying out the step draw down test and acquifer performance test and development of tubewell with contractor's own air compressor and turbine pump and engine, temporary piping arrangement etc. complete as per specifications and directions of Engineer-in-Charge. | 4.00 | Lumpsum |  | 16500.00 | 66000.00 | Not Quoted | Not Quoted | 25000.00 | 100000.00 | 7150.00 | 28600.00 | Not Quoted | Not Quoted | Not Quoted | Not Quoted | 18050.00 | 72200.00 | 8481.00 | 33924.00 | Not Quoted | Not Quoted | 5400.00 | 21600.00 | 0.00 | 0.00 | Not Quoted | Not Quoted | 26250.00 | 105000.00 | Not Quoted | Not Quoted | 1584.00 | 6336.00 | 0.00 | mastek engineering private limited
416.00 | Civil-Structural and Architectural Works: ERECTION OF TUBEWELLS (Spec. No.6-65-0055) Collecting water samples from the developed tubewell, testing and submitting water analysis test etc. complete as per specifications and directions of Engineer-in-Charge. | 4.00 | Lumpsum |  | 4500.00 | 18000.00 | Not Quoted | Not Quoted | 5600.00 | 22400.00 | 1375.00 | 5500.00 | Not Quoted | Not Quoted | Not Quoted | Not Quoted | 6318.00 | 25272.00 | 3958.00 | 15832.00 | Not Quoted | Not Quoted | 10800.00 | 43200.00 | 0.00 | 0.00 | Not Quoted | Not Quoted | 52500.00 | 210000.00 | Not Quoted | Not Quoted | 5280.00 | 21120.00 | 0.00 | mastek engineering private limited
417.00 | Civil-Structural and Architectural Works: ERECTION OF TUBEWELLS (Spec. No.6-65-0055) Drilling a bore hole by using direct percussion reverse circulation rig including supply of all labour equipment and all other materials, collecting, packing and furnishing of strata samples, complete as per specifications and directions of Engineer-in-Charge. For following bore hole dia. (mm) and depth (M) For depth from 0 M upto and inclusive of 20 M and ( Bore Hole Dia - 150 mm ) | 80.00 | M |  | 1650.00 | 132000.00 | Not Quoted | Not Quoted | 645.00 | 51600.00 | 1595.00 | 127600.00 | Not Quoted | Not Quoted | Not Quoted | Not Quoted | 1805.00 | 144400.00 | 1075.00 | 86000.00 | Not Quoted | Not Quoted | 1800.00 | 144000.00 | 0.00 | 0.00 | Not Quoted | Not Quoted | 1050.00 | 84000.00 | Not Quoted | Not Quoted | 1320.00 | 105600.00 | 0.00 | mastek engineering private limited
418.00 | Civil-Structural and Architectural Works: ERECTION OF TUBEWELLS (Spec. No.6-65-0055) Drilling a bore hole by using direct percussion reverse circulation rig including supply of all labour equipment and all other materials, collecting, packing and furnishing of strata samples, complete as per specifications and directions of Engineer-in-Charge. For following bore hole dia. (mm) and depth (M) For depth beyond 20 M upto and inclusive of 40 M and ( Bore Hole Dia - 150 mm ) | 80.00 | M |  | 1875.00 | 150000.00 | Not Quoted | Not Quoted | 695.00 | 55600.00 | 1705.00 | 136400.00 | Not Quoted | Not Quoted | Not Quoted | Not Quoted | 1986.00 | 158880.00 | 1244.00 | 99520.00 | Not Quoted | Not Quoted | 2160.00 | 172800.00 | 0.00 | 0.00 | Not Quoted | Not Quoted | 1260.00 | 100800.00 | Not Quoted | Not Quoted | 1760.00 | 140800.00 | 0.00 | mastek engineering private limited
419.00 | Civil-Structural and Architectural Works: ERECTION OF TUBEWELLS (Spec. No.6-65-0055) Drilling a bore hole by using direct percussion reverse circulation rig including supply of all labour equipment and all other materials, collecting, packing and furnishing of strata samples, complete as per specifications and directions of Engineer-in-Charge. For following bore hole dia. (mm) and depth (M) For depth beyond 40 M upto and inclusive of 60 M and ( Bore Hole Dia - 150 mm ) | 80.00 | M |  | 2175.00 | 174000.00 | Not Quoted | Not Quoted | 745.00 | 59600.00 | 1623.00 | 129840.00 | Not Quoted | Not Quoted | Not Quoted | Not Quoted | 2257.00 | 180560.00 | 1386.00 | 110880.00 | Not Quoted | Not Quoted | 2520.00 | 201600.00 | 0.00 | 0.00 | Not Quoted | Not Quoted | 1470.00 | 117600.00 | Not Quoted | Not Quoted | 2200.00 | 176000.00 | 0.00 | mastek engineering private limited
420.00 | Civil-Structural and Architectural Works: ERECTION OF TUBEWELLS (Spec. No.6-65-0055) Drilling a bore hole by using direct percussion reverse circulation rig including supply of all labour equipment and all other materials, collecting, packing and furnishing of strata samples, complete as per specifications and directions of Engineer-in-Charge. For following bore hole dia. (mm) and depth (M) For depth beyond 60 M upto and inclusive of 80 M and ( Bore Hole Dia - 150 mm ) | 80.00 | M |  | 2400.00 | 192000.00 | Not Quoted | Not Quoted | 1000.00 | 80000.00 | 1843.00 | 147440.00 | Not Quoted | Not Quoted | Not Quoted | Not Quoted | 2708.00 | 216640.00 | 1499.00 | 119920.00 | Not Quoted | Not Quoted | 3500.00 | 280000.00 | 0.00 | 0.00 | Not Quoted | Not Quoted | 1680.00 | 134400.00 | Not Quoted | Not Quoted | 3520.00 | 281600.00 | 0.00 | mastek engineering private limited
421.00 | Civil-Structural and Architectural Works: ERECTION OF TUBEWELLS (Spec. No.6-65-0055) Drilling a bore hole by using direct percussion reverse circulation rig including supply of all labour equipment and all other materials, collecting, packing and furnishing of strata samples, complete as per specifications and directions of Engineer-in-Charge. For following bore hole dia. (mm) and depth (M) For depth beyond 80 M upto and inclusive of 100 M and ( Bore Hole Dia - 150 mm ) | 80.00 | M |  | 2550.00 | 204000.00 | Not Quoted | Not Quoted | 1200.00 | 96000.00 | 1881.00 | 150480.00 | Not Quoted | Not Quoted | Not Quoted | Not Quoted | 2708.00 | 216640.00 | 1583.00 | 126640.00 | Not Quoted | Not Quoted | 4000.00 | 320000.00 | 0.00 | 0.00 | Not Quoted | Not Quoted | 1890.00 | 151200.00 | Not Quoted | Not Quoted | 3960.00 | 316800.00 | 0.00 | mastek engineering private limited
422.00 | Civil-Structural and Architectural Works: ERECTION OF TUBEWELLS (Spec. No.6-65-0055) Drilling a bore hole by using direct percussion reverse circulation rig including supply of all labour equipment and all other materials, collecting, packing and furnishing of strata samples, complete as per specifications and directions of Engineer-in-Charge. For following bore hole dia. (mm) and depth (M) For depth beyond 100 M upto and inclusive of 120 M and ( Bore Hole Dia - 150 mm ) | 80.00 | M |  | 2775.00 | 222000.00 | Not Quoted | Not Quoted | 1300.00 | 104000.00 | 1804.00 | 144320.00 | Not Quoted | Not Quoted | Not Quoted | Not Quoted | 2888.00 | 231040.00 | 1697.00 | 135760.00 | Not Quoted | Not Quoted | 4500.00 | 360000.00 | 0.00 | 0.00 | Not Quoted | Not Quoted | 2100.00 | 168000.00 | Not Quoted | Not Quoted | 4400.00 | 352000.00 | 0.00 | mastek engineering private limited
423.00 | Civil-Structural and Architectural Works: ERECTION OF TUBEWELLS (Spec. No.6-65-0055) Drilling a bore hole by using direct percussion reverse circulation rig including supply of all labour equipment and all other materials, collecting, packing and furnishing of strata samples, complete as per specifications and directions of Engineer-in-Charge. For following bore hole dia. (mm) and depth (M) For depth beyond 120 M upto and inclusive of 140 M and ( Bore Hole Dia - 150 mm ) | 80.00 | M |  | 3150.00 | 252000.00 | Not Quoted | Not Quoted | 1500.00 | 120000.00 | 1705.00 | 136400.00 | Not Quoted | Not Quoted | Not Quoted | Not Quoted | 3069.00 | 245520.00 | 1810.00 | 144800.00 | Not Quoted | Not Quoted | 5000.00 | 400000.00 | 0.00 | 0.00 | Not Quoted | Not Quoted | 2310.00 | 184800.00 | Not Quoted | Not Quoted | 5280.00 | 422400.00 | 0.00 | mastek engineering private limited
424.00 | Civil-Structural and Architectural Works: MISCELLANEOUS ITEMS Supplying and fixing in position entrance gate in complex boundary wall fencing manufactured out of steel frame work and square MS bars of 20 mm at 100 c/c and horizontal name plate band at lock rail level suitably hinged with box type steel post embedded in cement concrete i.e. providing the tension bar for smooth operation and locking arrangement etc. complete as per std. No. 7-75-0054, including painting with two coats of anti-corrosive paint and two coats of approved aluminium/synthetic enamel paint etc. complete as per drawings, specifications and directions of Engineer-in-Charge. 5.5M clear opening width of gate in two panels. | 4.00 | EACH |  | 90000.00 | 360000.00 | Not Quoted | Not Quoted | 120000.00 | 480000.00 | 137500.00 | 550000.00 | Not Quoted | Not Quoted | Not Quoted | Not Quoted | 58663.00 | 234652.00 | 84803.00 | 339212.00 | Not Quoted | Not Quoted | 125000.00 | 500000.00 | 0.00 | 0.00 | Not Quoted | Not Quoted | 105000.00 | 420000.00 | Not Quoted | Not Quoted | 105600.00 | 422400.00 | 0.00 | mastek engineering private limited
425.00 | Civil-Structural and Architectural Works: MISCELLANEOUS ITEMS Supplying & laying random rubble pitching 225mm thick in 1:6 cement mortar (1 cement: 6 coarse sand) in one layer for embankments, road side slopes, holding ponds bunds, drains, channels or at any other place as directed including cost of stones, all royalties & taxes, transportation to site with all leads and lifts, dressing, preparation of sub grade for pitching, flush pointing in 1:4 cement mortar (1 cement: 4 sand), curing etc. complete as per drawings, specifications and directions of Engineer-in-Charge. On horizontal surfaces(All materials including cement supplied by contractor) | 40.00 | SQ.M. |  | 1845.00 | 73800.00 | Not Quoted | Not Quoted | 2200.00 | 88000.00 | 1540.00 | 61600.00 | Not Quoted | Not Quoted | Not Quoted | Not Quoted | 1354.00 | 54160.00 | 474.00 | 18960.00 | Not Quoted | Not Quoted | 1260.00 | 50400.00 | 0.00 | 0.00 | Not Quoted | Not Quoted | 315.00 | 12600.00 | Not Quoted | Not Quoted | 2288.00 | 91520.00 | 0.00 | mastek engineering private limited
426.00 | Civil-Structural and Architectural Works: MISCELLANEOUS ITEMS Supplying & laying random rubble pitching 225mm thick in 1:6 cement mortar (1 cement: 6 coarse sand) in one layer for embankments, road side slopes, holding ponds bunds, drains, channels or at any other place as directed including cost of stones, all royalties & taxes, transportation to site with all leads and lifts, dressing, preparation of sub grade for pitching, flush pointing in 1:4 cement mortar (1 cement: 4 sand), curing etc. complete as per drawings, specifications and directions of Engineer-in-Charge. On sloped surfaces (All materials including cement supplied by contractor) | 280.00 | SQ.M. |  | 2100.00 | 588000.00 | Not Quoted | Not Quoted | 3200.00 | 896000.00 | 1595.00 | 446600.00 | Not Quoted | Not Quoted | Not Quoted | Not Quoted | 1354.00 | 379120.00 | 474.00 | 132720.00 | Not Quoted | Not Quoted | 1260.00 | 352800.00 | 0.00 | 0.00 | Not Quoted | Not Quoted | 315.00 | 88200.00 | Not Quoted | Not Quoted | 2288.00 | 640640.00 | 0.00 | mastek engineering private limited
427.00 | Civil-Structural and Architectural Works: MISCELLANEOUS ITEMS Supplying & Laying interlocking Paver Blocks for roads, footpaths and any other place etc. including providing 50 mm thick sand filling below Paver Blocks including compaction of sand layer, filling the joints by dry sand, providing precast kerb stone of PCC M-20 at edges, including preparation of compacted sub-grade etc. all complete as per drawing, standard and directions of Engineer-in-Charge. (All material including cement supplied by contractor, paver blocks shall confirm to IS: 15658. Colour and shape of paver block shall be as per Owner requirement.). For following thickness of Paver blocks ( Thickness - 60 mm ) | 150.00 | SqM |  | 1050.00 | 157500.00 | Not Quoted | Not Quoted | 3100.00 | 465000.00 | 1375.00 | 206250.00 | Not Quoted | Not Quoted | Not Quoted | Not Quoted | 1805.00 | 270750.00 | 962.00 | 144300.00 | Not Quoted | Not Quoted | 1200.00 | 180000.00 | 0.00 | 0.00 | Not Quoted | Not Quoted | 1785.00 | 267750.00 | Not Quoted | Not Quoted | 2464.00 | 369600.00 | 0.00 | mastek engineering private limited
428.00 | Civil-Structural and Architectural Works: MISCELLANEOUS ITEMS Supplying & Laying interlocking Paver Blocks for roads, footpaths and any other place etc. including providing 50 mm thick sand filling below Paver Blocks including compaction of sand layer, filling the joints by dry sand, providing precast kerb stone of PCC M-20 at edges, including preparation of compacted sub-grade etc. all complete as per drawing, standard and directions of Engineer-in-Charge. (All material including cement supplied by contractor, paver blocks shall confirm to IS: 15658. Colour and shape of paver block shall be as per Owner requirement.). For following thickness of Paver blocks ( Thickness - 100 mm ) | 270.00 | SqM |  | 2025.00 | 546750.00 | Not Quoted | Not Quoted | 3500.00 | 945000.00 | 1375.00 | 371250.00 | Not Quoted | Not Quoted | Not Quoted | Not Quoted | 2076.00 | 560520.00 | 1075.00 | 290250.00 | Not Quoted | Not Quoted | 1600.00 | 432000.00 | 0.00 | 0.00 | Not Quoted | Not Quoted | 2100.00 | 567000.00 | Not Quoted | Not Quoted | 2816.00 | 760320.00 | 0.00 | mastek engineering private limited
429.00 | Civil-Structural and Architectural Works: Supply and installation on terrace, high density polyethylene drinking water circular tank as per IS:12701 and ISI marked including supply and installation of all fittings, cover with suitable locking arrangement, float valve, making necessary holes for inlet, outlet and overflow connection and vent pipe etc. and the base supports for tank including supply of all necessary material all complete as per specifications and directions of Engineer-in-charge. (Sintex or equivalent having valid ISI license) for following capacities ( Capacity - 500 Litres ) | 4.00 | EACH |  | 9000.00 | 36000.00 | Not Quoted | Not Quoted | 25000.00 | 100000.00 | 9350.00 | 37400.00 | Not Quoted | Not Quoted | Not Quoted | Not Quoted | 13538.00 | 54152.00 | 5089.00 | 20356.00 | Not Quoted | Not Quoted | 11000.00 | 44000.00 | 0.00 | 0.00 | Not Quoted | Not Quoted | 7350.00 | 29400.00 | Not Quoted | Not Quoted | 8800.00 | 35200.00 | 0.00 | mastek engineering private limited
430.00 | Civil-Structural and Architectural Works: Construction of rain water recharging well including earthwork in excavation in all types of soils including soft rock but excluding hard rock, excavation in hard rock shall be paid under relevant item, backfilling and disposal of the debris/surplus earth within a lead of 100 m, supply of all filler materials, mild steel perforated pipe, precast cover slab, brick masonry etc all complete as per EIL standard drawings, specifications and directions of Engineer-in-charge. Depth from 0.0m upto and inclusive of 10 m. For catchment area: Above 3000 sqm and upto 5 hectare | 3.00 | EACH |  | 90000.00 | 270000.00 | Not Quoted | Not Quoted | 250000.00 | 750000.00 | 495000.00 | 1485000.00 | Not Quoted | Not Quoted | Not Quoted | Not Quoted | 203063.00 | 609189.00 | 73496.00 | 220488.00 | Not Quoted | Not Quoted | 54000.00 | 162000.00 | 0.00 | 0.00 | Not Quoted | Not Quoted | 288421.00 | 865263.00 | Not Quoted | Not Quoted | 308000.00 | 924000.00 | 0.00 | mastek engineering private limited
431.00 | Civil-Structural and Architectural Works: Construction of rain water recharging well including earthwork in excavation in all types of soils including soft rock but excluding hard rock, excavation in hard rock shall be paid under relevant item, backfilling and disposal of the debris/surplus earth within a lead of 100 m, supply of all filler materials, mild steel perforated pipe, precast cover slab, brick masonry etc all complete as per EIL standard drawings, specifications and directions of Engineer-in-charge. Depth from 0.0m upto and inclusive of 10 m. For catchment area: Above 5 hectare and upto 10 hectare | 1.00 | EACH |  | 225000.00 | 225000.00 | Not Quoted | Not Quoted | 288000.00 | 288000.00 | 495000.00 | 495000.00 | Not Quoted | Not Quoted | Not Quoted | Not Quoted | 361000.00 | 361000.00 | 96110.00 | 96110.00 | Not Quoted | Not Quoted | 125000.00 | 125000.00 | 0.00 | 0.00 | Not Quoted | Not Quoted | 374947.00 | 374947.00 | Not Quoted | Not Quoted | 400000.00 | 400000.00 | 0.00 | mastek engineering private limited
432.00 | Civil-Structural and Architectural Works: Portable/ trolley mounted Extinguishers Supply and installation of portable DCP (sodium carbonate based Dry Chemical Powder Type) extinguisher including transporting to worksite, fixing in position including all accessories and all labor and material etc. complete as per drawings, specification and directions of Engineer-in-Charge. ( Capacity - 9 Kg ) | 8.00 | NOS |  | 2550.00 | 20400.00 | Not Quoted | Not Quoted | 8900.00 | 71200.00 | 9900.00 | 79200.00 | Not Quoted | Not Quoted | Not Quoted | Not Quoted | 9025.00 | 72200.00 | 5089.00 | 40712.00 | Not Quoted | Not Quoted | 9000.00 | 72000.00 | 0.00 | 0.00 | Not Quoted | Not Quoted | 6137.00 | 49096.00 | Not Quoted | Not Quoted | 4400.00 | 35200.00 | 0.00 | mastek engineering private limited
433.00 | Civil-Structural and Architectural Works: Portable/ trolley mounted Extinguishers Supply and installation of portable DCP (sodium carbonate based Dry Chemical Powder Type) extinguisher including transporting to worksite, fixing in position including all accessories and all labor and material etc. complete as per drawings, specification and directions of Engineer-in-Charge. ( Capacity - 75 Kg ) | 1.00 | NOS |  | 14250.00 | 14250.00 | Not Quoted | Not Quoted | 35000.00 | 35000.00 | 38500.00 | 38500.00 | Not Quoted | Not Quoted | Not Quoted | Not Quoted | 22563.00 | 22563.00 | 22049.00 | 22049.00 | Not Quoted | Not Quoted | 45000.00 | 45000.00 | 0.00 | 0.00 | Not Quoted | Not Quoted | 47775.00 | 47775.00 | Not Quoted | Not Quoted | 65000.00 | 65000.00 | 0.00 | mastek engineering private limited
434.00 | Civil-Structural and Architectural Works: Portable/ trolley mounted Extinguishers Supply and installation of portable CO2 extinguishers including transporting to worksite, fixing in position including all accessories and all labor and material etc. complete as per drawings, specification, data sheet and directions of Engineer-in-Charge. ( Capacity - 4.5 Kg ) | 1.00 | NOS |  | 5625.00 | 5625.00 | Not Quoted | Not Quoted | 15000.00 | 15000.00 | 6050.00 | 6050.00 | Not Quoted | Not Quoted | Not Quoted | Not Quoted | 4513.00 | 4513.00 | 6219.00 | 6219.00 | Not Quoted | Not Quoted | 7200.00 | 7200.00 | 0.00 | 0.00 | Not Quoted | Not Quoted | 7651.00 | 7651.00 | Not Quoted | Not Quoted | 8000.00 | 8000.00 | 0.00 | mastek engineering private limited
435.00 | Civil-Structural and Architectural Works: Portable/ trolley mounted Extinguishers Supply and installation of portable CO2 extinguishers including transporting to worksite, fixing in position including all accessories and all labor and material etc. complete as per drawings, specification, data sheet and directions of Engineer-in-Charge. ( Capacity - 2 Kg ) | 5.00 | NOS |  | 1343.00 | 6715.00 | Not Quoted | Not Quoted | 10000.00 | 50000.00 | 4950.00 | 24750.00 | Not Quoted | Not Quoted | Not Quoted | Not Quoted | 2708.00 | 13540.00 | 7350.00 | 36750.00 | Not Quoted | Not Quoted | 5400.00 | 27000.00 | 0.00 | 0.00 | Not Quoted | Not Quoted | 4244.00 | 21220.00 | Not Quoted | Not Quoted | 5280.00 | 26400.00 | 0.00 | mastek engineering private limited
436.00 | Civil-Structural and Architectural Works: Water System Galvanised Pressure Piping (Under Ground) (Screwed) Supplying and laying carbon steel galvanised pipes as per piping materials specification Class including supply of all necessory fittings including Tee, reducing Tee, reducing Coupling, nipple, coupling, elbows etc. supply of teflon tapes, PTFE tape, white lead, etc. cutting the pipes to required lengths, making threads, earthwork in excavation for trenches, etc. in all types of soil including laying of pipes in trenches, jointing the pipes and fittings with threaded connections, hydrostatic testing of the piping, backfilling the trenches with selected/approved earth fill material, cutting of roads wherever required, making good the road surface after laying, disposal of surplus earth at a designated area anywhere within complex limit etc., complete as per specifications, drawings and directions of Engineer-in-Charge. For following Nominal Size and Piping Material Class. ( Nom. Dia - 1.5 Inch, Pipe class - J2A ) | 80.00 | M |  | 1418.00 | 113440.00 | Not Quoted | Not Quoted | 5000.00 | 400000.00 | 1650.00 | 132000.00 | Not Quoted | Not Quoted | Not Quoted | Not Quoted | 542.00 | 43360.00 | 679.00 | 54320.00 | Not Quoted | Not Quoted | 1500.00 | 120000.00 | 0.00 | 0.00 | Not Quoted | Not Quoted | 630.00 | 50400.00 | Not Quoted | Not Quoted | 352.00 | 28160.00 | 0.00 | mastek engineering private limited
437.00 | Civil-Structural and Architectural Works: Miscellaneous Design, engineering, supply of all materials, fabrication, performance guaranteeing of total flooding CO2 fire extinguishing system for the TELECOM & SCADA room, Electrical Equipment room and Battery room of buildings mentioned below, including supply of CO2 Storage Cylinders (with 100% filled up standby cylinders), piping, valves, CO2 discharge nozzles, instruments, CO2 panels, piping supports, release system, directional valves, cables etc. System supplied and design calculations shall be approved by UL/FM/Vds/LPC. All equipment shall be approved by UL/FM/Vds/LPC and cylinder along with cylinder valve assemblies shall be seamless and PESO approved. The entire CO2 system shall be as per NFPA-12 (latest) complete as per scope of work, specification and Arch./Strl. drawings. Handling, transportation from vendor's workshop to site, storage at site, assembly at site, installation, erection, testing, pre-commissioning, painting, commissioning, performance guarantee run, handing over to client and other field works including civil structural work and supply of commissioning spares as per the enclosed EIL standard specifications, instructions to vendors, and data sheets etc. Supply of mandatory spares as per enclosed list/ instructions to vendor as per scope of work and specification, drawings and documents as per attached vendor Data requirement for all supplies and services etc. complete. Total flooding CO2 fire extinguishing system for following buildings ( Building name - REPEATER BUILDING ) | 3.00 | LS |  | 2300000.00 | 6900000.00 | Not Quoted | Not Quoted | 4200000.00 | 12600000.00 | 2750000.00 | 8250000.00 | Not Quoted | Not Quoted | Not Quoted | Not Quoted | 3610000.00 | 10830000.00 | 565350.00 | 1696050.00 | Not Quoted | Not Quoted | 4985700.00 | 14957100.00 | 0.00 | 0.00 | Not Quoted | Not Quoted | 4187988.00 | 12563964.00 | Not Quoted | Not Quoted | 2464000.00 | 7392000.00 | 0.00 | mastek engineering private limited
438.00 | Civil-Structural and Architectural Works: Miscellaneous Providing precast RCC posts and struts of M-25 grade with 20mm and down size graded stone aggregate for chain link fencing as per drawings, including all leads and levels, concreting, scaffolding, all moulds, vibrating, tamping, curing and finishing smooth with 1:3 cement mortar (1 cement : 3 fine sand) including leaving pockets, embedding fixtures for fixing of chain link fencing, transportation to site, aligning and fixing in position, etc. complete as per drawings, specifications and directions of Engineer-in-Charge, (excluding the cost of reinforcement but including cost of shuttering). _ Cement Supplied by contractor | 3.00 | CUM |  | 9375.00 | 28125.00 | Not Quoted | Not Quoted | 12500.00 | 37500.00 | 24200.00 | 72600.00 | Not Quoted | Not Quoted | Not Quoted | Not Quoted | 10830.00 | 32490.00 | 10177.00 | 30531.00 | Not Quoted | Not Quoted | 12500.00 | 37500.00 | 0.00 | 0.00 | Not Quoted | Not Quoted | 10792.00 | 32376.00 | Not Quoted | Not Quoted | 13200.00 | 39600.00 | 0.00 | mastek engineering private limited
439.00 | Civil-Structural and Architectural Works: Miscellaneous Supplying and fixing approved quality Cast Iron soil/waste pipe conforming to IS:3989 below ground with necessary specials, bends such as Y-junction,T- junction (both single and double) including plugs, shoes, cowls, jointing with lead caulked joints and testing, cutting in floors, earth work in excavation, encasing the pipe in 50mm THK, PCC M20, backfilling and removal of surplus earth upto a lead of 50M etc. complete as per drawings, specifications and directions of Engineer-in-Complete. 150mm dia (All materials including cement supplied by contractor) | 20.00 | M |  | 2400.00 | 48000.00 | Not Quoted | Not Quoted | 8000.00 | 160000.00 | 5720.00 | 114400.00 | Not Quoted | Not Quoted | Not Quoted | Not Quoted | 452.00 | 9040.00 | 1697.00 | 33940.00 | Not Quoted | Not Quoted | 3000.00 | 60000.00 | 0.00 | 0.00 | Not Quoted | Not Quoted | 2625.00 | 52500.00 | Not Quoted | Not Quoted | 880.00 | 17600.00 | 0.00 | mastek engineering private limited
440.00 | Civil-Structural and Architectural Works: Miscellaneous Supplying and fixing approved quality Cast Iron soil/waste pipe conforming to IS:3989 below ground with necessary specials, bends such as Y-junction,T- junction (both single and double) including plugs, shoes, cowls, jointing with lead caulked joints and testing, cutting in floors, earth work in excavation, encasing the pipe in 50mm THK, PCC M20, backfilling and removal of surplus earth upto a lead of 50M etc. complete as per drawings, specifications and directions of Engineer-in-Complete. 100mm dia (All materials including cement supplied by contractor), | 20.00 | M |  | 2003.00 | 40060.00 | Not Quoted | Not Quoted | 8000.00 | 160000.00 | 4950.00 | 99000.00 | Not Quoted | Not Quoted | Not Quoted | Not Quoted | 722.00 | 14440.00 | 1697.00 | 33940.00 | Not Quoted | Not Quoted | 2500.00 | 50000.00 | 0.00 | 0.00 | Not Quoted | Not Quoted | 2100.00 | 42000.00 | Not Quoted | Not Quoted | 880.00 | 17600.00 | 0.00 | mastek engineering private limited
441.00 | Civil-Structural and Architectural Works: Miscellaneous Supplying and fixing approved quality Cast Iron soil/waste pipe conforming to IS:3989 below ground with necessary specials, bends such as Y-junction,T- junction (both single and double) including plugs, shoes, cowls, jointing with lead caulked joints and testing, cutting in floors, earth work in excavation, encasing the pipe in 50mm THK, PCC M20, backfilling and removal of surplus earth upto a lead of 50M etc. complete as per drawings, specifications and directions of Engineer-in-Complete. 80mm dia (All materials including cement supplied by contractor) | 20.00 | M |  | 1418.00 | 28360.00 | Not Quoted | Not Quoted | 7500.00 | 150000.00 | 4290.00 | 85800.00 | Not Quoted | Not Quoted | Not Quoted | Not Quoted | 903.00 | 18060.00 | 1697.00 | 33940.00 | Not Quoted | Not Quoted | 2000.00 | 40000.00 | 0.00 | 0.00 | Not Quoted | Not Quoted | 1575.00 | 31500.00 | Not Quoted | Not Quoted | 968.00 | 19360.00 | 0.00 | mastek engineering private limited
442.00 | Civil-Structural and Architectural Works: Miscellaneous Supplying and laying HDPE pipes conforming to IS:4984 of approved make to proper grade and alignment, including earthwork in excavation for trenches etc. in all types of soil except soft and hard rock including dewatering till completion of subsequent works, shoring and strutting, if necessary, dressing the sides, leveling, grading and ramming the bottom, jointing the pipes using hot plates as per manufacturer's recommendation, lowering, providing and laying 1:5:10 (1 cement : 5 sand : 10 aggregate) plain cement concrete of minimum 100mm thickness on bottom and side of pipe as directed, connecting the pipes to manholes and grouting the pipes to manhole/valve chamber walls, including supplying and fixing the specials and fittings, such as bends, reducers, tees, elbows, caps etc. conforming to IS:8008 or fabricated from pipes as per specification, supplying and fixing of flanges, fixing of online valves, including fixing of bolts, nuts and gaskets etc. as per specifications, testing, draining of water and cleaning of pipes after testing, backfilling the trenches with select material from available excavated soil including re excavating the deposited soil excavated earlier breaking clods and laying in layers of 15cm compacted thickness, watering and compacting with mechanical means like vibro rammers etc. to 90% standard proctor density as per IS:2720 Part-VII, making good the surface, disposal of surplus earth/ unserviceable material to demarcated area anywhere within the complex limit, cutting of road wherever required, making good the same etc. complete for all depths as per drawings, specification and instruction of Engineer-in- Charge.For the following nominal diameter (mm) Pressure Rating(Kg/Cm2) ( Dia (Internal) - 100 mm , Pressure Rating - 12.5 Kg/sqcm , HDPE Pipes ( PE80, PN 12.5 ), | 20.00 | M |  | 15750.00 | 315000.00 | Not Quoted | Not Quoted | 6000.00 | 120000.00 | 3740.00 | 74800.00 | Not Quoted | Not Quoted | Not Quoted | Not Quoted | 722.00 | 14440.00 | 14784.00 | 295680.00 | Not Quoted | Not Quoted | 1800.00 | 36000.00 | 0.00 | 0.00 | Not Quoted | Not Quoted | 2100.00 | 42000.00 | Not Quoted | Not Quoted | 22000.00 | 440000.00 | 0.00 | mastek engineering private limited
443.00 | Civil-Structural and Architectural Works: Miscellaneous Supplying and laying HDPE pipes conforming to IS:4984 of approved make to proper grade and alignment, including earthwork in excavation for trenches etc. in all types of soil except soft and hard rock including dewatering till completion of subsequent works, shoring and strutting, if necessary, dressing the sides, leveling, grading and ramming the bottom, jointing the pipes using hot plates as per manufacturer's recommendation, lowering, providing and laying 1:5:10 (1 cement : 5 sand : 10 aggregate) plain cement concrete of minimum 100mm thickness on bottom and side of pipe as directed, connecting the pipes to manholes and grouting the pipes to manhole/valve chamber walls, including supplying and fixing the specials and fittings, such as bends, reducers, tees, elbows, caps etc. conforming to IS:8008 or fabricated from pipes as per specification, supplying and fixing of flanges, fixing of online valves, including fixing of bolts, nuts and gaskets etc. as per specifications, testing, draining of water and cleaning of pipes after testing, backfilling the trenches with select material from available excavated soil including re excavating the deposited soil excavated earlier breaking clods and laying in layers of 15cm compacted thickness, watering and compacting with mechanical means like vibro rammers etc. to 90% standard proctor density as per IS:2720 Part-VII, making good the surface, disposal of surplus earth/ unserviceable material to demarcated area anywhere within the complex limit, cutting of road wherever required, making good the same etc. complete for all depths as per drawings, specification and instruction of Engineer-in- Charge.For the following nominal diameter (mm) Pressure Rating(Kg/Cm2) ( Dia (Internal) - 150 mm , Pressure Rating - 12.5 Kg/sqcm , HDPE Pipes ( PE80, PN 12.5 ), | 20.00 | M |  | 15750.00 | 315000.00 | Not Quoted | Not Quoted | 5500.00 | 110000.00 | 3520.00 | 70400.00 | Not Quoted | Not Quoted | Not Quoted | Not Quoted | 542.00 | 10840.00 | 1166.00 | 23320.00 | Not Quoted | Not Quoted | 3000.00 | 60000.00 | 0.00 | 0.00 | Not Quoted | Not Quoted | 3150.00 | 63000.00 | Not Quoted | Not Quoted | 704.00 | 14080.00 | 0.00 | mastek engineering private limited
444.00 | Civil-Structural and Architectural Works: Miscellaneous Construction as per EIL Std.7-65-0215 of brick masonry (brick class shall be as mentioned below) inspection chambers/manholes of 750mmx750mm internal size 1000mm deep(Max.) in cement mortar 1:4 (1 cement: 4 sand) with CI frame and cover 500mm clear dia, (circular Medium duty of grade MD-10) conforming to IS:1726 fixed on RCC slab of M-25 grade, necessary excavation, supplying, fixing 4 Nos. 16mm dia M.S. rungs, M-20 grade foundation concrete 1:3 cement mortar(1 cement: 3 sand) plastering of 13mm average thickness for inside & 16mm avg. thickness for outside exposed surfaces, backfilling, disposal of surplus earth upto a lead of 100M, benching with M-20 grade cement concrete and rendering smooth with a neat coat of cement slurry, painting the C.I. frame and cover with two coats of chlorinated rubber zinc phosphate primer @ 40? DFT per coat and finish painting consists of two coats of chlorinated rubber paint @40? DFT per coat etc. all complete as per drawings, specifications and directions of Engineer-in- Charge. All materials including cement supplied by contractor and ( Brick Class - 5 ) , | 4.00 | NOS |  | 2385.00 | 9540.00 | Not Quoted | Not Quoted | 150000.00 | 600000.00 | 31900.00 | 127600.00 | Not Quoted | Not Quoted | Not Quoted | Not Quoted | 40613.00 | 162452.00 | 1092.00 | 4368.00 | Not Quoted | Not Quoted | 35000.00 | 140000.00 | 0.00 | 0.00 | Not Quoted | Not Quoted | 31500.00 | 126000.00 | Not Quoted | Not Quoted | 616.00 | 2464.00 | 0.00 | mastek engineering private limited
445.00 | Civil-Structural and Architectural Works: Miscellaneous Supplying, construction , testing & commissioning of RCC Neutralisation pit of M-25 grade concrete , providing lean concrete 1:5:10 (1 cement : 5 sand : 10 aggregate) at bottom of Neutralisation pit and PCC 1:2:4 at Finished Grade Level, rungs, lime fill, acid proof lining, chequered plate with lifting hooks, grouting in 1:2 cement mortar(1 cement :2 sand ), painting with bitumen primer and Epoxy paint, grouting between pipe and pit wall in 1:2 cement mortar (1 cement : 2 sand), reinforcement steel including straightening, cleaning, cutting, bending, keeping in proper position, centering, shuttering etc. including earth work in excavation in all type of soil except soft rock and hard rock, backfilling & disposal of surplus earth for all leads within the complex limit etc. complete as per standards, drawings, specifications and directions of Engineer-in-charge. All material including cement supplied by the Contractor. | 4.00 | NOS |  | 24000.00 | 96000.00 | Not Quoted | Not Quoted | 188000.00 | 752000.00 | 192500.00 | 770000.00 | Not Quoted | Not Quoted | Not Quoted | Not Quoted | 135375.00 | 541500.00 | 1979.00 | 7916.00 | Not Quoted | Not Quoted | 150000.00 | 600000.00 | 0.00 | 0.00 | Not Quoted | Not Quoted | 108578.00 | 434312.00 | Not Quoted | Not Quoted | 1320.00 | 5280.00 | 0.00 | mastek engineering private limited
446.00 | Civil-Structural and Architectural Works: Miscellaneous Supplying, installing and commissioning of submersible pumps & motors as per IS: 8034 & IS: 9283 of following pumping capacity and head (Required at above grade near Tubwell for further pumping) along with pump shaft as per specifications and satisfaction of the EngineerinCharge (parameters of pump capacity and head of the pumps are to be checked depending upon the discharge and Draw down test meeting the above required head). Pumping Capacity 5 m3/hr , Head 20 mtr | 4.00 | NOS |  | 2400.00 | 9600.00 | Not Quoted | Not Quoted | 125000.00 | 500000.00 | 63800.00 | 255200.00 | Not Quoted | Not Quoted | Not Quoted | Not Quoted | 90250.00 | 361000.00 | 1979.00 | 7916.00 | Not Quoted | Not Quoted | 45000.00 | 180000.00 | 0.00 | 0.00 | Not Quoted | Not Quoted | 105000.00 | 420000.00 | Not Quoted | Not Quoted | 225000.00 | 900000.00 | 0.00 | mastek engineering private limited
447.00 | Pipeline & Structural Works: EARTH WORK (REFER SPECIFICATION NO. 6-68-0003) Earthwork excavation in soil Earth work in EXCAVATION below ground level for all kinds of works in ALL TYPES OF SOILS EXCEPT SOFT ROCK AND HARD ROCK as classified in specification for a depth upto 1.5m including removal of vegetation, shrubs and debris, cutting and dressing of sides in slopes, levelling, grading and ramming of bottoms, dewatering of accumulated water from any source and keeping the surface dry for subsequent works and disposal or stacking of excavated material within a lead of 100m, as directed including providing temporary supports to existing service lines like water pipes, sewage pipes, electric overhead and underground cables etc. all complete, but excluding shoring and strutting. | 6795.00 | Cu.m. |  | 255.00 | 1732725.00 | Not Quoted | Not Quoted | 150.00 | 1019250.00 | 198.00 | 1345410.00 | Not Quoted | Not Quoted | Not Quoted | Not Quoted | 407.00 | 2765565.00 | 125.00 | 849375.00 | Not Quoted | Not Quoted | 270.00 | 1834650.00 | 0.00 | 0.00 | Not Quoted | Not Quoted | 184.00 | 1250280.00 | Not Quoted | Not Quoted | 158.00 | 1073610.00 | 0.00 | mastek engineering private limited
448.00 | Pipeline & Structural Works: EARTH WORK (REFER SPECIFICATION NO. 6-68-0003) Earthwork excavation in soil Earth work in EXCAVATION below ground level for all kinds of works in ALL TYPES OF SOILS EXCEPT SOFT ROCK AND HARD ROCK as classified in specification for a depth beyond 1.5m and upto and inclusive of 3.0m including removal of vegetation, shrubs and debris, cutting and dressing of sides in slopes, levelling, grading and ramming of bottoms, dewatering of accumulated water from any source and keeping the surface dry for subsequent works and disposal or stacking of excavated material within a lead of 100m, as directed including providing temporary supports to existing service lines like water pipes, sewage pipes, electric overhead and underground cables etc. all complete, but excluding shoring and strutting. | 990.00 | Cu.m. |  | 278.00 | 275220.00 | Not Quoted | Not Quoted | 200.00 | 198000.00 | 297.00 | 294030.00 | Not Quoted | Not Quoted | Not Quoted | Not Quoted | 497.00 | 492030.00 | 153.00 | 151470.00 | Not Quoted | Not Quoted | 300.00 | 297000.00 | 0.00 | 0.00 | Not Quoted | Not Quoted | 236.00 | 233640.00 | Not Quoted | Not Quoted | 220.00 | 217800.00 | 0.00 | mastek engineering private limited
449.00 | Pipeline & Structural Works: EARTH WORK (REFER SPECIFICATION NO. 6-68-0003) Earthwork excavation in soil Earth work in EXCAVATION below ground level for all kinds of works in ALL TYPES OF SOILS EXCEPT SOFT ROCK AND HARD ROCK as classified in specification for a depth beyond 3.0m and upto & inclusive of 4.5m including removal of vegetation, shrubs and debris, cutting and dressing of sides in slopes, levelling, grading and ramming of bottoms, dewatering of accumulated water from any source and keeping the surface dry for subsequent works and disposal or stacking of excavated material within a lead of 100m, as directed including providing temporary supports to existing service lines like water pipes, sewage pipes, electric overhead and underground cables etc. all complete, but excluding shoring and strutting. | 100.00 | Cu.m. |  | 308.00 | 30800.00 | Not Quoted | Not Quoted | 400.00 | 40000.00 | 446.00 | 44600.00 | Not Quoted | Not Quoted | Not Quoted | Not Quoted | 588.00 | 58800.00 | 198.00 | 19800.00 | Not Quoted | Not Quoted | 400.00 | 40000.00 | 0.00 | 0.00 | Not Quoted | Not Quoted | 315.00 | 31500.00 | Not Quoted | Not Quoted | 792.00 | 79200.00 | 0.00 | mastek engineering private limited
450.00 | Pipeline & Structural Works: EARTH WORK (REFER SPECIFICATION NO. 6-68-0003) Earthwork excavation in soil Earth work in EXCAVATION below ground level for all kinds of works in ALL TYPES OF SOILS EXCEPT SOFT ROCK AND HARD ROCK as classified in specification for a depth beyond 4.5m and upto & inclusive of 6.0m including removal of vegetation, shrubs and debris, cutting and dressing of sides in slopes, levelling, grading and ramming of bottoms, dewatering of accumulated water from any source and keeping the surface dry for subsequent works and disposal or stacking of excavated material within a lead of 100m, as directed including providing temporary supports to existing service lines like water pipes, sewage pipes, electric overhead and underground cables etc. all complete, but excluding shoring and strutting. | 10.00 | Cu.m. |  | 405.00 | 4050.00 | Not Quoted | Not Quoted | 600.00 | 6000.00 | 446.00 | 4460.00 | Not Quoted | Not Quoted | Not Quoted | Not Quoted | 678.00 | 6780.00 | 238.00 | 2380.00 | Not Quoted | Not Quoted | 800.00 | 8000.00 | 0.00 | 0.00 | Not Quoted | Not Quoted | 446.00 | 4460.00 | Not Quoted | Not Quoted | 1056.00 | 10560.00 | 0.00 | mastek engineering private limited
451.00 | Pipeline & Structural Works: EARTH WORK (REFER SPECIFICATION NO. 6-68-0003) Earthwork excavation in soft rock Earth work in EXCAVATION below ground level for all kinds of works in SOFT ROCK as classified in specification for a depth upto 1.5m including removal of vegetation, shrubs and debris, cutting and dressing of sides in slopes, levelling, grading and ramming of bottoms, dewatering of accumulated water from any source and keeping the surface dry for subsequent works and disposal or stacking of excavated material within a lead of 100m, as directed including providing temporary supports to existing service lines like water pipes, sewage pipes, electric overhead and underground cables etc. all complete, but excluding shoring and strutting. | 1645.00 | Cu.m. |  | 953.00 | 1567685.00 | Not Quoted | Not Quoted | 300.00 | 493500.00 | 253.00 | 416185.00 | Not Quoted | Not Quoted | Not Quoted | Not Quoted | 1354.00 | 2227330.00 | 396.00 | 651420.00 | Not Quoted | Not Quoted | 750.00 | 1233750.00 | 0.00 | 0.00 | Not Quoted | Not Quoted | 368.00 | 605360.00 | Not Quoted | Not Quoted | 616.00 | 1013320.00 | 0.00 | mastek engineering private limited
452.00 | Pipeline & Structural Works: EARTH WORK (REFER SPECIFICATION NO. 6-68-0003) Earthwork excavation in soft rock Earth work in EXCAVATION below ground level for all kinds of works in SOFT ROCK as classified in specification for a depth beyond 1.5m and upto & inclusive of 3.0m including removal of vegetation, shrubs and debris, cutting and dressing of sides in slopes, levelling, grading and ramming of bottoms, dewatering of accumulated water from any source and keeping the surface dry for subsequent works and disposal or stacking of excavated material within a lead of 100m, as directed including providing temporary supports to existing service lines like water pipes, sewage pipes, electric overhead and underground cables etc. all complete, but excluding shoring and strutting. | 770.00 | Cu.m. |  | 1193.00 | 918610.00 | Not Quoted | Not Quoted | 350.00 | 269500.00 | 380.00 | 292600.00 | Not Quoted | Not Quoted | Not Quoted | Not Quoted | 1625.00 | 1251250.00 | 464.00 | 357280.00 | Not Quoted | Not Quoted | 850.00 | 654500.00 | 0.00 | 0.00 | Not Quoted | Not Quoted | 315.00 | 242550.00 | Not Quoted | Not Quoted | 792.00 | 609840.00 | 0.00 | mastek engineering private limited
453.00 | Pipeline & Structural Works: EARTH WORK (REFER SPECIFICATION NO. 6-68-0003) Earthwork excavation in soft rock Earth work in EXCAVATION below ground level for all kinds of works in SOFT ROCK as classified in specification for a depth beyond 3.0m and upto & inclusive of 4.5m including removal of vegetation, shrubs and debris, cutting and dressing of sides in slopes, levelling, grading and ramming of bottoms, dewatering of accumulated water from any source and keeping the surface dry for subsequent works and disposal or stacking of excavated material within a lead of 100m, as directed including providing temporary supports to existing service lines like water pipes, sewage pipes, electric overhead and underground cables etc. all complete, but excluding shoring and strutting. | 30.00 | Cu.m. |  | 1650.00 | 49500.00 | Not Quoted | Not Quoted | 450.00 | 13500.00 | 572.00 | 17160.00 | Not Quoted | Not Quoted | Not Quoted | Not Quoted | 1805.00 | 54150.00 | 538.00 | 16140.00 | Not Quoted | Not Quoted | 1100.00 | 33000.00 | 0.00 | 0.00 | Not Quoted | Not Quoted | 420.00 | 12600.00 | Not Quoted | Not Quoted | 1056.00 | 31680.00 | 0.00 | mastek engineering private limited
454.00 | Pipeline & Structural Works: EARTH WORK (REFER SPECIFICATION NO. 6-68-0003) Earthwork excavation in soft rock Earth work in EXCAVATION below ground level for all kinds of works in SOFT ROCK as classified in specification for a depth beyond 4.5m and upto & inclusive of 6.0m including removal of vegetation, shrubs and debris, cutting and dressing of sides in slopes, levelling, grading and ramming of bottoms, dewatering of accumulated water from any source and keeping the surface dry for subsequent works and disposal or stacking of excavated material within a lead of 100m, as directed including providing temporary supports to existing service lines like water pipes, sewage pipes, electric overhead and underground cables etc. all complete, but excluding shoring and strutting. | 10.00 | Cu.m. |  | 2168.00 | 21680.00 | Not Quoted | Not Quoted | 650.00 | 6500.00 | 858.00 | 8580.00 | Not Quoted | Not Quoted | Not Quoted | Not Quoted | 1986.00 | 19860.00 | 594.00 | 5940.00 | Not Quoted | Not Quoted | 2000.00 | 20000.00 | 0.00 | 0.00 | Not Quoted | Not Quoted | 551.00 | 5510.00 | Not Quoted | Not Quoted | 1584.00 | 15840.00 | 0.00 | mastek engineering private limited
455.00 | Pipeline & Structural Works: EARTH WORK (REFER SPECIFICATION NO. 6-68-0003) Earthwork excavation by chiselling Earth work in EXCAVATION below ground level for all kinds of works in HARD ROCKS for a depth upto 1.5m by CHISELLING (pneumatic or manual), wedging or any other agreed methods (where blasting is prohibited for any reason or as decided) including all related works, all equipments required for chiselling, and cutting upto required levels, dressing and trimming of sides, levelling and grading of bottoms, dewatering of accumulated water from any source and keeping the surface dry for subsequent works and disposal of spoils to spoil heaps and stacking of usable excavated materials within a lead of 100m etc. all complete as directed including providing temporary supports to existing service lines like waterpipes, sewage pipes, electric overhead and underground cables etc. all complete. | 330.00 | Cu.m. |  | 1650.00 | 544500.00 | Not Quoted | Not Quoted | 650.00 | 214500.00 | 1045.00 | 344850.00 | Not Quoted | Not Quoted | Not Quoted | Not Quoted | 4513.00 | 1489290.00 | 679.00 | 224070.00 | Not Quoted | Not Quoted | 1450.00 | 478500.00 | 0.00 | 0.00 | Not Quoted | Not Quoted | 1260.00 | 415800.00 | Not Quoted | Not Quoted | 704.00 | 232320.00 | 0.00 | mastek engineering private limited
456.00 | Pipeline & Structural Works: EARTH WORK (REFER SPECIFICATION NO. 6-68-0003) Earthwork excavation by chiselling Earth work in EXCAVATION below ground level for all kinds of works in HARD ROCKS for a depth beyond 1.5m and upto & inclusive of 3.0m by CHISELLING (pneumatic or manual), wedging or any other agreed methods (where blasting is prohibited for any reason or as decided) including all related works, all equipments required for chiselling, and cutting upto required levels, dressing and trimming of sides, levelling and grading of bottoms, dewatering of accumulated water from any source and keeping the surface dry for subsequent works and disposal of spoils to spoil heaps and stacking of usable excavated materials within a lead of 100m etc. all complete as directed including providing temporary supports to existing service lines like waterpipes, sewage pipes, electric overhead and underground cables etc. all complete. | 440.00 | Cu.m. |  | 2025.00 | 891000.00 | Not Quoted | Not Quoted | 750.00 | 330000.00 | 1568.00 | 689920.00 | Not Quoted | Not Quoted | Not Quoted | Not Quoted | 5415.00 | 2382600.00 | 735.00 | 323400.00 | Not Quoted | Not Quoted | 1650.00 | 726000.00 | 0.00 | 0.00 | Not Quoted | Not Quoted | 1575.00 | 693000.00 | Not Quoted | Not Quoted | 1144.00 | 503360.00 | 0.00 | mastek engineering private limited
457.00 | Pipeline & Structural Works: EARTH WORK (REFER SPECIFICATION NO. 6-68-0003) Earthwork excavation by chiselling Earth work in EXCAVATION below ground level for all kinds of works in HARD ROCKS for a depth beyond 3.0m and upto & inclusive of 4.5m by CHISELLING (pneumatic or manual), wedging or any other agreed methods (where blasting is prohibited for any reason or as decided) including all related works, all equipments required for chiselling, and cutting upto required levels, dressing and trimming of sides, levelling and grading of bottoms, dewatering of accumulated water from any source and keeping the surface dry for subsequent works and disposal of spoils to spoil heaps and stacking of usable excavated materials within a lead of 100m etc. all complete as directed including providing temporary supports to existing service lines like waterpipes, sewage pipes, electric overhead and underground cables etc. all complete. | 40.00 | Cu.m. |  | 2400.00 | 96000.00 | Not Quoted | Not Quoted | 820.00 | 32800.00 | 2349.00 | 93960.00 | Not Quoted | Not Quoted | Not Quoted | Not Quoted | 6318.00 | 252720.00 | 820.00 | 32800.00 | Not Quoted | Not Quoted | 1850.00 | 74000.00 | 0.00 | 0.00 | Not Quoted | Not Quoted | 2205.00 | 88200.00 | Not Quoted | Not Quoted | 1760.00 | 70400.00 | 0.00 | mastek engineering private limited
458.00 | Pipeline & Structural Works: EARTH WORK (REFER SPECIFICATION NO. 6-68-0003) Earthwork excavation by chiselling Earth work in EXCAVATION below ground level for all kinds of works in HARD ROCKS for a depth beyond 4.5m and upto & inclusive of 6.0m by CHISELLING (pneumatic or manual), wedging or any other agreed methods (where blasting is prohibited for any reason or as decided) including all related works, all equipments required for chiselling, and cutting upto required levels, dressing and trimming of sides, levelling and grading of bottoms, dewatering of accumulated water from any source and keeping the surface dry for subsequent works and disposal of spoils to spoil heaps and stacking of usable excavated materials within a lead of 100m etc. all complete as directed including providing temporary supports to existing service lines like waterpipes, sewage pipes, electric overhead and underground cables etc. all complete. | 10.00 | Cu.m. |  | 3150.00 | 31500.00 | Not Quoted | Not Quoted | 950.00 | 9500.00 | 3520.00 | 35200.00 | Not Quoted | Not Quoted | Not Quoted | Not Quoted | 7220.00 | 72200.00 | 962.00 | 9620.00 | Not Quoted | Not Quoted | 3000.00 | 30000.00 | 0.00 | 0.00 | Not Quoted | Not Quoted | 2888.00 | 28880.00 | Not Quoted | Not Quoted | 2640.00 | 26400.00 | 0.00 | mastek engineering private limited
459.00 | Pipeline & Structural Works: EARTH WORK (REFER SPECIFICATION NO. 6-68-0003) SHORING AND STRUTTING Providing and installing approved type of "SHORING AND STRUTTING" by open timbering method for all depths to retain earth including dismantling and removal of the same etc. from site after completion of work etc. all complete as directed. | 50.00 | Sq.m. |  | 450.00 | 22500.00 | Not Quoted | Not Quoted | 200.00 | 10000.00 | 66.00 | 3300.00 | Not Quoted | Not Quoted | Not Quoted | Not Quoted | 1083.00 | 54150.00 | 509.00 | 25450.00 | Not Quoted | Not Quoted | 600.00 | 30000.00 | 0.00 | 0.00 | Not Quoted | Not Quoted | 158.00 | 7900.00 | Not Quoted | Not Quoted | 1056.00 | 52800.00 | 0.00 | mastek engineering private limited
460.00 | Pipeline & Structural Works: EARTH WORK (REFER SPECIFICATION NO. 6-68-0003) SHORING AND STRUTTING Providing and installing approved type of "SHORING AND STRUTTING" by close timbering method for all depths to retain earth including dismantling and removal of the same etc. from site after completion of work etc. all complete as directed. | 50.00 | Sq.m. |  | 450.00 | 22500.00 | Not Quoted | Not Quoted | 350.00 | 17500.00 | 77.00 | 3850.00 | Not Quoted | Not Quoted | Not Quoted | Not Quoted | 1083.00 | 54150.00 | 509.00 | 25450.00 | Not Quoted | Not Quoted | 600.00 | 30000.00 | 0.00 | 0.00 | Not Quoted | Not Quoted | 158.00 | 7900.00 | Not Quoted | Not Quoted | 1584.00 | 79200.00 | 0.00 | mastek engineering private limited
461.00 | Pipeline & Structural Works: EARTH WORK (REFER SPECIFICATION NO. 6-68-0003) Backfilling after exceution of work BACKFILLING after execution of the WORK to proper grade and level with selected materials from available excavated soil from spoil heaps within a LEAD OF 100M, including re- excavating the deposited soil excavated earlier, breaking clods, laying at all depths and heights in layers of thickness not exceeding 15 Cms. watering, rolling and ramming by manual methods/ mechanical compactors to achieve 90% laboratory maximum dry density, dressing, trimming etc. in foundations, plinths, trenches, pits etc. all complete. | 6380.00 | Cu.m. |  | 101.00 | 644380.00 | Not Quoted | Not Quoted | 150.00 | 957000.00 | 132.00 | 842160.00 | Not Quoted | Not Quoted | Not Quoted | Not Quoted | 452.00 | 2883760.00 | 102.00 | 650760.00 | Not Quoted | Not Quoted | 130.00 | 829400.00 | 0.00 | 0.00 | Not Quoted | Not Quoted | 158.00 | 1008040.00 | Not Quoted | Not Quoted | 158.00 | 1008040.00 | 0.00 | mastek engineering private limited
462.00 | Pipeline & Structural Works: EARTH WORK (REFER SPECIFICATION NO. 6-68-0003) Backfilling after exceution of work BACKFILLING after execution of the WORK to proper grade and level with selected materials from available excavated soil from spoil heaps beyond a LEAD OF 100M AND UPTO & INCLUSIVE OF 500M including re-excavating the deposited soil excavated earlier, breaking clods, laying at all depths and heights in layers of thickness not exceeding 15 Cms. watering, rolling and ramming by manual methods/mechanical compactors to achieve 90% laboratory maximum dry density, dressing, trimming etc. in foundations, plinths, trenches, pits etc. all complete. | 600.00 | Cu.m. |  | 143.00 | 85800.00 | Not Quoted | Not Quoted | 200.00 | 120000.00 | 319.00 | 191400.00 | Not Quoted | Not Quoted | Not Quoted | Not Quoted | 452.00 | 271200.00 | 125.00 | 75000.00 | Not Quoted | Not Quoted | 170.00 | 102000.00 | 0.00 | 0.00 | Not Quoted | Not Quoted | 184.00 | 110400.00 | Not Quoted | Not Quoted | 317.00 | 190200.00 | 0.00 | mastek engineering private limited
463.00 | Pipeline & Structural Works: EARTH WORK (REFER SPECIFICATION NO. 6-68-0003) Earthwork Filling by excavation EARTHWORK IN FILLING by excavating the earth from BORROW AREAS arranged by CONTRACTOR for all leads, transporting the earth from borrow area including cleaning & stripping the earth at borrow areas, breaking clods, loading, unloading and laying at all depths and heights in layers of thickness not exceeding 15 cms., watering, rolling and ramming by manual methods/mechanical compactors to achieve 90% of the maximum laboratory dry density, dressing, trimming, levelling the top surface etc. in foundations, plinths, trenches etc. all complete. | 1260.00 | Cu.m. |  | 405.00 | 510300.00 | Not Quoted | Not Quoted | 450.00 | 567000.00 | 495.00 | 623700.00 | Not Quoted | Not Quoted | Not Quoted | Not Quoted | 588.00 | 740880.00 | 600.00 | 756000.00 | Not Quoted | Not Quoted | 500.00 | 630000.00 | 0.00 | 0.00 | Not Quoted | Not Quoted | 612.00 | 771120.00 | Not Quoted | Not Quoted | 440.00 | 554400.00 | 0.00 | mastek engineering private limited
464.00 | Pipeline & Structural Works: EARTH WORK (REFER SPECIFICATION NO. 6-68-0003) Transporting & Disposing the SURPLUS EARTH AND DEBRIS Transporting and disposing the SURPLUS EARTH AND DEBRIS including shrubs and vegetations from construction areas to areas ANYWHERE OUTSIDE THE PLANT BOUNDARY, including re-excavating the deposited soil excavated earlier, loading, transportation, unloading, laying at all depths and heights, stacking, levelling and dressing both the area (viz. from where the earth is transported and where it is deposited) to required levels and slopes complete with all lifts as directed. For carting on the basis of truck measurements (volume of truck reduced by 30% for voids). DISPOSAL AREAS OUTSIDE PLANT BOUNDARY TO BE ARRANGED BY THE CONTRACTOR. Royalty as applicable for disposal outside plant limits to be borne by the Contractor. | 3230.00 | CUM |  | 124.00 | 400520.00 | Not Quoted | Not Quoted | 120.00 | 387600.00 | 319.00 | 1030370.00 | Not Quoted | Not Quoted | Not Quoted | Not Quoted | 227.00 | 733210.00 | 283.00 | 914090.00 | Not Quoted | Not Quoted | 150.00 | 484500.00 | 0.00 | 0.00 | Not Quoted | Not Quoted | 184.00 | 594320.00 | Not Quoted | Not Quoted | 440.00 | 1421200.00 | 0.00 | mastek engineering private limited
465.00 | Pipeline & Structural Works: EARTH WORK (REFER SPECIFICATION NO. 6-68-0003) Transportation of ROCK material Transportation of ROCK material coming out of operation of item Nos. S001.02.00 to S001.05.00 UPTO the area of disposal ANYWHERE OUTSIDE THE PLANT BOUNDARY including loading, unloading, laying at all depths and heigths, stacking, spreading, levelling at an area of disposal as directed. For carting on the basis of Truck Measurements (volume of truck reduced by 50% for voids). DISPOSAL AREAS OUTSIDE PLANT BOUNDARY TO BE ARRANGED BY THE CONTRACTOR. Royalty as applicable for disposal outside plant limits to be borne by the Contractor. | 770.00 | Cu.m. |  | 134.00 | 103180.00 | Not Quoted | Not Quoted | 180.00 | 138600.00 | 385.00 | 296450.00 | Not Quoted | Not Quoted | Not Quoted | Not Quoted | 271.00 | 208670.00 | 396.00 | 304920.00 | Not Quoted | Not Quoted | 180.00 | 138600.00 | 0.00 | 0.00 | Not Quoted | Not Quoted | 236.00 | 181720.00 | Not Quoted | Not Quoted | 440.00 | 338800.00 | 0.00 | mastek engineering private limited
466.00 | Pipeline & Structural Works: PLAIN & REINFORCED CEMENT CONCRETE: (REFER SPECIFICATION NO. 6-68-0004) PCC - Non FIM Items Providing and laying PLAIN CEMENT CONCRETE for all depths below and upto plinth level in foundations,drains, fillings, non-suspended floors, pavements & ramps or any other works etc. including shuttering, tamping, ramming, vibrating, curing etc. all as specified in any shape, position, thickness and finishing the top surface rough or smooth as specified and directed all complete for concrete of nominal mix 1:5:10 by mass (1 Cement: 5 Coarse Sand: 10 Crushed Stone Aggregates/Gravels) with 40mm and down size graded crushed stone aggaregates/Gravels.ALL MATERIALS INCLUDING CEMENT SUPPLIED BY THE CONTRACTOR. | 355.00 | Cu.m. |  | 4800.00 | 1704000.00 | Not Quoted | Not Quoted | 6800.00 | 2414000.00 | 5390.00 | 1913450.00 | Not Quoted | Not Quoted | Not Quoted | Not Quoted | 6769.00 | 2402995.00 | 6502.00 | 2308210.00 | Not Quoted | Not Quoted | 6600.00 | 2343000.00 | 0.00 | 0.00 | Not Quoted | Not Quoted | 6465.00 | 2295075.00 | Not Quoted | Not Quoted | 6160.00 | 2186800.00 | 0.00 | mastek engineering private limited
467.00 | Pipeline & Structural Works: PLAIN & REINFORCED CEMENT CONCRETE: (REFER SPECIFICATION NO. 6-68-0004) PCC - Non FIM Items Providing and laying PLAIN CEMENT CONCRETE for all depths below and upto plinth level in foundations,drains, fillings, non-suspended floors, pavements & ramps or any other works etc. including shuttering, tamping, ramming, vibrating, curing, etc. all as specified in any shape, position, thickness and finishing the top surface rough or smooth as specified and directed all complete for concrete of nominal mix 1:3:6 by mass (1 Cement: 3 Coarse Sand: 6 Crushed Stone Aggregates/Gravels) with 40mm and down size graded crushed stone aggaregates/Gravels.ALL MATERIALS INCLUDING CEMENT SUPPLIED BY THE CONTRACTOR. | 25.00 | Cu.m. |  | 5100.00 | 127500.00 | Not Quoted | Not Quoted | 7000.00 | 175000.00 | 5720.00 | 143000.00 | Not Quoted | Not Quoted | Not Quoted | Not Quoted | 7040.00 | 176000.00 | 6502.00 | 162550.00 | Not Quoted | Not Quoted | 7200.00 | 180000.00 | 0.00 | 0.00 | Not Quoted | Not Quoted | 6942.00 | 173550.00 | Not Quoted | Not Quoted | 6600.00 | 165000.00 | 0.00 | mastek engineering private limited
468.00 | Pipeline & Structural Works: PLAIN & REINFORCED CEMENT CONCRETE: (REFER SPECIFICATION NO. 6-68-0004) PCC - Non FIM Items Providing and laying PLAIN CEMENT CONCRETE for all depths below and upto plinth level in foundations,drains, fillings, non-suspended floors, pavements & ramps or any other works etc. including shuttering, tamping, ramming, vibrating, curing, etc. all as specified in any shape, position, thickness and finishing the top surface rough or smooth as specified and directed all complete for concrete grade M20 with 20mm and down size graded crushed stone aggaregates/Gravels.ALL MATERIALS INCLUDING CEMENT SUPPLIED BY THE CONTRACTOR. | 185.00 | Cu.m. |  | 6100.00 | 1128500.00 | Not Quoted | Not Quoted | 7600.00 | 1406000.00 | 6160.00 | 1139600.00 | Not Quoted | Not Quoted | Not Quoted | Not Quoted | 7220.00 | 1335700.00 | 6841.00 | 1265585.00 | Not Quoted | Not Quoted | 7800.00 | 1443000.00 | 0.00 | 0.00 | Not Quoted | Not Quoted | 11298.00 | 2090130.00 | Not Quoted | Not Quoted | 7040.00 | 1302400.00 | 0.00 | mastek engineering private limited
469.00 | Pipeline & Structural Works: PLAIN & REINFORCED CEMENT CONCRETE: (REFER SPECIFICATION NO. 6-68-0004) RCC Substrutures - Non FIM Items Providing and laying REINFORCED CEMENT CONCRETE OF M-20 GRADE with 20 mm and down size graded crushed stone aggregates/ gravel in SUB-STRUCTURE e.g. foundations, raft, beams, slabs, pile caps, retaining walls, dyke walls, jambs, counterforts, buttresses, pedestals, pipe sleepers, columns, suspended floors, staircases, landings, steps, brackets etc., including equipment/ machine foundations & pedestals viz. compressors, ID & FD fans, pumps, generators, crushers, mills, etc., (including single pour concreting as specified on the drawing), applying cement wash on concrete surface (wherever no other surface application is specified), providing pockets, openings, recesses, chamfering, etc., wherever required, vibrating, tamping, curing and rendering if required to give a smooth and even surface etc. (EXCLUDING THE COST OF REINFORCEMENT, SHUTTERING & SPECIFIED ADMIXTURES) for all depths below and upto plinth level in any shape, position and thickness etc. all complete as specified, shown and directed. ALL MATERIALS INCLUDING CEMENT SUPPLIED BY THE CONTRACTOR. | 5.00 | CUM |  | 6500.00 | 32500.00 | Not Quoted | Not Quoted | 8200.00 | 41000.00 | 6600.00 | 33000.00 | Not Quoted | Not Quoted | Not Quoted | Not Quoted | 8303.00 | 41515.00 | 6841.00 | 34205.00 | Not Quoted | Not Quoted | 9900.00 | 49500.00 | 0.00 | 0.00 | Not Quoted | Not Quoted | 8227.00 | 41135.00 | Not Quoted | Not Quoted | 9152.00 | 45760.00 | 0.00 | mastek engineering private limited
470.00 | Pipeline & Structural Works: PLAIN & REINFORCED CEMENT CONCRETE: (REFER SPECIFICATION NO. 6-68-0004) RCC Substrutures - Non FIM Items Providing and laying REINFORCED CEMENT CONCRETE OF M-25 GRADE with 20 mm and down size graded crushed stone aggregates/ gravel in SUB-STRUCTURE e.g. foundations, raft, beams, slabs, pile caps, retaining walls, dyke walls, jambs, counterforts, buttresses, pedestals, pipe sleepers, columns, suspended floors, staircases, landings, steps, brackets etc., including equipment/ machine foundations & pedestals viz. compressors, ID & FD fans, pumps, generators, crushers, mills, etc., (including single pour concreting as specified on the drawing), applying cement wash on concrete surface (wherever no other surface application is specified), providing pockets, openings, recesses, chamfering, etc., wherever required, vibrating, tamping, curing and rendering if required to give a smooth and even surface etc. (EXCLUDING THE COST OF REINFORCEMENT, SHUTTERING & SPECIFIED ADMIXTURES) for all depths below and upto plinth level in any shape, position and thickness etc. all complete as specified, shown and directed. ALL MATERIALS INCLUDING CEMENT SUPPLIED BY THE CONTRACTOR. | 1880.00 | CUM |  | 6900.00 | 12972000.00 | Not Quoted | Not Quoted | 8500.00 | 15980000.00 | 7150.00 | 13442000.00 | Not Quoted | Not Quoted | Not Quoted | Not Quoted | 8394.00 | 15780720.00 | 7294.00 | 13712720.00 | Not Quoted | Not Quoted | 9000.00 | 16920000.00 | 0.00 | 0.00 | Not Quoted | Not Quoted | 7721.00 | 14515480.00 | Not Quoted | Not Quoted | 9504.00 | 17867520.00 | 0.00 | mastek engineering private limited
471.00 | Pipeline & Structural Works: PLAIN & REINFORCED CEMENT CONCRETE: (REFER SPECIFICATION NO. 6-68-0004) RCC Superstructures - Non FIM Items Providing and laying REINFORCED CEMENT CONCRETE OF M-25 GRADE with 20 mm and down size graded crushed stone aggregates/ gravel in SUPER STRUCTURE in suspended floors, slabs, beams, columns, walls including counterforts, staircases, landings, steps, facias, fins, mouldings, gutters, shelves, window sills, canopies, lintels, girders, ducts, brackets, chajjas with drip moulds, pedestals, posts, struts, equipment/ machine foundations, ramps etc. (including single pour concreting as specified on the drawing), providing cement wash (wherever no other surface application is specified), providing pockets, openings, recesses, chamfering wherever required, vibrating, tamping, curing and rendering if required to give a smooth and even surface etc. (EXCLUDING THE COST OF REINFORCEMENT, SHUTTERING AND SPECIFIED ADMIXTURES) FOR ALL HEIGHTS UPTO & INCLUSIVE OF 20 m ABOVE PLINTH LEVEL in any shape, position, thickness etc. all complete as specified, shown and directed. ALL MATERIALS INCLUDING CEMENT SUPPLIED BY THE CONTRACTOR. | 680.00 | CUM |  | 7250.00 | 4930000.00 | Not Quoted | Not Quoted | 9500.00 | 6460000.00 | 7480.00 | 5086400.00 | Not Quoted | Not Quoted | Not Quoted | Not Quoted | 8755.00 | 5953400.00 | 7350.00 | 4998000.00 | Not Quoted | Not Quoted | 9400.00 | 6392000.00 | 0.00 | 0.00 | Not Quoted | Not Quoted | 8036.00 | 5464480.00 | Not Quoted | Not Quoted | 11000.00 | 7480000.00 | 0.00 | mastek engineering private limited
472.00 | Pipeline & Structural Works: PLAIN & REINFORCED CEMENT CONCRETE: (REFER SPECIFICATION NO. 6-68-0004) RCC Flooring - Non FIM Items Providing and laying REINFORCED CEMENT CONCRETE OF M-20 GRADE with 20mm and down size graded crushed stone aggregates / gravel in NON-SUSPENDED slabs / pavement slabs including pedestals, ramps etc. leaving pockets, laying in alternate panels to required slopes, all necessary form work and finishing the top surface rough or smooth, including cost of admixtures if used, providing pockets, openings, recesses, chamfering etc., wherever required, vibrating, tamping, curing and rendering if required to give a smooth and even surface etc. (EXCLUDING THE COST OF REINFORCEMENT AND SHUTTERING) for all depths below and upto plinth level in any shape, position and thickness etc. all complete as specified, shown and directed. ALL MATERIALS INCLUDING CEMENT SUPPLIED BY THE CONTRACTOR. | 210.00 | Cu.m. |  | 6500.00 | 1365000.00 | Not Quoted | Not Quoted | 9800.00 | 2058000.00 | 6600.00 | 1386000.00 | Not Quoted | Not Quoted | Not Quoted | Not Quoted | 8303.00 | 1743630.00 | 7718.00 | 1620780.00 | Not Quoted | Not Quoted | 9500.00 | 1995000.00 | 0.00 | 0.00 | Not Quoted | Not Quoted | 8227.00 | 1727670.00 | Not Quoted | Not Quoted | 10120.00 | 2125200.00 | 0.00 | mastek engineering private limited
473.00 | Pipeline & Structural Works: PLAIN & REINFORCED CEMENT CONCRETE: (REFER SPECIFICATION NO. 6-68-0004) Precast Elements - Non FIM Items Manufacturing, transporting, supplying and erecting in position Reinforced Cement Concrete PRECAST ELEMENTS such as columns, beams, cover slabs, lintels, louvers, fins, shelves etc. of M-25 grade with 20mm and down size graded crushed stone aggregates/gravel, each unit upto and inclusive of 500 kg. for all leads, levels, shapes and thickness including all moulds, shuttering and centering, vibrating, tamping, curing, chamfering wherever required, finishing the top surface with cement mortar 1:3 ( 1 Cement : 3 Sand) to give a smooth and even surface, or non skid finish as specified, providing lifting hooks, metal inserts, making holes pockets, (ONLY M.S. INSERTS TO BE MEASURED & PAID SEPARATELY) transporting to site, erecting, levelling, aligning and fixing in position with cement mortar 1:3 (1Cement : 3 Coarse Sand), breaking bricks and/or concrete surfaces and making good the same etc. all complete (EXCLUDING THE COST OF REINFORCEMENT ) and as directed.ALL MATERIALS INCLUDING CEMENT SUPPLIED BY THE CONTRACTOR. | 5.00 | Cu.m. |  | 10125.00 | 50625.00 | Not Quoted | Not Quoted | 12500.00 | 62500.00 | 8580.00 | 42900.00 | Not Quoted | Not Quoted | Not Quoted | Not Quoted | 18050.00 | 90250.00 | 14784.00 | 73920.00 | Not Quoted | Not Quoted | 12500.00 | 62500.00 | 0.00 | 0.00 | Not Quoted | Not Quoted | 15750.00 | 78750.00 | Not Quoted | Not Quoted | 17600.00 | 88000.00 | 0.00 | mastek engineering private limited
474.00 | Pipeline & Structural Works: PLAIN & REINFORCED CEMENT CONCRETE: (REFER SPECIFICATION NO. 6-68-0004) Precast Elements - Non FIM Items Manufacturing, transporting, supplying and erecting in position Reinforced Cement Concrete PRECAST ELEMENTS such as columns, beams, cover slabs, lintels, louvers, fins, shelves etc. of M-25 grade with 20mm and down size graded crushed stone aggregates/gravel, each unit beyond 500 kg and upto and inclusive of 1000 kg. for all leads, levels, shapes and thickness including all moulds, shuttering and centering, vibrating, tamping, curing, chamfering wherever required, finishing the top surface with cement mortar 1:3 ( 1 Cement : 3 Sand) to give a smooth and even surface, or non skid finish as specified, providing lifting hooks, metal inserts, making holes pockets, (ONLY M.S. INSERTS TO BE MEASURED & PAID SEPARATELY) transporting to site, erecting, levelling, aligning and fixing in position with cement mortar 1:3 (1Cement : 3 Coarse Sand), breaking bricks and/or concrete surfaces and making good the same etc. all complete (EXCLUDING THE COST OF REINFORCEMENT ) and as directed.ALL MATERIALS INCLUDING CEMENT SUPPLIED BY THE CONTRACTOR. | 5.00 | Cu.m. |  | 10125.00 | 50625.00 | Not Quoted | Not Quoted | 13500.00 | 67500.00 | 8580.00 | 42900.00 | Not Quoted | Not Quoted | Not Quoted | Not Quoted | 18050.00 | 90250.00 | 14784.00 | 73920.00 | Not Quoted | Not Quoted | 12500.00 | 62500.00 | 0.00 | 0.00 | Not Quoted | Not Quoted | 15960.00 | 79800.00 | Not Quoted | Not Quoted | 14080.00 | 70400.00 | 0.00 | mastek engineering private limited
475.00 | Pipeline & Structural Works: PLAIN & REINFORCED CEMENT CONCRETE: (REFER SPECIFICATION NO. 6-68-0004) HYD Bars / MS Bars - Non FIM Items Supplying and placing in position HIGH YEILD-STRENGTH DEFORMED STEEL BARS REINFORCEMENT of Grade Fe500D TMT conforming to IS:1786, for RCC work including transporting the Steel, straightening, cleaning, decoiling, cutting, bending to required shapes and lengths as per details, binding with 18 SWG black soft annealed binding wire at every intersection, supplying and placing with proper cover blocks, supports, chairs, overlaps, welding, spacers, fanhooks etc. for all heights and depths etc. all complete as directed. SUPPLY OF ALL MATERIAL IN CONTRACTOR'S SCOPE. | 485.00 | MT |  | 90000.00 | 43650000.00 | Not Quoted | Not Quoted | 98000.00 | 47530000.00 | 93500.00 | 45347500.00 | Not Quoted | Not Quoted | Not Quoted | Not Quoted | 92055.00 | 44646675.00 | 79183.00 | 38403755.00 | Not Quoted | Not Quoted | 85000.00 | 41225000.00 | 0.00 | 0.00 | Not Quoted | Not Quoted | 78463.00 | 38054555.00 | Not Quoted | Not Quoted | 83600.00 | 40546000.00 | 0.00 | mastek engineering private limited
476.00 | Pipeline & Structural Works: PLAIN & REINFORCED CEMENT CONCRETE: (REFER SPECIFICATION NO. 6-68-0004) Centering and Shuttering - Non FIM Items Providing and fixing CENTERING AND SHUTTERING in foundations, footings,raft beams, slabs, pile caps, retaining walls, jambs, counter-forts, buttresses, trenches, equipment/machine foundations, pedestals, abutments, pipe sleepers, columns, plinth beams, lintels, suspended slabs, beams, staircases, landings, steps, non-circular tunnels/bunkers/ silos/ shafts/ hoppers/liquid storage structures etc. for all depths below and upto & inclusive of plinth level including shuttering for single pour concreting, strutting, bracing, propping etc., keeping the same in position during concreting and removal of the same after specified period etc. for Straight/ Inclined Shuttering, keeping necessary provision for inserts, projecting dowels, anchor bolts or any other fixture etc. all complete and as specified and directed. | 8245.00 | Sq.m. |  | 383.00 | 3157835.00 | Not Quoted | Not Quoted | 150.00 | 1236750.00 | 715.00 | 5895175.00 | Not Quoted | Not Quoted | Not Quoted | Not Quoted | 317.00 | 2613665.00 | 656.00 | 5408720.00 | Not Quoted | Not Quoted | 450.00 | 3710250.00 | 0.00 | 0.00 | Not Quoted | Not Quoted | 420.00 | 3462900.00 | Not Quoted | Not Quoted | 352.00 | 2902240.00 | 0.00 | mastek engineering private limited
477.00 | Pipeline & Structural Works: PLAIN & REINFORCED CEMENT CONCRETE: (REFER SPECIFICATION NO. 6-68-0004) Centering and Shuttering - Non FIM Items Providing and fixing CENTERING AND SHUTTERING in superstrctures in retaining walls, jambs, counter-forts, buttresses, equipment/ machine foundations, abutments,columns, lintels, suspended slabs, beams, staircases, landings, steps, non-circular tunnels/ bunkers/ silos/ shafts/ hoppers/ liquid storage structures etc. for all heights above plinth level including shuttering for single pour concreting, strutting, bracing, propping etc., keeping the same in position during concreting and removal of the same after specified period etc. for Straight/ Inclined Shuttering, keeping necessary provision for inserts, projecting dowels, anchor bolts or any other fixture etc. all complete and as specified and directed. | 6775.00 | Sq.m. |  | 413.00 | 2798075.00 | Not Quoted | Not Quoted | 200.00 | 1355000.00 | 715.00 | 4844125.00 | Not Quoted | Not Quoted | Not Quoted | Not Quoted | 361.00 | 2445775.00 | 679.00 | 4600225.00 | Not Quoted | Not Quoted | 475.00 | 3218125.00 | 0.00 | 0.00 | Not Quoted | Not Quoted | 499.00 | 3380725.00 | Not Quoted | Not Quoted | 396.00 | 2682900.00 | 0.00 | mastek engineering private limited
478.00 | Pipeline & Structural Works: PLAIN & REINFORCED CEMENT CONCRETE: (REFER SPECIFICATION NO. 6-68-0004) Expansion joints - Non FIM Items Providing 20mm wide EXPANSION JOINTS in flooring and pavement slabs and ISOLATION JOINTS around equipment foundations/columns/pedestal/trenches etc. including cleaning the joints of all loose material, filling clean sand for the full depth of slab (upto and inclusive of 300 mm) except for 12mm depth from top and sealing the top 12mm with approved two part liquid polysulphide Sealing Compound as per IS:12118 etc. all complete as shown, specified and directed. | 90.00 | m |  | 2003.00 | 180270.00 | Not Quoted | Not Quoted | 500.00 | 45000.00 | 495.00 | 44550.00 | Not Quoted | Not Quoted | Not Quoted | Not Quoted | 181.00 | 16290.00 | 142.00 | 12780.00 | Not Quoted | Not Quoted | 1500.00 | 135000.00 | 0.00 | 0.00 | Not Quoted | Not Quoted | 184.00 | 16560.00 | Not Quoted | Not Quoted | 220.00 | 19800.00 | 0.00 | mastek engineering private limited
479.00 | Pipeline & Structural Works: PLAIN & REINFORCED CEMENT CONCRETE: (REFER SPECIFICATION NO. 6-68-0004) Expansion joints - Non FIM Items Supplying and fixing in position 25mm thick BITUMEN IMPREGNATED FIBRE BOARD conforming to IS:1838 of approved quality in expansion joints at all locations and levels in concrete structures etc. all complete as shown, specified and directed. | 3.00 | Sq.m. |  | 2678.00 | 8034.00 | Not Quoted | Not Quoted | 2500.00 | 7500.00 | 1375.00 | 4125.00 | Not Quoted | Not Quoted | Not Quoted | Not Quoted | 181.00 | 543.00 | 153.00 | 459.00 | Not Quoted | Not Quoted | 3300.00 | 9900.00 | 0.00 | 0.00 | Not Quoted | Not Quoted | 168.00 | 504.00 | Not Quoted | Not Quoted | 704.00 | 2112.00 | 0.00 | mastek engineering private limited
480.00 | Pipeline & Structural Works: PLAIN & REINFORCED CEMENT CONCRETE: (REFER SPECIFICATION NO. 6-68-0004) Expansion joints - Non FIM Items Supplying and fixing in position 50 mm (2X25 mm) thick BITUMEN IMPREGNATED FIBRE BOARD conforming to IS:1838 of approved quality in expansion joints at all locations and levels in concrete structures etc. all complete as shown, specified and directed. | 4.00 | Sq.m. |  | 4200.00 | 16800.00 | Not Quoted | Not Quoted | 2800.00 | 11200.00 | 1595.00 | 6380.00 | Not Quoted | Not Quoted | Not Quoted | Not Quoted | 452.00 | 1808.00 | 176.00 | 704.00 | Not Quoted | Not Quoted | 4000.00 | 16000.00 | 0.00 | 0.00 | Not Quoted | Not Quoted | 194.00 | 776.00 | Not Quoted | Not Quoted | 1056.00 | 4224.00 | 0.00 | mastek engineering private limited
481.00 | Pipeline & Structural Works: PLAIN & REINFORCED CEMENT CONCRETE: (REFER SPECIFICATION NO. 6-68-0004) Fixing Re-bars in already cast concrete - Non FIM Items "Designing, supplying and fixing rebars in already cast concrete, including drilling, cleaning hole with air blow-out & wire-brush and injecting odourless Chemical of approved make, packed in dual foil, with the help of dispenser into a hole of diameter and depth as per manufacture specification, at all levels & locations for high strength deformed steel reinforcement bars of dia. upto 12 mm of Grade Fe500D (conforming to IS:1786), DESIGNED FOR FULL TENSILE ANCHORAGE, including testing (as per manufacturer's recommendations), adjusting and making good any damage done to the structure etc. all complete as specified and directed. SUPPLY OF ALL MATERIAL IN CONTRACTOR'S SCOPE EXCLUDING REINFORCEMENT BARS. " | 10.00 | Each |  | 855.00 | 8550.00 | Not Quoted | Not Quoted | 10000.00 | 100000.00 | 330.00 | 3300.00 | Not Quoted | Not Quoted | Not Quoted | Not Quoted | 1354.00 | 13540.00 | 1527.00 | 15270.00 | Not Quoted | Not Quoted | 1400.00 | 14000.00 | 0.00 | 0.00 | Not Quoted | Not Quoted | 158.00 | 1580.00 | Not Quoted | Not Quoted | 2112.00 | 21120.00 | 0.00 | mastek engineering private limited
482.00 | Pipeline & Structural Works: PLAIN & REINFORCED CEMENT CONCRETE: (REFER SPECIFICATION NO. 6-68-0004) Fixing Re-bars in already cast concrete - Non FIM Items "Designing, supplying and fixing rebars in already cast concrete, including drilling, cleaning hole with air blow-out & wire-brush and injecting odourless Chemical of approved make, packed in dual foil, with the help of dispenser into a hole of diameter and depth as per manufacture specification, at all levels & locations for high strength deformed steel reinforcement bars of dia. 16 mm & 20 mm of Grade Fe500D (conforming to IS:1786), DESIGNED FOR FULL TENSILE ANCHORAGE, including testing (as per manufacturer's recommendations), adjusting and making good any damage done to the structure etc. all complete as specified and directed. SUPPLY OF ALL MATERIAL IN CONTRACTOR'S SCOPE EXCLUDING REINFORCEMENT BARS. " | 10.00 | Each |  | 1868.00 | 18680.00 | Not Quoted | Not Quoted | 10500.00 | 105000.00 | 605.00 | 6050.00 | Not Quoted | Not Quoted | Not Quoted | Not Quoted | 1805.00 | 18050.00 | 1697.00 | 16970.00 | Not Quoted | Not Quoted | 2200.00 | 22000.00 | 0.00 | 0.00 | Not Quoted | Not Quoted | 210.00 | 2100.00 | Not Quoted | Not Quoted | 2640.00 | 26400.00 | 0.00 | mastek engineering private limited
483.00 | Pipeline & Structural Works: PLAIN & REINFORCED CEMENT CONCRETE: (REFER SPECIFICATION NO. 6-68-0004) Fixing Re-bars in already cast concrete - Non FIM Items "Designing, supplying and fixing rebars in already cast concrete, including drilling, cleaning hole with air blow-out & wire-brush and injecting odourless Chemical of approved make, packed in dual foil, with the help of dispenser into a hole of diameter and depth as per manufacture specification, at all levels & locations for high strength deformed steel reinforcement bars of dia. 25 mm & 28 mm of Grade Fe500D (conforming to IS:1786), DESIGNED FOR FULL TENSILE ANCHORAGE, including testing (as per manufacturer's recommendations), adjusting and making good any damage done to the structure etc. all complete as specified and directed. SUPPLY OF ALL MATERIAL IN CONTRACTOR'S SCOPE EXCLUDING REINFORCEMENT BARS. " | 10.00 | Each |  | 2400.00 | 24000.00 | Not Quoted | Not Quoted | 11000.00 | 110000.00 | 715.00 | 7150.00 | Not Quoted | Not Quoted | Not Quoted | Not Quoted | 2257.00 | 22570.00 | 1810.00 | 18100.00 | Not Quoted | Not Quoted | 2800.00 | 28000.00 | 0.00 | 0.00 | Not Quoted | Not Quoted | 263.00 | 2630.00 | Not Quoted | Not Quoted | 1320.00 | 13200.00 | 0.00 | mastek engineering private limited
484.00 | Pipeline & Structural Works: CONCRETE FOR LIQUID RETAINING/LEAK PROOF STRUCTURES (REFER SPECIFICATION NO.6-68-0005) RCC - Non FIM Items Providing and laying Leak Proof Reinforced Cement Concrete of GRADE M-25 (minimum Cement content shall be as per EIL Specifications) with 20 mm and down size graded crushed stone aggregates/ gravel at all positions and in any shape and thickness, in SUB-STRUCTURE, leaving pockets, recesses, vibrating, tamping, curing, testing (for leak-proofness) and rendering (if required to give smooth and even surface) in foundations, walls , beams, buttresses, columns, piers, slabs, tunnels, basements, storage bins, reservoirs etc. including cement wash (if no other surface application is specified) but excluding the cost of Reinforcement, Shuttering and specified admixtures, all complete as specified and directed. ALL MATERIALS INCLUDING CEMENT SUPPLIED BY CONTRACTOR. | 10.00 | CUM |  | 6150.00 | 61500.00 | Not Quoted | Not Quoted | 10200.00 | 102000.00 | 7480.00 | 74800.00 | Not Quoted | Not Quoted | Not Quoted | Not Quoted | 9928.00 | 99280.00 | 9611.00 | 96110.00 | Not Quoted | Not Quoted | 9000.00 | 90000.00 | 0.00 | 0.00 | Not Quoted | Not Quoted | 11921.00 | 119210.00 | Not Quoted | Not Quoted | 9680.00 | 96800.00 | 0.00 | mastek engineering private limited
485.00 | Pipeline & Structural Works: CONCRETE FOR LIQUID RETAINING/LEAK PROOF STRUCTURES (REFER SPECIFICATION NO.6-68-0005) Water Proofing Comp. - Non FIM Items Supplying and mixing of approved brand of integral WATER PROOFING COMPOUND in cement concrete, cement mortar etc. as per manufacturer's specifications, to make it leak proof/water tight etc. all complete as specified and directed. | 90.00 | Kg |  | 33.00 | 2970.00 | Not Quoted | Not Quoted | 1600.00 | 144000.00 | 121.00 | 10890.00 | Not Quoted | Not Quoted | Not Quoted | Not Quoted | 361.00 | 32490.00 | 85.00 | 7650.00 | Not Quoted | Not Quoted | 125.00 | 11250.00 | 0.00 | 0.00 | Not Quoted | Not Quoted | 137.00 | 12330.00 | Not Quoted | Not Quoted | 264.00 | 23760.00 | 0.00 | mastek engineering private limited
486.00 | Pipeline & Structural Works: CONCRETE FOR LIQUID RETAINING/LEAK PROOF STRUCTURES (REFER SPECIFICATION NO.6-68-0005) PVC Water bars - Non FIM Items Supplying and fixing in position 150mm wide x 5mm thick approved PVC WATER STOPS as per manufacturer's specifications in R.C.C. Structures including cutting, fixing, jointing by vulcanising etc. all complete as shown specified and directed. | 20.00 | m |  | 488.00 | 9760.00 | Not Quoted | Not Quoted | 700.00 | 14000.00 | 935.00 | 18700.00 | Not Quoted | Not Quoted | Not Quoted | Not Quoted | 722.00 | 14440.00 | 283.00 | 5660.00 | Not Quoted | Not Quoted | 500.00 | 10000.00 | 0.00 | 0.00 | Not Quoted | Not Quoted | 368.00 | 7360.00 | Not Quoted | Not Quoted | 440.00 | 8800.00 | 0.00 | mastek engineering private limited
487.00 | Pipeline & Structural Works: CONCRETE FOR LIQUID RETAINING/LEAK PROOF STRUCTURES (REFER SPECIFICATION NO.6-68-0005) PVC Water bars - Non FIM Items Supplying and fixing in position 230mm wide x 5mm thick approved PVC WATER STOPS as per manufacturer's specifications in R.C.C. Structures including cutting, fixing, jointing by vulcanising etc. all complete as shown specified and directed. | 20.00 | m |  | 563.00 | 11260.00 | Not Quoted | Not Quoted | 900.00 | 18000.00 | 1155.00 | 23100.00 | Not Quoted | Not Quoted | Not Quoted | Not Quoted | 722.00 | 14440.00 | 283.00 | 5660.00 | Not Quoted | Not Quoted | 900.00 | 18000.00 | 0.00 | 0.00 | Not Quoted | Not Quoted | 420.00 | 8400.00 | Not Quoted | Not Quoted | 572.00 | 11440.00 | 0.00 | mastek engineering private limited
488.00 | Pipeline & Structural Works: STRUCTURAL STEEL WORKS (REFER SPECIFICATION NO. 6-68-0006) Painting - Non FIM Items Supplying and applying COATING (Post-erection/ Field) of approved quality and shade as per Sl. No. 9.2 of Table 9.0 of EIL Specification No. 6-79-0020 (or as per Job Specifications, wherever applicable) over the coat of shop primer already applied, including storage, surface preparation, degreasing, cleaning, drying, providing necessary arrangement for access, testing etc. including touching up of shop primer coat as per Sl. No. 7.2.1 of Table 7.2 of EIL Specification No. 6-79-0020 (or as per Job Specifications, wherever applicable), for steel structures (excluding ladders, spiral stairways & hand rails) at all location & levels, all complete as specified, for OFFSITE (INLAND) areas considering environment classification as INDUSTRIAL. SUPPLY OF ALL MATERIAL IN CONTRACTOR'S SCOPE.(Unit rate based on Structural steel weight). | 8.00 | MT |  | 5025.00 | 40200.00 | Not Quoted | Not Quoted | 32000.00 | 256000.00 | 154000.00 | 1232000.00 | Not Quoted | Not Quoted | Not Quoted | Not Quoted | 18050.00 | 144400.00 | 17809.00 | 142472.00 | Not Quoted | Not Quoted | 12000.00 | 96000.00 | 0.00 | 0.00 | Not Quoted | Not Quoted | 10500.00 | 84000.00 | Not Quoted | Not Quoted | 22000.00 | 176000.00 | 0.00 | mastek engineering private limited
489.00 | Pipeline & Structural Works: STRUCTURAL STEEL WORKS (REFER SPECIFICATION NO. 6-68-0006) Painting - Non FIM Items Supplying and applying COATING (Post-erection/ Field) of approved quality and shade as per Sl. No. 8.1 of Table 8.0 of EIL Specification No. 6-79-0020 (or as per Job Specifications, wherever applicable) for painting over the coat of shop primer & galvanisation already applied, including storage, surface preparation, degreasing, cleaning, drying, providing necessary arrangement for access, testing etc. including touching up of shop primer coat, for LADDERS, SPIRAL STAIRWAYS & HAND RAILS at all location & levels, all complete as specified. SUPPLY OF ALL MATERIAL IN CONTRACTOR'S SCOPE. (Unit rate based on weight of steel). | 5.00 | MT |  | 5025.00 | 25125.00 | Not Quoted | Not Quoted | 20000.00 | 100000.00 | 13750.00 | 68750.00 | Not Quoted | Not Quoted | Not Quoted | Not Quoted | 18050.00 | 90250.00 | 20353.00 | 101765.00 | Not Quoted | Not Quoted | 15000.00 | 75000.00 | 0.00 | 0.00 | Not Quoted | Not Quoted | 12600.00 | 63000.00 | Not Quoted | Not Quoted | 22000.00 | 110000.00 | 0.00 | mastek engineering private limited
490.00 | Pipeline & Structural Works: MISCELLANEOUS STEEL WORKS (REFER SPECIFICATIONS NO. 6-68-0008) Anchor Bolts - Non FIM Items Supplying, fabricating, fixing and keeping in position at all levels and locations THREADED ANCHOR BOLTS of all diameters and nomenclature including nuts, washers, anchor plates, pipe sleeves etc. in foundations, columns, pedestals, slabs, beams, walls etc. or any other place as directed including handling & transporting, straightening if required, turning from relevant size M.S. rounds to required diameter, threading, welding, providing necessary templates and auxilliary dummy structures, if any, necessary tying and welding with reinforcement, adjustment of shuttering & reinforcement/any other fixture, greasing exposed metal surfaces, covering bolts and packing the sleeves with jute cloth etc. all complete as specified and directed.(SUPPLY OF ALL MATERIALS IN CONTRACTOR'S SCOPE). | 1.00 | MT |  | 131250.00 | 131250.00 | Not Quoted | Not Quoted | 120000.00 | 120000.00 | 176000.00 | 176000.00 | Not Quoted | Not Quoted | Not Quoted | Not Quoted | 135375.00 | 135375.00 | 152645.00 | 152645.00 | Not Quoted | Not Quoted | 150000.00 | 150000.00 | 0.00 | 0.00 | Not Quoted | Not Quoted | 183750.00 | 183750.00 | Not Quoted | Not Quoted | 132000.00 | 132000.00 | 0.00 | mastek engineering private limited
491.00 | Pipeline & Structural Works: MISCELLANEOUS STEEL WORKS (REFER SPECIFICATIONS NO. 6-68-0008) MS Metal Inserts - Non FIM Items Supplying, transporting, storing, fabricating and fixing in position M.S. METAL INSERT (with lugs) of any shape made out of flats, plates, rolled sections, pipes etc. providing necessary templates, staging, cutting, straightening, if required, bolting, welding as required and embedding in position on both Plain and Reinforced Cement concrete members inclusive of adjusting shuttering & reinforcement/ any other fixture, welding where necessary, tying and holding to correct level, line and position, any auxiliary dummy structures to support the heavy inserts, painting exposed surfaces with a coat of primer as per EIL Specification No. 6-79-0020 (or as per Job Specification wherever applicable), etc. all complete for all depths and heights as specified and directed. (SUPPLY OF ALL MATERIALS IN CONTRACTOR'S SCOPE). | 5.00 | MT |  | 96000.00 | 480000.00 | Not Quoted | Not Quoted | 115000.00 | 575000.00 | 154000.00 | 770000.00 | Not Quoted | Not Quoted | Not Quoted | Not Quoted | 135375.00 | 676875.00 | 119154.00 | 595770.00 | Not Quoted | Not Quoted | 130000.00 | 650000.00 | 0.00 | 0.00 | Not Quoted | Not Quoted | 106349.00 | 531745.00 | Not Quoted | Not Quoted | 105600.00 | 528000.00 | 0.00 | mastek engineering private limited
492.00 | Pipeline & Structural Works: MISCELLANEOUS STEEL WORKS (REFER SPECIFICATIONS NO. 6-68-0008) GI Pipe Sleeves - Non FIM Items Supplying, fabricating and fixing in position G.I. PIPE SLEEVES of all diameters including providing necessary staging, cutting, straightening if required, bolting, welding as required and embedding in position on both Plain and Reinforced Cement concrete members inclusive of adjusting shuttering & reinforcement/any other fixture, welding where necessary, tying and holding to correct level, line and position, any auxilliary dummy structures to support heavy sleeves etc. all complete for all depths and heights as specified and directed. | .25 | MT |  | 101250.00 | 25312.50 | Not Quoted | Not Quoted | 135000.00 | 33750.00 | 203500.00 | 50875.00 | Not Quoted | Not Quoted | Not Quoted | Not Quoted | 180500.00 | 45125.00 | 226000.00 | 56500.00 | Not Quoted | Not Quoted | 160000.00 | 40000.00 | 0.00 | 0.00 | Not Quoted | Not Quoted | 131248.00 | 32812.00 | Not Quoted | Not Quoted | 105600.00 | 26400.00 | 0.00 | mastek engineering private limited
493.00 | Pipeline & Structural Works: MISCELLANEOUS STEEL WORKS (REFER SPECIFICATIONS NO. 6-68-0008) MS Chequered Plates - Non FIM Items Supplying, fabricating and erecting in position at all levels and locations bolted, screwed and/or welded M.S. CHEQUERED PLATES of any thickness in walkways, platforms, stair treads, any other place as directed etc. including cutting to required size, shape, making holes, notches, openings of required size, nosing, straightening if required, making the edges smooth, removing the burrs, fixing, welding, preparation and submission of fabrication drawings and preparing the surfaces for painting and applying shop primer as per EIL Specification No. 6-79-0020 (or Job Specification, wherever applicable) after fabrication etc. all complete as specified and directed. (SUPPLY OF ALL MATERIALS IN CONTRACTOR'S SCOPE). | .50 | MT |  | 108750.00 | 54375.00 | Not Quoted | Not Quoted | 135000.00 | 67500.00 | 154000.00 | 77000.00 | Not Quoted | Not Quoted | Not Quoted | Not Quoted | 180500.00 | 90250.00 | 119100.00 | 59550.00 | Not Quoted | Not Quoted | 135000.00 | 67500.00 | 0.00 | 0.00 | Not Quoted | Not Quoted | 79112.00 | 39556.00 | Not Quoted | Not Quoted | 154000.00 | 77000.00 | 0.00 | mastek engineering private limited
494.00 | Pipeline & Structural Works: MISCELLANEOUS STEEL WORKS (REFER SPECIFICATIONS NO. 6-68-0008) MS Grating Cat. A,B - Non FIM Items Supplying, protective packing, transporting to site, ELECTROFORGED GALVANISED GRATING (purchased from approved manufacturer by the Contractor) conforming to EIL Standard No. 7-68-0697 (in walkways, platforms, stair treads etc.), preparation and submission of fabrication drawings, all complete as specified and directed. Fabricated galvanized clamps for fixing gratings shall be only for removable gratings as per design drawings. Identification of the prefabricated items supplied to site as per design drawings at Construction site to facilitate storage/erection by others. SUPPLY OF ALL MATERIALS IN CONTRACTOR'S SCOPE. | 3.00 | MT |  | 123750.00 | 371250.00 | Not Quoted | Not Quoted | 135000.00 | 405000.00 | 198000.00 | 594000.00 | Not Quoted | Not Quoted | Not Quoted | Not Quoted | 225625.00 | 676875.00 | 158298.00 | 474894.00 | Not Quoted | Not Quoted | 150000.00 | 450000.00 | 0.00 | 0.00 | Not Quoted | Not Quoted | 100742.00 | 302226.00 | Not Quoted | Not Quoted | 154000.00 | 462000.00 | 0.00 | mastek engineering private limited
495.00 | Pipeline & Structural Works: MISCELLANEOUS STEEL WORKS (REFER SPECIFICATIONS NO. 6-68-0008) MS Rungs - Non FIM Items Supplying, fabricating, fixing and keeping in position M.S. RUNGS in R.C.C. works at all depths and heights including handling, transporting the steel to site workshop and site of work, straightening, if required, cutting, bending to shape, necessary tying and welding with reinforcement, adjustment of shuttering, cleaning, surface preparation, shop primer as per EIL Spec. 6-79-0020 (or Job Specification, wherever applicable) and two coats of anticorrosive paint of approved quality on the exposed portion of rungs etc. all complete as specified and directed (SUPPLY OF ALL MATERIALS IN CONTRACTOR'S SCOPE). | 50.00 | Kg. |  | 124.00 | 6200.00 | Not Quoted | Not Quoted | 1700.00 | 85000.00 | 154.00 | 7700.00 | Not Quoted | Not Quoted | Not Quoted | Not Quoted | 136.00 | 6800.00 | 119.00 | 5950.00 | Not Quoted | Not Quoted | 150.00 | 7500.00 | 0.00 | 0.00 | Not Quoted | Not Quoted | 78.00 | 3900.00 | Not Quoted | Not Quoted | 132.00 | 6600.00 | 0.00 | mastek engineering private limited
496.00 | Pipeline & Structural Works: MISCELLANEOUS STEEL WORKS (REFER SPECIFICATIONS NO. 6-68-0008) Hand Railing 1000mm - Non FIM Items Supplying, fabricating and fixing in position at all locations 1000mm high INCLINED HAND RAILING (for staircases) consisting of top rail, mid rail and vertical posts (Maximum spacing 1500mm c/c) with 32mm nominal diameter medium grade M.S. Tubes conforming to IS:1239 including straightening if required, cutting, bending, welding, bolting, grouting with ordinary grout, cleaning, surface preparation, hot-dip galvanising (80-85 micron as per IS:4759, IS:2629, IS: 4736, IS:2633), shop primer (1 coat of P6 of 40 micron) as per Sl. No. 8.1 of Table 8.0 of EIL SPEC. 6-79-0020 (or as per Job Specification, wherever applicable), preparation and submission of fabrication drawings etc. all complete as specified, shown and directed. (SUPPLY OF ALL MATERIALS IN CONTRACTOR'S SCOPE). (Complete handrail work shall be measured as length of top rail only and not length of each element fixed). | 10.00 | m |  | 3293.00 | 32930.00 | Not Quoted | Not Quoted | 2500.00 | 25000.00 | 6050.00 | 60500.00 | Not Quoted | Not Quoted | Not Quoted | Not Quoted | 1805.00 | 18050.00 | 3958.00 | 39580.00 | Not Quoted | Not Quoted | 3200.00 | 32000.00 | 0.00 | 0.00 | Not Quoted | Not Quoted | 3150.00 | 31500.00 | Not Quoted | Not Quoted | 1584.00 | 15840.00 | 0.00 | mastek engineering private limited
497.00 | Pipeline & Structural Works: MISCELLANEOUS STEEL WORKS (REFER SPECIFICATIONS NO. 6-68-0008) Hand Railing 1000mm - Non FIM Items Supplying, fabricating and fixing in position at all locations 1000mm high HORIZONTAL HAND RAILING (for platforms, walkways, etc. or any other location as directed) consisting of top rail, mid rail and vertical posts (Maximum spacing 1500mm c/c) with 32mm nominal diameter medium grade MS Tubes conforming to IS:1239 and 100x5 MS Toe Plate confirming to IS:2062 (Grade A/B), including straightening if required, cutting, bending, welding, bolting, grouting with ordinary grout, cleaning, surface preparation, hot-dip galvanising (80-85 micron as per IS:4759, IS:2629, IS: 4736, IS:2633), shop primer (1 coat of P6 of 40 micron) as per Sl. No. 8.1 of Table 8.0 of EIL SPEC. 6-79-0020 (or as per Job Specification, wherever applicable), preparation and submission of fabrication drawings etc. all complete as specified, shown and directed. (SUPPLY OF ALL MATERIALS IN CONTRACTOR'S SCOPE). (Complete handrail work shall be measured as length of top rail only and not length of each element fixed). | 125.00 | m |  | 3293.00 | 411625.00 | Not Quoted | Not Quoted | 1900.00 | 237500.00 | 6050.00 | 756250.00 | Not Quoted | Not Quoted | Not Quoted | Not Quoted | 1986.00 | 248250.00 | 3958.00 | 494750.00 | Not Quoted | Not Quoted | 3200.00 | 400000.00 | 0.00 | 0.00 | Not Quoted | Not Quoted | 3150.00 | 393750.00 | Not Quoted | Not Quoted | 1584.00 | 198000.00 | 0.00 | mastek engineering private limited
498.00 | Pipeline & Structural Works: MISCELLANEOUS STEEL WORKS (REFER SPECIFICATIONS NO. 6-68-0008) Mechanical Anchor fastners - Non FIM Items Supplying, handling, transporting to site of work and fixing approved MECHANICAL ANCHOR FASTENERS M.S. bolts of Grade 5.8 or more, GALVANIZED with minimum thickness of 5 microns (approved for use in cracked concrete), of 12mm dia at specified positions on concrete floors, roofs, beams (sides and bottom), walls, columns etc. according to manufacturer's specifications including all accessories like nuts, washers etc. of required size, testing, necessary scaffolding, drilling of the holes in concrete surface with electric drill, cleaning of holes with air blowout & wire-brush, and making good any damage done to the structure etc. all complete for all heights, depths and locations as specified and directed. | 10.00 | Each |  | 743.00 | 7430.00 | Not Quoted | Not Quoted | 4500.00 | 45000.00 | 231.00 | 2310.00 | Not Quoted | Not Quoted | Not Quoted | Not Quoted | 722.00 | 7220.00 | 962.00 | 9620.00 | Not Quoted | Not Quoted | 1200.00 | 12000.00 | 0.00 | 0.00 | Not Quoted | Not Quoted | 175.00 | 1750.00 | Not Quoted | Not Quoted | 880.00 | 8800.00 | 0.00 | mastek engineering private limited
499.00 | Pipeline & Structural Works: MISCELLANEOUS STEEL WORKS (REFER SPECIFICATIONS NO. 6-68-0008) Mechanical Anchor fastners - Non FIM Items Supplying, handling, transporting to site of work and fixing approved MECHANICAL ANCHOR FASTENERS M.S. bolts of Grade 5.8 or more, GALVANIZED with minimum thickness of 5 microns (approved for use in cracked concrete), of 16mm dia at specified positions on concrete floors, roofs, beams (sides and bottom), walls, columns etc. according to manufacturer's specifications including all accessories like nuts, washers etc. of required size, testing, necessary scaffolding, drilling of the holes in concrete surface with electric drill, cleaning of holes with air blowout & wire-brush, and making good any damage done to the structure etc. all complete for all heights, depths and locations as specified and directed. | 10.00 | Each |  | 885.00 | 8850.00 | Not Quoted | Not Quoted | 4800.00 | 48000.00 | 385.00 | 3850.00 | Not Quoted | Not Quoted | Not Quoted | Not Quoted | 903.00 | 9030.00 | 1103.00 | 11030.00 | Not Quoted | Not Quoted | 1600.00 | 16000.00 | 0.00 | 0.00 | Not Quoted | Not Quoted | 311.00 | 3110.00 | Not Quoted | Not Quoted | 1100.00 | 11000.00 | 0.00 | mastek engineering private limited
500.00 | Pipeline & Structural Works: MISCELLANEOUS STEEL WORKS (REFER SPECIFICATIONS NO. 6-68-0008) Mechanical Anchor fastners - Non FIM Items Supplying, handling, transporting to site of work and fixing approved MECHANICAL ANCHOR FASTENERS M.S. bolts of Grade 5.8 or more, GALVANIZED with minimum thickness of 5 microns (approved for use in cracked concrete), of 20mm dia at specified positions on concrete floors, roofs, beams (sides and bottom), walls, columns etc. according to manufacturer's specifications including all accessories like nuts, washers etc. of required size, testing, necessary scaffolding, drilling of the holes in concrete surface with electric drill, cleaning of holes with air blowout & wire-brush, and making good any damage done to the structure etc. all complete for all heights, depths and locations as specified and directed. | 10.00 | Each |  | 1031.00 | 10310.00 | Not Quoted | Not Quoted | 5800.00 | 58000.00 | 495.00 | 4950.00 | Not Quoted | Not Quoted | Not Quoted | Not Quoted | 1083.00 | 10830.00 | 1188.00 | 11880.00 | Not Quoted | Not Quoted | 2000.00 | 20000.00 | 0.00 | 0.00 | Not Quoted | Not Quoted | 368.00 | 3680.00 | Not Quoted | Not Quoted | 2200.00 | 22000.00 | 0.00 | mastek engineering private limited
501.00 | Pipeline & Structural Works: MISCELLANEOUS STEEL WORKS (REFER SPECIFICATIONS NO. 6-68-0008) Chemical Anchor Fastner Supplying, handling, transporting to site of work and fixing approved CHEMICAL ANCHOR FASTENERS consisting of M.S. threaded rod of Grade 5.8, GALVANIZED with minimum thickness of 5 microns and chemical (approved for use in cracked concrete), packed in flexible chemical foil or dual foil type, to be used with the help of dispenser, of 12mm dia. at specified positions on concrete floors, roofs, beams (sides and bottom), walls, columns etc. according to manufacturer's specifications including all accessories like nuts, washers etc. of required size, testing, necessary scaffolding, drilling of the holes in concrete surface with electric drill, cleaning of holes with air blowout & wire-brush and making good any damage done to the structure etc. all complete for all heights, depths and locations as specified and directed. | 10.00 | Each |  | 1575.00 | 15750.00 | Not Quoted | Not Quoted | 6200.00 | 62000.00 | 385.00 | 3850.00 | Not Quoted | Not Quoted | Not Quoted | Not Quoted | 1354.00 | 13540.00 | 2036.00 | 20360.00 | Not Quoted | Not Quoted | 2000.00 | 20000.00 | 0.00 | 0.00 | Not Quoted | Not Quoted | 315.00 | 3150.00 | Not Quoted | Not Quoted | 1100.00 | 11000.00 | 0.00 | mastek engineering private limited
502.00 | Pipeline & Structural Works: MISCELLANEOUS STEEL WORKS (REFER SPECIFICATIONS NO. 6-68-0008) Chemical Anchor Fastner Supplying, handling, transporting to site of work and fixing approved CHEMICAL ANCHOR FASTENERS consisting of M.S. threaded rod of Grade 5.8, GALVANIZED with minimum thickness of 5 microns and chemical (approved for use in cracked concrete), packed in flexible chemical foil or dual foil type, to be used with the help of dispenser, of 16mm dia. at specified positions on concrete floors, roofs, beams (sides and bottom), walls, columns etc. according to manufacturer's specifications including all accessories like nuts, washers etc. of required size., testing, necessary scaffolding, drilling of the holes in concrete surface with electric drill, cleaning of holes with air blowout & wire-brush and making good any damage done to the structure etc. all complete for all heights, depths and locations as specified and directed. | 10.00 | Each |  | 1874.00 | 18740.00 | Not Quoted | Not Quoted | 9800.00 | 98000.00 | 495.00 | 4950.00 | Not Quoted | Not Quoted | Not Quoted | Not Quoted | 1354.00 | 13540.00 | 2262.00 | 22620.00 | Not Quoted | Not Quoted | 2700.00 | 27000.00 | 0.00 | 0.00 | Not Quoted | Not Quoted | 525.00 | 5250.00 | Not Quoted | Not Quoted | 1320.00 | 13200.00 | 0.00 | mastek engineering private limited
503.00 | Pipeline & Structural Works: MISCELLANEOUS STEEL WORKS (REFER SPECIFICATIONS NO. 6-68-0008) Chemical Anchor Fastner Supplying, handling, transporting to site of work and fixing approved CHEMICAL ANCHOR FASTENERS consisting of M.S. threaded rod of Grade 5.8, GALVANIZED with minimum thickness of 5 microns and chemical (approved for use in cracked concrete), packed in flexible chemical foil or dual foil type, to be used with the help of dispenser, of 20mm dia. at specified positions on concrete floors, roofs, beams (sides and bottom), walls, columns etc. according to manufacturer's specifications including all accessories like nuts, washers etc. of required size., testing, necessary scaffolding, drilling of the holes in concrete surface with electric drill, cleaning of holes with air blowout & wire-brush and making good any damage done to the structure etc. all complete for all heights, depths and locations as specified and directed. | 10.00 | Each |  | 2168.00 | 21680.00 | Not Quoted | Not Quoted | 9800.00 | 98000.00 | 715.00 | 7150.00 | Not Quoted | Not Quoted | Not Quoted | Not Quoted | 1354.00 | 13540.00 | 2545.00 | 25450.00 | Not Quoted | Not Quoted | 3300.00 | 33000.00 | 0.00 | 0.00 | Not Quoted | Not Quoted | 945.00 | 9450.00 | Not Quoted | Not Quoted | 2640.00 | 26400.00 | 0.00 | mastek engineering private limited
504.00 | Pipeline & Structural Works: BRICK MASONRY (REFER SPECIFICATION NO.6-68-0009) CLASS 5.0 - Non FIM Items Providing and laying BRICK MASONRY WITH BRICKS OF CLASS 5.0 in cement mortar 1:6 (1 Cement : 6 Sand) in one or more brick thickness and in any shape (excluding circular/curved brick masonry) at all depths below plinth level including the cost of materials, labour, scaffolding/ staging, sampling & testing, soaking of bricks, cutting and laying of bricks, providing recesses, making openings of any shape & size, finishing the joints flush below ground level and raking out the joints above ground level, sealing the gap between masonry and soffit of beam/slab, embedding the fittings & fixtures, curing, etc. all complete as per specifications. ALL MATERIALS INCLUDING CEMENT SUPPLIED BY THE CONTRACTOR. | 65.00 | Cu.m. |  | 4650.00 | 302250.00 | Not Quoted | Not Quoted | 8900.00 | 578500.00 | 7480.00 | 486200.00 | Not Quoted | Not Quoted | Not Quoted | Not Quoted | 7220.00 | 469300.00 | 5258.00 | 341770.00 | Not Quoted | Not Quoted | 8500.00 | 552500.00 | 0.00 | 0.00 | Not Quoted | Not Quoted | 8533.00 | 554645.00 | Not Quoted | Not Quoted | 7920.00 | 514800.00 | 0.00 | mastek engineering private limited
505.00 | Pipeline & Structural Works: BRICK MASONRY (REFER SPECIFICATION NO.6-68-0009) CLASS 5.0 - Non FIM Items Providing and laying BRICK MASONRY WITH BRICKS OF CLASS 5.0 in cement mortar 1:6 (1 Cement : 6 Sand) in one or more brick thickness and in any shape (excluding circular/curved brick masonry) at all heights above plinth level including the cost of materials, labour, scaffolding/ staging, sampling & testing, soaking of bricks, cutting and laying of bricks, providing recesses, making openings of any shape & size, finishing the joints flush below ground level and raking out the joints above ground level, sealing the gap between masonry and soffit of beam/slab, embedding the fittings & fixtures, curing, etc. all complete as per specifications. ALL MATERIALS INCLUDING CEMENT SUPPLIED BY THE CONTRACTOR. | 1065.00 | Cu.m. |  | 6200.00 | 6603000.00 | Not Quoted | Not Quoted | 9000.00 | 9585000.00 | 7700.00 | 8200500.00 | Not Quoted | Not Quoted | Not Quoted | Not Quoted | 7220.00 | 7689300.00 | 5428.00 | 5780820.00 | Not Quoted | Not Quoted | 8250.00 | 8786250.00 | 0.00 | 0.00 | Not Quoted | Not Quoted | 8533.00 | 9087645.00 | Not Quoted | Not Quoted | 7920.00 | 8434800.00 | 0.00 | mastek engineering private limited
506.00 | Pipeline & Structural Works: BRICK MASONRY (REFER SPECIFICATION NO.6-68-0009) CLASS 5.0 Half - Non FIM Items Providing and laying HALF BRICK MASONRY with bricks of CLASS 5.0 in cement mortar 1:4 (1 Cement : 4 Sand)in any shape, including the cost of materials, labour, scaffolding/staging, sampling and testing, soaking of bricks, cutting and laying of bricks, providing openings of any shape & size, raking out the joints, supplying and placing 2 Nos. 6mm dia. M.S. Bars at every fourth course, sealing the gap between masonry and soffit of beam/slab, embedding the fittings and fixtures, curing etc. all complete as per specification.ALL MATERIALS INCLUDING CEMENT SUPPLIED BY CONTRACTOR. | 60.00 | Sq.m. |  | 581.00 | 34860.00 | Not Quoted | Not Quoted | 1500.00 | 90000.00 | 1045.00 | 62700.00 | Not Quoted | Not Quoted | Not Quoted | Not Quoted | 1083.00 | 64980.00 | 3675.00 | 220500.00 | Not Quoted | Not Quoted | 750.00 | 45000.00 | 0.00 | 0.00 | Not Quoted | Not Quoted | 1087.00 | 65220.00 | Not Quoted | Not Quoted | 6160.00 | 369600.00 | 0.00 | mastek engineering private limited
507.00 | Pipeline & Structural Works: DEMOLISHING AND DISMANTLING (REFER SPECIFICATION NO. 6-68-0012) Brickwork - Non FIM Items Demolishing BRICKWORK (taking all necessary safety precautions) for all depths below plinth level including supply of all tools and tackles, necessary scaffolding, propping, underpinning, cleaning and stacking of serviceable material, disposal of unserviceable material to spoil heaps anywhere within the plant boundary, all complete as specified and directed. (Excavation & backfilling shall be paid separately under relevant items). | 5.00 | Cu.m. |  | 975.00 | 4875.00 | Not Quoted | Not Quoted | 250.00 | 1250.00 | 1980.00 | 9900.00 | Not Quoted | Not Quoted | Not Quoted | Not Quoted | 903.00 | 4515.00 | 1188.00 | 5940.00 | Not Quoted | Not Quoted | 3000.00 | 15000.00 | 0.00 | 0.00 | Not Quoted | Not Quoted | 1155.00 | 5775.00 | Not Quoted | Not Quoted | 1540.00 | 7700.00 | 0.00 | mastek engineering private limited
508.00 | Pipeline & Structural Works: DEMOLISHING AND DISMANTLING (REFER SPECIFICATION NO. 6-68-0012) Brickwork - Non FIM Items Demolishing BRICKWORK (taking all necessary safety precautions) for all heights above plinth level including supply of all tools and tackles, necessary scaffolding, propping, underpinning, cleaning and stacking of serviceable material, disposal of unserviceable material to spoil heaps anywhere within the plant boundary, all complete as specified and directed. | 10.00 | Cu.m. |  | 1125.00 | 11250.00 | Not Quoted | Not Quoted | 280.00 | 2800.00 | 2310.00 | 23100.00 | Not Quoted | Not Quoted | Not Quoted | Not Quoted | 903.00 | 9030.00 | 1188.00 | 11880.00 | Not Quoted | Not Quoted | 3000.00 | 30000.00 | 0.00 | 0.00 | Not Quoted | Not Quoted | 1260.00 | 12600.00 | Not Quoted | Not Quoted | 1848.00 | 18480.00 | 0.00 | mastek engineering private limited
509.00 | Pipeline & Structural Works: DEMOLISHING AND DISMANTLING (REFER SPECIFICATION NO. 6-68-0012) RCC - Non FIM Items Demolishing RCC WORK (taking all necessary safety precautions) for all depths below plinth level including supply of all tools & tackles, necessary scaffolding, propping, underpinning etc., cutting, straightening, scraping and cleaning of reinforcement bars, stacking of serviceable materials, disposal of unserviceable material to spoil heaps anywhere within the plant boundary, all complete as specified and directed. (Excavation & backfilling shall be paid separately under relevant items). | 10.00 | Cu.m. |  | 1800.00 | 18000.00 | Not Quoted | Not Quoted | 350.00 | 3500.00 | 3190.00 | 31900.00 | Not Quoted | Not Quoted | Not Quoted | Not Quoted | 1354.00 | 13540.00 | 1527.00 | 15270.00 | Not Quoted | Not Quoted | 4500.00 | 45000.00 | 0.00 | 0.00 | Not Quoted | Not Quoted | 2221.00 | 22210.00 | Not Quoted | Not Quoted | 1760.00 | 17600.00 | 0.00 | mastek engineering private limited
510.00 | Pipeline & Structural Works: DEMOLISHING AND DISMANTLING (REFER SPECIFICATION NO. 6-68-0012) RCC - Non FIM Items Demolishing RCC WORK (taking all necessary safety precautions) for all heights above plinth level including supply of all tools & tackles, necessary scaffolding, propping, underpinning etc., cutting, straightening, scraping and cleaning of reinforcement bars, stacking of serviceable materials, disposal of unserviceable material to spoil heaps anywhere within the plant boundary, all complete as specified and directed. | 10.00 | Cu.m. |  | 2025.00 | 20250.00 | Not Quoted | Not Quoted | 350.00 | 3500.00 | 3520.00 | 35200.00 | Not Quoted | Not Quoted | Not Quoted | Not Quoted | 1354.00 | 13540.00 | 1753.00 | 17530.00 | Not Quoted | Not Quoted | 4500.00 | 45000.00 | 0.00 | 0.00 | Not Quoted | Not Quoted | 2221.00 | 22210.00 | Not Quoted | Not Quoted | 2640.00 | 26400.00 | 0.00 | mastek engineering private limited
511.00 | Pipeline & Structural Works: DEMOLISHING AND DISMANTLING (REFER SPECIFICATION NO. 6-68-0012) RCC - Non FIM Items Chipping of RCC WORK (taking all necessary safety precautions) by CHISELLING, upto & inclusive of 25mm thickness including supply of all tools & tackles, necessary scaffolding, propping, underpinning etc., cutting, lapping/welding of reinforcement bars as per drawings, disposal of the unserviceable material to spoil heaps anywhere within the plant boundary, all complete at all heights and depths, as specified and directed. (Excavation and backfilling shall be paid separately under relevant items). | 1.00 | Sq.m. |  | 1125.00 | 1125.00 | Not Quoted | Not Quoted | 750.00 | 750.00 | 2090.00 | 2090.00 | Not Quoted | Not Quoted | Not Quoted | Not Quoted | 903.00 | 903.00 | 2092.00 | 2092.00 | Not Quoted | Not Quoted | 5000.00 | 5000.00 | 0.00 | 0.00 | Not Quoted | Not Quoted | 58.00 | 58.00 | Not Quoted | Not Quoted | 1320.00 | 1320.00 | 0.00 | mastek engineering private limited
512.00 | Pipeline & Structural Works: DEMOLISHING AND DISMANTLING (REFER SPECIFICATION NO. 6-68-0012) RCC - Non FIM Items Chipping of RCC WORK (taking all necessary safety precautions) by CHISELLING, beyond 25mm and upto & inclusive of 50mm thickness including supply of all tools & tackles, necessary scaffolding, propping, underpinning etc., cutting, lapping/welding of reinforcement bars as per drawings, disposal of the unserviceable material to spoil heaps anywhere within the plant boundary, all complete at all heights and depths, as specified and directed. (Excavation and backfilling shall be paid separately under relevant items). | 1.00 | Sq.m. |  | 1875.00 | 1875.00 | Not Quoted | Not Quoted | 800.00 | 800.00 | 2640.00 | 2640.00 | Not Quoted | Not Quoted | Not Quoted | Not Quoted | 903.00 | 903.00 | 2318.00 | 2318.00 | Not Quoted | Not Quoted | 7500.00 | 7500.00 | 0.00 | 0.00 | Not Quoted | Not Quoted | 116.00 | 116.00 | Not Quoted | Not Quoted | 1760.00 | 1760.00 | 0.00 | mastek engineering private limited
513.00 | Pipeline & Structural Works: DEMOLISHING AND DISMANTLING (REFER SPECIFICATION NO. 6-68-0012) RCC - Non FIM Items Chipping of RCC WORK (taking all necessary safety precautions) by CHISELLING, beyond 50mm and upto & inclusive of 100mm thickness including supply of all tools & tackles, necessary scaffolding, propping, underpinning etc., cutting, lapping/welding of reinforcement bars as per drawings, disposal of the unserviceable material to spoil heaps anywhere within the plant boundary, all complete at all heights and depths, as specified and directed. (Excavation and backfilling shall be paid separately under relevant items). | 1.00 | Sq.m. |  | 2625.00 | 2625.00 | Not Quoted | Not Quoted | 850.00 | 850.00 | 3520.00 | 3520.00 | Not Quoted | Not Quoted | Not Quoted | Not Quoted | 903.00 | 903.00 | 2545.00 | 2545.00 | Not Quoted | Not Quoted | 10000.00 | 10000.00 | 0.00 | 0.00 | Not Quoted | Not Quoted | 231.00 | 231.00 | Not Quoted | Not Quoted | 2200.00 | 2200.00 | 0.00 | mastek engineering private limited
514.00 | Pipeline & Structural Works: DEMOLISHING AND DISMANTLING (REFER SPECIFICATION NO. 6-68-0012) PCC _ Non FIM Items Demolishing PLAIN CEMENT CONCRETE work (taking all necessary safety precautions) for all depths below plinth level including supply of all tools & tackles, necessary scaffolding, propping, underpinning etc. disposal of unserviceable material to spoil heaps anywhere within the plant boundary, all complete as specified and directed. (Excavation and backfilling shall be paid separately under relevant items) | 10.00 | Cu.m. |  | 1200.00 | 12000.00 | Not Quoted | Not Quoted | 4500.00 | 45000.00 | 2420.00 | 24200.00 | Not Quoted | Not Quoted | Not Quoted | Not Quoted | 1354.00 | 13540.00 | 1357.00 | 13570.00 | Not Quoted | Not Quoted | 3000.00 | 30000.00 | 0.00 | 0.00 | Not Quoted | Not Quoted | 1339.00 | 13390.00 | Not Quoted | Not Quoted | 2200.00 | 22000.00 | 0.00 | mastek engineering private limited
515.00 | Pipeline & Structural Works: DEMOLISHING AND DISMANTLING (REFER SPECIFICATION NO. 6-68-0012) Steelwork - Non FIM Items Dismantling bolted/rivetted/welded STRUCTURAL STEEL WORK of all descriptions (taking all necessary safety precautions), including supply of all tools and tackles, consumables, necessary scaffolding etc., providing temporary bracings as required, cutting (by flame or saw) gusset plates, bolts, nuts, weldings etc., transporting and stacking of the serviceable materials, cleaning the site of work of all unserviceable materials for disposal to spoil heaps anywhere within the plant boundary, all complete at all depths and heights, as specified and directed. | .50 | MT |  | 18750.00 | 9375.00 | Not Quoted | Not Quoted | 25000.00 | 12500.00 | 27500.00 | 13750.00 | Not Quoted | Not Quoted | Not Quoted | Not Quoted | 4513.00 | 2256.50 | 16900.00 | 8450.00 | Not Quoted | Not Quoted | 18000.00 | 9000.00 | 0.00 | 0.00 | Not Quoted | Not Quoted | 10500.00 | 5250.00 | Not Quoted | Not Quoted | 30800.00 | 15400.00 | 0.00 | mastek engineering private limited
516.00 | Pipeline & Structural Works: MISCELLANEOUS ITEMS (REFER SPECIFICATION NO. 6-68-0013) Antitermite - Non FIM Items Providing and injecting approved chemical emulsions as specified for pre-constructional ANTI-TERMITE TREATMENT and creating a chemical barrier under and around column pits, wall trenches, basement excavations, top surfaces of plinth filling, junction of wall and floor, along the external perimeter of building, expansion joints, surrrounding of pipes and conduits etc. all complete as specified and directed. (Plinth area of the building at ground floor only shall be measured). | 1015.00 | Sq.m. |  | 131.00 | 132965.00 | Not Quoted | Not Quoted | 800.00 | 812000.00 | 209.00 | 212135.00 | Not Quoted | Not Quoted | Not Quoted | Not Quoted | 407.00 | 413105.00 | 108.00 | 109620.00 | Not Quoted | Not Quoted | 200.00 | 203000.00 | 0.00 | 0.00 | Not Quoted | Not Quoted | 158.00 | 160370.00 | Not Quoted | Not Quoted | 396.00 | 401940.00 | 0.00 | mastek engineering private limited
517.00 | Pipeline & Structural Works: MISCELLANEOUS ITEMS (REFER SPECIFICATION NO. 6-68-0013) Sand Filling - Non FIM Items Supplying and filling approved SAND of specified quality under floors, in foundations, plinths, tank foundations etc. for all depths and heights including cost of sand,royalties, transportation to site for all leads and lifts,including loading, unloading, spreading in layers of loose thickness not exceeding 150 mm,watering,ramming,compacting with mechanical compactors and/or other equipment to the specified levels to achive 85% relative density as per IS:2720 Part XIV,including preparation of subgrade to the required slope,providing testing apparatus and testing the degree of consolidation all complete as per drawings, specifications and direction of Engineer-in-charge.The rates shall be inclusive of the cost of all labour,material,equipments etc. all complete . | 230.00 | Cu.m. |  | 1110.00 | 255300.00 | Not Quoted | Not Quoted | 650.00 | 149500.00 | 2035.00 | 468050.00 | Not Quoted | Not Quoted | Not Quoted | Not Quoted | 1354.00 | 311420.00 | 1476.00 | 339480.00 | Not Quoted | Not Quoted | 1350.00 | 310500.00 | 0.00 | 0.00 | Not Quoted | Not Quoted | 2483.00 | 571090.00 | Not Quoted | Not Quoted | 2464.00 | 566720.00 | 0.00 | mastek engineering private limited
518.00 | Pipeline & Structural Works: MISCELLANEOUS ITEMS (REFER SPECIFICATION NO. 6-68-0013) BI-POLAR CONCRETE PENETRATING CORROSION INHIBITING ADMIXTURE Supplying and mixing of approved brand of BI-POLAR CONCRETE PENETRATING CORROSION INHIBITING ADMIXTURE (confirming to EIL Specification No. 6-68-0017) in concrete as per manufacturer's specification for protection of reinforcement against corrosion. Supply of admixture in Contractor's scope. | 8610.00 | KG |  | 29.00 | 249690.00 | Not Quoted | Not Quoted | 110.00 | 947100.00 | 176.00 | 1515360.00 | Not Quoted | Not Quoted | Not Quoted | Not Quoted | 91.00 | 783510.00 | 142.00 | 1222620.00 | Not Quoted | Not Quoted | 55.00 | 473550.00 | 0.00 | 0.00 | Not Quoted | Not Quoted | 121.00 | 1041810.00 | Not Quoted | Not Quoted | 1100.00 | 9471000.00 | 0.00 | mastek engineering private limited
519.00 | Pipeline & Structural Works: BONDING FRESH CONCRETE TO OLD CONCRETE BY EPOXY RESIN BONDING SYSTEM (REFER SPECIFICATION NO. 6-68-0056) Epoxy Resin - non FIM Items Providing and applying approved EPOXY RESIN (prepared as per manufacturer's recommendation) for bonding of fresh concrete to old concrete in all types of structure at all depths and heights including cleaning of concrete surface, removing of all loose concrete pieces, making rough by chiselling, taking off the skin of concrete, application of Epoxy Resin System by spraying, necessary working platforms, props, scaffolding and other safety measures, removal of same after completion etc. all complete as specified and directed. (Excavation, backfilling, removal of surplus earth, keeping pit dry by pumping/bailing subsoil water shall be paid separately under relevant items). | 10.00 | Kg. |  | 443.00 | 4430.00 | Not Quoted | Not Quoted | 250.00 | 2500.00 | 429.00 | 4290.00 | Not Quoted | Not Quoted | Not Quoted | Not Quoted | 91.00 | 910.00 | 962.00 | 9620.00 | Not Quoted | Not Quoted | 1200.00 | 12000.00 | 0.00 | 0.00 | Not Quoted | Not Quoted | 137.00 | 1370.00 | Not Quoted | Not Quoted | 1100.00 | 11000.00 | 0.00 | mastek engineering private limited
520.00 | Pipeline & Structural Works: SAFETY (REFER EIL SPECIFICATION) Supply of Safety Personnel Supply of HSE personnel SAFETY STEWARD over and above the requirement as specified in EIL Standard Specification No. 6-82-0001 at site as per the written instructions of Engineer-in-charge (the rates shall be inclusive of all other payments such as PF, ESI, other benefits payable to the workmen as per the prevalent labour laws). | 20.00 | ManMonth |  | 21750.00 | 435000.00 | Not Quoted | Not Quoted | 30000.00 | 600000.00 | 93500.00 | 1870000.00 | Not Quoted | Not Quoted | Not Quoted | Not Quoted | 27075.00 | 541500.00 | 31660.00 | 633200.00 | Not Quoted | Not Quoted | 35000.00 | 700000.00 | 0.00 | 0.00 | Not Quoted | Not Quoted | 28875.00 | 577500.00 | Not Quoted | Not Quoted | 44000.00 | 880000.00 | 0.00 | mastek engineering private limited
521.00 | Pipeline & Structural Works: SAFETY (REFER EIL SPECIFICATION) Supply of Safety Personnel Supply of HSE personnel SAFETY SUPERVISOR over and above the requirement as specified in EIL Standard Specification No. 6-82-0001 at site as per the written instructions of Engineer-in-charge (the rates shall be inclusive of all other payments such as PF, ESI, other benefits payable to the workmen as per the prevalent labour laws). | 10.00 | ManMonth |  | 26250.00 | 262500.00 | Not Quoted | Not Quoted | 35000.00 | 350000.00 | 60500.00 | 605000.00 | Not Quoted | Not Quoted | Not Quoted | Not Quoted | 36100.00 | 361000.00 | 25441.00 | 254410.00 | Not Quoted | Not Quoted | 45000.00 | 450000.00 | 0.00 | 0.00 | Not Quoted | Not Quoted | 34650.00 | 346500.00 | Not Quoted | Not Quoted | 44000.00 | 440000.00 | 0.00 | mastek engineering private limited
522.00 | Pipeline & Structural Works: SAFETY (REFER EIL SPECIFICATION) Supply of Safety Personnel Supply of HSE personnel SAFETY OFFICER over and above the requirement as specified in EIL Standard Specification No. 6-82-0001 at site as per the written instructions of Engineer-in-charge (the rates shall be inclusive of all other payments such as PF, ESI, other benefits payable to the workmen as per the prevalent labour laws). | 10.00 | ManMonth |  | 33750.00 | 337500.00 | Not Quoted | Not Quoted | 32000.00 | 320000.00 | 60500.00 | 605000.00 | Not Quoted | Not Quoted | Not Quoted | Not Quoted | 45125.00 | 451250.00 | 20353.00 | 203530.00 | Not Quoted | Not Quoted | 40000.00 | 400000.00 | 0.00 | 0.00 | Not Quoted | Not Quoted | 40425.00 | 404250.00 | Not Quoted | Not Quoted | 44000.00 | 440000.00 | 0.00 | mastek engineering private limited
523.00 | Pipeline & Structural Works: SAFETY (REFER EIL SPECIFICATION) Supply of Safety Personnel Supply of HSE personnel HOUSE-KEEPING SUPERVISOR over and above the requirement as specified in EIL Standard Specification No. 6-82-0001 at site as per the written instructions of Engineer-in-charge (the rates shall be inclusive of all other payments such as PF, ESI, other benefits payable to the workmen as per the prevalent labour laws). | 10.00 | ManMonth |  | 26250.00 | 262500.00 | Not Quoted | Not Quoted | 20000.00 | 200000.00 | 38500.00 | 385000.00 | Not Quoted | Not Quoted | Not Quoted | Not Quoted | 24368.00 | 243680.00 | 16961.00 | 169610.00 | Not Quoted | Not Quoted | 45000.00 | 450000.00 | 0.00 | 0.00 | Not Quoted | Not Quoted | 28875.00 | 288750.00 | Not Quoted | Not Quoted | 44000.00 | 440000.00 | 0.00 | mastek engineering private limited
524.00 | Pipeline & Structural Works: GROUND IMPROVEMENT SAND GRAVEL MIX Supplying and filling sand gravel mix (1:1) with approved aggregate below road, RCC pavement, manholes, pits, foundations, bedding of UG piping etc. in layers of 150 mm loose thickness (maximum) including watering, ramming, rolling, compacting to achieve 85% relative density as per IS 2720 Part-XIV, quarrying, royalties, transportation, handling, etc. all complete as per drawings, specifications and directions of Engineer-in-Charge. (The rate shall be inclusive of the cost of all labour, material, equipment etc. all complete) | 125.00 | CUM |  | 2625.00 | 328125.00 | Not Quoted | Not Quoted | 3200.00 | 400000.00 | 3410.00 | 426250.00 | Not Quoted | Not Quoted | Not Quoted | Not Quoted | 1805.00 | 225625.00 | 1551.00 | 193875.00 | Not Quoted | Not Quoted | 3000.00 | 375000.00 | 0.00 | 0.00 | Not Quoted | Not Quoted | 2625.00 | 328125.00 | Not Quoted | Not Quoted | 2640.00 | 330000.00 | 0.00 | mastek engineering private limited
525.00 | Pipeline & Structural Works: GROUND IMPROVEMENT GEOGRID Supplying and laying of Tensar Geogrid SS-40 or equivalent below roads, RCC pavements, manholes, in pipe trenches, culverts, foundations, hard stand etc. including overlap length, royalties, taxes, handling, transportation, unloading, storage, etc. all complete as per drawings, manufacturers specification and direction of Engineer-in-Charge. | 125.00 | SQ.M. |  | 510.00 | 63750.00 | Not Quoted | Not Quoted | 1200.00 | 150000.00 | 1980.00 | 247500.00 | Not Quoted | Not Quoted | Not Quoted | Not Quoted | 2257.00 | 282125.00 | 594.00 | 74250.00 | Not Quoted | Not Quoted | 750.00 | 93750.00 | 0.00 | 0.00 | Not Quoted | Not Quoted | 1523.00 | 190375.00 | Not Quoted | Not Quoted | 2200.00 | 275000.00 | 0.00 | mastek engineering private limited
526.00 | Pipeline & Structural Works: Miscellaneous Supplying, transporting, storing, fabricating & erecting in position and testing/ examining bolted and/ or welded STRUCTURAL STEEL WORKS of Grade E250BR / E250B0 (confirming to per IS:2062) at all locations and levels UPTO & INCLUSIVE OF 20 m ABOVE HPP/ FGL, including all builtup sections/ compound sections made out of rolled sections and/or plates/ bent plates in all types wherever applicable) after fabrication etc., all complete. SUPPLY OF ALL MATERIAL IN CONTRACTOR'S SCOPE. of structural frameworks, floor beams, stairs, or any other structural items or accessories to support equipments, piping, conveyor galleries, towers, masts, etc., but excluding silos, bunkers, hoppers, etc., cutting to required size, straightening/ bending if required, edge preparation, cleaning, preheating, bolting/ welding of joints, (including sealing the joints of box sections with continuous welding and plugging any open ends & holes of box sections), finishing edges by grinding, fixing in line and level with temporary staging & bracing and removal of the same after erection, grouting with Ordinary Grout or premix free flow Nonshrink Grout as specified, including preparation and submission of detailed fabrication drawings, preparing the surface for painting (SSPC-SP-10) and applying pre-erection/ shop primer (1 coat of F-9 @ 65-75 micron DFT) as per EIL Specification No. 6-79- 0020 (or as per Job Specification). | 8.00 | MT |  | 103500.00 | 828000.00 | Not Quoted | Not Quoted | 115000.00 | 920000.00 | 154000.00 | 1232000.00 | Not Quoted | Not Quoted | Not Quoted | Not Quoted | 135375.00 | 1083000.00 | 119154.00 | 953232.00 | Not Quoted | Not Quoted | 145000.00 | 1160000.00 | 0.00 | 0.00 | Not Quoted | Not Quoted | 106349.00 | 850792.00 | Not Quoted | Not Quoted | 132000.00 | 1056000.00 | 0.00 | mastek engineering private limited
527.00 | Pipeline & Structural Works: Miscellaneous Providing and laying 40mm thick DAMP PROOF COURSE with plain cement concrete of nominal mix of 1:3:6 with 10mm & down size graded crushed stone aggregates in two layers of 20mm thick with two coats of hot bitumen (Grade A90/S90 conforming to IS:73) applied @ 1.7 Kg/sq.m. over each layer as per specifications including cleaning, watering the top surface of walls, centering, shuttering, placing, tamping, curing, sprinkling an even layer of dry & sharp sand over the hot bitumen etc. all complete as specified and directed. | 385.00 | SQM |  | 330.00 | 127050.00 | Not Quoted | Not Quoted | 600.00 | 231000.00 | 935.00 | 359975.00 | Not Quoted | Not Quoted | Not Quoted | Not Quoted | 452.00 | 174020.00 | 676.00 | 260260.00 | Not Quoted | Not Quoted | 600.00 | 231000.00 | 0.00 | 0.00 | Not Quoted | Not Quoted | 525.00 | 202125.00 | Not Quoted | Not Quoted | 308.00 | 118580.00 | 0.00 | mastek engineering private limited
528.00 | Pipeline & Structural Works: PIPELINE LAYING/INSTALLATION Laying/ installation of coated line pipe, associated fittings and accessories, etc. as per specifications, drawings, other provisions of Contract and instructions of Engineer-in-Charge, including but not limited to carrying out the following: "Receiving and taking-over", handling, loading, transportation and unloading of Owner supplied coated and bare line pipes and other Free Issue Materials from designated place(s) of issue/ dump site(s) to Contractor's own stock-yard(s) including stringing on the pipeline Right-of-Use (ROU), Arrangement of all additional land required for Contractor's storage, fabrication, access for construction (other than Owner provided ROU; supply of all materials (except Owner supplied materials), consumables, equipment, labour, etc; Staking and installation of construction markers, clearing, grubbing, grading (as required) of Right of Use; Cutting Trees, if required; Counting the number and type of trees cut in presence of concerned authorities and keeping record thereof; Trenching to all depths and to a width to accommodate the pipeline with/ without optical fiber cable/cable conduit by excavation in all types of soil (including soft/hard rock etc.), including additional trenching for seismic and other areas as specified, blasting, chiselling etc.; Carrying out repairs of pipe and coating defects not attributable to Owner; Thorough internal cleaning of all pipes by suitable methods to remove debris, shots, grits etc.; Stringing of line pipes along ROU including providing straw bags, soft padding/sand padding; Aligning, bending, cutting and bevelling (as required) of pipes for welding and field adjustments, NDT of re-bevelled area, welding, carrying out destructive & non- destructive testing of welds required as per approved NDT specifications (including radiography) and providing all requisite equipment, labour, supervision, materials, films, consumables etc.; carrying out repairs of weld joints as required, carrying out re- radiography and other non-destructive tests on repaired joints, etc.; Installation of carrier pipe including concrete coated pipes (wherever required) at all crossings including roads/ canals/ nala/ water crossings etc. (except at crossings that are specifically covered separately) by open cut or Jacking/ boring method including pre-testing as required; Carrying out installation of carrier pipe in the casing pipe at cased crossings (excluding supply and installation of casing pipes, covered separately); Coating of all field weld joints, long radius bends, buried fittings etc.; Lowering the pipelines in trench including providing sand bag separators for parallel pipelines at the specified spacing (when applicable), providing required padding over and around the pipeline with sand/graded material (in rocky areas), backfilling with available approved excavated material and/or other suitable soil; Supply and installation of slope breaker as per specifications and drawings in steep slope areas, wherever required; Carrying out hydrostatic testing including air cleaning, flushing, filling, gauging, pressurization of complete pipeline in various test sections as approved by Engineer-In-Charge to the specified test pressure, providing all equipment, pumps, fittings, instruments, dead weight tester, all types of pigs etc., and services, supervision, labour, consumables, arranging water required for hydrostatic testing including supply of corrosion inhibitor, air, etc. as required, locating of leaks and rectification of defects attributable to Contractor, re-testing after rectification, successful completion of hydro-testing of pipeline (De-watering covered else where in the SOR); including all tie-in(s) with the pipeline/ piping installed by others including cutting of test header, re- bevelling as required; Carrying out all temporary, ancillary, auxiliary works and all incidental works required to make the pipeline ready for pre-commissioning; Repair of defects recorded during EGP/gauge plate run or otherwise including cutting, bevelling, welding, NDT, field joint coating etc; as applicable, Final clean-up and restoration of right of use including obtaining NOC from respective statutory authorities as required and disposal of debris and returning all surplus material to designated disposal areas/storage yard, as directed by Engineer-In-Charge; Restoration of land, facilities and boundary wall etc. at associated facilities dismantled/damaged by the Contractor during construction; Obtaining work permits/ NOC from various statutory authorities having jurisdiction and complying with all stipulation/conditions/recommendation of the said authorities; Preparation of as-built drawings, pipe-book and other records. SOR shall be read in conjunction with drawings, scope of work, specifications, standards and other provisions of contract document. All above works for buried pipeline as per following details: Installation of coated Line Pipes (with OFC/ OFC conduit) as per following details: ( Pipe OD - 18 INCH, Wall Thickness - 8.2 MM, Grade - API 5L Gr. X-70, PSL-2 , Coating - 3LPE , Type of Soil - Soft , Type of Terrain/ Area - Generally flat ) | 20517.00 | M |  | 4300.00 | 88223100.00 | Not Quoted | Not Quoted | 5700.00 | 116946900.00 | 3850.00 | 78990450.00 | Not Quoted | Not Quoted | Not Quoted | Not Quoted | 5000.00 | 102585000.00 | 3200.00 | 65654400.00 | Not Quoted | Not Quoted | 4060.00 | 83299020.00 | 0.00 | 0.00 | Not Quoted | Not Quoted | 4091.00 | 83935047.00 | Not Quoted | Not Quoted | 4500.00 | 92326500.00 | 0.00 | mastek engineering private limited
529.00 | Pipeline & Structural Works: PIPELINE LAYING/INSTALLATION Laying/ installation of coated line pipe, associated fittings and accessories, etc. as per specifications, drawings, other provisions of Contract and instructions of Engineer-in-Charge, including but not limited to carrying out the following: "Receiving and taking-over", handling, loading, transportation and unloading of Owner supplied coated and bare line pipes and other Free Issue Materials from designated place(s) of issue/ dump site(s) to Contractor's own stock-yard(s) including stringing on the pipeline Right-of-Use (ROU), Arrangement of all additional land required for Contractor's storage, fabrication, access for construction (other than Owner provided ROU; supply of all materials (except Owner supplied materials), consumables, equipment, labour, etc; Staking and installation of construction markers, clearing, grubbing, grading (as required) of Right of Use; Cutting Trees, if required; Counting the number and type of trees cut in presence of concerned authorities and keeping record thereof; Trenching to all depths and to a width to accommodate the pipeline with/ without optical fiber cable/cable conduit by excavation in all types of soil (including soft/hard rock etc.), including additional trenching for seismic and other areas as specified, blasting, chiselling etc.; Carrying out repairs of pipe and coating defects not attributable to Owner; Thorough internal cleaning of all pipes by suitable methods to remove debris, shots, grits etc.; Stringing of line pipes along ROU including providing straw bags, soft padding/sand padding; Aligning, bending, cutting and bevelling (as required) of pipes for welding and field adjustments, NDT of re-bevelled area, welding, carrying out destructive & non- destructive testing of welds required as per approved NDT specifications (including radiography) and providing all requisite equipment, labour, supervision, materials, films, consumables etc.; carrying out repairs of weld joints as required, carrying out re- radiography and other non-destructive tests on repaired joints, etc.; Installation of carrier pipe including concrete coated pipes (wherever required) at all crossings including roads/ canals/ nala/ water crossings etc. (except at crossings that are specifically covered separately) by open cut or Jacking/ boring method including pre-testing as required; Carrying out installation of carrier pipe in the casing pipe at cased crossings (excluding supply and installation of casing pipes, covered separately); Coating of all field weld joints, long radius bends, buried fittings etc.; Lowering the pipelines in trench including providing sand bag separators for parallel pipelines at the specified spacing (when applicable), providing required padding over and around the pipeline with sand/graded material (in rocky areas), backfilling with available approved excavated material and/or other suitable soil; Supply and installation of slope breaker as per specifications and drawings in steep slope areas, wherever required; Carrying out hydrostatic testing including air cleaning, flushing, filling, gauging, pressurization of complete pipeline in various test sections as approved by Engineer-In-Charge to the specified test pressure, providing all equipment, pumps, fittings, instruments, dead weight tester, all types of pigs etc., and services, supervision, labour, consumables, arranging water required for hydrostatic testing including supply of corrosion inhibitor, air, etc. as required, locating of leaks and rectification of defects attributable to Contractor, re-testing after rectification, successful completion of hydro-testing of pipeline (De-watering covered else where in the SOR); including all tie-in(s) with the pipeline/ piping installed by others including cutting of test header, re- bevelling as required; Carrying out all temporary, ancillary, auxiliary works and all incidental works required to make the pipeline ready for pre-commissioning; Repair of defects recorded during EGP/gauge plate run or otherwise including cutting, bevelling, welding, NDT, field joint coating etc; as applicable, Final clean-up and restoration of right of use including obtaining NOC from respective statutory authorities as required and disposal of debris and returning all surplus material to designated disposal areas/storage yard, as directed by Engineer-In-Charge; Restoration of land, facilities and boundary wall etc. at associated facilities dismantled/damaged by the Contractor during construction; Obtaining work permits/ NOC from various statutory authorities having jurisdiction and complying with all stipulation/conditions/recommendation of the said authorities; Preparation of as-built drawings, pipe-book and other records. SOR shall be read in conjunction with drawings, scope of work, specifications, standards and other provisions of contract document. All above works for buried pipeline as per following details: Installation of coated Line Pipes (with OFC/ OFC conduit) as per following details: ( Pipe OD - 18 INCH, Wall Thickness - 8.2 MM, Grade - API 5L Gr. X-70, PSL-2 , Coating - 3LPE , Type of Soil - Hard , Type of Terrain/ Area - Generally flat ) | 16702.00 | M |  | 4700.00 | 78499400.00 | Not Quoted | Not Quoted | 5800.00 | 96871600.00 | 4750.00 | 79334500.00 | Not Quoted | Not Quoted | Not Quoted | Not Quoted | 5100.00 | 85180200.00 | 3800.00 | 63467600.00 | Not Quoted | Not Quoted | 4190.00 | 69981380.00 | 0.00 | 0.00 | Not Quoted | Not Quoted | 4201.00 | 70165102.00 | Not Quoted | Not Quoted | 5300.00 | 88520600.00 | 0.00 | mastek engineering private limited
530.00 | Pipeline & Structural Works: PIPELINE LAYING/INSTALLATION Laying/ installation of coated line pipe, associated fittings and accessories, etc. as per specifications, drawings, other provisions of Contract and instructions of Engineer-in-Charge, including but not limited to carrying out the following: "Receiving and taking-over", handling, loading, transportation and unloading of Owner supplied coated and bare line pipes and other Free Issue Materials from designated place(s) of issue/ dump site(s) to Contractor's own stock-yard(s) including stringing on the pipeline Right-of-Use (ROU), Arrangement of all additional land required for Contractor's storage, fabrication, access for construction (other than Owner provided ROU; supply of all materials (except Owner supplied materials), consumables, equipment, labour, etc; Staking and installation of construction markers, clearing, grubbing, grading (as required) of Right of Use; Cutting Trees, if required; Counting the number and type of trees cut in presence of concerned authorities and keeping record thereof; Trenching to all depths and to a width to accommodate the pipeline with/ without optical fiber cable/cable conduit by excavation in all types of soil (including soft/hard rock etc.), including additional trenching for seismic and other areas as specified, blasting, chiselling etc.; Carrying out repairs of pipe and coating defects not attributable to Owner; Thorough internal cleaning of all pipes by suitable methods to remove debris, shots, grits etc.; Stringing of line pipes along ROU including providing straw bags, soft padding/sand padding; Aligning, bending, cutting and bevelling (as required) of pipes for welding and field adjustments, NDT of re-bevelled area, welding, carrying out destructive & non- destructive testing of welds required as per approved NDT specifications (including radiography) and providing all requisite equipment, labour, supervision, materials, films, consumables etc.; carrying out repairs of weld joints as required, carrying out re- radiography and other non-destructive tests on repaired joints, etc.; Installation of carrier pipe including concrete coated pipes (wherever required) at all crossings including roads/ canals/ nala/ water crossings etc. (except at crossings that are specifically covered separately) by open cut or Jacking/ boring method including pre-testing as required; Carrying out installation of carrier pipe in the casing pipe at cased crossings (excluding supply and installation of casing pipes, covered separately); Coating of all field weld joints, long radius bends, buried fittings etc.; Lowering the pipelines in trench including providing sand bag separators for parallel pipelines at the specified spacing (when applicable), providing required padding over and around the pipeline with sand/graded material (in rocky areas), backfilling with available approved excavated material and/or other suitable soil; Supply and installation of slope breaker as per specifications and drawings in steep slope areas, wherever required; Carrying out hydrostatic testing including air cleaning, flushing, filling, gauging, pressurization of complete pipeline in various test sections as approved by Engineer-In-Charge to the specified test pressure, providing all equipment, pumps, fittings, instruments, dead weight tester, all types of pigs etc., and services, supervision, labour, consumables, arranging water required for hydrostatic testing including supply of corrosion inhibitor, air, etc. as required, locating of leaks and rectification of defects attributable to Contractor, re-testing after rectification, successful completion of hydro-testing of pipeline (De-watering covered else where in the SOR); including all tie-in(s) with the pipeline/ piping installed by others including cutting of test header, re- bevelling as required; Carrying out all temporary, ancillary, auxiliary works and all incidental works required to make the pipeline ready for pre-commissioning; Repair of defects recorded during EGP/gauge plate run or otherwise including cutting, bevelling, welding, NDT, field joint coating etc; as applicable, Final clean-up and restoration of right of use including obtaining NOC from respective statutory authorities as required and disposal of debris and returning all surplus material to designated disposal areas/storage yard, as directed by Engineer-In-Charge; Restoration of land, facilities and boundary wall etc. at associated facilities dismantled/damaged by the Contractor during construction; Obtaining work permits/ NOC from various statutory authorities having jurisdiction and complying with all stipulation/conditions/recommendation of the said authorities; Preparation of as-built drawings, pipe-book and other records. SOR shall be read in conjunction with drawings, scope of work, specifications, standards and other provisions of contract document. All above works for buried pipeline as per following details: Installation of coated Line Pipes (with OFC/ OFC conduit) as per following details: ( Pipe OD - 18 INCH, Wall Thickness - 9.7 MM, Grade - API 5L Gr. X-70, PSL-2 , Coating - 3LPE , Type of Soil - Soft , Type of Terrain/ Area - Generally flat ) | 3453.00 | M |  | 4350.00 | 15020550.00 | Not Quoted | Not Quoted | 5750.00 | 19854750.00 | 3850.00 | 13294050.00 | Not Quoted | Not Quoted | Not Quoted | Not Quoted | 5100.00 | 17610300.00 | 3300.00 | 11394900.00 | Not Quoted | Not Quoted | 4110.00 | 14191830.00 | 0.00 | 0.00 | Not Quoted | Not Quoted | 4146.00 | 14316138.00 | Not Quoted | Not Quoted | 4750.00 | 16401750.00 | 0.00 | mastek engineering private limited
531.00 | Pipeline & Structural Works: PIPELINE LAYING/INSTALLATION Laying/ installation of coated line pipe, associated fittings and accessories, etc. as per specifications, drawings, other provisions of Contract and instructions of Engineer-in-Charge, including but not limited to carrying out the following: "Receiving and taking-over", handling, loading, transportation and unloading of Owner supplied coated and bare line pipes and other Free Issue Materials from designated place(s) of issue/ dump site(s) to Contractor's own stock-yard(s) including stringing on the pipeline Right-of-Use (ROU), Arrangement of all additional land required for Contractor's storage, fabrication, access for construction (other than Owner provided ROU; supply of all materials (except Owner supplied materials), consumables, equipment, labour, etc; Staking and installation of construction markers, clearing, grubbing, grading (as required) of Right of Use; Cutting Trees, if required; Counting the number and type of trees cut in presence of concerned authorities and keeping record thereof; Trenching to all depths and to a width to accommodate the pipeline with/ without optical fiber cable/cable conduit by excavation in all types of soil (including soft/hard rock etc.), including additional trenching for seismic and other areas as specified, blasting, chiselling etc.; Carrying out repairs of pipe and coating defects not attributable to Owner; Thorough internal cleaning of all pipes by suitable methods to remove debris, shots, grits etc.; Stringing of line pipes along ROU including providing straw bags, soft padding/sand padding; Aligning, bending, cutting and bevelling (as required) of pipes for welding and field adjustments, NDT of re-bevelled area, welding, carrying out destructive & non- destructive testing of welds required as per approved NDT specifications (including radiography) and providing all requisite equipment, labour, supervision, materials, films, consumables etc.; carrying out repairs of weld joints as required, carrying out re- radiography and other non-destructive tests on repaired joints, etc.; Installation of carrier pipe including concrete coated pipes (wherever required) at all crossings including roads/ canals/ nala/ water crossings etc. (except at crossings that are specifically covered separately) by open cut or Jacking/ boring method including pre-testing as required; Carrying out installation of carrier pipe in the casing pipe at cased crossings (excluding supply and installation of casing pipes, covered separately); Coating of all field weld joints, long radius bends, buried fittings etc.; Lowering the pipelines in trench including providing sand bag separators for parallel pipelines at the specified spacing (when applicable), providing required padding over and around the pipeline with sand/graded material (in rocky areas), backfilling with available approved excavated material and/or other suitable soil; Supply and installation of slope breaker as per specifications and drawings in steep slope areas, wherever required; Carrying out hydrostatic testing including air cleaning, flushing, filling, gauging, pressurization of complete pipeline in various test sections as approved by Engineer-In-Charge to the specified test pressure, providing all equipment, pumps, fittings, instruments, dead weight tester, all types of pigs etc., and services, supervision, labour, consumables, arranging water required for hydrostatic testing including supply of corrosion inhibitor, air, etc. as required, locating of leaks and rectification of defects attributable to Contractor, re-testing after rectification, successful completion of hydro-testing of pipeline (De-watering covered else where in the SOR); including all tie-in(s) with the pipeline/ piping installed by others including cutting of test header, re- bevelling as required; Carrying out all temporary, ancillary, auxiliary works and all incidental works required to make the pipeline ready for pre-commissioning; Repair of defects recorded during EGP/gauge plate run or otherwise including cutting, bevelling, welding, NDT, field joint coating etc; as applicable, Final clean-up and restoration of right of use including obtaining NOC from respective statutory authorities as required and disposal of debris and returning all surplus material to designated disposal areas/storage yard, as directed by Engineer-In-Charge; Restoration of land, facilities and boundary wall etc. at associated facilities dismantled/damaged by the Contractor during construction; Obtaining work permits/ NOC from various statutory authorities having jurisdiction and complying with all stipulation/conditions/recommendation of the said authorities; Preparation of as-built drawings, pipe-book and other records. SOR shall be read in conjunction with drawings, scope of work, specifications, standards and other provisions of contract document. All above works for buried pipeline as per following details: Installation of coated Line Pipes (with OFC/ OFC conduit) as per following details: ( Pipe OD - 18 INCH, Wall Thickness - 9.7 MM, Grade - API 5L Gr. X-70, PSL-2 , Coating - 3LPE , Type of Soil - Hard , Type of Terrain/ Area - Generally flat ) | 1560.00 | M |  | 4750.00 | 7410000.00 | Not Quoted | Not Quoted | 5900.00 | 9204000.00 | 4750.00 | 7410000.00 | Not Quoted | Not Quoted | Not Quoted | Not Quoted | 5100.00 | 7956000.00 | 3900.00 | 6084000.00 | Not Quoted | Not Quoted | 4300.00 | 6708000.00 | 0.00 | 0.00 | Not Quoted | Not Quoted | 4256.00 | 6639360.00 | Not Quoted | Not Quoted | 5500.00 | 8580000.00 | 0.00 | mastek engineering private limited
532.00 | Pipeline & Structural Works: PIPELINE LAYING/INSTALLATION Laying/ installation of coated line pipe, associated fittings and accessories, etc. as per specifications, drawings, other provisions of Contract and instructions of Engineer-in-Charge, including but not limited to carrying out the following: "Receiving and taking-over", handling, loading, transportation and unloading of Owner supplied coated and bare line pipes and other Free Issue Materials from designated place(s) of issue/ dump site(s) to Contractor's own stock-yard(s) including stringing on the pipeline Right-of-Use (ROU), Arrangement of all additional land required for Contractor's storage, fabrication, access for construction (other than Owner provided ROU; supply of all materials (except Owner supplied materials), consumables, equipment, labour, etc; Staking and installation of construction markers, clearing, grubbing, grading (as required) of Right of Use; Cutting Trees, if required; Counting the number and type of trees cut in presence of concerned authorities and keeping record thereof; Trenching to all depths and to a width to accommodate the pipeline with/ without optical fiber cable/cable conduit by excavation in all types of soil (including soft/hard rock etc.), including additional trenching for seismic and other areas as specified, blasting, chiselling etc.; Carrying out repairs of pipe and coating defects not attributable to Owner; Thorough internal cleaning of all pipes by suitable methods to remove debris, shots, grits etc.; Stringing of line pipes along ROU including providing straw bags, soft padding/sand padding; Aligning, bending, cutting and bevelling (as required) of pipes for welding and field adjustments, NDT of re-bevelled area, welding, carrying out destructive & non- destructive testing of welds required as per approved NDT specifications (including radiography) and providing all requisite equipment, labour, supervision, materials, films, consumables etc.; carrying out repairs of weld joints as required, carrying out re- radiography and other non-destructive tests on repaired joints, etc.; Installation of carrier pipe including concrete coated pipes (wherever required) at all crossings including roads/ canals/ nala/ water crossings etc. (except at crossings that are specifically covered separately) by open cut or Jacking/ boring method including pre-testing as required; Carrying out installation of carrier pipe in the casing pipe at cased crossings (excluding supply and installation of casing pipes, covered separately); Coating of all field weld joints, long radius bends, buried fittings etc.; Lowering the pipelines in trench including providing sand bag separators for parallel pipelines at the specified spacing (when applicable), providing required padding over and around the pipeline with sand/graded material (in rocky areas), backfilling with available approved excavated material and/or other suitable soil; Supply and installation of slope breaker as per specifications and drawings in steep slope areas, wherever required; Carrying out hydrostatic testing including air cleaning, flushing, filling, gauging, pressurization of complete pipeline in various test sections as approved by Engineer-In-Charge to the specified test pressure, providing all equipment, pumps, fittings, instruments, dead weight tester, all types of pigs etc., and services, supervision, labour, consumables, arranging water required for hydrostatic testing including supply of corrosion inhibitor, air, etc. as required, locating of leaks and rectification of defects attributable to Contractor, re-testing after rectification, successful completion of hydro-testing of pipeline (De-watering covered else where in the SOR); including all tie-in(s) with the pipeline/ piping installed by others including cutting of test header, re- bevelling as required; Carrying out all temporary, ancillary, auxiliary works and all incidental works required to make the pipeline ready for pre-commissioning; Repair of defects recorded during EGP/gauge plate run or otherwise including cutting, bevelling, welding, NDT, field joint coating etc; as applicable, Final clean-up and restoration of right of use including obtaining NOC from respective statutory authorities as required and disposal of debris and returning all surplus material to designated disposal areas/storage yard, as directed by Engineer-In-Charge; Restoration of land, facilities and boundary wall etc. at associated facilities dismantled/damaged by the Contractor during construction; Obtaining work permits/ NOC from various statutory authorities having jurisdiction and complying with all stipulation/conditions/recommendation of the said authorities; Preparation of as-built drawings, pipe-book and other records. SOR shall be read in conjunction with drawings, scope of work, specifications, standards and other provisions of contract document. All above works for buried pipeline as per following details: Installation of coated Line Pipes (with OFC/ OFC conduit) as per following details: ( Pipe OD - 18 INCH, Wall Thickness - 11.9 MM, Grade - API 5L Gr. X-70, PSL-2 , Coating - 3LPE , Type of Soil - Hard , Type of Terrain/ Area - Generally flat ) | 44.00 | M |  | 4800.00 | 211200.00 | Not Quoted | Not Quoted | 6100.00 | 268400.00 | 5000.00 | 220000.00 | Not Quoted | Not Quoted | Not Quoted | Not Quoted | 4300.00 | 189200.00 | 4000.00 | 176000.00 | Not Quoted | Not Quoted | 6140.00 | 270160.00 | 0.00 | 0.00 | Not Quoted | Not Quoted | 4311.00 | 189684.00 | Not Quoted | Not Quoted | 5800.00 | 255200.00 | 0.00 | mastek engineering private limited
533.00 | Pipeline & Structural Works: PIPELINE LAYING/INSTALLATION Laying/ installation of coated line pipe, associated fittings and accessories, etc. as per specifications, drawings, other provisions of Contract and instructions of Engineer-in-Charge, including but not limited to carrying out the following: "Receiving and taking-over", handling, loading, transportation and unloading of Owner supplied coated and bare line pipes and other Free Issue Materials from designated place(s) of issue/ dump site(s) to Contractor's own stock-yard(s) including stringing on the pipeline Right-of-Use (ROU), Arrangement of all additional land required for Contractor's storage, fabrication, access for construction (other than Owner provided ROU; supply of all materials (except Owner supplied materials), consumables, equipment, labour, etc; Staking and installation of construction markers, clearing, grubbing, grading (as required) of Right of Use; Cutting Trees, if required; Counting the number and type of trees cut in presence of concerned authorities and keeping record thereof; Trenching to all depths and to a width to accommodate the pipeline with/ without optical fiber cable/cable conduit by excavation in all types of soil (including soft/hard rock etc.), including additional trenching for seismic and other areas as specified, blasting, chiselling etc.; Carrying out repairs of pipe and coating defects not attributable to Owner; Thorough internal cleaning of all pipes by suitable methods to remove debris, shots, grits etc.; Stringing of line pipes along ROU including providing straw bags, soft padding/sand padding; Aligning, bending, cutting and bevelling (as required) of pipes for welding and field adjustments, NDT of re-bevelled area, welding, carrying out destructive & non- destructive testing of welds required as per approved NDT specifications (including radiography) and providing all requisite equipment, labour, supervision, materials, films, consumables etc.; carrying out repairs of weld joints as required, carrying out re- radiography and other non-destructive tests on repaired joints, etc.; Installation of carrier pipe including concrete coated pipes (wherever required) at all crossings including roads/ canals/ nala/ water crossings etc. (except at crossings that are specifically covered separately) by open cut or Jacking/ boring method including pre-testing as required; Carrying out installation of carrier pipe in the casing pipe at cased crossings (excluding supply and installation of casing pipes, covered separately); Coating of all field weld joints, long radius bends, buried fittings etc.; Lowering the pipelines in trench including providing sand bag separators for parallel pipelines at the specified spacing (when applicable), providing required padding over and around the pipeline with sand/graded material (in rocky areas), backfilling with available approved excavated material and/or other suitable soil; Supply and installation of slope breaker as per specifications and drawings in steep slope areas, wherever required; Carrying out hydrostatic testing including air cleaning, flushing, filling, gauging, pressurization of complete pipeline in various test sections as approved by Engineer-In-Charge to the specified test pressure, providing all equipment, pumps, fittings, instruments, dead weight tester, all types of pigs etc., and services, supervision, labour, consumables, arranging water required for hydrostatic testing including supply of corrosion inhibitor, air, etc. as required, locating of leaks and rectification of defects attributable to Contractor, re-testing after rectification, successful completion of hydro-testing of pipeline (De-watering covered else where in the SOR); including all tie-in(s) with the pipeline/ piping installed by others including cutting of test header, re- bevelling as required; Carrying out all temporary, ancillary, auxiliary works and all incidental works required to make the pipeline ready for pre-commissioning; Repair of defects recorded during EGP/gauge plate run or otherwise including cutting, bevelling, welding, NDT, field joint coating etc; as applicable, Final clean-up and restoration of right of use including obtaining NOC from respective statutory authorities as required and disposal of debris and returning all surplus material to designated disposal areas/storage yard, as directed by Engineer-In-Charge; Restoration of land, facilities and boundary wall etc. at associated facilities dismantled/damaged by the Contractor during construction; Obtaining work permits/ NOC from various statutory authorities having jurisdiction and complying with all stipulation/conditions/recommendation of the said authorities; Preparation of as-built drawings, pipe-book and other records. SOR shall be read in conjunction with drawings, scope of work, specifications, standards and other provisions of contract document. All above works for buried pipeline as per following details: Installation of coated Line Pipes (with OFC/ OFC conduit) as per following details: ( Pipe OD - 18 INCH, Wall Thickness - 11.9 MM, Grade - API 5L Gr. X 70 PSL2 , Coating - 3LPE , Type of Soil - Rock , Type of Terrain/ Area - Generally Flat ) | 230.00 | M |  | 4800.00 | 1104000.00 | Not Quoted | Not Quoted | 7200.00 | 1656000.00 | 5000.00 | 1150000.00 | Not Quoted | Not Quoted | Not Quoted | Not Quoted | 6900.00 | 1587000.00 | 4000.00 | 920000.00 | Not Quoted | Not Quoted | 7140.00 | 1642200.00 | 0.00 | 0.00 | Not Quoted | Not Quoted | 6841.00 | 1573430.00 | Not Quoted | Not Quoted | 6800.00 | 1564000.00 | 0.00 | mastek engineering private limited
534.00 | Pipeline & Structural Works: PIPELINE LAYING/INSTALLATION Laying/ installation of coated line pipe, associated fittings and accessories, etc. as per specifications, drawings, other provisions of Contract and instructions of Engineer-in-Charge, including but not limited to carrying out the following: "Receiving and taking-over", handling, loading, transportation and unloading of Owner supplied coated and bare line pipes and other Free Issue Materials from designated place(s) of issue/ dump site(s) to Contractor's own stock-yard(s) including stringing on the pipeline Right-of-Use (ROU), Arrangement of all additional land required for Contractor's storage, fabrication, access for construction (other than Owner provided ROU; supply of all materials (except Owner supplied materials), consumables, equipment, labour, etc; Staking and installation of construction markers, clearing, grubbing, grading (as required) of Right of Use; Cutting Trees, if required; Counting the number and type of trees cut in presence of concerned authorities and keeping record thereof; Trenching to all depths and to a width to accommodate the pipeline with/ without optical fiber cable/cable conduit by excavation in all types of soil (including soft/hard rock etc.), including additional trenching for seismic and other areas as specified, blasting, chiselling etc.; Carrying out repairs of pipe and coating defects not attributable to Owner; Thorough internal cleaning of all pipes by suitable methods to remove debris, shots, grits etc.; Stringing of line pipes along ROU including providing straw bags, soft padding/sand padding; Aligning, bending, cutting and bevelling (as required) of pipes for welding and field adjustments, NDT of re-bevelled area, welding, carrying out destructive & non- destructive testing of welds required as per approved NDT specifications (including radiography) and providing all requisite equipment, labour, supervision, materials, films, consumables etc.; carrying out repairs of weld joints as required, carrying out re- radiography and other non-destructive tests on repaired joints, etc.; Installation of carrier pipe including concrete coated pipes (wherever required) at all crossings including roads/ canals/ nala/ water crossings etc. (except at crossings that are specifically covered separately) by open cut or Jacking/ boring method including pre-testing as required; Carrying out installation of carrier pipe in the casing pipe at cased crossings (excluding supply and installation of casing pipes, covered separately); Coating of all field weld joints, long radius bends, buried fittings etc.; Lowering the pipelines in trench including providing sand bag separators for parallel pipelines at the specified spacing (when applicable), providing required padding over and around the pipeline with sand/graded material (in rocky areas), backfilling with available approved excavated material and/or other suitable soil; Supply and installation of slope breaker as per specifications and drawings in steep slope areas, wherever required; Carrying out hydrostatic testing including air cleaning, flushing, filling, gauging, pressurization of complete pipeline in various test sections as approved by Engineer-In-Charge to the specified test pressure, providing all equipment, pumps, fittings, instruments, dead weight tester, all types of pigs etc., and services, supervision, labour, consumables, arranging water required for hydrostatic testing including supply of corrosion inhibitor, air, etc. as required, locating of leaks and rectification of defects attributable to Contractor, re-testing after rectification, successful completion of hydro-testing of pipeline (De-watering covered else where in the SOR); including all tie-in(s) with the pipeline/ piping installed by others including cutting of test header, re- bevelling as required; Carrying out all temporary, ancillary, auxiliary works and all incidental works required to make the pipeline ready for pre-commissioning; Repair of defects recorded during EGP/gauge plate run or otherwise including cutting, bevelling, welding, NDT, field joint coating etc; as applicable, Final clean-up and restoration of right of use including obtaining NOC from respective statutory authorities as required and disposal of debris and returning all surplus material to designated disposal areas/storage yard, as directed by Engineer-In-Charge; Restoration of land, facilities and boundary wall etc. at associated facilities dismantled/damaged by the Contractor during construction; Obtaining work permits/ NOC from various statutory authorities having jurisdiction and complying with all stipulation/conditions/recommendation of the said authorities; Preparation of as-built drawings, pipe-book and other records. SOR shall be read in conjunction with drawings, scope of work, specifications, standards and other provisions of contract document. All above works for buried pipeline as per following details: Installation of coated Line Pipes (with OFC/ OFC conduit) as per following details: ( Pipe OD - 18 INCH, Wall Thickness - 8.2 MM, Grade - API 5L Gr. X 70 PSL2 , Coating - 3LPE , Type of Soil - Rock , Type of Terrain/ Area - Generally Flat ) | 35916.00 | M |  | 6150.00 | 220883400.00 | Not Quoted | Not Quoted | 6280.00 | 225552480.00 | 4750.00 | 170601000.00 | Not Quoted | Not Quoted | Not Quoted | Not Quoted | 7500.00 | 269370000.00 | 3800.00 | 136480800.00 | Not Quoted | Not Quoted | 5440.00 | 195383040.00 | 0.00 | 0.00 | Not Quoted | Not Quoted | 6621.00 | 237799836.00 | Not Quoted | Not Quoted | 5700.00 | 204721200.00 | 0.00 | mastek engineering private limited
535.00 | Pipeline & Structural Works: PIPELINE LAYING/INSTALLATION Laying/ installation of coated line pipe, associated fittings and accessories, etc. as per specifications, drawings, other provisions of Contract and instructions of Engineer-in-Charge, including but not limited to carrying out the following: "Receiving and taking-over", handling, loading, transportation and unloading of Owner supplied coated and bare line pipes and other Free Issue Materials from designated place(s) of issue/ dump site(s) to Contractor's own stock-yard(s) including stringing on the pipeline Right-of-Use (ROU), Arrangement of all additional land required for Contractor's storage, fabrication, access for construction (other than Owner provided ROU; supply of all materials (except Owner supplied materials), consumables, equipment, labour, etc; Staking and installation of construction markers, clearing, grubbing, grading (as required) of Right of Use; Cutting Trees, if required; Counting the number and type of trees cut in presence of concerned authorities and keeping record thereof; Trenching to all depths and to a width to accommodate the pipeline with/ without optical fiber cable/cable conduit by excavation in all types of soil (including soft/hard rock etc.), including additional trenching for seismic and other areas as specified, blasting, chiselling etc.; Carrying out repairs of pipe and coating defects not attributable to Owner; Thorough internal cleaning of all pipes by suitable methods to remove debris, shots, grits etc.; Stringing of line pipes along ROU including providing straw bags, soft padding/sand padding; Aligning, bending, cutting and bevelling (as required) of pipes for welding and field adjustments, NDT of re-bevelled area, welding, carrying out destructive & non- destructive testing of welds required as per approved NDT specifications (including radiography) and providing all requisite equipment, labour, supervision, materials, films, consumables etc.; carrying out repairs of weld joints as required, carrying out re- radiography and other non-destructive tests on repaired joints, etc.; Installation of carrier pipe including concrete coated pipes (wherever required) at all crossings including roads/ canals/ nala/ water crossings etc. (except at crossings that are specifically covered separately) by open cut or Jacking/ boring method including pre-testing as required; Carrying out installation of carrier pipe in the casing pipe at cased crossings (excluding supply and installation of casing pipes, covered separately); Coating of all field weld joints, long radius bends, buried fittings etc.; Lowering the pipelines in trench including providing sand bag separators for parallel pipelines at the specified spacing (when applicable), providing required padding over and around the pipeline with sand/graded material (in rocky areas), backfilling with available approved excavated material and/or other suitable soil; Supply and installation of slope breaker as per specifications and drawings in steep slope areas, wherever required; Carrying out hydrostatic testing including air cleaning, flushing, filling, gauging, pressurization of complete pipeline in various test sections as approved by Engineer-In-Charge to the specified test pressure, providing all equipment, pumps, fittings, instruments, dead weight tester, all types of pigs etc., and services, supervision, labour, consumables, arranging water required for hydrostatic testing including supply of corrosion inhibitor, air, etc. as required, locating of leaks and rectification of defects attributable to Contractor, re-testing after rectification, successful completion of hydro-testing of pipeline (De-watering covered else where in the SOR); including all tie-in(s) with the pipeline/ piping installed by others including cutting of test header, re- bevelling as required; Carrying out all temporary, ancillary, auxiliary works and all incidental works required to make the pipeline ready for pre-commissioning; Repair of defects recorded during EGP/gauge plate run or otherwise including cutting, bevelling, welding, NDT, field joint coating etc; as applicable, Final clean-up and restoration of right of use including obtaining NOC from respective statutory authorities as required and disposal of debris and returning all surplus material to designated disposal areas/storage yard, as directed by Engineer-In-Charge; Restoration of land, facilities and boundary wall etc. at associated facilities dismantled/damaged by the Contractor during construction; Obtaining work permits/ NOC from various statutory authorities having jurisdiction and complying with all stipulation/conditions/recommendation of the said authorities; Preparation of as-built drawings, pipe-book and other records. SOR shall be read in conjunction with drawings, scope of work, specifications, standards and other provisions of contract document. All above works for buried pipeline as per following details: Installation of coated Line Pipes (with OFC/ OFC conduit) as per following details: ( Pipe OD - 18 INCH, Wall Thickness - 8.2 MM, Grade - API 5L Gr. X 70 PSL2 , Coating - 3LPE , Type of Soil - Rock , Type of Terrain/ Area - Undulating ) | 8106.00 | M |  | 7200.00 | 58363200.00 | Not Quoted | Not Quoted | 6500.00 | 52689000.00 | 5000.00 | 40530000.00 | Not Quoted | Not Quoted | Not Quoted | Not Quoted | 7600.00 | 61605600.00 | 3800.00 | 30802800.00 | Not Quoted | Not Quoted | 5740.00 | 46528440.00 | 0.00 | 0.00 | Not Quoted | Not Quoted | 6841.00 | 55453146.00 | Not Quoted | Not Quoted | 6700.00 | 54310200.00 | 0.00 | mastek engineering private limited
536.00 | Pipeline & Structural Works: PIPELINE LAYING/INSTALLATION Laying/ installation of coated line pipe, associated fittings and accessories, etc. as per specifications, drawings, other provisions of Contract and instructions of Engineer-in-Charge, including but not limited to carrying out the following: "Receiving and taking-over", handling, loading, transportation and unloading of Owner supplied coated and bare line pipes and other Free Issue Materials from designated place(s) of issue/ dump site(s) to Contractor's own stock-yard(s) including stringing on the pipeline Right-of-Use (ROU), Arrangement of all additional land required for Contractor's storage, fabrication, access for construction (other than Owner provided ROU; supply of all materials (except Owner supplied materials), consumables, equipment, labour, etc; Staking and installation of construction markers, clearing, grubbing, grading (as required) of Right of Use; Cutting Trees, if required; Counting the number and type of trees cut in presence of concerned authorities and keeping record thereof; Trenching to all depths and to a width to accommodate the pipeline with/ without optical fiber cable/cable conduit by excavation in all types of soil (including soft/hard rock etc.), including additional trenching for seismic and other areas as specified, blasting, chiselling etc.; Carrying out repairs of pipe and coating defects not attributable to Owner; Thorough internal cleaning of all pipes by suitable methods to remove debris, shots, grits etc.; Stringing of line pipes along ROU including providing straw bags, soft padding/sand padding; Aligning, bending, cutting and bevelling (as required) of pipes for welding and field adjustments, NDT of re-bevelled area, welding, carrying out destructive & non- destructive testing of welds required as per approved NDT specifications (including radiography) and providing all requisite equipment, labour, supervision, materials, films, consumables etc.; carrying out repairs of weld joints as required, carrying out re- radiography and other non-destructive tests on repaired joints, etc.; Installation of carrier pipe including concrete coated pipes (wherever required) at all crossings including roads/ canals/ nala/ water crossings etc. (except at crossings that are specifically covered separately) by open cut or Jacking/ boring method including pre-testing as required; Carrying out installation of carrier pipe in the casing pipe at cased crossings (excluding supply and installation of casing pipes, covered separately); Coating of all field weld joints, long radius bends, buried fittings etc.; Lowering the pipelines in trench including providing sand bag separators for parallel pipelines at the specified spacing (when applicable), providing required padding over and around the pipeline with sand/graded material (in rocky areas), backfilling with available approved excavated material and/or other suitable soil; Supply and installation of slope breaker as per specifications and drawings in steep slope areas, wherever required; Carrying out hydrostatic testing including air cleaning, flushing, filling, gauging, pressurization of complete pipeline in various test sections as approved by Engineer-In-Charge to the specified test pressure, providing all equipment, pumps, fittings, instruments, dead weight tester, all types of pigs etc., and services, supervision, labour, consumables, arranging water required for hydrostatic testing including supply of corrosion inhibitor, air, etc. as required, locating of leaks and rectification of defects attributable to Contractor, re-testing after rectification, successful completion of hydro-testing of pipeline (De-watering covered else where in the SOR); including all tie-in(s) with the pipeline/ piping installed by others including cutting of test header, re- bevelling as required; Carrying out all temporary, ancillary, auxiliary works and all incidental works required to make the pipeline ready for pre-commissioning; Repair of defects recorded during EGP/gauge plate run or otherwise including cutting, bevelling, welding, NDT, field joint coating etc; as applicable, Final clean-up and restoration of right of use including obtaining NOC from respective statutory authorities as required and disposal of debris and returning all surplus material to designated disposal areas/storage yard, as directed by Engineer-In-Charge; Restoration of land, facilities and boundary wall etc. at associated facilities dismantled/damaged by the Contractor during construction; Obtaining work permits/ NOC from various statutory authorities having jurisdiction and complying with all stipulation/conditions/recommendation of the said authorities; Preparation of as-built drawings, pipe-book and other records. SOR shall be read in conjunction with drawings, scope of work, specifications, standards and other provisions of contract document. All above works for buried pipeline as per following details: Installation of coated Line Pipes (with OFC/ OFC conduit) as per following details: ( Pipe OD - 18 INCH, Wall Thickness - 8.2 MM, Grade - API 5L Gr. X 70 PSL2 , Coating - 3LPE , Type of Soil - Rock , Type of Terrain/ Area - Forest ) - Note-ROU width in forest area is 10 meter. | 1276.00 | M |  | 9200.00 | 11739200.00 | Not Quoted | Not Quoted | 6800.00 | 8676800.00 | 5000.00 | 6380000.00 | Not Quoted | Not Quoted | Not Quoted | Not Quoted | 8000.00 | 10208000.00 | 3800.00 | 4848800.00 | Not Quoted | Not Quoted | 6340.00 | 8089840.00 | 0.00 | 0.00 | Not Quoted | Not Quoted | 7171.00 | 9150196.00 | Not Quoted | Not Quoted | 6700.00 | 8549200.00 | 0.00 | mastek engineering private limited
537.00 | Pipeline & Structural Works: PIPELINE LAYING/INSTALLATION Laying/ installation of coated line pipe, associated fittings and accessories, etc. as per specifications, drawings, other provisions of Contract and instructions of Engineer-in-Charge, including but not limited to carrying out the following: "Receiving and taking-over", handling, loading, transportation and unloading of Owner supplied coated and bare line pipes and other Free Issue Materials from designated place(s) of issue/ dump site(s) to Contractor's own stock-yard(s) including stringing on the pipeline Right-of-Use (ROU), Arrangement of all additional land required for Contractor's storage, fabrication, access for construction (other than Owner provided ROU; supply of all materials (except Owner supplied materials), consumables, equipment, labour, etc; Staking and installation of construction markers, clearing, grubbing, grading (as required) of Right of Use; Cutting Trees, if required; Counting the number and type of trees cut in presence of concerned authorities and keeping record thereof; Trenching to all depths and to a width to accommodate the pipeline with/ without optical fiber cable/cable conduit by excavation in all types of soil (including soft/hard rock etc.), including additional trenching for seismic and other areas as specified, blasting, chiselling etc.; Carrying out repairs of pipe and coating defects not attributable to Owner; Thorough internal cleaning of all pipes by suitable methods to remove debris, shots, grits etc.; Stringing of line pipes along ROU including providing straw bags, soft padding/sand padding; Aligning, bending, cutting and bevelling (as required) of pipes for welding and field adjustments, NDT of re-bevelled area, welding, carrying out destructive & non- destructive testing of welds required as per approved NDT specifications (including radiography) and providing all requisite equipment, labour, supervision, materials, films, consumables etc.; carrying out repairs of weld joints as required, carrying out re- radiography and other non-destructive tests on repaired joints, etc.; Installation of carrier pipe including concrete coated pipes (wherever required) at all crossings including roads/ canals/ nala/ water crossings etc. (except at crossings that are specifically covered separately) by open cut or Jacking/ boring method including pre-testing as required; Carrying out installation of carrier pipe in the casing pipe at cased crossings (excluding supply and installation of casing pipes, covered separately); Coating of all field weld joints, long radius bends, buried fittings etc.; Lowering the pipelines in trench including providing sand bag separators for parallel pipelines at the specified spacing (when applicable), providing required padding over and around the pipeline with sand/graded material (in rocky areas), backfilling with available approved excavated material and/or other suitable soil; Supply and installation of slope breaker as per specifications and drawings in steep slope areas, wherever required; Carrying out hydrostatic testing including air cleaning, flushing, filling, gauging, pressurization of complete pipeline in various test sections as approved by Engineer-In-Charge to the specified test pressure, providing all equipment, pumps, fittings, instruments, dead weight tester, all types of pigs etc., and services, supervision, labour, consumables, arranging water required for hydrostatic testing including supply of corrosion inhibitor, air, etc. as required, locating of leaks and rectification of defects attributable to Contractor, re-testing after rectification, successful completion of hydro-testing of pipeline (De-watering covered else where in the SOR); including all tie-in(s) with the pipeline/ piping installed by others including cutting of test header, re- bevelling as required; Carrying out all temporary, ancillary, auxiliary works and all incidental works required to make the pipeline ready for pre-commissioning; Repair of defects recorded during EGP/gauge plate run or otherwise including cutting, bevelling, welding, NDT, field joint coating etc; as applicable, Final clean-up and restoration of right of use including obtaining NOC from respective statutory authorities as required and disposal of debris and returning all surplus material to designated disposal areas/storage yard, as directed by Engineer-In-Charge; Restoration of land, facilities and boundary wall etc. at associated facilities dismantled/damaged by the Contractor during construction; Obtaining work permits/ NOC from various statutory authorities having jurisdiction and complying with all stipulation/conditions/recommendation of the said authorities; Preparation of as-built drawings, pipe-book and other records. SOR shall be read in conjunction with drawings, scope of work, specifications, standards and other provisions of contract document. All above works for buried pipeline as per following details: Installation of coated Line Pipes (with OFC/ OFC conduit) as per following details: ( Pipe OD - 18 INCH, Wall Thickness - 8.2 MM, Grade - API 5L Gr. X 70 PSL2 , Coating - 3LPE , Type of Soil - Rock , Type of Terrain/ Area - Hilly ) | 1652.00 | M |  | 9200.00 | 15198400.00 | Not Quoted | Not Quoted | 8100.00 | 13381200.00 | 5500.00 | 9086000.00 | Not Quoted | Not Quoted | Not Quoted | Not Quoted | 8000.00 | 13216000.00 | 3800.00 | 6277600.00 | Not Quoted | Not Quoted | 6140.00 | 10143280.00 | 0.00 | 0.00 | Not Quoted | Not Quoted | 6951.00 | 11483052.00 | Not Quoted | Not Quoted | 12000.00 | 19824000.00 | 0.00 | mastek engineering private limited
538.00 | Pipeline & Structural Works: PIPELINE LAYING/INSTALLATION Laying/ installation of coated line pipe, associated fittings and accessories, etc. as per specifications, drawings, other provisions of Contract and instructions of Engineer-in-Charge, including but not limited to carrying out the following: "Receiving and taking-over", handling, loading, transportation and unloading of Owner supplied coated and bare line pipes and other Free Issue Materials from designated place(s) of issue/ dump site(s) to Contractor's own stock-yard(s) including stringing on the pipeline Right-of-Use (ROU), Arrangement of all additional land required for Contractor's storage, fabrication, access for construction (other than Owner provided ROU; supply of all materials (except Owner supplied materials), consumables, equipment, labour, etc; Staking and installation of construction markers, clearing, grubbing, grading (as required) of Right of Use; Cutting Trees, if required; Counting the number and type of trees cut in presence of concerned authorities and keeping record thereof; Trenching to all depths and to a width to accommodate the pipeline with/ without optical fiber cable/cable conduit by excavation in all types of soil (including soft/hard rock etc.), including additional trenching for seismic and other areas as specified, blasting, chiselling etc.; Carrying out repairs of pipe and coating defects not attributable to Owner; Thorough internal cleaning of all pipes by suitable methods to remove debris, shots, grits etc.; Stringing of line pipes along ROU including providing straw bags, soft padding/sand padding; Aligning, bending, cutting and bevelling (as required) of pipes for welding and field adjustments, NDT of re-bevelled area, welding, carrying out destructive & non- destructive testing of welds required as per approved NDT specifications (including radiography) and providing all requisite equipment, labour, supervision, materials, films, consumables etc.; carrying out repairs of weld joints as required, carrying out re- radiography and other non-destructive tests on repaired joints, etc.; Installation of carrier pipe including concrete coated pipes (wherever required) at all crossings including roads/ canals/ nala/ water crossings etc. (except at crossings that are specifically covered separately) by open cut or Jacking/ boring method including pre-testing as required; Carrying out installation of carrier pipe in the casing pipe at cased crossings (excluding supply and installation of casing pipes, covered separately); Coating of all field weld joints, long radius bends, buried fittings etc.; Lowering the pipelines in trench including providing sand bag separators for parallel pipelines at the specified spacing (when applicable), providing required padding over and around the pipeline with sand/graded material (in rocky areas), backfilling with available approved excavated material and/or other suitable soil; Supply and installation of slope breaker as per specifications and drawings in steep slope areas, wherever required; Carrying out hydrostatic testing including air cleaning, flushing, filling, gauging, pressurization of complete pipeline in various test sections as approved by Engineer-In-Charge to the specified test pressure, providing all equipment, pumps, fittings, instruments, dead weight tester, all types of pigs etc., and services, supervision, labour, consumables, arranging water required for hydrostatic testing including supply of corrosion inhibitor, air, etc. as required, locating of leaks and rectification of defects attributable to Contractor, re-testing after rectification, successful completion of hydro-testing of pipeline (De-watering covered else where in the SOR); including all tie-in(s) with the pipeline/ piping installed by others including cutting of test header, re- bevelling as required; Carrying out all temporary, ancillary, auxiliary works and all incidental works required to make the pipeline ready for pre-commissioning; Repair of defects recorded during EGP/gauge plate run or otherwise including cutting, bevelling, welding, NDT, field joint coating etc; as applicable, Final clean-up and restoration of right of use including obtaining NOC from respective statutory authorities as required and disposal of debris and returning all surplus material to designated disposal areas/storage yard, as directed by Engineer-In-Charge; Restoration of land, facilities and boundary wall etc. at associated facilities dismantled/damaged by the Contractor during construction; Obtaining work permits/ NOC from various statutory authorities having jurisdiction and complying with all stipulation/conditions/recommendation of the said authorities; Preparation of as-built drawings, pipe-book and other records. SOR shall be read in conjunction with drawings, scope of work, specifications, standards and other provisions of contract document. All above works for buried pipeline as per following details: Installation of coated Line Pipes (with OFC/ OFC conduit) as per following details: ( Pipe OD - 18 INCH, Wall Thickness - 9.7 MM, Grade - API 5L Gr. X 70 PSL2 , Coating - 3LPE , Type of Soil - Rock , Type of Terrain/ Area - Generally Flat ) | 21338.00 | M |  | 6250.00 | 133362500.00 | Not Quoted | Not Quoted | 6300.00 | 134429400.00 | 4750.00 | 101355500.00 | Not Quoted | Not Quoted | Not Quoted | Not Quoted | 7600.00 | 162168800.00 | 3900.00 | 83218200.00 | Not Quoted | Not Quoted | 5590.00 | 119279420.00 | 0.00 | 0.00 | Not Quoted | Not Quoted | 6676.00 | 142452488.00 | Not Quoted | Not Quoted | 5500.00 | 117359000.00 | 0.00 | mastek engineering private limited
539.00 | Pipeline & Structural Works: PIPELINE LAYING/INSTALLATION Laying/ installation of coated line pipe, associated fittings and accessories, etc. as per specifications, drawings, other provisions of Contract and instructions of Engineer-in-Charge, including but not limited to carrying out the following: "Receiving and taking-over", handling, loading, transportation and unloading of Owner supplied coated and bare line pipes and other Free Issue Materials from designated place(s) of issue/ dump site(s) to Contractor's own stock-yard(s) including stringing on the pipeline Right-of-Use (ROU), Arrangement of all additional land required for Contractor's storage, fabrication, access for construction (other than Owner provided ROU; supply of all materials (except Owner supplied materials), consumables, equipment, labour, etc; Staking and installation of construction markers, clearing, grubbing, grading (as required) of Right of Use; Cutting Trees, if required; Counting the number and type of trees cut in presence of concerned authorities and keeping record thereof; Trenching to all depths and to a width to accommodate the pipeline with/ without optical fiber cable/cable conduit by excavation in all types of soil (including soft/hard rock etc.), including additional trenching for seismic and other areas as specified, blasting, chiselling etc.; Carrying out repairs of pipe and coating defects not attributable to Owner; Thorough internal cleaning of all pipes by suitable methods to remove debris, shots, grits etc.; Stringing of line pipes along ROU including providing straw bags, soft padding/sand padding; Aligning, bending, cutting and bevelling (as required) of pipes for welding and field adjustments, NDT of re-bevelled area, welding, carrying out destructive & non- destructive testing of welds required as per approved NDT specifications (including radiography) and providing all requisite equipment, labour, supervision, materials, films, consumables etc.; carrying out repairs of weld joints as required, carrying out re- radiography and other non-destructive tests on repaired joints, etc.; Installation of carrier pipe including concrete coated pipes (wherever required) at all crossings including roads/ canals/ nala/ water crossings etc. (except at crossings that are specifically covered separately) by open cut or Jacking/ boring method including pre-testing as required; Carrying out installation of carrier pipe in the casing pipe at cased crossings (excluding supply and installation of casing pipes, covered separately); Coating of all field weld joints, long radius bends, buried fittings etc.; Lowering the pipelines in trench including providing sand bag separators for parallel pipelines at the specified spacing (when applicable), providing required padding over and around the pipeline with sand/graded material (in rocky areas), backfilling with available approved excavated material and/or other suitable soil; Supply and installation of slope breaker as per specifications and drawings in steep slope areas, wherever required; Carrying out hydrostatic testing including air cleaning, flushing, filling, gauging, pressurization of complete pipeline in various test sections as approved by Engineer-In-Charge to the specified test pressure, providing all equipment, pumps, fittings, instruments, dead weight tester, all types of pigs etc., and services, supervision, labour, consumables, arranging water required for hydrostatic testing including supply of corrosion inhibitor, air, etc. as required, locating of leaks and rectification of defects attributable to Contractor, re-testing after rectification, successful completion of hydro-testing of pipeline (De-watering covered else where in the SOR); including all tie-in(s) with the pipeline/ piping installed by others including cutting of test header, re- bevelling as required; Carrying out all temporary, ancillary, auxiliary works and all incidental works required to make the pipeline ready for pre-commissioning; Repair of defects recorded during EGP/gauge plate run or otherwise including cutting, bevelling, welding, NDT, field joint coating etc; as applicable, Final clean-up and restoration of right of use including obtaining NOC from respective statutory authorities as required and disposal of debris and returning all surplus material to designated disposal areas/storage yard, as directed by Engineer-In-Charge; Restoration of land, facilities and boundary wall etc. at associated facilities dismantled/damaged by the Contractor during construction; Obtaining work permits/ NOC from various statutory authorities having jurisdiction and complying with all stipulation/conditions/recommendation of the said authorities; Preparation of as-built drawings, pipe-book and other records. SOR shall be read in conjunction with drawings, scope of work, specifications, standards and other provisions of contract document. All above works for buried pipeline as per following details: Installation of coated Line Pipes (with OFC/ OFC conduit) as per following details: ( Pipe OD - 18 INCH, Wall Thickness - 9.7 MM, Grade - API 5L Gr. X 70 PSL2 , Coating - 3LPE , Type of Soil - Rock , Type of Terrain/ Area - Undulating ) | 1256.00 | M |  | 7250.00 | 9106000.00 | Not Quoted | Not Quoted | 6200.00 | 7787200.00 | 5000.00 | 6280000.00 | Not Quoted | Not Quoted | Not Quoted | Not Quoted | 6900.00 | 8666400.00 | 3900.00 | 4898400.00 | Not Quoted | Not Quoted | 5690.00 | 7146640.00 | 0.00 | 0.00 | Not Quoted | Not Quoted | 6896.00 | 8661376.00 | Not Quoted | Not Quoted | 5500.00 | 6908000.00 | 0.00 | mastek engineering private limited
540.00 | Pipeline & Structural Works: PIPELINE LAYING/INSTALLATION Laying/ installation of coated line pipe, associated fittings and accessories, etc. as per specifications, drawings, other provisions of Contract and instructions of Engineer-in-Charge, including but not limited to carrying out the following: "Receiving and taking-over", handling, loading, transportation and unloading of Owner supplied coated and bare line pipes and other Free Issue Materials from designated place(s) of issue/ dump site(s) to Contractor's own stock-yard(s) including stringing on the pipeline Right-of-Use (ROU), Arrangement of all additional land required for Contractor's storage, fabrication, access for construction (other than Owner provided ROU; supply of all materials (except Owner supplied materials), consumables, equipment, labour, etc; Staking and installation of construction markers, clearing, grubbing, grading (as required) of Right of Use; Cutting Trees, if required; Counting the number and type of trees cut in presence of concerned authorities and keeping record thereof; Trenching to all depths and to a width to accommodate the pipeline with/ without optical fiber cable/cable conduit by excavation in all types of soil (including soft/hard rock etc.), including additional trenching for seismic and other areas as specified, blasting, chiselling etc.; Carrying out repairs of pipe and coating defects not attributable to Owner; Thorough internal cleaning of all pipes by suitable methods to remove debris, shots, grits etc.; Stringing of line pipes along ROU including providing straw bags, soft padding/sand padding; Aligning, bending, cutting and bevelling (as required) of pipes for welding and field adjustments, NDT of re-bevelled area, welding, carrying out destructive & non- destructive testing of welds required as per approved NDT specifications (including radiography) and providing all requisite equipment, labour, supervision, materials, films, consumables etc.; carrying out repairs of weld joints as required, carrying out re- radiography and other non-destructive tests on repaired joints, etc.; Installation of carrier pipe including concrete coated pipes (wherever required) at all crossings including roads/ canals/ nala/ water crossings etc. (except at crossings that are specifically covered separately) by open cut or Jacking/ boring method including pre-testing as required; Carrying out installation of carrier pipe in the casing pipe at cased crossings (excluding supply and installation of casing pipes, covered separately); Coating of all field weld joints, long radius bends, buried fittings etc.; Lowering the pipelines in trench including providing sand bag separators for parallel pipelines at the specified spacing (when applicable), providing required padding over and around the pipeline with sand/graded material (in rocky areas), backfilling with available approved excavated material and/or other suitable soil; Supply and installation of slope breaker as per specifications and drawings in steep slope areas, wherever required; Carrying out hydrostatic testing including air cleaning, flushing, filling, gauging, pressurization of complete pipeline in various test sections as approved by Engineer-In-Charge to the specified test pressure, providing all equipment, pumps, fittings, instruments, dead weight tester, all types of pigs etc., and services, supervision, labour, consumables, arranging water required for hydrostatic testing including supply of corrosion inhibitor, air, etc. as required, locating of leaks and rectification of defects attributable to Contractor, re-testing after rectification, successful completion of hydro-testing of pipeline (De-watering covered else where in the SOR); including all tie-in(s) with the pipeline/ piping installed by others including cutting of test header, re- bevelling as required; Carrying out all temporary, ancillary, auxiliary works and all incidental works required to make the pipeline ready for pre-commissioning; Repair of defects recorded during EGP/gauge plate run or otherwise including cutting, bevelling, welding, NDT, field joint coating etc; as applicable, Final clean-up and restoration of right of use including obtaining NOC from respective statutory authorities as required and disposal of debris and returning all surplus material to designated disposal areas/storage yard, as directed by Engineer-In-Charge; Restoration of land, facilities and boundary wall etc. at associated facilities dismantled/damaged by the Contractor during construction; Obtaining work permits/ NOC from various statutory authorities having jurisdiction and complying with all stipulation/conditions/recommendation of the said authorities; Preparation of as-built drawings, pipe-book and other records. SOR shall be read in conjunction with drawings, scope of work, specifications, standards and other provisions of contract document. All above works for buried pipeline as per following details: Installation of coated Line Pipes (with OFC/ OFC conduit) as per following details: ( Pipe OD - 18 INCH, Wall Thickness - 9.7 MM, Grade - API 5L Gr. X 70 PSL2 , Coating - 3LPE , Type of Soil - Rock , Type of Terrain/ Area - Forest ) - Note-ROU width in forest area is 10 meter. | 24.00 | M |  | 9300.00 | 223200.00 | Not Quoted | Not Quoted | 6200.00 | 148800.00 | 5500.00 | 132000.00 | Not Quoted | Not Quoted | Not Quoted | Not Quoted | 6900.00 | 165600.00 | 3900.00 | 93600.00 | Not Quoted | Not Quoted | 7140.00 | 171360.00 | 0.00 | 0.00 | Not Quoted | Not Quoted | 7226.00 | 173424.00 | Not Quoted | Not Quoted | 6700.00 | 160800.00 | 0.00 | mastek engineering private limited
541.00 | Pipeline & Structural Works: PIPELINE LAYING/INSTALLATION Laying/ installation of coated line pipe, associated fittings and accessories, etc. as per specifications, drawings, other provisions of Contract and instructions of Engineer-in-Charge, including but not limited to carrying out the following: "Receiving and taking-over", handling, loading, transportation and unloading of Owner supplied coated and bare line pipes and other Free Issue Materials from designated place(s) of issue/ dump site(s) to Contractor's own stock-yard(s) including stringing on the pipeline Right-of-Use (ROU), Arrangement of all additional land required for Contractor's storage, fabrication, access for construction (other than Owner provided ROU; supply of all materials (except Owner supplied materials), consumables, equipment, labour, etc; Staking and installation of construction markers, clearing, grubbing, grading (as required) of Right of Use; Cutting Trees, if required; Counting the number and type of trees cut in presence of concerned authorities and keeping record thereof; Trenching to all depths and to a width to accommodate the pipeline with/ without optical fiber cable/cable conduit by excavation in all types of soil (including soft/hard rock etc.), including additional trenching for seismic and other areas as specified, blasting, chiselling etc.; Carrying out repairs of pipe and coating defects not attributable to Owner; Thorough internal cleaning of all pipes by suitable methods to remove debris, shots, grits etc.; Stringing of line pipes along ROU including providing straw bags, soft padding/sand padding; Aligning, bending, cutting and bevelling (as required) of pipes for welding and field adjustments, NDT of re-bevelled area, welding, carrying out destructive & non- destructive testing of welds required as per approved NDT specifications (including radiography) and providing all requisite equipment, labour, supervision, materials, films, consumables etc.; carrying out repairs of weld joints as required, carrying out re- radiography and other non-destructive tests on repaired joints, etc.; Installation of carrier pipe including concrete coated pipes (wherever required) at all crossings including roads/ canals/ nala/ water crossings etc. (except at crossings that are specifically covered separately) by open cut or Jacking/ boring method including pre-testing as required; Carrying out installation of carrier pipe in the casing pipe at cased crossings (excluding supply and installation of casing pipes, covered separately); Coating of all field weld joints, long radius bends, buried fittings etc.; Lowering the pipelines in trench including providing sand bag separators for parallel pipelines at the specified spacing (when applicable), providing required padding over and around the pipeline with sand/graded material (in rocky areas), backfilling with available approved excavated material and/or other suitable soil; Supply and installation of slope breaker as per specifications and drawings in steep slope areas, wherever required; Carrying out hydrostatic testing including air cleaning, flushing, filling, gauging, pressurization of complete pipeline in various test sections as approved by Engineer-In-Charge to the specified test pressure, providing all equipment, pumps, fittings, instruments, dead weight tester, all types of pigs etc., and services, supervision, labour, consumables, arranging water required for hydrostatic testing including supply of corrosion inhibitor, air, etc. as required, locating of leaks and rectification of defects attributable to Contractor, re-testing after rectification, successful completion of hydro-testing of pipeline (De-watering covered else where in the SOR); including all tie-in(s) with the pipeline/ piping installed by others including cutting of test header, re- bevelling as required; Carrying out all temporary, ancillary, auxiliary works and all incidental works required to make the pipeline ready for pre-commissioning; Repair of defects recorded during EGP/gauge plate run or otherwise including cutting, bevelling, welding, NDT, field joint coating etc; as applicable, Final clean-up and restoration of right of use including obtaining NOC from respective statutory authorities as required and disposal of debris and returning all surplus material to designated disposal areas/storage yard, as directed by Engineer-In-Charge; Restoration of land, facilities and boundary wall etc. at associated facilities dismantled/damaged by the Contractor during construction; Obtaining work permits/ NOC from various statutory authorities having jurisdiction and complying with all stipulation/conditions/recommendation of the said authorities; Preparation of as-built drawings, pipe-book and other records. SOR shall be read in conjunction with drawings, scope of work, specifications, standards and other provisions of contract document. All above works for buried pipeline as per following details: Installation of coated Line Pipes (with OFC/ OFC conduit) as per following details: ( Pipe OD - 18 INCH, Wall Thickness - 9.7 MM, Grade - API 5L Gr. X 70 PSL2 , Coating - 3LPE , Type of Soil - Rock , Type of Terrain/ Area - Hilly ) | 24.00 | M |  | 9300.00 | 223200.00 | Not Quoted | Not Quoted | 8000.00 | 192000.00 | 6000.00 | 144000.00 | Not Quoted | Not Quoted | Not Quoted | Not Quoted | 6900.00 | 165600.00 | 4100.00 | 98400.00 | Not Quoted | Not Quoted | 7140.00 | 171360.00 | 0.00 | 0.00 | Not Quoted | Not Quoted | 6896.00 | 165504.00 | Not Quoted | Not Quoted | 12250.00 | 294000.00 | 0.00 | mastek engineering private limited
542.00 | Pipeline & Structural Works: PIPELINE LAYING/INSTALLATION Laying/ installation of coated line pipe, associated fittings and accessories, etc. as per specifications, drawings, other provisions of Contract and instructions of Engineer-in-Charge, including but not limited to carrying out the following: "Receiving and taking-over", handling, loading, transportation and unloading of Owner supplied coated and bare line pipes and other Free Issue Materials from designated place(s) of issue/ dump site(s) to Contractor's own stock-yard(s) including stringing on the pipeline Right-of-Use (ROU), Arrangement of all additional land required for Contractor's storage, fabrication, access for construction (other than Owner provided ROU; supply of all materials (except Owner supplied materials), consumables, equipment, labour, etc; Staking and installation of construction markers, clearing, grubbing, grading (as required) of Right of Use; Cutting Trees, if required; Counting the number and type of trees cut in presence of concerned authorities and keeping record thereof; Trenching to all depths and to a width to accommodate the pipeline with/ without optical fiber cable/cable conduit by excavation in all types of soil (including soft/hard rock etc.), including additional trenching for seismic and other areas as specified, blasting, chiselling etc.; Carrying out repairs of pipe and coating defects not attributable to Owner; Thorough internal cleaning of all pipes by suitable methods to remove debris, shots, grits etc.; Stringing of line pipes along ROU including providing straw bags, soft padding/sand padding; Aligning, bending, cutting and bevelling (as required) of pipes for welding and field adjustments, NDT of re-bevelled area, welding, carrying out destructive & non- destructive testing of welds required as per approved NDT specifications (including radiography) and providing all requisite equipment, labour, supervision, materials, films, consumables etc.; carrying out repairs of weld joints as required, carrying out re- radiography and other non-destructive tests on repaired joints, etc.; Installation of carrier pipe including concrete coated pipes (wherever required) at all crossings including roads/ canals/ nala/ water crossings etc. (except at crossings that are specifically covered separately) by open cut or Jacking/ boring method including pre-testing as required; Carrying out installation of carrier pipe in the casing pipe at cased crossings (excluding supply and installation of casing pipes, covered separately); Coating of all field weld joints, long radius bends, buried fittings etc.; Lowering the pipelines in trench including providing sand bag separators for parallel pipelines at the specified spacing (when applicable), providing required padding over and around the pipeline with sand/graded material (in rocky areas), backfilling with available approved excavated material and/or other suitable soil; Supply and installation of slope breaker as per specifications and drawings in steep slope areas, wherever required; Carrying out hydrostatic testing including air cleaning, flushing, filling, gauging, pressurization of complete pipeline in various test sections as approved by Engineer-In-Charge to the specified test pressure, providing all equipment, pumps, fittings, instruments, dead weight tester, all types of pigs etc., and services, supervision, labour, consumables, arranging water required for hydrostatic testing including supply of corrosion inhibitor, air, etc. as required, locating of leaks and rectification of defects attributable to Contractor, re-testing after rectification, successful completion of hydro-testing of pipeline (De-watering covered else where in the SOR); including all tie-in(s) with the pipeline/ piping installed by others including cutting of test header, re- bevelling as required; Carrying out all temporary, ancillary, auxiliary works and all incidental works required to make the pipeline ready for pre-commissioning; Repair of defects recorded during EGP/gauge plate run or otherwise including cutting, bevelling, welding, NDT, field joint coating etc; as applicable, Final clean-up and restoration of right of use including obtaining NOC from respective statutory authorities as required and disposal of debris and returning all surplus material to designated disposal areas/storage yard, as directed by Engineer-In-Charge; Restoration of land, facilities and boundary wall etc. at associated facilities dismantled/damaged by the Contractor during construction; Obtaining work permits/ NOC from various statutory authorities having jurisdiction and complying with all stipulation/conditions/recommendation of the said authorities; Preparation of as-built drawings, pipe-book and other records. SOR shall be read in conjunction with drawings, scope of work, specifications, standards and other provisions of contract document. All above works for buried pipeline as per following details: Installation of coated Line Pipes (with OFC/ OFC conduit) as per following details: ( Pipe OD - 18 INCH, Wall Thickness - 11.9 MM, Grade - API 5L Gr. X 70 PSL2 , Coating - 3LPE , Type of Soil - Rock , Type of Terrain/ Area - Hilly ) | 44.00 | M |  | 9400.00 | 413600.00 | Not Quoted | Not Quoted | 8200.00 | 360800.00 | 6000.00 | 264000.00 | Not Quoted | Not Quoted | Not Quoted | Not Quoted | 6900.00 | 303600.00 | 4200.00 | 184800.00 | Not Quoted | Not Quoted | 7140.00 | 314160.00 | 0.00 | 0.00 | Not Quoted | Not Quoted | 6951.00 | 305844.00 | Not Quoted | Not Quoted | 12500.00 | 550000.00 | 0.00 | mastek engineering private limited
543.00 | Pipeline & Structural Works: CONTINUOUS CONCRETE COATING Unit rate for additional work over and above item no. P250.00.00 for supply of all consumables and materials and application of continuous concrete weight coating on pipes of all wall thicknesses, in all areas of work except minor/major river crossings covered separately, and performing all works as per scope of work, specifications, standards and instructions of Engineer-in-Charge and other provisions of Contract document. Pipes as per following details : ( Pipe OD - 18 INCH, Wall Thickness - 8.2 MM, Concrete Coating Thickness - 60 MM ) | 300.00 | M |  | 4500.00 | 1350000.00 | Not Quoted | Not Quoted | 3300.00 | 990000.00 | 6000.00 | 1800000.00 | Not Quoted | Not Quoted | Not Quoted | Not Quoted | 3100.00 | 930000.00 | 3053.00 | 915900.00 | Not Quoted | Not Quoted | 3200.00 | 960000.00 | 0.00 | 0.00 | Not Quoted | Not Quoted | 3080.00 | 924000.00 | Not Quoted | Not Quoted | 3080.00 | 924000.00 | 0.00 | mastek engineering private limited
544.00 | Pipeline & Structural Works: CONTINUOUS CONCRETE COATING Unit rate for additional work over and above item no. P250.00.00 for supply of all consumables and materials and application of continuous concrete weight coating on pipes of all wall thicknesses, in all areas of work except minor/major river crossings covered separately, and performing all works as per scope of work, specifications, standards and instructions of Engineer-in-Charge and other provisions of Contract document. Pipes as per following details : ( Pipe OD - 18 INCH, Wall Thickness - 9.7 MM, Concrete Coating Thickness - 60 MM ) | 2664.00 | M |  | 4500.00 | 11988000.00 | Not Quoted | Not Quoted | 3350.00 | 8924400.00 | 5500.00 | 14652000.00 | Not Quoted | Not Quoted | Not Quoted | Not Quoted | 3100.00 | 8258400.00 | 3053.00 | 8133192.00 | Not Quoted | Not Quoted | 3200.00 | 8524800.00 | 0.00 | 0.00 | Not Quoted | Not Quoted | 3080.00 | 8205120.00 | Not Quoted | Not Quoted | 3080.00 | 8205120.00 | 0.00 | mastek engineering private limited
545.00 | Pipeline & Structural Works: GEO TEXTILE BAGS FOR ANTI-BUOYANCY Additional works over and above item no. P250.00.00 for design, manufacture and supply of Non-biodegradable geo-textile bags and installation of geo-textile bags duly filled with gravel/ stone ballast on pipelines of all wall thicknesses for anti-buoyancy, drawings, scope of work and instructions of Engineer-in-Charge and other provisions of the Contract document. Note: 1. This item shall be applicable for small crossings, i.e. drains, nallas etc. and as per instructions of Engineer-in-charge. Pipes as per following details : ( Pipe OD - 18 INCH, Wall Thickness - 8.2 MM ) | 100.00 | M |  | 500.00 | 50000.00 | Not Quoted | Not Quoted | 800.00 | 80000.00 | 4950.00 | 495000.00 | Not Quoted | Not Quoted | Not Quoted | Not Quoted | 2000.00 | 200000.00 | 24311.00 | 2431100.00 | Not Quoted | Not Quoted | 4000.00 | 400000.00 | 0.00 | 0.00 | Not Quoted | Not Quoted | 6380.00 | 638000.00 | Not Quoted | Not Quoted | 5280.00 | 528000.00 | 0.00 | mastek engineering private limited
546.00 | Pipeline & Structural Works: GEO TEXTILE BAGS FOR ANTI-BUOYANCY Additional works over and above item no. P250.00.00 for design, manufacture and supply of Non-biodegradable geo-textile bags and installation of geo-textile bags duly filled with gravel/ stone ballast on pipelines of all wall thicknesses for anti-buoyancy, drawings, scope of work and instructions of Engineer-in-Charge and other provisions of the Contract document. Note: 1. This item shall be applicable for small crossings, i.e. drains, nallas etc. and as per instructions of Engineer-in-charge. Pipes as per following details : ( Pipe OD - 18 INCH, Wall Thickness - 9.7 MM ) | 100.00 | M |  | 500.00 | 50000.00 | Not Quoted | Not Quoted | 900.00 | 90000.00 | 4950.00 | 495000.00 | Not Quoted | Not Quoted | Not Quoted | Not Quoted | 2500.00 | 250000.00 | 24311.00 | 2431100.00 | Not Quoted | Not Quoted | 4000.00 | 400000.00 | 0.00 | 0.00 | Not Quoted | Not Quoted | 6380.00 | 638000.00 | Not Quoted | Not Quoted | 5280.00 | 528000.00 | 0.00 | mastek engineering private limited
547.00 | Pipeline & Structural Works: SOIL STABILIZATION BANK STABILIZATION Unit rate for additional works over and above item no. P250.00.00 for supply, fabrication and installation for protection and stabilization of banks of water crossings including supply of all materials, consumables, manpower and performing works as per drawings, scope of work, specifications, standards and any additional provision specific to job requirements as per instructions of Engineer-in-Charge and provisions of Contract. | 2000.00 | SQM |  | 3500.00 | 7000000.00 | Not Quoted | Not Quoted | 850.00 | 1700000.00 | 2145.00 | 4290000.00 | Not Quoted | Not Quoted | Not Quoted | Not Quoted | 4500.00 | 9000000.00 | 3393.00 | 6786000.00 | Not Quoted | Not Quoted | 1500.00 | 3000000.00 | 0.00 | 0.00 | Not Quoted | Not Quoted | 1870.00 | 3740000.00 | Not Quoted | Not Quoted | 2640.00 | 5280000.00 | 0.00 | mastek engineering private limited
548.00 | Pipeline & Structural Works: SOIL STABILIZATION SLOPE/ SOIL STABILIZATION (Hilly areas) Additional works over and above item no. P250.00.00 for supply, fabrication and installation for protection and stabilization of soil in hilly areas including supply of all materials, equipment, consumables, manpower and performing works as per drawings, scope of work, specifications, standards and any additional provision specific to job requirements as per instructions of Engineer in Charge and provisions of contract document. | 2000.00 | SQM |  | 3500.00 | 7000000.00 | Not Quoted | Not Quoted | 1500.00 | 3000000.00 | 2145.00 | 4290000.00 | Not Quoted | Not Quoted | Not Quoted | Not Quoted | 4000.00 | 8000000.00 | 4523.00 | 9046000.00 | Not Quoted | Not Quoted | 1500.00 | 3000000.00 | 0.00 | 0.00 | Not Quoted | Not Quoted | 2750.00 | 5500000.00 | Not Quoted | Not Quoted | 3520.00 | 7040000.00 | 0.00 | mastek engineering private limited
549.00 | Pipeline & Structural Works: BACKFILLING WITH SELECT SOIL (For Station Approach) Unit rate over and above item no. P250.00.00 for supply of specified and approved quality of sand including supply of sand in place of available excavated material and/ or other suitable soil as per applicable standards/ specifications, including backfilling of excavated trench for specified length after laying of pipeline, including transportation of backfill material over all distances and disposal of surplus excavated soil. Pipes as per following details : ( Pipe OD - 18 INCH ) | 100.00 | M |  | 1800.00 | 180000.00 | Not Quoted | Not Quoted | 1500.00 | 150000.00 | 2200.00 | 220000.00 | Not Quoted | Not Quoted | Not Quoted | Not Quoted | 500.00 | 50000.00 | 3619.00 | 361900.00 | Not Quoted | Not Quoted | 850.00 | 85000.00 | 0.00 | 0.00 | Not Quoted | Not Quoted | 2178.00 | 217800.00 | Not Quoted | Not Quoted | 2200.00 | 220000.00 | 0.00 | mastek engineering private limited
550.00 | Pipeline & Structural Works: BACKFILLING WITH SELECT SOIL (For Seismic Areas) Providing specified and approved quality of backfill material as defined in contract document at seismic zone along pipeline route as per standards/ specifications over and above item P250.00.00, including supply of select backfill in place of available excavated material and/or other suitable soil as specified, including backfilling of excavated trench for specified length after laying of pipeline including transportation of such special backfill material over all distances and disposal of surplus excavated soil. For backfill material transportion upto 25 km Pipes as per following details : ( Pipe OD - 18 INCH ) | 200.00 | M |  | 1800.00 | 360000.00 | Not Quoted | Not Quoted | 1850.00 | 370000.00 | 2200.00 | 440000.00 | Not Quoted | Not Quoted | Not Quoted | Not Quoted | 500.00 | 100000.00 | 1357.00 | 271400.00 | Not Quoted | Not Quoted | 850.00 | 170000.00 | 0.00 | 0.00 | Not Quoted | Not Quoted | 1958.00 | 391600.00 | Not Quoted | Not Quoted | 3520.00 | 704000.00 | 0.00 | mastek engineering private limited
551.00 | Pipeline & Structural Works: MINOR WATER CROSSING (BY OPEN CUT) Complete work of the minor water crossings (between the limits as defined in the drawings) and execution of, but not limited to, the following works in accordance with specifications and instructions of Engineer-in-Charge and all provisions of Contract document; "Receiving and taking over" of Owner supplied corrosion coated line pipes from Owner's designated places of issue/dump site(s) and transportation to Contractor's stock yard/ workshop/ worksite including all handling, loading, unloading, etc.; transportation of all Contractor supplied materials to worksite(s), including manpower, consumables etc.; Supply and installation of 6" CS conduit for installation of HDPE duct for OFC cable across river crossing & including supply and installation of casing end seals (as applicable), acquiring the required land for site preparations; Preparation of detailed construction method statements and calculations for Company approval; Complete site preparation including arranging of required land for construction purposes, preparation of pipeline launching area, etc.; String preparation including supply and application of concrete coating on pipes, repair of corrosion and concrete coating damages, NDT of welds and re-beveled area, weld repair and retest, corrosion coating of field joints, pre-hydrotest of completed strings etc.; Pre-construction surveys, Trenching to the specified depth on the banks and bed including maintenance of the trench in all types of soil/ rocky strata, all depths and all conditions of water crossings by various methods, etc. to a width to accommodate the pipeline and CS conduit for optical fibre cable/ cable conduit (if applicable) as per the relevant standards, specifications, scope of work etc; Laying of pipeline in approved trench and across the water crossings, including Post hydro testing, providing warning tape/ mat, Backfilling of the trench including supply and padding by select backfill as required, stabilization of banks, including supply of all materials, consumables, restoration and clean up etc.; tie-in with pipeline at either banks etc.; All other works required as per drawings, scope of work, specifications, standards, calculations, method statements, other provisions of Contract documents and instruction of Engineer in Charge. River Crossing as per following details : ( Pipe OD - 18 INCH, Wall Thickness - 9.7 MM, Chainage - 504.594 KM, Concrete Coating Thickness - 60 MM, River Name - Son River , Material - API 5L Gr. X 70 PSL2 , Type of Soil - Rock , Drawing No. - GAIL-MSA-DES-NJPL-CS-526 ) | 168.00 | M |  | 35000.00 | 5880000.00 | Not Quoted | Not Quoted | 14000.00 | 2352000.00 | 15000.00 | 2520000.00 | Not Quoted | Not Quoted | Not Quoted | Not Quoted | 30000.00 | 5040000.00 | 11307.00 | 1899576.00 | Not Quoted | Not Quoted | 20000.00 | 3360000.00 | 0.00 | 0.00 | Not Quoted | Not Quoted | 15019.00 | 2523192.00 | Not Quoted | Not Quoted | 21120.00 | 3548160.00 | 0.00 | mastek engineering private limited
552.00 | Pipeline & Structural Works: MINOR WATER CROSSING (BY OPEN CUT) Complete work of the minor water crossings (between the limits as defined in the drawings) and execution of, but not limited to, the following works in accordance with specifications and instructions of Engineer-in-Charge and all provisions of Contract document; "Receiving and taking over" of Owner supplied corrosion coated line pipes from Owner's designated places of issue/dump site(s) and transportation to Contractor's stock yard/ workshop/ worksite including all handling, loading, unloading, etc.; transportation of all Contractor supplied materials to worksite(s), including manpower, consumables etc.; Supply and installation of 6" CS conduit for installation of HDPE duct for OFC cable across river crossing & including supply and installation of casing end seals (as applicable), acquiring the required land for site preparations; Preparation of detailed construction method statements and calculations for Company approval; Complete site preparation including arranging of required land for construction purposes, preparation of pipeline launching area, etc.; String preparation including supply and application of concrete coating on pipes, repair of corrosion and concrete coating damages, NDT of welds and re-beveled area, weld repair and retest, corrosion coating of field joints, pre-hydrotest of completed strings etc.; Pre-construction surveys, Trenching to the specified depth on the banks and bed including maintenance of the trench in all types of soil/ rocky strata, all depths and all conditions of water crossings by various methods, etc. to a width to accommodate the pipeline and CS conduit for optical fibre cable/ cable conduit (if applicable) as per the relevant standards, specifications, scope of work etc; Laying of pipeline in approved trench and across the water crossings, including Post hydro testing, providing warning tape/ mat, Backfilling of the trench including supply and padding by select backfill as required, stabilization of banks, including supply of all materials, consumables, restoration and clean up etc.; tie-in with pipeline at either banks etc.; All other works required as per drawings, scope of work, specifications, standards, calculations, method statements, other provisions of Contract documents and instruction of Engineer in Charge. River Crossing as per following details : ( Pipe OD - 18 INCH, Wall Thickness - 9.7 MM, Chainage - 516.429 KM, Concrete Coating Thickness - 60 MM, River Name - Nala , Material - API 5L Gr. X 70 PSL2 , Type of Soil - Rock , Drawing No. - GAIL-MSA-DES-NJPL-CS-541 ) | 120.00 | M |  | 35000.00 | 4200000.00 | Not Quoted | Not Quoted | 14000.00 | 1680000.00 | 15000.00 | 1800000.00 | Not Quoted | Not Quoted | Not Quoted | Not Quoted | 30000.00 | 3600000.00 | 11307.00 | 1356840.00 | Not Quoted | Not Quoted | 20000.00 | 2400000.00 | 0.00 | 0.00 | Not Quoted | Not Quoted | 15019.00 | 1802280.00 | Not Quoted | Not Quoted | 21120.00 | 2534400.00 | 0.00 | mastek engineering private limited
553.00 | Pipeline & Structural Works: MINOR WATER CROSSING (BY OPEN CUT) Complete work of the minor water crossings (between the limits as defined in the drawings) and execution of, but not limited to, the following works in accordance with specifications and instructions of Engineer-in-Charge and all provisions of Contract document; "Receiving and taking over" of Owner supplied corrosion coated line pipes from Owner's designated places of issue/dump site(s) and transportation to Contractor's stock yard/ workshop/ worksite including all handling, loading, unloading, etc.; transportation of all Contractor supplied materials to worksite(s), including manpower, consumables etc.; Supply and installation of 6" CS conduit for installation of HDPE duct for OFC cable across river crossing & including supply and installation of casing end seals (as applicable), acquiring the required land for site preparations; Preparation of detailed construction method statements and calculations for Company approval; Complete site preparation including arranging of required land for construction purposes, preparation of pipeline launching area, etc.; String preparation including supply and application of concrete coating on pipes, repair of corrosion and concrete coating damages, NDT of welds and re-beveled area, weld repair and retest, corrosion coating of field joints, pre-hydrotest of completed strings etc.; Pre-construction surveys, Trenching to the specified depth on the banks and bed including maintenance of the trench in all types of soil/ rocky strata, all depths and all conditions of water crossings by various methods, etc. to a width to accommodate the pipeline and CS conduit for optical fibre cable/ cable conduit (if applicable) as per the relevant standards, specifications, scope of work etc; Laying of pipeline in approved trench and across the water crossings, including Post hydro testing, providing warning tape/ mat, Backfilling of the trench including supply and padding by select backfill as required, stabilization of banks, including supply of all materials, consumables, restoration and clean up etc.; tie-in with pipeline at either banks etc.; All other works required as per drawings, scope of work, specifications, standards, calculations, method statements, other provisions of Contract documents and instruction of Engineer in Charge. River Crossing as per following details : ( Pipe OD - 18 INCH, Wall Thickness - 9.7 MM, Chainage - 528.403 KM, Concrete Coating Thickness - 60 MM, River Name - Nala , Material - API 5L Gr. X 70 PSL2 , Type of Soil - Rock , Drawing No. - GAIL-MSA-DES-NJPL-CS-558 ) | 120.00 | M |  | 35000.00 | 4200000.00 | Not Quoted | Not Quoted | 14000.00 | 1680000.00 | 15000.00 | 1800000.00 | Not Quoted | Not Quoted | Not Quoted | Not Quoted | 30000.00 | 3600000.00 | 11307.00 | 1356840.00 | Not Quoted | Not Quoted | 20000.00 | 2400000.00 | 0.00 | 0.00 | Not Quoted | Not Quoted | 15019.00 | 1802280.00 | Not Quoted | Not Quoted | 21120.00 | 2534400.00 | 0.00 | mastek engineering private limited
554.00 | Pipeline & Structural Works: MINOR WATER CROSSING (BY OPEN CUT) Complete work of the minor water crossings (between the limits as defined in the drawings) and execution of, but not limited to, the following works in accordance with specifications and instructions of Engineer-in-Charge and all provisions of Contract document; "Receiving and taking over" of Owner supplied corrosion coated line pipes from Owner's designated places of issue/dump site(s) and transportation to Contractor's stock yard/ workshop/ worksite including all handling, loading, unloading, etc.; transportation of all Contractor supplied materials to worksite(s), including manpower, consumables etc.; Supply and installation of 6" CS conduit for installation of HDPE duct for OFC cable across river crossing & including supply and installation of casing end seals (as applicable), acquiring the required land for site preparations; Preparation of detailed construction method statements and calculations for Company approval; Complete site preparation including arranging of required land for construction purposes, preparation of pipeline launching area, etc.; String preparation including supply and application of concrete coating on pipes, repair of corrosion and concrete coating damages, NDT of welds and re-beveled area, weld repair and retest, corrosion coating of field joints, pre-hydrotest of completed strings etc.; Pre-construction surveys, Trenching to the specified depth on the banks and bed including maintenance of the trench in all types of soil/ rocky strata, all depths and all conditions of water crossings by various methods, etc. to a width to accommodate the pipeline and CS conduit for optical fibre cable/ cable conduit (if applicable) as per the relevant standards, specifications, scope of work etc; Laying of pipeline in approved trench and across the water crossings, including Post hydro testing, providing warning tape/ mat, Backfilling of the trench including supply and padding by select backfill as required, stabilization of banks, including supply of all materials, consumables, restoration and clean up etc.; tie-in with pipeline at either banks etc.; All other works required as per drawings, scope of work, specifications, standards, calculations, method statements, other provisions of Contract documents and instruction of Engineer in Charge. River Crossing as per following details : ( Pipe OD - 18 INCH, Wall Thickness - 9.7 MM, Chainage - 536.661 KM, Concrete Coating Thickness - 60 MM, River Name - Borai River , Material - API 5L Gr. X 70 PSL2 , Type of Soil - Rock , Drawing No. - GAIL-MSA-DES-NJPL-CS-568 ) | 120.00 | M |  | 35000.00 | 4200000.00 | Not Quoted | Not Quoted | 14000.00 | 1680000.00 | 15000.00 | 1800000.00 | Not Quoted | Not Quoted | Not Quoted | Not Quoted | 30000.00 | 3600000.00 | 11307.00 | 1356840.00 | Not Quoted | Not Quoted | 20000.00 | 2400000.00 | 0.00 | 0.00 | Not Quoted | Not Quoted | 15019.00 | 1802280.00 | Not Quoted | Not Quoted | 21120.00 | 2534400.00 | 0.00 | mastek engineering private limited
555.00 | Pipeline & Structural Works: MINOR WATER CROSSING (BY OPEN CUT) Complete work of the minor water crossings (between the limits as defined in the drawings) and execution of, but not limited to, the following works in accordance with specifications and instructions of Engineer-in-Charge and all provisions of Contract document; "Receiving and taking over" of Owner supplied corrosion coated line pipes from Owner's designated places of issue/dump site(s) and transportation to Contractor's stock yard/ workshop/ worksite including all handling, loading, unloading, etc.; transportation of all Contractor supplied materials to worksite(s), including manpower, consumables etc.; Supply and installation of 6" CS conduit for installation of HDPE duct for OFC cable across river crossing & including supply and installation of casing end seals (as applicable), acquiring the required land for site preparations; Preparation of detailed construction method statements and calculations for Company approval; Complete site preparation including arranging of required land for construction purposes, preparation of pipeline launching area, etc.; String preparation including supply and application of concrete coating on pipes, repair of corrosion and concrete coating damages, NDT of welds and re-beveled area, weld repair and retest, corrosion coating of field joints, pre-hydrotest of completed strings etc.; Pre-construction surveys, Trenching to the specified depth on the banks and bed including maintenance of the trench in all types of soil/ rocky strata, all depths and all conditions of water crossings by various methods, etc. to a width to accommodate the pipeline and CS conduit for optical fibre cable/ cable conduit (if applicable) as per the relevant standards, specifications, scope of work etc; Laying of pipeline in approved trench and across the water crossings, including Post hydro testing, providing warning tape/ mat, Backfilling of the trench including supply and padding by select backfill as required, stabilization of banks, including supply of all materials, consumables, restoration and clean up etc.; tie-in with pipeline at either banks etc.; All other works required as per drawings, scope of work, specifications, standards, calculations, method statements, other provisions of Contract documents and instruction of Engineer in Charge. River Crossing as per following details : ( Pipe OD - 18 INCH, Wall Thickness - 9.7 MM, Chainage - 576.06 KM, Concrete Coating Thickness - 60 MM, River Name - Unlined Canal , Material - API 5L Gr. X 70 PSL2 , Type of Soil - Rock , Drawing No. - GAIL-MSA-DES-NJPL-CS-620 ) | 132.00 | M |  | 35000.00 | 4620000.00 | Not Quoted | Not Quoted | 14000.00 | 1848000.00 | 15000.00 | 1980000.00 | Not Quoted | Not Quoted | Not Quoted | Not Quoted | 30000.00 | 3960000.00 | 11307.00 | 1492524.00 | Not Quoted | Not Quoted | 20000.00 | 2640000.00 | 0.00 | 0.00 | Not Quoted | Not Quoted | 15019.00 | 1982508.00 | Not Quoted | Not Quoted | 21120.00 | 2787840.00 | 0.00 | mastek engineering private limited
556.00 | Pipeline & Structural Works: MINOR WATER CROSSING (BY OPEN CUT) Complete work of the minor water crossings (between the limits as defined in the drawings) and execution of, but not limited to, the following works in accordance with specifications and instructions of Engineer-in-Charge and all provisions of Contract document; "Receiving and taking over" of Owner supplied corrosion coated line pipes from Owner's designated places of issue/dump site(s) and transportation to Contractor's stock yard/ workshop/ worksite including all handling, loading, unloading, etc.; transportation of all Contractor supplied materials to worksite(s), including manpower, consumables etc.; Supply and installation of 6" CS conduit for installation of HDPE duct for OFC cable across river crossing & including supply and installation of casing end seals (as applicable), acquiring the required land for site preparations; Preparation of detailed construction method statements and calculations for Company approval; Complete site preparation including arranging of required land for construction purposes, preparation of pipeline launching area, etc.; String preparation including supply and application of concrete coating on pipes, repair of corrosion and concrete coating damages, NDT of welds and re-beveled area, weld repair and retest, corrosion coating of field joints, pre-hydrotest of completed strings etc.; Pre-construction surveys, Trenching to the specified depth on the banks and bed including maintenance of the trench in all types of soil/ rocky strata, all depths and all conditions of water crossings by various methods, etc. to a width to accommodate the pipeline and CS conduit for optical fibre cable/ cable conduit (if applicable) as per the relevant standards, specifications, scope of work etc; Laying of pipeline in approved trench and across the water crossings, including Post hydro testing, providing warning tape/ mat, Backfilling of the trench including supply and padding by select backfill as required, stabilization of banks, including supply of all materials, consumables, restoration and clean up etc.; tie-in with pipeline at either banks etc.; All other works required as per drawings, scope of work, specifications, standards, calculations, method statements, other provisions of Contract documents and instruction of Engineer in Charge. River Crossing as per following details : ( Pipe OD - 18 INCH, Wall Thickness - 9.7 MM, Chainage - 601.086 KM, Concrete Coating Thickness - 60 MM, River Name - Nala , Material - API 5L Gr. X 70 PSL2 , Type of Soil - Rock , Drawing No. - GAIL-MSA-DES-NJPL-CS-640 ) | 168.00 | M |  | 35000.00 | 5880000.00 | Not Quoted | Not Quoted | 14000.00 | 2352000.00 | 15000.00 | 2520000.00 | Not Quoted | Not Quoted | Not Quoted | Not Quoted | 30000.00 | 5040000.00 | 11307.00 | 1899576.00 | Not Quoted | Not Quoted | 20000.00 | 3360000.00 | 0.00 | 0.00 | Not Quoted | Not Quoted | 15019.00 | 2523192.00 | Not Quoted | Not Quoted | 21120.00 | 3548160.00 | 0.00 | mastek engineering private limited
557.00 | Pipeline & Structural Works: MINOR WATER CROSSING (BY OPEN CUT) Complete work of the minor water crossings (between the limits as defined in the drawings) and execution of, but not limited to, the following works in accordance with specifications and instructions of Engineer-in-Charge and all provisions of Contract document; "Receiving and taking over" of Owner supplied corrosion coated line pipes from Owner's designated places of issue/dump site(s) and transportation to Contractor's stock yard/ workshop/ worksite including all handling, loading, unloading, etc.; transportation of all Contractor supplied materials to worksite(s), including manpower, consumables etc.; Supply and installation of 6" CS conduit for installation of HDPE duct for OFC cable across river crossing & including supply and installation of casing end seals (as applicable), acquiring the required land for site preparations; Preparation of detailed construction method statements and calculations for Company approval; Complete site preparation including arranging of required land for construction purposes, preparation of pipeline launching area, etc.; String preparation including supply and application of concrete coating on pipes, repair of corrosion and concrete coating damages, NDT of welds and re-beveled area, weld repair and retest, corrosion coating of field joints, pre-hydrotest of completed strings etc.; Pre-construction surveys, Trenching to the specified depth on the banks and bed including maintenance of the trench in all types of soil/ rocky strata, all depths and all conditions of water crossings by various methods, etc. to a width to accommodate the pipeline and CS conduit for optical fibre cable/ cable conduit (if applicable) as per the relevant standards, specifications, scope of work etc; Laying of pipeline in approved trench and across the water crossings, including Post hydro testing, providing warning tape/ mat, Backfilling of the trench including supply and padding by select backfill as required, stabilization of banks, including supply of all materials, consumables, restoration and clean up etc.; tie-in with pipeline at either banks etc.; All other works required as per drawings, scope of work, specifications, standards, calculations, method statements, other provisions of Contract documents and instruction of Engineer in Charge. River Crossing as per following details : ( Pipe OD - 18 INCH, Wall Thickness - 9.7 MM, Chainage - 601.529 KM, Concrete Coating Thickness - 60 MM, River Name - Nala , Material - API 5L Gr. X 70 PSL2 , Type of Soil - Rock , Drawing No. - GAIL-MSA-DES-NJPL-CS-641 ) | 144.00 | M |  | 35000.00 | 5040000.00 | Not Quoted | Not Quoted | 14000.00 | 2016000.00 | 15000.00 | 2160000.00 | Not Quoted | Not Quoted | Not Quoted | Not Quoted | 30000.00 | 4320000.00 | 11307.00 | 1628208.00 | Not Quoted | Not Quoted | 20000.00 | 2880000.00 | 0.00 | 0.00 | Not Quoted | Not Quoted | 15019.00 | 2162736.00 | Not Quoted | Not Quoted | 21120.00 | 3041280.00 | 0.00 | mastek engineering private limited
558.00 | Pipeline & Structural Works: PERMANENT MARKERS Supply, fabrication and installation of following types of permanent markers along the route including all associated civil works such as excavation in all types of soil, construction of pedestals and grouting with concrete, clearing, supply and application of approved colour and quality of primer and paint, stencil letter cutting for numbers, direction, chainage etc., restoration of area to original condition and performing all works as per drawings, scope of work, specifications, standards and instructions of Engineer-in-Charge. Note: The painting of all markers shall conform to environments specified as per scope of work and protective coating specification. Navigable Water Sign | 10.00 | NOS |  | 35000.00 | 350000.00 | Not Quoted | Not Quoted | 125000.00 | 1250000.00 | 49500.00 | 495000.00 | Not Quoted | Not Quoted | Not Quoted | Not Quoted | 15000.00 | 150000.00 | 14134.00 | 141340.00 | Not Quoted | Not Quoted | 14000.00 | 140000.00 | 0.00 | 0.00 | Not Quoted | Not Quoted | 35200.00 | 352000.00 | Not Quoted | Not Quoted | 52800.00 | 528000.00 | 0.00 | mastek engineering private limited
559.00 | Pipeline & Structural Works: PERMANENT MARKERS Supply, fabrication and installation of following types of permanent markers along the route including all associated civil works such as excavation in all types of soil, construction of pedestals and grouting with concrete, clearing, supply and application of approved colour and quality of primer and paint, stencil letter cutting for numbers, direction, chainage etc., restoration of area to original condition and performing all works as per drawings, scope of work, specifications, standards and instructions of Engineer-in-Charge. Note: The painting of all markers shall conform to environments specified as per scope of work and protective coating specification. Kilometer Post | 66.00 | NOS |  | 9000.00 | 594000.00 | Not Quoted | Not Quoted | 9500.00 | 627000.00 | 7700.00 | 508200.00 | Not Quoted | Not Quoted | Not Quoted | Not Quoted | 9000.00 | 594000.00 | 7350.00 | 485100.00 | Not Quoted | Not Quoted | 8500.00 | 561000.00 | 0.00 | 0.00 | Not Quoted | Not Quoted | 11000.00 | 726000.00 | Not Quoted | Not Quoted | 13200.00 | 871200.00 | 0.00 | mastek engineering private limited
560.00 | Pipeline & Structural Works: PERMANENT MARKERS Supply, fabrication and installation of following types of permanent markers along the route including all associated civil works such as excavation in all types of soil, construction of pedestals and grouting with concrete, clearing, supply and application of approved colour and quality of primer and paint, stencil letter cutting for numbers, direction, chainage etc., restoration of area to original condition and performing all works as per drawings, scope of work, specifications, standards and instructions of Engineer-in-Charge. Note: The painting of all markers shall conform to environments specified as per scope of work and protective coating specification. Pipeline Warning Signs | 268.00 | NOS |  | 9000.00 | 2412000.00 | Not Quoted | Not Quoted | 9500.00 | 2546000.00 | 7700.00 | 2063600.00 | Not Quoted | Not Quoted | Not Quoted | Not Quoted | 9000.00 | 2412000.00 | 7350.00 | 1969800.00 | Not Quoted | Not Quoted | 8200.00 | 2197600.00 | 0.00 | 0.00 | Not Quoted | Not Quoted | 11000.00 | 2948000.00 | Not Quoted | Not Quoted | 10560.00 | 2830080.00 | 0.00 | mastek engineering private limited
561.00 | Pipeline & Structural Works: PERMANENT MARKERS Supply, fabrication and installation of following types of permanent markers along the route including all associated civil works such as excavation in all types of soil, construction of pedestals and grouting with concrete, clearing, supply and application of approved colour and quality of primer and paint, stencil letter cutting for numbers, direction, chainage etc., restoration of area to original condition and performing all works as per drawings, scope of work, specifications, standards and instructions of Engineer-in-Charge. Note: The painting of all markers shall conform to environments specified as per scope of work and protective coating specification. Right of use Boundary Markers | 480.00 | NOS |  | 1100.00 | 528000.00 | Not Quoted | Not Quoted | 900.00 | 432000.00 | 1100.00 | 528000.00 | Not Quoted | Not Quoted | Not Quoted | Not Quoted | 1200.00 | 576000.00 | 1131.00 | 542880.00 | Not Quoted | Not Quoted | 1500.00 | 720000.00 | 0.00 | 0.00 | Not Quoted | Not Quoted | 1980.00 | 950400.00 | Not Quoted | Not Quoted | 2112.00 | 1013760.00 | 0.00 | mastek engineering private limited
562.00 | Pipeline & Structural Works: PERMANENT MARKERS Supply, fabrication and installation of following types of permanent markers along the route including all associated civil works such as excavation in all types of soil, construction of pedestals and grouting with concrete, clearing, supply and application of approved colour and quality of primer and paint, stencil letter cutting for numbers, direction, chainage etc., restoration of area to original condition and performing all works as per drawings, scope of work, specifications, standards and instructions of Engineer-in-Charge. Note: The painting of all markers shall conform to environments specified as per scope of work and protective coating specification. Aerial Markers | 23.00 | NOS |  | 13000.00 | 299000.00 | Not Quoted | Not Quoted | 12500.00 | 287500.00 | 8250.00 | 189750.00 | Not Quoted | Not Quoted | Not Quoted | Not Quoted | 9000.00 | 207000.00 | 14134.00 | 325082.00 | Not Quoted | Not Quoted | 10000.00 | 230000.00 | 0.00 | 0.00 | Not Quoted | Not Quoted | 11000.00 | 253000.00 | Not Quoted | Not Quoted | 14080.00 | 323840.00 | 0.00 | mastek engineering private limited
563.00 | Pipeline & Structural Works: PERMANENT MARKERS Supply, fabrication and installation of following types of permanent markers along the route including all associated civil works such as excavation in all types of soil, construction of pedestals and grouting with concrete, clearing, supply and application of approved colour and quality of primer and paint, stencil letter cutting for numbers, direction, chainage etc., restoration of area to original condition and performing all works as per drawings, scope of work, specifications, standards and instructions of Engineer-in-Charge. Note: The painting of all markers shall conform to environments specified as per scope of work and protective coating specification. Direction Markers | 165.00 | NOS |  | 9000.00 | 1485000.00 | Not Quoted | Not Quoted | 9500.00 | 1567500.00 | 7700.00 | 1270500.00 | Not Quoted | Not Quoted | Not Quoted | Not Quoted | 9000.00 | 1485000.00 | 7350.00 | 1212750.00 | Not Quoted | Not Quoted | 8000.00 | 1320000.00 | 0.00 | 0.00 | Not Quoted | Not Quoted | 11000.00 | 1815000.00 | Not Quoted | Not Quoted | 10560.00 | 1742400.00 | 0.00 | mastek engineering private limited
564.00 | Pipeline & Structural Works: REPAIR OF DEFECTS (ATTRIBUTABLE TO OWNER) Repair of defects in pipes/ line pipes of all thicknesses and external coating noted at the time of taking delivery by Contractor, including performing all works as per specifications, scope of work, standards and directions of Engineer-In-Charge, supply of all repair material and inspection. Repair of Defects in Pipe by Cutting and re-beveling including NDT of re-bevelled area (dents in bevels exceeding 3 mm in depth) Pipes as per following details : ( Pipe OD - 18 INCH, Wall Thickness - 8.2 MM ) | 5.00 | NOS |  | 5000.00 | 25000.00 | Not Quoted | Not Quoted | 1200.00 | 6000.00 | 5500.00 | 27500.00 | Not Quoted | Not Quoted | Not Quoted | Not Quoted | 1000.00 | 5000.00 | 9500.00 | 47500.00 | Not Quoted | Not Quoted | 5.00 | 25.00 | 0.00 | 0.00 | Not Quoted | Not Quoted | 11000.00 | 55000.00 | Not Quoted | Not Quoted | 4400.00 | 22000.00 | 0.00 | mastek engineering private limited
565.00 | Pipeline & Structural Works: REPAIR OF DEFECTS (ATTRIBUTABLE TO OWNER) Repair of defects in pipes/ line pipes of all thicknesses and external coating noted at the time of taking delivery by Contractor, including performing all works as per specifications, scope of work, standards and directions of Engineer-In-Charge, supply of all repair material and inspection. Repair of Defects in Pipe by Cutting and re-beveling including NDT of re-bevelled area (dents in bevels exceeding 3 mm in depth) Pipes as per following details : ( Pipe OD - 18 INCH, Wall Thickness - 9.7 MM ) | 5.00 | NOS |  | 5000.00 | 25000.00 | Not Quoted | Not Quoted | 1200.00 | 6000.00 | 5500.00 | 27500.00 | Not Quoted | Not Quoted | Not Quoted | Not Quoted | 1000.00 | 5000.00 | 10000.00 | 50000.00 | Not Quoted | Not Quoted | 5.00 | 25.00 | 0.00 | 0.00 | Not Quoted | Not Quoted | 11000.00 | 55000.00 | Not Quoted | Not Quoted | 4400.00 | 22000.00 | 0.00 | mastek engineering private limited
566.00 | Pipeline & Structural Works: REPAIR OF DEFECTS (ATTRIBUTABLE TO OWNER) Repair of defects in pipes/ line pipes of all thicknesses and external coating noted at the time of taking delivery by Contractor, including performing all works as per specifications, scope of work, standards and directions of Engineer-In-Charge, supply of all repair material and inspection. Repair of Defects in Pipe by Cutting and re-beveling including NDT of re-bevelled area (dents in bevels exceeding 3 mm in depth) Pipes as per following details : ( Pipe OD - 18 INCH, Wall Thickness - 11.9 MM ) | 3.00 | NOS |  | 5000.00 | 15000.00 | Not Quoted | Not Quoted | 1200.00 | 3600.00 | 5500.00 | 16500.00 | Not Quoted | Not Quoted | Not Quoted | Not Quoted | 1000.00 | 3000.00 | 10200.00 | 30600.00 | Not Quoted | Not Quoted | 5.00 | 15.00 | 0.00 | 0.00 | Not Quoted | Not Quoted | 11000.00 | 33000.00 | Not Quoted | Not Quoted | 4576.00 | 13728.00 | 0.00 | mastek engineering private limited
567.00 | Pipeline & Structural Works: REPAIR OF DEFECTS (ATTRIBUTABLE TO OWNER) Repair of defects in pipes/ line pipes of all thicknesses and external coating noted at the time of taking delivery by Contractor, including performing all works as per specifications, scope of work, standards and directions of Engineer-In-Charge, supply of all repair material and inspection. Repair of Defects in Pipe by Jack out (dents in bevels ranging between 1 mm and 3 mm in depth) Pipes as per following details : ( Pipe OD - 18 INCH, Wall Thickness - 8.2 MM ) | 2.00 | NOS |  | 2500.00 | 5000.00 | Not Quoted | Not Quoted | 1000.00 | 2000.00 | 5500.00 | 11000.00 | Not Quoted | Not Quoted | Not Quoted | Not Quoted | 1000.00 | 2000.00 | 4500.00 | 9000.00 | Not Quoted | Not Quoted | 5.00 | 10.00 | 0.00 | 0.00 | Not Quoted | Not Quoted | 4400.00 | 8800.00 | Not Quoted | Not Quoted | 4224.00 | 8448.00 | 0.00 | mastek engineering private limited
568.00 | Pipeline & Structural Works: REPAIR OF DEFECTS (ATTRIBUTABLE TO OWNER) Repair of defects in pipes/ line pipes of all thicknesses and external coating noted at the time of taking delivery by Contractor, including performing all works as per specifications, scope of work, standards and directions of Engineer-In-Charge, supply of all repair material and inspection. Repair of Defects in Pipe by Jack out (dents in bevels ranging between 1 mm and 3 mm in depth) Pipes as per following details : ( Pipe OD - 18 INCH, Wall Thickness - 9.7 MM ) | 2.00 | NOS |  | 2500.00 | 5000.00 | Not Quoted | Not Quoted | 1000.00 | 2000.00 | 5500.00 | 11000.00 | Not Quoted | Not Quoted | Not Quoted | Not Quoted | 1000.00 | 2000.00 | 4800.00 | 9600.00 | Not Quoted | Not Quoted | 5.00 | 10.00 | 0.00 | 0.00 | Not Quoted | Not Quoted | 4400.00 | 8800.00 | Not Quoted | Not Quoted | 4400.00 | 8800.00 | 0.00 | mastek engineering private limited
569.00 | Pipeline & Structural Works: REPAIR OF DEFECTS (ATTRIBUTABLE TO OWNER) Repair of defects in pipes/ line pipes of all thicknesses and external coating noted at the time of taking delivery by Contractor, including performing all works as per specifications, scope of work, standards and directions of Engineer-In-Charge, supply of all repair material and inspection. Repair of Defects in Pipe by Jack out (dents in bevels ranging between 1 mm and 3 mm in depth) Pipes as per following details : ( Pipe OD - 18 INCH, Wall Thickness - 11.9 MM ) | 1.00 | NOS |  | 2500.00 | 2500.00 | Not Quoted | Not Quoted | 1000.00 | 1000.00 | 5500.00 | 5500.00 | Not Quoted | Not Quoted | Not Quoted | Not Quoted | 1000.00 | 1000.00 | 5000.00 | 5000.00 | Not Quoted | Not Quoted | 5.00 | 5.00 | 0.00 | 0.00 | Not Quoted | Not Quoted | 4400.00 | 4400.00 | Not Quoted | Not Quoted | 4576.00 | 4576.00 | 0.00 | mastek engineering private limited
570.00 | Pipeline & Structural Works: REPAIR OF DEFECTS (ATTRIBUTABLE TO OWNER) REPAIR OF HOLIDAY IN COATING Supply of all coating repair materials as per the requirements of the relevant specifications, supply of all consumables, utilities, equipment, and all manpower required, pipe cleaning and surface preparation, repairing of coating defects (resulting in holiday in coating) and testing including all handling, transportation, etc. for line pipes, performing all works necessary for the completion of the works strictly in accordance with the relevant specifications and instructions of Engineer-in-Charge. This rate shall be applicable per sq. cm of the exposed steel area. Repair of Holiday in Coating ( Type of Coating - 3LPE ) | 200.00 | SCM |  | 100.00 | 20000.00 | Not Quoted | Not Quoted | 50.00 | 10000.00 | 1100.00 | 220000.00 | Not Quoted | Not Quoted | Not Quoted | Not Quoted | 50.00 | 10000.00 | 180.00 | 36000.00 | Not Quoted | Not Quoted | 2.00 | 400.00 | 0.00 | 0.00 | Not Quoted | Not Quoted | 550.00 | 110000.00 | Not Quoted | Not Quoted | 88.00 | 17600.00 | 0.00 | mastek engineering private limited
571.00 | Pipeline & Structural Works: REPAIR OF DEFECTS (ATTRIBUTABLE TO OWNER) REPAIR OF COSMETIC DEFECTS IN COATING : Supply of all coating repair materials as per the requirements of the relevant specifications, supply of all consumables, utilities, equipment, and all manpower required, pipe cleaning and surface preparation, repairing of coating defects (resulting in holiday in coating) and testing including all handling, transportation, etc. for line pipes, performing all works necessary for the completion of the works strictly in accordance with the relevant specifications and instructions of Engineer-in-Charge. This rate shall be applicable per sq. cm of repair patch. Repair of Cosmetic defect in Coating ( Type of Coating - 3LPE ) | 200.00 | SCM |  | 100.00 | 20000.00 | Not Quoted | Not Quoted | 80.00 | 16000.00 | 1100.00 | 220000.00 | Not Quoted | Not Quoted | Not Quoted | Not Quoted | 50.00 | 10000.00 | 190.00 | 38000.00 | Not Quoted | Not Quoted | 2.00 | 400.00 | 0.00 | 0.00 | Not Quoted | Not Quoted | 550.00 | 110000.00 | Not Quoted | Not Quoted | 220.00 | 44000.00 | 0.00 | mastek engineering private limited
572.00 | Pipeline & Structural Works: SUPPLY AND INSTALLATION OF CASING PIPE AND CS CONDUIT Supply and installation of casing pipe and CS conduit for OFC by jacking/ boring or open cut for rail, road or canal crossings wherever required in all types of soil and terrain separately for carrier pipes and fibre optic cable/cable conduit, supply of all other Contractor supplied materials viz. casing insulators and casing end seals, materials for casing vents and drain assemblies etc,. including transportation, supply of all other materials, equipments, consumables, man-power, welding including visual inspection of all weld joints, installation of casing insulators, end seals, vents and drain- off pipes, backfilling and restoration as original of the facility crossed and performing all works as per drawings, scope of work, specifications, standards and instructions of Engineer-in-Charge and provisions of Contract document. Supply & Installation of Casing Pipe by Jacking/Boring ( Casing Pipe OD - 26 INCH, Wall Thickness - 10.31 MM, Material - API 5L Gr. B/ IS 3589 Gr. Fe 410 ) | 60.00 | M |  | 35000.00 | 2100000.00 | Not Quoted | Not Quoted | 45000.00 | 2700000.00 | 39532.00 | 2371920.00 | Not Quoted | Not Quoted | Not Quoted | Not Quoted | 40000.00 | 2400000.00 | 49751.00 | 2985060.00 | Not Quoted | Not Quoted | 35000.00 | 2100000.00 | 0.00 | 0.00 | Not Quoted | Not Quoted | 40700.00 | 2442000.00 | Not Quoted | Not Quoted | 31680.00 | 1900800.00 | 0.00 | mastek engineering private limited
573.00 | Pipeline & Structural Works: SUPPLY AND INSTALLATION OF CASING PIPE AND CS CONDUIT Supply and installation of casing pipe and CS conduit for OFC by jacking/ boring or open cut for rail, road or canal crossings wherever required in all types of soil and terrain separately for carrier pipes and fibre optic cable/cable conduit, supply of all other Contractor supplied materials viz. casing insulators and casing end seals, materials for casing vents and drain assemblies etc,. including transportation, supply of all other materials, equipments, consumables, man-power, welding including visual inspection of all weld joints, installation of casing insulators, end seals, vents and drain- off pipes, backfilling and restoration as original of the facility crossed and performing all works as per drawings, scope of work, specifications, standards and instructions of Engineer-in-Charge and provisions of Contract document. Supply & Installation of Casing Pipe by Open Cut ( Casing Pipe OD - 26 INCH, Wall Thickness - 10.31 MM, Material - API 5L Gr. B/ IS 3589 Gr. Fe 410 ) | 60.00 | M |  | 30000.00 | 1800000.00 | Not Quoted | Not Quoted | 30000.00 | 1800000.00 | 30732.00 | 1843920.00 | Not Quoted | Not Quoted | Not Quoted | Not Quoted | 30000.00 | 1800000.00 | 49751.00 | 2985060.00 | Not Quoted | Not Quoted | 25000.00 | 1500000.00 | 0.00 | 0.00 | Not Quoted | Not Quoted | 24200.00 | 1452000.00 | Not Quoted | Not Quoted | 26400.00 | 1584000.00 | 0.00 | mastek engineering private limited
574.00 | Pipeline & Structural Works: SUPPLY AND INSTALLATION OF CASING PIPE AND CS CONDUIT Supply and installation of casing pipe and CS conduit for OFC by jacking/ boring or open cut for rail, road or canal crossings wherever required in all types of soil and terrain separately for carrier pipes and fibre optic cable/cable conduit, supply of all other Contractor supplied materials viz. casing insulators and casing end seals, materials for casing vents and drain assemblies etc,. including transportation, supply of all other materials, equipments, consumables, man-power, welding including visual inspection of all weld joints, installation of casing insulators, end seals, vents and drain- off pipes, backfilling and restoration as original of the facility crossed and performing all works as per drawings, scope of work, specifications, standards and instructions of Engineer-in-Charge and provisions of Contract document. Supply & Installation of CS Conduit for OFC by Jacking/Boring ( CS Conduit OD - 6.625 INCH, Wall Thickness - 6.4 MM, Material - API 5L Gr. B/ IS 1239/ IS 3589 ) - For IS 1239 shall be HVY & as per standard | 60.00 | M |  | 15000.00 | 900000.00 | Not Quoted | Not Quoted | 9800.00 | 588000.00 | 8357.00 | 501420.00 | Not Quoted | Not Quoted | Not Quoted | Not Quoted | 8000.00 | 480000.00 | 4976.00 | 298560.00 | Not Quoted | Not Quoted | 6500.00 | 390000.00 | 0.00 | 0.00 | Not Quoted | Not Quoted | 9108.00 | 546480.00 | Not Quoted | Not Quoted | 10560.00 | 633600.00 | 0.00 | mastek engineering private limited
575.00 | Pipeline & Structural Works: SUPPLY AND INSTALLATION OF CASING PIPE AND CS CONDUIT Supply and installation of casing pipe and CS conduit for OFC by jacking/ boring or open cut for rail, road or canal crossings wherever required in all types of soil and terrain separately for carrier pipes and fibre optic cable/cable conduit, supply of all other Contractor supplied materials viz. casing insulators and casing end seals, materials for casing vents and drain assemblies etc,. including transportation, supply of all other materials, equipments, consumables, man-power, welding including visual inspection of all weld joints, installation of casing insulators, end seals, vents and drain- off pipes, backfilling and restoration as original of the facility crossed and performing all works as per drawings, scope of work, specifications, standards and instructions of Engineer-in-Charge and provisions of Contract document. Supply & Installation of CS Conduit for OFC by Open Cut ( CS Conduit OD - 6.624 INCH, Wall Thickness - 6.4 MM, Material - API 5L Gr. B/ IS 1239/ IS 3589 ) - For IS 1239 shall be HVY & as per standard | 3024.00 | M |  | 4000.00 | 12096000.00 | Not Quoted | Not Quoted | 2800.00 | 8467200.00 | 6157.00 | 18618768.00 | Not Quoted | Not Quoted | Not Quoted | Not Quoted | 5000.00 | 15120000.00 | 4976.00 | 15047424.00 | Not Quoted | Not Quoted | 3500.00 | 10584000.00 | 0.00 | 0.00 | Not Quoted | Not Quoted | 4708.00 | 14236992.00 | Not Quoted | Not Quoted | 3960.00 | 11975040.00 | 0.00 | mastek engineering private limited
576.00 | Pipeline & Structural Works: LEAKS/ BURSTS (ATTRIBUTABLE TO OWNER) MAJOR LEAK (DETECTED BY VISUAL METHOD) All works for locating major leak/burst (occurred during hydrostatic testing) including necessary repairing/replacing defective pipe length, including cutting and removing out defective pipes, pretesting of replacement pipe and welding into mainline, NDT of welds and re-bevelled area, repair and re-testing of defective welds, coating of welded joints, clean-up, retesting the pipeline including providing all necessary equipments, labour, materials, consumables and inputs other than Owner supplied materials and performing all works as per drawings, scope of work, specifications, standards enclosed with the Contract and directions of Engineer-in-Charge. Note : 1. This rate is applicable for manufacturing defects in Company supplied material only. Major Leak (detected by visual method) ( Pipe OD - 18 INCH ) | 1.00 | NOS |  | 250000.00 | 250000.00 | Not Quoted | Not Quoted | 100.00 | 100.00 | 550000.00 | 550000.00 | Not Quoted | Not Quoted | Not Quoted | Not Quoted | 50000.00 | 50000.00 | 700000.00 | 700000.00 | Not Quoted | Not Quoted | 5.00 | 5.00 | 0.00 | 0.00 | Not Quoted | Not Quoted | 220000.00 | 220000.00 | Not Quoted | Not Quoted | 440000.00 | 440000.00 | 0.00 | mastek engineering private limited
577.00 | Pipeline & Structural Works: LEAKS/ BURSTS (ATTRIBUTABLE TO OWNER) MINOR LEAK (DETECTED BY SECTIONALISING) All works for locating leak by sectionalizing or any other methods which cannot be located by visual means, including necessary repairing/replacing defective pipe length, including cutting and removing out defective pipes, pretesting of replacement pipe and welding into mainline, NDT of welds and re-bevelled area, repair and re-testing of defective welds, coating of welded joints, clean-up, retesting the pipeline including providing all necessary equipments, labour, materials, consumables and inputs other than Owner supplied materials and performing all works as per drawings, scope of work, specifications, standards enclosed with the Contract and directions of Engineer-in-Charge. Note : 1. This rate is applicable for manufacturing defects in Company supplied material only. Minor Leak (detected by sectionalizing) ( Pipe OD - 18 INCH ) | 1.00 | NOS |  | 500000.00 | 500000.00 | Not Quoted | Not Quoted | 100.00 | 100.00 | 550000.00 | 550000.00 | Not Quoted | Not Quoted | Not Quoted | Not Quoted | 100000.00 | 100000.00 | 500000.00 | 500000.00 | Not Quoted | Not Quoted | 5.00 | 5.00 | 0.00 | 0.00 | Not Quoted | Not Quoted | 330000.00 | 330000.00 | Not Quoted | Not Quoted | 176000.00 | 176000.00 | 0.00 | mastek engineering private limited
578.00 | Pipeline & Structural Works: LEAKS/ BURSTS (ATTRIBUTABLE TO OWNER) LEAKS/ BURSTS (ATTRIBUTABLE TO OWNER) (FOR TERMINAL PIPING) LEAKS/ BURSTS (ATTRIBUTABLE TO OWNER) All works for leak/burst (occurring during hydrostatic testing) by necessary repair/replacement of defective pipe length, including cutting and removing out defective pipes, welding, NDT of welds, repair and re-testing of defective welds, painting of welded joints, clean-up, re hydro testing of the pipe segment including providing all necessary equipment, labour, materials, consumables and inputs other than Owner supplied materials and performing all works as per drawings, scope of work, specifications, standards enclosed with the Contract and directions of Engineer-in-Charge. Note: 1. This rate shall be applicable for manufacturing defects in Company supplied materials only. | 120.00 | INCH MTR |  | 1500.00 | 180000.00 | Not Quoted | Not Quoted | 50.00 | 6000.00 | 5500.00 | 660000.00 | Not Quoted | Not Quoted | Not Quoted | Not Quoted | 1500.00 | 180000.00 | 110.00 | 13200.00 | Not Quoted | Not Quoted | 2.00 | 240.00 | 0.00 | 0.00 | Not Quoted | Not Quoted | 2200.00 | 264000.00 | Not Quoted | Not Quoted | 880.00 | 105600.00 | 0.00 | mastek engineering private limited
579.00 | Pipeline & Structural Works: IDLE TIME PRESERVATION OF PIPELINE Preservation of complete pipeline and associated facilities and its maintenance including supply of all consumables, all equipment, man- power, etc., complete as per the requirements of specifications, scope of work, standards, other provisions of Contract document and instructions of Engineer-in- Charge. By filling and pressurizing with nitrogen including supply and maintenance of nitrogen as per following details: ( Pipe OD - 18 INCH, Nitrogen Pressure - 2 bar(g), Specified Period - 12 MONTH ) | 119444.00 | M |  | 15.00 | 1791660.00 | Not Quoted | Not Quoted | 25.00 | 2986100.00 | 10.00 | 1194440.00 | Not Quoted | Not Quoted | Not Quoted | Not Quoted | 10.00 | 1194440.00 | 85.00 | 10152740.00 | Not Quoted | Not Quoted | 10.00 | 1194440.00 | 0.00 | 0.00 | Not Quoted | Not Quoted | 2.00 | 238888.00 | Not Quoted | Not Quoted | 18.00 | 2149992.00 | 0.00 | mastek engineering private limited
580.00 | Pipeline & Structural Works: IDLE TIME PRESERVATION OF PIPELINE Preservation of complete pipeline and associated facilities and its maintenance including supply of all consumables, all equipment, man- power, etc., complete as per the requirements of specifications, scope of work, standards, other provisions of Contract document and instructions of Engineer-in- Charge. By filling and pressurizing with nitrogen including supply and maintenance of nitrogen as per following details: ( Pipe OD - 18 INCH, Nitrogen Pressure - 2 bar(g), Specified Period - 6 MONTH ) | 119444.00 | M |  | 15.00 | 1791660.00 | Not Quoted | Not Quoted | 30.00 | 3583320.00 | 10.00 | 1194440.00 | Not Quoted | Not Quoted | Not Quoted | Not Quoted | 15.00 | 1791660.00 | 68.00 | 8122192.00 | Not Quoted | Not Quoted | 15.00 | 1791660.00 | 0.00 | 0.00 | Not Quoted | Not Quoted | 4.00 | 477776.00 | Not Quoted | Not Quoted | 18.00 | 2149992.00 | 0.00 | mastek engineering private limited
581.00 | Pipeline & Structural Works: IDLE TIME PRESERVATION OF PIPELINE Preservation of complete terminal and associated facilities and its maintenance including supply of all consumables, all equipment, man- power, etc., complete as per the requirements of specifications, scope of work, standards, other provisions of Contract document and instructions of Engineer-in- Charge. By filling and pressurizing with nitrogen including supply and maintenance of nitrogen as per following details: ( Pipe OD - 18 INCH, Nitrogen Pressure - 2 bar(g), Specified Period - 6 MONTH ) | 3000.00 | INCH MTR |  | 5.00 | 15000.00 | Not Quoted | Not Quoted | 35.00 | 105000.00 | 10.00 | 30000.00 | Not Quoted | Not Quoted | Not Quoted | Not Quoted | 50.00 | 150000.00 | 118.00 | 354000.00 | Not Quoted | Not Quoted | 20.00 | 60000.00 | 0.00 | 0.00 | Not Quoted | Not Quoted | 6.00 | 18000.00 | Not Quoted | Not Quoted | 100.00 | 300000.00 | 0.00 | mastek engineering private limited
582.00 | Pipeline & Structural Works: IDLE TIME PRESERVATION OF PIPELINE Preservation of complete terminal and associated facilities and its maintenance including supply of all consumables, all equipment, man- power, etc., complete as per the requirements of specifications, scope of work, standards, other provisions of Contract document and instructions of Engineer-in- Charge. By filling and pressurizing with nitrogen including supply and maintenance of nitrogen as per following details: ( Pipe OD - 18 INCH, Nitrogen Pressure - 2 bar(g), Specified Period - 12 MONTH ) | 3000.00 | INCH MTR |  | 5.00 | 15000.00 | Not Quoted | Not Quoted | 20.00 | 60000.00 | 10.00 | 30000.00 | Not Quoted | Not Quoted | Not Quoted | Not Quoted | 50.00 | 150000.00 | 118.00 | 354000.00 | Not Quoted | Not Quoted | 20.00 | 60000.00 | 0.00 | 0.00 | Not Quoted | Not Quoted | 11.00 | 33000.00 | Not Quoted | Not Quoted | 100.00 | 300000.00 | 0.00 | mastek engineering private limited
583.00 | Pipeline & Structural Works: WATER BODY CROSSING BY HORIZONTAL DIRECTIONAL DRILLING (HDD) Complete work for the water body crossing (between the limits as indicated in the drawing/ Scope Document) in all types of soil/ rocky strata including all additional drilled lengths necessitated by Contractor's design and based on site conditions, carrying out geo-technical investigation, topographical and hydrological survey and collection of data to establish the bed of the water body; calculation of scour depth of water body crossings, including construction design calculation and engineering of the crossing, "Receiving and taking-over", handling, loading, transportation and unloading of Owner supplied externally corrosion coated/ bare line pipes from designated place(s) of issue/ dump site(s) to Contractor's own stock-yard(s); mobilization and de- mobilization at site(s), supply of all materials as per "Scope of Supply" including 6" size, 6.4 mm, API 5L Gr. B/ IS 3589 Fe 410 CS conduit pipe for OFC in required length, all consumables, equipment, manpower, other resources, acquiring the required land for string preparations, and execution of, but not limited to, the following works in accordance with specifications, drawings; preparation of all necessary construction drawings for Owner's approval, Preparation of detailed construction method statement, calculations and installation procedures, Strings preparation including welding, NDT of welds and re-beveled areas, radiography, weld repair and re-test, pre-hydrotesting of completed string, corrosion coating of field joints with HDD sleeves, inspection of corrosion coating and repair of defects, installation of pipeline string by Horizontal directional drilling, Installation of CS conduit/optical fibre cable conduit below the bed of the water body by separate horizontal directional drilling to the correct profile as per approved drawings and specification, Pulling of optical fibre cable in inter-duct of flexible HDPE tubing in the conduit mentioned above, Post-installation hydrotest including leaks and repair of defects and retesting, etc. for defects attributed to Contractor's faulty work, safe disposal of corrosion Inhibited water and bentonite, Supply, fabrication and construction of protective fencing as required, supply, fabrication and erection of pipeline markers, Restoration and clean-up etc., Preparation of as-built drawings and other records etc., All other works not specifically listed herein, but required as per drawings, scope of work, specifications, standards provision of contract document, calculations, and instruction of Engineer-in- Charge, leading to successful completion of works. Notes: 1. Length of HDD shall be measured as actual curvilinear length between tie-ins at entry and exit. 2. Payment shall be made on pro rata basis for any Increase/ decrease in HDD length. Water Body Crossing as per following details: ( Water Body Name - Hasdo River , Drawing No. - GAIL-MSA-DES-NJPL-CS-514 , Chainage - 491.317 KM, Pipe OD - 18 INCH, Wall Thickness - 9.7 MM, Pipe Material - API 5L Gr. X-70, PSL-2 , Strata - Rock ) | 800.00 | M |  | 60000.00 | 48000000.00 | Not Quoted | Not Quoted | 38000.00 | 30400000.00 | 68000.00 | 54400000.00 | Not Quoted | Not Quoted | Not Quoted | Not Quoted | 75000.00 | 60000000.00 | 45228.00 | 36182400.00 | Not Quoted | Not Quoted | 57000.00 | 45600000.00 | 0.00 | 0.00 | Not Quoted | Not Quoted | 62174.00 | 49739200.00 | Not Quoted | Not Quoted | 39600.00 | 31680000.00 | 0.00 | mastek engineering private limited
584.00 | Pipeline & Structural Works: WATER BODY CROSSING BY HORIZONTAL DIRECTIONAL DRILLING (HDD) Complete work for the water body crossing (between the limits as indicated in the drawing/ Scope Document) in all types of soil/ rocky strata including all additional drilled lengths necessitated by Contractor's design and based on site conditions, carrying out geo-technical investigation, topographical and hydrological survey and collection of data to establish the bed of the water body; calculation of scour depth of water body crossings, including construction design calculation and engineering of the crossing, "Receiving and taking-over", handling, loading, transportation and unloading of Owner supplied externally corrosion coated/ bare line pipes from designated place(s) of issue/ dump site(s) to Contractor's own stock-yard(s); mobilization and de- mobilization at site(s), supply of all materials as per "Scope of Supply" including 6" size, 6.4 mm, API 5L Gr. B/ IS 3589 Fe 410 CS conduit pipe for OFC in required length, all consumables, equipment, manpower, other resources, acquiring the required land for string preparations, and execution of, but not limited to, the following works in accordance with specifications, drawings; preparation of all necessary construction drawings for Owner's approval, Preparation of detailed construction method statement, calculations and installation procedures, Strings preparation including welding, NDT of welds and re-beveled areas, radiography, weld repair and re-test, pre-hydrotesting of completed string, corrosion coating of field joints with HDD sleeves, inspection of corrosion coating and repair of defects, installation of pipeline string by Horizontal directional drilling, Installation of CS conduit/optical fibre cable conduit below the bed of the water body by separate horizontal directional drilling to the correct profile as per approved drawings and specification, Pulling of optical fibre cable in inter-duct of flexible HDPE tubing in the conduit mentioned above, Post-installation hydrotest including leaks and repair of defects and retesting, etc. for defects attributed to Contractor's faulty work, safe disposal of corrosion Inhibited water and bentonite, Supply, fabrication and construction of protective fencing as required, supply, fabrication and erection of pipeline markers, Restoration and clean-up etc., Preparation of as-built drawings and other records etc., All other works not specifically listed herein, but required as per drawings, scope of work, specifications, standards provision of contract document, calculations, and instruction of Engineer-in- Charge, leading to successful completion of works. Notes: 1. Length of HDD shall be measured as actual curvilinear length between tie-ins at entry and exit. 2. Payment shall be made on pro rata basis for any Increase/ decrease in HDD length. Water Body Crossing as per following details: ( Water Body Name - Kelo River , Drawing No. - GAIL-MSA-DES-NJPL-CS-632 , Chainage - 589.881 KM, Pipe OD - 18 INCH, Wall Thickness - 9.7 MM, Pipe Material - API 5L Gr. X-70, PSL-2 , Strata - Rock ) | 450.00 | M |  | 60000.00 | 27000000.00 | Not Quoted | Not Quoted | 38000.00 | 17100000.00 | 66000.00 | 29700000.00 | Not Quoted | Not Quoted | Not Quoted | Not Quoted | 65000.00 | 29250000.00 | 42967.00 | 19335150.00 | Not Quoted | Not Quoted | 50000.00 | 22500000.00 | 0.00 | 0.00 | Not Quoted | Not Quoted | 62174.00 | 27978300.00 | Not Quoted | Not Quoted | 39600.00 | 17820000.00 | 0.00 | mastek engineering private limited
585.00 | Pipeline & Structural Works: WATER BODY CROSSING BY HORIZONTAL DIRECTIONAL DRILLING (HDD) Complete work for the water body crossing (between the limits as indicated in the drawing/ Scope Document) in all types of soil/ rocky strata including all additional drilled lengths necessitated by Contractor's design and based on site conditions, carrying out geo-technical investigation, topographical and hydrological survey and collection of data to establish the bed of the water body; calculation of scour depth of water body crossings, including construction design calculation and engineering of the crossing, "Receiving and taking-over", handling, loading, transportation and unloading of Owner supplied externally corrosion coated/ bare line pipes from designated place(s) of issue/ dump site(s) to Contractor's own stock-yard(s); mobilization and de- mobilization at site(s), supply of all materials as per "Scope of Supply" including 6" size, 6.4 mm, API 5L Gr. B/ IS 3589 Fe 410 CS conduit pipe for OFC in required length, all consumables, equipment, manpower, other resources, acquiring the required land for string preparations, and execution of, but not limited to, the following works in accordance with specifications, drawings; preparation of all necessary construction drawings for Owner's approval, Preparation of detailed construction method statement, calculations and installation procedures, Strings preparation including welding, NDT of welds and re-beveled areas, radiography, weld repair and re-test, pre-hydrotesting of completed string, corrosion coating of field joints with HDD sleeves, inspection of corrosion coating and repair of defects, installation of pipeline string by Horizontal directional drilling, Installation of CS conduit/optical fibre cable conduit below the bed of the water body by separate horizontal directional drilling to the correct profile as per approved drawings and specification, Pulling of optical fibre cable in inter-duct of flexible HDPE tubing in the conduit mentioned above, Post-installation hydrotest including leaks and repair of defects and retesting, etc. for defects attributed to Contractor's faulty work, safe disposal of corrosion Inhibited water and bentonite, Supply, fabrication and construction of protective fencing as required, supply, fabrication and erection of pipeline markers, Restoration and clean-up etc., Preparation of as-built drawings and other records etc., All other works not specifically listed herein, but required as per drawings, scope of work, specifications, standards provision of contract document, calculations, and instruction of Engineer-in- Charge, leading to successful completion of works. Notes: 1. Length of HDD shall be measured as actual curvilinear length between tie-ins at entry and exit. 2. Payment shall be made on pro rata basis for any Increase/ decrease in HDD length. Water Body Crossing as per following details: ( Water Body Name - Mand River , Drawing No. - GAIL-MSA-DES-NJPL-CS-604 , Chainage - 559.951 KM, Pipe OD - 18 INCH, Wall Thickness - 9.7 MM, Pipe Material - API 5L Gr. X-70, PSL-2 , Strata - Rock ) | 850.00 | M |  | 60000.00 | 51000000.00 | Not Quoted | Not Quoted | 38000.00 | 32300000.00 | 68000.00 | 57800000.00 | Not Quoted | Not Quoted | Not Quoted | Not Quoted | 85000.00 | 72250000.00 | 45228.00 | 38443800.00 | Not Quoted | Not Quoted | 57000.00 | 48450000.00 | 0.00 | 0.00 | Not Quoted | Not Quoted | 62174.00 | 52847900.00 | Not Quoted | Not Quoted | 39600.00 | 33660000.00 | 0.00 | mastek engineering private limited
586.00 | Pipeline & Structural Works: CROSSING BY HORIZONTAL DIRECTIONAL DRILLING (HDD) FOR ROAD/RAIL/UTILITY/ CANAL/ DRAIN/ NALLA CROSSINGS Complete work for the crossings in all types of soil/ rocky strata including all additional drilled lengths necessitated by Contractor's design and based on site conditions, carrying out geo-technical investigation, topographical survey including construction design calculation and engineering of the crossing, "Receiving and taking-over", handling, loading, transportation and unloading of Owner supplied externally corrosion coated/ bare line pipes from designated place(s) of issue/ dump site(s) to Contractor's own stock-yard(s); mobilization and de- mobilization at site(s), supply of all materials as per "Scope of Supply" including 6" size, 6.4 mm, API 5L Gr. B/ IS 3589 Fe 410 CS conduit pipe for OFC in required length, all consumables, equipment, manpower, other resources, acquiring the required land for string preparations, and execution of, but not limited to, the following works in accordance with specifications, drawings; preparation of all necessary construction drawings for Owner's approval, Preparation of detailed construction method statement, calculations and installation procedures, Strings preparation including welding, NDT of welds and re-beveled areas, radiography, weld repair and re-test, pre-hydrotesting of completed string, corrosion coating of field joints with HDD sleeves, inspection of corrosion coating and repair of defects, installation of pipeline string by Horizontal directional drilling, Installation of CS conduit/optical fibre cable conduit by separate horizontal directional drilling to the correct profile as per approved drawings and specification, Pulling of optical fibre cable in inter-duct of flexible HDPE tubing in the conduit mentioned above, Post-installation hydrotest including leaks and repair of defects and retesting, etc. for defects attributed to Contractor's faulty work, safe disposal of corrosion Inhibited water and bentonite; Supply, fabrication and construction of protective fencing as required, Restoration and clean-up etc., Preparation of as-built drawings and other records etc., All other works not specifically listed herein, but required as per drawings, scope of work, specifications, standards provision of contract document, calculations, and instruction of Engineer-in- Charge, leading to successful completion of works. Crossing as per following details: Crossing as per following details: ( Chainage - 496.268 KM, Pipe OD - 18 INCH, Wall Thickness - 9.7 MM, Pipe Material - API 5L Gr. X-70, PSL-2 , Crossing Type - LINED CANAL ) - Note: Strata for this crossing is Rocky | 280.00 | M |  | 60000.00 | 16800000.00 | Not Quoted | Not Quoted | 38000.00 | 10640000.00 | 66000.00 | 18480000.00 | Not Quoted | Not Quoted | Not Quoted | Not Quoted | 55000.00 | 15400000.00 | 39575.00 | 11081000.00 | Not Quoted | Not Quoted | 48000.00 | 13440000.00 | 0.00 | 0.00 | Not Quoted | Not Quoted | 54674.00 | 15308720.00 | Not Quoted | Not Quoted | 39600.00 | 11088000.00 | 0.00 | mastek engineering private limited
587.00 | Pipeline & Structural Works: CROSSING BY HORIZONTAL DIRECTIONAL DRILLING (HDD) FOR ROAD/RAIL/UTILITY/ CANAL/ DRAIN/ NALLA CROSSINGS Complete work for the crossings in all types of soil/ rocky strata including all additional drilled lengths necessitated by Contractor's design and based on site conditions, carrying out geo-technical investigation, topographical survey including construction design calculation and engineering of the crossing, "Receiving and taking-over", handling, loading, transportation and unloading of Owner supplied externally corrosion coated/ bare line pipes from designated place(s) of issue/ dump site(s) to Contractor's own stock-yard(s); mobilization and de- mobilization at site(s), supply of all materials as per "Scope of Supply" including 6" size, 6.4 mm, API 5L Gr. B/ IS 3589 Fe 410 CS conduit pipe for OFC in required length, all consumables, equipment, manpower, other resources, acquiring the required land for string preparations, and execution of, but not limited to, the following works in accordance with specifications, drawings; preparation of all necessary construction drawings for Owner's approval, Preparation of detailed construction method statement, calculations and installation procedures, Strings preparation including welding, NDT of welds and re-beveled areas, radiography, weld repair and re-test, pre-hydrotesting of completed string, corrosion coating of field joints with HDD sleeves, inspection of corrosion coating and repair of defects, installation of pipeline string by Horizontal directional drilling, Installation of CS conduit/optical fibre cable conduit by separate horizontal directional drilling to the correct profile as per approved drawings and specification, Pulling of optical fibre cable in inter-duct of flexible HDPE tubing in the conduit mentioned above, Post-installation hydrotest including leaks and repair of defects and retesting, etc. for defects attributed to Contractor's faulty work, safe disposal of corrosion Inhibited water and bentonite; Supply, fabrication and construction of protective fencing as required, Restoration and clean-up etc., Preparation of as-built drawings and other records etc., All other works not specifically listed herein, but required as per drawings, scope of work, specifications, standards provision of contract document, calculations, and instruction of Engineer-in- Charge, leading to successful completion of works. Crossing as per following details: Crossing as per following details: ( Chainage - 498.42 KM, Pipe OD - 18 INCH, Wall Thickness - 11.9 MM, Pipe Material - API 5L Gr. X 70 PSL2 , Crossing Type - RAILWAY ) - Note: Strata for this crossing is Rocky | 280.00 | M |  | 60000.00 | 16800000.00 | Not Quoted | Not Quoted | 38000.00 | 10640000.00 | 66000.00 | 18480000.00 | Not Quoted | Not Quoted | Not Quoted | Not Quoted | 55000.00 | 15400000.00 | 39575.00 | 11081000.00 | Not Quoted | Not Quoted | 48000.00 | 13440000.00 | 0.00 | 0.00 | Not Quoted | Not Quoted | 54674.00 | 15308720.00 | Not Quoted | Not Quoted | 39600.00 | 11088000.00 | 0.00 | mastek engineering private limited
588.00 | Pipeline & Structural Works: CROSSING BY HORIZONTAL DIRECTIONAL DRILLING (HDD) FOR ROAD/RAIL/UTILITY/ CANAL/ DRAIN/ NALLA CROSSINGS Complete work for the crossings in all types of soil/ rocky strata including all additional drilled lengths necessitated by Contractor's design and based on site conditions, carrying out geo-technical investigation, topographical survey including construction design calculation and engineering of the crossing, "Receiving and taking-over", handling, loading, transportation and unloading of Owner supplied externally corrosion coated/ bare line pipes from designated place(s) of issue/ dump site(s) to Contractor's own stock-yard(s); mobilization and de- mobilization at site(s), supply of all materials as per "Scope of Supply" including 6" size, 6.4 mm, API 5L Gr. B/ IS 3589 Fe 410 CS conduit pipe for OFC in required length, all consumables, equipment, manpower, other resources, acquiring the required land for string preparations, and execution of, but not limited to, the following works in accordance with specifications, drawings; preparation of all necessary construction drawings for Owner's approval, Preparation of detailed construction method statement, calculations and installation procedures, Strings preparation including welding, NDT of welds and re-beveled areas, radiography, weld repair and re-test, pre-hydrotesting of completed string, corrosion coating of field joints with HDD sleeves, inspection of corrosion coating and repair of defects, installation of pipeline string by Horizontal directional drilling, Installation of CS conduit/optical fibre cable conduit by separate horizontal directional drilling to the correct profile as per approved drawings and specification, Pulling of optical fibre cable in inter-duct of flexible HDPE tubing in the conduit mentioned above, Post-installation hydrotest including leaks and repair of defects and retesting, etc. for defects attributed to Contractor's faulty work, safe disposal of corrosion Inhibited water and bentonite; Supply, fabrication and construction of protective fencing as required, Restoration and clean-up etc., Preparation of as-built drawings and other records etc., All other works not specifically listed herein, but required as per drawings, scope of work, specifications, standards provision of contract document, calculations, and instruction of Engineer-in- Charge, leading to successful completion of works. Crossing as per following details: Crossing as per following details: ( Chainage - 512.595 KM, Pipe OD - 18 INCH, Wall Thickness - 9.7 MM, Pipe Material - API 5L Gr. X 70 PSL2 , Crossing Type - LINED CANAL ) - Note: Strata for this crossing is Rocky | 250.00 | M |  | 60000.00 | 15000000.00 | Not Quoted | Not Quoted | 38000.00 | 9500000.00 | 66000.00 | 16500000.00 | Not Quoted | Not Quoted | Not Quoted | Not Quoted | 55000.00 | 13750000.00 | 39575.00 | 9893750.00 | Not Quoted | Not Quoted | 48000.00 | 12000000.00 | 0.00 | 0.00 | Not Quoted | Not Quoted | 54674.00 | 13668500.00 | Not Quoted | Not Quoted | 39600.00 | 9900000.00 | 0.00 | mastek engineering private limited
589.00 | Pipeline & Structural Works: CROSSING BY HORIZONTAL DIRECTIONAL DRILLING (HDD) FOR ROAD/RAIL/UTILITY/ CANAL/ DRAIN/ NALLA CROSSINGS Complete work for the crossings in all types of soil/ rocky strata including all additional drilled lengths necessitated by Contractor's design and based on site conditions, carrying out geo-technical investigation, topographical survey including construction design calculation and engineering of the crossing, "Receiving and taking-over", handling, loading, transportation and unloading of Owner supplied externally corrosion coated/ bare line pipes from designated place(s) of issue/ dump site(s) to Contractor's own stock-yard(s); mobilization and de- mobilization at site(s), supply of all materials as per "Scope of Supply" including 6" size, 6.4 mm, API 5L Gr. B/ IS 3589 Fe 410 CS conduit pipe for OFC in required length, all consumables, equipment, manpower, other resources, acquiring the required land for string preparations, and execution of, but not limited to, the following works in accordance with specifications, drawings; preparation of all necessary construction drawings for Owner's approval, Preparation of detailed construction method statement, calculations and installation procedures, Strings preparation including welding, NDT of welds and re-beveled areas, radiography, weld repair and re-test, pre-hydrotesting of completed string, corrosion coating of field joints with HDD sleeves, inspection of corrosion coating and repair of defects, installation of pipeline string by Horizontal directional drilling, Installation of CS conduit/optical fibre cable conduit by separate horizontal directional drilling to the correct profile as per approved drawings and specification, Pulling of optical fibre cable in inter-duct of flexible HDPE tubing in the conduit mentioned above, Post-installation hydrotest including leaks and repair of defects and retesting, etc. for defects attributed to Contractor's faulty work, safe disposal of corrosion Inhibited water and bentonite; Supply, fabrication and construction of protective fencing as required, Restoration and clean-up etc., Preparation of as-built drawings and other records etc., All other works not specifically listed herein, but required as per drawings, scope of work, specifications, standards provision of contract document, calculations, and instruction of Engineer-in- Charge, leading to successful completion of works. Crossing as per following details: Crossing as per following details: ( Chainage - 527.356 KM, Pipe OD - 18 INCH, Wall Thickness - 9.7 MM, Pipe Material - API 5L Gr. X 70 PSL2 , Crossing Type - NH-49 ) - Note: Strata for this crossing is Rocky | 250.00 | M |  | 60000.00 | 15000000.00 | Not Quoted | Not Quoted | 38000.00 | 9500000.00 | 67000.00 | 16750000.00 | Not Quoted | Not Quoted | Not Quoted | Not Quoted | 55000.00 | 13750000.00 | 39575.00 | 9893750.00 | Not Quoted | Not Quoted | 48000.00 | 12000000.00 | 0.00 | 0.00 | Not Quoted | Not Quoted | 54674.00 | 13668500.00 | Not Quoted | Not Quoted | 39600.00 | 9900000.00 | 0.00 | mastek engineering private limited
590.00 | Pipeline & Structural Works: CROSSING BY HORIZONTAL DIRECTIONAL DRILLING (HDD) FOR ROAD/RAIL/UTILITY/ CANAL/ DRAIN/ NALLA CROSSINGS Complete work for the crossings in all types of soil/ rocky strata including all additional drilled lengths necessitated by Contractor's design and based on site conditions, carrying out geo-technical investigation, topographical survey including construction design calculation and engineering of the crossing, "Receiving and taking-over", handling, loading, transportation and unloading of Owner supplied externally corrosion coated/ bare line pipes from designated place(s) of issue/ dump site(s) to Contractor's own stock-yard(s); mobilization and de- mobilization at site(s), supply of all materials as per "Scope of Supply" including 6" size, 6.4 mm, API 5L Gr. B/ IS 3589 Fe 410 CS conduit pipe for OFC in required length, all consumables, equipment, manpower, other resources, acquiring the required land for string preparations, and execution of, but not limited to, the following works in accordance with specifications, drawings; preparation of all necessary construction drawings for Owner's approval, Preparation of detailed construction method statement, calculations and installation procedures, Strings preparation including welding, NDT of welds and re-beveled areas, radiography, weld repair and re-test, pre-hydrotesting of completed string, corrosion coating of field joints with HDD sleeves, inspection of corrosion coating and repair of defects, installation of pipeline string by Horizontal directional drilling, Installation of CS conduit/optical fibre cable conduit by separate horizontal directional drilling to the correct profile as per approved drawings and specification, Pulling of optical fibre cable in inter-duct of flexible HDPE tubing in the conduit mentioned above, Post-installation hydrotest including leaks and repair of defects and retesting, etc. for defects attributed to Contractor's faulty work, safe disposal of corrosion Inhibited water and bentonite; Supply, fabrication and construction of protective fencing as required, Restoration and clean-up etc., Preparation of as-built drawings and other records etc., All other works not specifically listed herein, but required as per drawings, scope of work, specifications, standards provision of contract document, calculations, and instruction of Engineer-in- Charge, leading to successful completion of works. Crossing as per following details: Crossing as per following details: ( Chainage - 549.001 KM, Pipe OD - 18 INCH, Wall Thickness - 11.9 MM, Pipe Material - API 5L Gr. X 70 PSL2 , Crossing Type - RAILWAY ) - Note: Strata for this crossing is Rocky | 280.00 | M |  | 60000.00 | 16800000.00 | Not Quoted | Not Quoted | 38000.00 | 10640000.00 | 67000.00 | 18760000.00 | Not Quoted | Not Quoted | Not Quoted | Not Quoted | 55000.00 | 15400000.00 | 39575.00 | 11081000.00 | Not Quoted | Not Quoted | 48000.00 | 13440000.00 | 0.00 | 0.00 | Not Quoted | Not Quoted | 54674.00 | 15308720.00 | Not Quoted | Not Quoted | 39600.00 | 11088000.00 | 0.00 | mastek engineering private limited
591.00 | Pipeline & Structural Works: CROSSING BY HORIZONTAL DIRECTIONAL DRILLING (HDD) FOR ROAD/RAIL/UTILITY/ CANAL/ DRAIN/ NALLA CROSSINGS Complete work for the crossings in all types of soil/ rocky strata including all additional drilled lengths necessitated by Contractor's design and based on site conditions, carrying out geo-technical investigation, topographical survey including construction design calculation and engineering of the crossing, "Receiving and taking-over", handling, loading, transportation and unloading of Owner supplied externally corrosion coated/ bare line pipes from designated place(s) of issue/ dump site(s) to Contractor's own stock-yard(s); mobilization and de- mobilization at site(s), supply of all materials as per "Scope of Supply" including 6" size, 6.4 mm, API 5L Gr. B/ IS 3589 Fe 410 CS conduit pipe for OFC in required length, all consumables, equipment, manpower, other resources, acquiring the required land for string preparations, and execution of, but not limited to, the following works in accordance with specifications, drawings; preparation of all necessary construction drawings for Owner's approval, Preparation of detailed construction method statement, calculations and installation procedures, Strings preparation including welding, NDT of welds and re-beveled areas, radiography, weld repair and re-test, pre-hydrotesting of completed string, corrosion coating of field joints with HDD sleeves, inspection of corrosion coating and repair of defects, installation of pipeline string by Horizontal directional drilling, Installation of CS conduit/optical fibre cable conduit by separate horizontal directional drilling to the correct profile as per approved drawings and specification, Pulling of optical fibre cable in inter-duct of flexible HDPE tubing in the conduit mentioned above, Post-installation hydrotest including leaks and repair of defects and retesting, etc. for defects attributed to Contractor's faulty work, safe disposal of corrosion Inhibited water and bentonite; Supply, fabrication and construction of protective fencing as required, Restoration and clean-up etc., Preparation of as-built drawings and other records etc., All other works not specifically listed herein, but required as per drawings, scope of work, specifications, standards provision of contract document, calculations, and instruction of Engineer-in- Charge, leading to successful completion of works. Crossing as per following details: Crossing as per following details: ( Chainage - 549.774 KM, Pipe OD - 18 INCH, Wall Thickness - 11.9 MM, Pipe Material - API 5L Gr. X 70 PSL2 , Crossing Type - RAILWAY ) - Note: Strata for this crossing is Rocky | 280.00 | M |  | 60000.00 | 16800000.00 | Not Quoted | Not Quoted | 38000.00 | 10640000.00 | 67000.00 | 18760000.00 | Not Quoted | Not Quoted | Not Quoted | Not Quoted | 55000.00 | 15400000.00 | 39575.00 | 11081000.00 | Not Quoted | Not Quoted | 48000.00 | 13440000.00 | 0.00 | 0.00 | Not Quoted | Not Quoted | 54674.00 | 15308720.00 | Not Quoted | Not Quoted | 39600.00 | 11088000.00 | 0.00 | mastek engineering private limited
592.00 | Pipeline & Structural Works: CROSSING BY HORIZONTAL DIRECTIONAL DRILLING (HDD) FOR ROAD/RAIL/UTILITY/ CANAL/ DRAIN/ NALLA CROSSINGS Complete work for the crossings in all types of soil/ rocky strata including all additional drilled lengths necessitated by Contractor's design and based on site conditions, carrying out geo-technical investigation, topographical survey including construction design calculation and engineering of the crossing, "Receiving and taking-over", handling, loading, transportation and unloading of Owner supplied externally corrosion coated/ bare line pipes from designated place(s) of issue/ dump site(s) to Contractor's own stock-yard(s); mobilization and de- mobilization at site(s), supply of all materials as per "Scope of Supply" including 6" size, 6.4 mm, API 5L Gr. B/ IS 3589 Fe 410 CS conduit pipe for OFC in required length, all consumables, equipment, manpower, other resources, acquiring the required land for string preparations, and execution of, but not limited to, the following works in accordance with specifications, drawings; preparation of all necessary construction drawings for Owner's approval, Preparation of detailed construction method statement, calculations and installation procedures, Strings preparation including welding, NDT of welds and re-beveled areas, radiography, weld repair and re-test, pre-hydrotesting of completed string, corrosion coating of field joints with HDD sleeves, inspection of corrosion coating and repair of defects, installation of pipeline string by Horizontal directional drilling, Installation of CS conduit/optical fibre cable conduit by separate horizontal directional drilling to the correct profile as per approved drawings and specification, Pulling of optical fibre cable in inter-duct of flexible HDPE tubing in the conduit mentioned above, Post-installation hydrotest including leaks and repair of defects and retesting, etc. for defects attributed to Contractor's faulty work, safe disposal of corrosion Inhibited water and bentonite; Supply, fabrication and construction of protective fencing as required, Restoration and clean-up etc., Preparation of as-built drawings and other records etc., All other works not specifically listed herein, but required as per drawings, scope of work, specifications, standards provision of contract document, calculations, and instruction of Engineer-in- Charge, leading to successful completion of works. Crossing as per following details: Crossing as per following details: ( Chainage - 550.33 KM, Pipe OD - 18 INCH, Wall Thickness - 11.9 MM, Pipe Material - API 5L Gr. X 70 PSL2 , Crossing Type - RAILWAY ) - Note: Strata for this crossing is Rocky | 280.00 | M |  | 60000.00 | 16800000.00 | Not Quoted | Not Quoted | 38000.00 | 10640000.00 | 67000.00 | 18760000.00 | Not Quoted | Not Quoted | Not Quoted | Not Quoted | 55000.00 | 15400000.00 | 39575.00 | 11081000.00 | Not Quoted | Not Quoted | 48000.00 | 13440000.00 | 0.00 | 0.00 | Not Quoted | Not Quoted | 54674.00 | 15308720.00 | Not Quoted | Not Quoted | 39600.00 | 11088000.00 | 0.00 | mastek engineering private limited
593.00 | Pipeline & Structural Works: CROSSING BY HORIZONTAL DIRECTIONAL DRILLING (HDD) FOR ROAD/RAIL/UTILITY/ CANAL/ DRAIN/ NALLA CROSSINGS Complete work for the crossings in all types of soil/ rocky strata including all additional drilled lengths necessitated by Contractor's design and based on site conditions, carrying out geo-technical investigation, topographical survey including construction design calculation and engineering of the crossing, "Receiving and taking-over", handling, loading, transportation and unloading of Owner supplied externally corrosion coated/ bare line pipes from designated place(s) of issue/ dump site(s) to Contractor's own stock-yard(s); mobilization and de- mobilization at site(s), supply of all materials as per "Scope of Supply" including 6" size, 6.4 mm, API 5L Gr. B/ IS 3589 Fe 410 CS conduit pipe for OFC in required length, all consumables, equipment, manpower, other resources, acquiring the required land for string preparations, and execution of, but not limited to, the following works in accordance with specifications, drawings; preparation of all necessary construction drawings for Owner's approval, Preparation of detailed construction method statement, calculations and installation procedures, Strings preparation including welding, NDT of welds and re-beveled areas, radiography, weld repair and re-test, pre-hydrotesting of completed string, corrosion coating of field joints with HDD sleeves, inspection of corrosion coating and repair of defects, installation of pipeline string by Horizontal directional drilling, Installation of CS conduit/optical fibre cable conduit by separate horizontal directional drilling to the correct profile as per approved drawings and specification, Pulling of optical fibre cable in inter-duct of flexible HDPE tubing in the conduit mentioned above, Post-installation hydrotest including leaks and repair of defects and retesting, etc. for defects attributed to Contractor's faulty work, safe disposal of corrosion Inhibited water and bentonite; Supply, fabrication and construction of protective fencing as required, Restoration and clean-up etc., Preparation of as-built drawings and other records etc., All other works not specifically listed herein, but required as per drawings, scope of work, specifications, standards provision of contract document, calculations, and instruction of Engineer-in- Charge, leading to successful completion of works. Crossing as per following details: Crossing as per following details: ( Chainage - 551.377 KM, Pipe OD - 18 INCH, Wall Thickness - 9.7 MM, Pipe Material - API 5L Gr. X 70 PSL2 , Crossing Type - NH-49 ) - Note: Strata for this crossing is Rocky | 280.00 | M |  | 60000.00 | 16800000.00 | Not Quoted | Not Quoted | 38000.00 | 10640000.00 | 65000.00 | 18200000.00 | Not Quoted | Not Quoted | Not Quoted | Not Quoted | 55000.00 | 15400000.00 | 39575.00 | 11081000.00 | Not Quoted | Not Quoted | 48000.00 | 13440000.00 | 0.00 | 0.00 | Not Quoted | Not Quoted | 54674.00 | 15308720.00 | Not Quoted | Not Quoted | 39600.00 | 11088000.00 | 0.00 | mastek engineering private limited
594.00 | Pipeline & Structural Works: CROSSING BY HORIZONTAL DIRECTIONAL DRILLING (HDD) FOR ROAD/RAIL/UTILITY/ CANAL/ DRAIN/ NALLA CROSSINGS Complete work for the crossings in all types of soil/ rocky strata including all additional drilled lengths necessitated by Contractor's design and based on site conditions, carrying out geo-technical investigation, topographical survey including construction design calculation and engineering of the crossing, "Receiving and taking-over", handling, loading, transportation and unloading of Owner supplied externally corrosion coated/ bare line pipes from designated place(s) of issue/ dump site(s) to Contractor's own stock-yard(s); mobilization and de- mobilization at site(s), supply of all materials as per "Scope of Supply" including 6" size, 6.4 mm, API 5L Gr. B/ IS 3589 Fe 410 CS conduit pipe for OFC in required length, all consumables, equipment, manpower, other resources, acquiring the required land for string preparations, and execution of, but not limited to, the following works in accordance with specifications, drawings; preparation of all necessary construction drawings for Owner's approval, Preparation of detailed construction method statement, calculations and installation procedures, Strings preparation including welding, NDT of welds and re-beveled areas, radiography, weld repair and re-test, pre-hydrotesting of completed string, corrosion coating of field joints with HDD sleeves, inspection of corrosion coating and repair of defects, installation of pipeline string by Horizontal directional drilling, Installation of CS conduit/optical fibre cable conduit by separate horizontal directional drilling to the correct profile as per approved drawings and specification, Pulling of optical fibre cable in inter-duct of flexible HDPE tubing in the conduit mentioned above, Post-installation hydrotest including leaks and repair of defects and retesting, etc. for defects attributed to Contractor's faulty work, safe disposal of corrosion Inhibited water and bentonite; Supply, fabrication and construction of protective fencing as required, Restoration and clean-up etc., Preparation of as-built drawings and other records etc., All other works not specifically listed herein, but required as per drawings, scope of work, specifications, standards provision of contract document, calculations, and instruction of Engineer-in- Charge, leading to successful completion of works. Crossing as per following details: Crossing as per following details: ( Chainage - 553.13 KM, Pipe OD - 18 INCH, Wall Thickness - 11.9 MM, Pipe Material - API 5L Gr. X 70 PSL2 , Crossing Type - RAILWAY ) - Note: Strata for this crossing is Rocky | 250.00 | M |  | 60000.00 | 15000000.00 | Not Quoted | Not Quoted | 38000.00 | 9500000.00 | 65000.00 | 16250000.00 | Not Quoted | Not Quoted | Not Quoted | Not Quoted | 55000.00 | 13750000.00 | 39575.00 | 9893750.00 | Not Quoted | Not Quoted | 48000.00 | 12000000.00 | 0.00 | 0.00 | Not Quoted | Not Quoted | 54674.00 | 13668500.00 | Not Quoted | Not Quoted | 39600.00 | 9900000.00 | 0.00 | mastek engineering private limited
595.00 | Pipeline & Structural Works: CROSSING BY HORIZONTAL DIRECTIONAL DRILLING (HDD) FOR ROAD/RAIL/UTILITY/ CANAL/ DRAIN/ NALLA CROSSINGS Complete work for the crossings in all types of soil/ rocky strata including all additional drilled lengths necessitated by Contractor's design and based on site conditions, carrying out geo-technical investigation, topographical survey including construction design calculation and engineering of the crossing, "Receiving and taking-over", handling, loading, transportation and unloading of Owner supplied externally corrosion coated/ bare line pipes from designated place(s) of issue/ dump site(s) to Contractor's own stock-yard(s); mobilization and de- mobilization at site(s), supply of all materials as per "Scope of Supply" including 6" size, 6.4 mm, API 5L Gr. B/ IS 3589 Fe 410 CS conduit pipe for OFC in required length, all consumables, equipment, manpower, other resources, acquiring the required land for string preparations, and execution of, but not limited to, the following works in accordance with specifications, drawings; preparation of all necessary construction drawings for Owner's approval, Preparation of detailed construction method statement, calculations and installation procedures, Strings preparation including welding, NDT of welds and re-beveled areas, radiography, weld repair and re-test, pre-hydrotesting of completed string, corrosion coating of field joints with HDD sleeves, inspection of corrosion coating and repair of defects, installation of pipeline string by Horizontal directional drilling, Installation of CS conduit/optical fibre cable conduit by separate horizontal directional drilling to the correct profile as per approved drawings and specification, Pulling of optical fibre cable in inter-duct of flexible HDPE tubing in the conduit mentioned above, Post-installation hydrotest including leaks and repair of defects and retesting, etc. for defects attributed to Contractor's faulty work, safe disposal of corrosion Inhibited water and bentonite; Supply, fabrication and construction of protective fencing as required, Restoration and clean-up etc., Preparation of as-built drawings and other records etc., All other works not specifically listed herein, but required as per drawings, scope of work, specifications, standards provision of contract document, calculations, and instruction of Engineer-in- Charge, leading to successful completion of works. Crossing as per following details: Crossing as per following details: ( Chainage - 553.669 KM, Pipe OD - 18 INCH, Wall Thickness - 9.7 MM, Pipe Material - API 5L Gr. X 70 PSL2 , Crossing Type - NH-49 ) - Note: Strata for this crossing is Rocky | 280.00 | M |  | 60000.00 | 16800000.00 | Not Quoted | Not Quoted | 38000.00 | 10640000.00 | 65000.00 | 18200000.00 | Not Quoted | Not Quoted | Not Quoted | Not Quoted | 55000.00 | 15400000.00 | 39575.00 | 11081000.00 | Not Quoted | Not Quoted | 48000.00 | 13440000.00 | 0.00 | 0.00 | Not Quoted | Not Quoted | 54674.00 | 15308720.00 | Not Quoted | Not Quoted | 39600.00 | 11088000.00 | 0.00 | mastek engineering private limited
596.00 | Pipeline & Structural Works: CROSSING BY HORIZONTAL DIRECTIONAL DRILLING (HDD) FOR ROAD/RAIL/UTILITY/ CANAL/ DRAIN/ NALLA CROSSINGS Complete work for the crossings in all types of soil/ rocky strata including all additional drilled lengths necessitated by Contractor's design and based on site conditions, carrying out geo-technical investigation, topographical survey including construction design calculation and engineering of the crossing, "Receiving and taking-over", handling, loading, transportation and unloading of Owner supplied externally corrosion coated/ bare line pipes from designated place(s) of issue/ dump site(s) to Contractor's own stock-yard(s); mobilization and de- mobilization at site(s), supply of all materials as per "Scope of Supply" including 6" size, 6.4 mm, API 5L Gr. B/ IS 3589 Fe 410 CS conduit pipe for OFC in required length, all consumables, equipment, manpower, other resources, acquiring the required land for string preparations, and execution of, but not limited to, the following works in accordance with specifications, drawings; preparation of all necessary construction drawings for Owner's approval, Preparation of detailed construction method statement, calculations and installation procedures, Strings preparation including welding, NDT of welds and re-beveled areas, radiography, weld repair and re-test, pre-hydrotesting of completed string, corrosion coating of field joints with HDD sleeves, inspection of corrosion coating and repair of defects, installation of pipeline string by Horizontal directional drilling, Installation of CS conduit/optical fibre cable conduit by separate horizontal directional drilling to the correct profile as per approved drawings and specification, Pulling of optical fibre cable in inter-duct of flexible HDPE tubing in the conduit mentioned above, Post-installation hydrotest including leaks and repair of defects and retesting, etc. for defects attributed to Contractor's faulty work, safe disposal of corrosion Inhibited water and bentonite; Supply, fabrication and construction of protective fencing as required, Restoration and clean-up etc., Preparation of as-built drawings and other records etc., All other works not specifically listed herein, but required as per drawings, scope of work, specifications, standards provision of contract document, calculations, and instruction of Engineer-in- Charge, leading to successful completion of works. Crossing as per following details: Crossing as per following details: ( Chainage - 563.643 KM, Pipe OD - 18 INCH, Wall Thickness - 9.7 MM, Pipe Material - API 5L Gr. X 70 PSL2 , Crossing Type - NH-49 ) - Note: Strata for this crossing is Rocky | 280.00 | M |  | 60000.00 | 16800000.00 | Not Quoted | Not Quoted | 38000.00 | 10640000.00 | 66000.00 | 18480000.00 | Not Quoted | Not Quoted | Not Quoted | Not Quoted | 55000.00 | 15400000.00 | 39575.00 | 11081000.00 | Not Quoted | Not Quoted | 48000.00 | 13440000.00 | 0.00 | 0.00 | Not Quoted | Not Quoted | 54674.00 | 15308720.00 | Not Quoted | Not Quoted | 39600.00 | 11088000.00 | 0.00 | mastek engineering private limited
597.00 | Pipeline & Structural Works: CROSSING BY HORIZONTAL DIRECTIONAL DRILLING (HDD) FOR ROAD/RAIL/UTILITY/ CANAL/ DRAIN/ NALLA CROSSINGS Complete work for the crossings in all types of soil/ rocky strata including all additional drilled lengths necessitated by Contractor's design and based on site conditions, carrying out geo-technical investigation, topographical survey including construction design calculation and engineering of the crossing, "Receiving and taking-over", handling, loading, transportation and unloading of Owner supplied externally corrosion coated/ bare line pipes from designated place(s) of issue/ dump site(s) to Contractor's own stock-yard(s); mobilization and de- mobilization at site(s), supply of all materials as per "Scope of Supply" including 6" size, 6.4 mm, API 5L Gr. B/ IS 3589 Fe 410 CS conduit pipe for OFC in required length, all consumables, equipment, manpower, other resources, acquiring the required land for string preparations, and execution of, but not limited to, the following works in accordance with specifications, drawings; preparation of all necessary construction drawings for Owner's approval, Preparation of detailed construction method statement, calculations and installation procedures, Strings preparation including welding, NDT of welds and re-beveled areas, radiography, weld repair and re-test, pre-hydrotesting of completed string, corrosion coating of field joints with HDD sleeves, inspection of corrosion coating and repair of defects, installation of pipeline string by Horizontal directional drilling, Installation of CS conduit/optical fibre cable conduit by separate horizontal directional drilling to the correct profile as per approved drawings and specification, Pulling of optical fibre cable in inter-duct of flexible HDPE tubing in the conduit mentioned above, Post-installation hydrotest including leaks and repair of defects and retesting, etc. for defects attributed to Contractor's faulty work, safe disposal of corrosion Inhibited water and bentonite; Supply, fabrication and construction of protective fencing as required, Restoration and clean-up etc., Preparation of as-built drawings and other records etc., All other works not specifically listed herein, but required as per drawings, scope of work, specifications, standards provision of contract document, calculations, and instruction of Engineer-in- Charge, leading to successful completion of works. Crossing as per following details: Crossing as per following details: ( Chainage - 574.792 KM, Pipe OD - 18 INCH, Wall Thickness - 9.7 MM, Pipe Material - API 5L Gr. X 70 PSL2 , Crossing Type - NH-49 ) - Note: Strata for this crossing is Rocky | 280.00 | M |  | 60000.00 | 16800000.00 | Not Quoted | Not Quoted | 38000.00 | 10640000.00 | 66000.00 | 18480000.00 | Not Quoted | Not Quoted | Not Quoted | Not Quoted | 55000.00 | 15400000.00 | 39575.00 | 11081000.00 | Not Quoted | Not Quoted | 48000.00 | 13440000.00 | 0.00 | 0.00 | Not Quoted | Not Quoted | 54674.00 | 15308720.00 | Not Quoted | Not Quoted | 39600.00 | 11088000.00 | 0.00 | mastek engineering private limited
598.00 | Pipeline & Structural Works: CROSSING BY HORIZONTAL DIRECTIONAL DRILLING (HDD) FOR ROAD/RAIL/UTILITY/ CANAL/ DRAIN/ NALLA CROSSINGS Complete work for the crossings in all types of soil/ rocky strata including all additional drilled lengths necessitated by Contractor's design and based on site conditions, carrying out geo-technical investigation, topographical survey including construction design calculation and engineering of the crossing, "Receiving and taking-over", handling, loading, transportation and unloading of Owner supplied externally corrosion coated/ bare line pipes from designated place(s) of issue/ dump site(s) to Contractor's own stock-yard(s); mobilization and de- mobilization at site(s), supply of all materials as per "Scope of Supply" including 6" size, 6.4 mm, API 5L Gr. B/ IS 3589 Fe 410 CS conduit pipe for OFC in required length, all consumables, equipment, manpower, other resources, acquiring the required land for string preparations, and execution of, but not limited to, the following works in accordance with specifications, drawings; preparation of all necessary construction drawings for Owner's approval, Preparation of detailed construction method statement, calculations and installation procedures, Strings preparation including welding, NDT of welds and re-beveled areas, radiography, weld repair and re-test, pre-hydrotesting of completed string, corrosion coating of field joints with HDD sleeves, inspection of corrosion coating and repair of defects, installation of pipeline string by Horizontal directional drilling, Installation of CS conduit/optical fibre cable conduit by separate horizontal directional drilling to the correct profile as per approved drawings and specification, Pulling of optical fibre cable in inter-duct of flexible HDPE tubing in the conduit mentioned above, Post-installation hydrotest including leaks and repair of defects and retesting, etc. for defects attributed to Contractor's faulty work, safe disposal of corrosion Inhibited water and bentonite; Supply, fabrication and construction of protective fencing as required, Restoration and clean-up etc., Preparation of as-built drawings and other records etc., All other works not specifically listed herein, but required as per drawings, scope of work, specifications, standards provision of contract document, calculations, and instruction of Engineer-in- Charge, leading to successful completion of works. Crossing as per following details: Crossing as per following details: ( Chainage - 582.479 KM, Pipe OD - 18 INCH, Wall Thickness - 9.7 MM, Pipe Material - API 5L Gr. X 70 PSL2 , Crossing Type - NH-153 ) - Note: Strata for this crossing is Rocky | 250.00 | M |  | 60000.00 | 15000000.00 | Not Quoted | Not Quoted | 38000.00 | 9500000.00 | 66000.00 | 16500000.00 | Not Quoted | Not Quoted | Not Quoted | Not Quoted | 55000.00 | 13750000.00 | 39575.00 | 9893750.00 | Not Quoted | Not Quoted | 48000.00 | 12000000.00 | 0.00 | 0.00 | Not Quoted | Not Quoted | 54674.00 | 13668500.00 | Not Quoted | Not Quoted | 39600.00 | 9900000.00 | 0.00 | mastek engineering private limited
599.00 | Pipeline & Structural Works: CROSSING BY HORIZONTAL DIRECTIONAL DRILLING (HDD) FOR ROAD/RAIL/UTILITY/ CANAL/ DRAIN/ NALLA CROSSINGS Complete work for the crossings in all types of soil/ rocky strata including all additional drilled lengths necessitated by Contractor's design and based on site conditions, carrying out geo-technical investigation, topographical survey including construction design calculation and engineering of the crossing, "Receiving and taking-over", handling, loading, transportation and unloading of Owner supplied externally corrosion coated/ bare line pipes from designated place(s) of issue/ dump site(s) to Contractor's own stock-yard(s); mobilization and de- mobilization at site(s), supply of all materials as per "Scope of Supply" including 6" size, 6.4 mm, API 5L Gr. B/ IS 3589 Fe 410 CS conduit pipe for OFC in required length, all consumables, equipment, manpower, other resources, acquiring the required land for string preparations, and execution of, but not limited to, the following works in accordance with specifications, drawings; preparation of all necessary construction drawings for Owner's approval, Preparation of detailed construction method statement, calculations and installation procedures, Strings preparation including welding, NDT of welds and re-beveled areas, radiography, weld repair and re-test, pre-hydrotesting of completed string, corrosion coating of field joints with HDD sleeves, inspection of corrosion coating and repair of defects, installation of pipeline string by Horizontal directional drilling, Installation of CS conduit/optical fibre cable conduit by separate horizontal directional drilling to the correct profile as per approved drawings and specification, Pulling of optical fibre cable in inter-duct of flexible HDPE tubing in the conduit mentioned above, Post-installation hydrotest including leaks and repair of defects and retesting, etc. for defects attributed to Contractor's faulty work, safe disposal of corrosion Inhibited water and bentonite; Supply, fabrication and construction of protective fencing as required, Restoration and clean-up etc., Preparation of as-built drawings and other records etc., All other works not specifically listed herein, but required as per drawings, scope of work, specifications, standards provision of contract document, calculations, and instruction of Engineer-in- Charge, leading to successful completion of works. Crossing as per following details: Crossing as per following details: ( Chainage - 587.705 KM, Pipe OD - 18 INCH, Wall Thickness - 9.7 MM, Pipe Material - API 5L Gr. X 70 PSL2 , Crossing Type - NH-49 ) - Note: Strata for this crossing is Rocky | 280.00 | M |  | 60000.00 | 16800000.00 | Not Quoted | Not Quoted | 38000.00 | 10640000.00 | 66000.00 | 18480000.00 | Not Quoted | Not Quoted | Not Quoted | Not Quoted | 55000.00 | 15400000.00 | 39575.00 | 11081000.00 | Not Quoted | Not Quoted | 48000.00 | 13440000.00 | 0.00 | 0.00 | Not Quoted | Not Quoted | 54674.00 | 15308720.00 | Not Quoted | Not Quoted | 39600.00 | 11088000.00 | 0.00 | mastek engineering private limited
600.00 | Pipeline & Structural Works: CROSSING BY HORIZONTAL DIRECTIONAL DRILLING (HDD) FOR ROAD/RAIL/UTILITY/ CANAL/ DRAIN/ NALLA CROSSINGS Complete work for the crossings in all types of soil/ rocky strata including all additional drilled lengths necessitated by Contractor's design and based on site conditions, carrying out geo-technical investigation, topographical survey including construction design calculation and engineering of the crossing, "Receiving and taking-over", handling, loading, transportation and unloading of Owner supplied externally corrosion coated/ bare line pipes from designated place(s) of issue/ dump site(s) to Contractor's own stock-yard(s); mobilization and de- mobilization at site(s), supply of all materials as per "Scope of Supply" including 6" size, 6.4 mm, API 5L Gr. B/ IS 3589 Fe 410 CS conduit pipe for OFC in required length, all consumables, equipment, manpower, other resources, acquiring the required land for string preparations, and execution of, but not limited to, the following works in accordance with specifications, drawings; preparation of all necessary construction drawings for Owner's approval, Preparation of detailed construction method statement, calculations and installation procedures, Strings preparation including welding, NDT of welds and re-beveled areas, radiography, weld repair and re-test, pre-hydrotesting of completed string, corrosion coating of field joints with HDD sleeves, inspection of corrosion coating and repair of defects, installation of pipeline string by Horizontal directional drilling, Installation of CS conduit/optical fibre cable conduit by separate horizontal directional drilling to the correct profile as per approved drawings and specification, Pulling of optical fibre cable in inter-duct of flexible HDPE tubing in the conduit mentioned above, Post-installation hydrotest including leaks and repair of defects and retesting, etc. for defects attributed to Contractor's faulty work, safe disposal of corrosion Inhibited water and bentonite; Supply, fabrication and construction of protective fencing as required, Restoration and clean-up etc., Preparation of as-built drawings and other records etc., All other works not specifically listed herein, but required as per drawings, scope of work, specifications, standards provision of contract document, calculations, and instruction of Engineer-in- Charge, leading to successful completion of works. Crossing as per following details: Crossing as per following details: ( Chainage - 591.662 KM, Pipe OD - 18 INCH, Wall Thickness - 11.9 MM, Pipe Material - API 5L Gr. X 70 PSL2 , Crossing Type - RAILWAY ) - Note: Strata for this crossing is Rocky | 280.00 | M |  | 60000.00 | 16800000.00 | Not Quoted | Not Quoted | 38000.00 | 10640000.00 | 66000.00 | 18480000.00 | Not Quoted | Not Quoted | Not Quoted | Not Quoted | 55000.00 | 15400000.00 | 39575.00 | 11081000.00 | Not Quoted | Not Quoted | 48000.00 | 13440000.00 | 0.00 | 0.00 | Not Quoted | Not Quoted | 54674.00 | 15308720.00 | Not Quoted | Not Quoted | 39600.00 | 11088000.00 | 0.00 | mastek engineering private limited
601.00 | Pipeline & Structural Works: PRE-COMMISSIONING AND COMMISSIONING ASSISTANCE PRE-COMMISSIONING AND COMMISSIONING ASSISTANCE FOR NATURAL GAS/ HVP PIPELINES Carrying out pre-commissioning activities and pre-commissioning checks to the specified acceptance criteria, making the entire pipeline system ready for commissioning, providing assistance during the complete duration of commissioning operations, supply of all equipment, man-power, consumables, including all type of pigs and required quantity of nitrogen, materials for all temporary works and performing all associated works, complete as per the relevant specifications, scope of work, standards, other provisions of Contract document and instructions of Engineer-in-Charge. Dewatering ( Pipe OD - 18 INCH ) | 119444.00 | M |  | 10.00 | 1194440.00 | Not Quoted | Not Quoted | 25.00 | 2986100.00 | 20.00 | 2388880.00 | Not Quoted | Not Quoted | Not Quoted | Not Quoted | 10.00 | 1194440.00 | 29.00 | 3463876.00 | Not Quoted | Not Quoted | 25.00 | 2986100.00 | 0.00 | 0.00 | Not Quoted | Not Quoted | 17.00 | 2030548.00 | Not Quoted | Not Quoted | 18.00 | 2149992.00 | 0.00 | mastek engineering private limited
602.00 | Pipeline & Structural Works: PRE-COMMISSIONING AND COMMISSIONING ASSISTANCE PRE-COMMISSIONING AND COMMISSIONING ASSISTANCE FOR NATURAL GAS/ HVP PIPELINES Carrying out pre-commissioning activities and pre-commissioning checks to the specified acceptance criteria, making the entire pipeline system ready for commissioning, providing assistance during the complete duration of commissioning operations, supply of all equipment, man-power, consumables, including all type of pigs and required quantity of nitrogen, materials for all temporary works and performing all associated works, complete as per the relevant specifications, scope of work, standards, other provisions of Contract document and instructions of Engineer-in-Charge. Swabbing ( Pipe OD - 18 INCH ) | 119444.00 | M |  | 10.00 | 1194440.00 | Not Quoted | Not Quoted | 35.00 | 4180540.00 | 5.00 | 597220.00 | Not Quoted | Not Quoted | Not Quoted | Not Quoted | 10.00 | 1194440.00 | 34.00 | 4061096.00 | Not Quoted | Not Quoted | 40.00 | 4777760.00 | 0.00 | 0.00 | Not Quoted | Not Quoted | 9.00 | 1074996.00 | Not Quoted | Not Quoted | 18.00 | 2149992.00 | 0.00 | mastek engineering private limited
603.00 | Pipeline & Structural Works: PRE-COMMISSIONING AND COMMISSIONING ASSISTANCE PRE-COMMISSIONING AND COMMISSIONING ASSISTANCE FOR NATURAL GAS/ HVP PIPELINES Carrying out pre-commissioning activities and pre-commissioning checks to the specified acceptance criteria, making the entire pipeline system ready for commissioning, providing assistance during the complete duration of commissioning operations, supply of all equipment, man-power, consumables, including all type of pigs and required quantity of nitrogen, materials for all temporary works and performing all associated works, complete as per the relevant specifications, scope of work, standards, other provisions of Contract document and instructions of Engineer-in-Charge. Drying ( Pipe OD - 18 INCH ) | 119444.00 | M |  | 20.00 | 2388880.00 | Not Quoted | Not Quoted | 40.00 | 4777760.00 | 5.00 | 597220.00 | Not Quoted | Not Quoted | Not Quoted | Not Quoted | 35.00 | 4180540.00 | 34.00 | 4061096.00 | Not Quoted | Not Quoted | 50.00 | 5972200.00 | 0.00 | 0.00 | Not Quoted | Not Quoted | 22.00 | 2627768.00 | Not Quoted | Not Quoted | 26.00 | 3105544.00 | 0.00 | mastek engineering private limited
604.00 | Pipeline & Structural Works: PRE-COMMISSIONING AND COMMISSIONING ASSISTANCE PRE-COMMISSIONING AND COMMISSIONING ASSISTANCE FOR NATURAL GAS/ HVP PIPELINES Carrying out pre-commissioning activities and pre-commissioning checks to the specified acceptance criteria, making the entire pipeline system ready for commissioning, providing assistance during the complete duration of commissioning operations, supply of all equipment, man-power, consumables, including all type of pigs and required quantity of nitrogen, materials for all temporary works and performing all associated works, complete as per the relevant specifications, scope of work, standards, other provisions of Contract document and instructions of Engineer-in-Charge. Inertisation ( Pipe OD - 18 INCH ) | 119444.00 | M |  | 10.00 | 1194440.00 | Not Quoted | Not Quoted | 25.00 | 2986100.00 | 5.00 | 597220.00 | Not Quoted | Not Quoted | Not Quoted | Not Quoted | 20.00 | 2388880.00 | 91.00 | 10869404.00 | Not Quoted | Not Quoted | 40.00 | 4777760.00 | 0.00 | 0.00 | Not Quoted | Not Quoted | 11.00 | 1313884.00 | Not Quoted | Not Quoted | 35.00 | 4180540.00 | 0.00 | mastek engineering private limited
605.00 | Pipeline & Structural Works: PRE-COMMISSIONING AND COMMISSIONING ASSISTANCE PRE-COMMISSIONING AND COMMISSIONING ASSISTANCE FOR NATURAL GAS/ HVP PIPELINES Carrying out pre-commissioning activities and pre-commissioning checks to the specified acceptance criteria, making the entire pipeline system ready for commissioning, providing assistance during the complete duration of commissioning operations, supply of all equipment, man-power, consumables, including all type of pigs and required quantity of nitrogen, materials for all temporary works and performing all associated works, complete as per the relevant specifications, scope of work, standards, other provisions of Contract document and instructions of Engineer-in-Charge. Commissioning Assistance | 1.00 | LS |  | 1000000.00 | 1000000.00 | Not Quoted | Not Quoted | 1000000.00 | 1000000.00 | 500000.00 | 500000.00 | Not Quoted | Not Quoted | Not Quoted | Not Quoted | 100000.00 | 100000.00 | 1696050.00 | 1696050.00 | Not Quoted | Not Quoted | 1500000.00 | 1500000.00 | 0.00 | 0.00 | Not Quoted | Not Quoted | 550000.00 | 550000.00 | Not Quoted | Not Quoted | 2200000.00 | 2200000.00 | 0.00 | mastek engineering private limited
606.00 | Pipeline & Structural Works: OVERALL COMMISSIONING OF ENTIRE PIPELINE SYSTEM Overall commissioning including system checks, inertisation (as required) and charging of entire pipeline system, feeder and spur lines (if any) including all stations and all associated facilities including but not limited to the following: Notifying the Company that the pipeline system is ready for commissioning; Review of status jointly with the Company and obtaining final clearance for start of commissioning; Development and submission of commissioning procedures including detailed calculations for slug lengths, obtaining Company approval thereupon, carrying out overall commissioning of the total pipeline system including all facilities and all necessary co-ordination/ liaison with other Contractor(s) operations; Carrying out commissioning; Supply of all equipment like Nitrogen vapourisers (as required), along with all piping and instruments, temporary venting/ flaring/draining facilities as applicable, man-power, consumables including pigs and required quantity of Nitrogen (as required); Performing all associated works, complete as per applicable specifications, scope of work, standards, other provisions of Contract document and instructions of Engineer-in-charge. Commissioning of entire Pipeline system ( Pipe OD - 18 INCH, From Chainage - 483.53 KM, to Chainage - 600.3 KM ) - Note: Refer Clause No. 6.27 of Pipeline SOW (B398-000-83-41-SOW-9502) for detailed commissioning scope break. | 1.00 | LS |  | 1000000.00 | 1000000.00 | Not Quoted | Not Quoted | 1200000.00 | 1200000.00 | 1500000.00 | 1500000.00 | Not Quoted | Not Quoted | Not Quoted | Not Quoted | 100000.00 | 100000.00 | 791490.00 | 791490.00 | Not Quoted | Not Quoted | 2000000.00 | 2000000.00 | 0.00 | 0.00 | Not Quoted | Not Quoted | 1100000.00 | 1100000.00 | Not Quoted | Not Quoted | 2200000.00 | 2200000.00 | 0.00 | mastek engineering private limited
607.00 | Pipeline & Structural Works: PIPING WORKS FOR DESPATCH/RECEIPT/INTERMEDIATE PUMPING/COMPRESSOR/INTERMEDIATE PIGGING STATIONS FABRICATION, ERECTION, INSTALLATION AND TESTING OF PIPING Receiving and taking over of all Owner supplied materials from Owner's designated place(s) of issue, transportation including loading, unloading, handling from Owner's designated place(s) of issue to Contractor's own stock yard(s)/ work site(s)/ work shop(s) including arranging all necessary intermediate storage area(s) thereof, as required; supply of all materials (except those specified subsequently in SOR) equipment, consumables etc. as defined in Contractor's scope of supply, and their transportation to the work site(s); performing all above ground/buried piping fabrication works including cutting, edge preparation, (inclusive of grinding the edges of pipes, fittings, flanges etc. to match with the matching edges of uneven/ different thickness wherever required), fit up, bending, pre-heating wherever required, welding, threading etc.; erection of pipes of all types and thickness over sleepers, overhead on racks and at all elevations; hook-up with equipment nozzles; installation and supporting of all type of valves up to size of 1.5" NB, all types of inline and online instruments such as pressure/thermal safety valves(other than those covered separately), fittings of all sizes i.e. flow tees, insulating joints, QOEC, LR bends, pig signallers, elbows, reducers, tees, 'o' lets, flanges, blind flanges, spectacle blinds, spacers and blinds, tappings for pressure instruments, thermowells, hoses and hose couplings of all sizes, as applicable, sample connections, flame arrestors as applicable, vents and drains required for process and hydrotesting purposes etc.; supply & fixing of all types of gaskets (including gaskets for RTJ flanges), stud bolts and nuts of all sizes nuts including torque tightening as applicable; Carrying out all temporary, ancillary and auxiliary piping works, fabrication of strainers of sizes up to 1.5", carrying out non-destructive testing (excluding radiography covered subsequently in SOR) such as magnetic particle/ liquid penetration etc. as required; hook-up with existing piping/pipeline installed by others as per drawings wherever required; cleaning and flushing by water/ compressed air, carrying out hydrostatic test, pneumatic test, valve functional test and any other type of testing as specified, de-pressurising, dewatering, drying by compressed air if applicable; cutting/ re-beveling (as required), pre-commissioning and providing commissioning assistance for process piping and commissioning of non-process piping if applicable; clean-up and restoration of site, preparation of as built drawings, documents and project records; transportation of surplus free issue materials to Owner's designated place(s); completing all works in all respects as per the IFC drawings, scope of work, specifications, standards and other provisions of Contract and instruction of Engineer-in-Charge. Note: 1. Installation of items such as valves (2" and above), flow meters, scraper traps, strainers of size 2" NB and above, equipments will be paid separately as per rates covered elsewhere. Installation of above ground Low Temperature Carbon Steel Process Piping as per details given below: ( Pipe Size - 2 INCH, Thk/Sch - 5.54 MM, Material - ASTM A 333 Gr. 6 SMLS ) | 18.00 | M |  | 1500.00 | 27000.00 | Not Quoted | Not Quoted | 3500.00 | 63000.00 | 2200.00 | 39600.00 | Not Quoted | Not Quoted | Not Quoted | Not Quoted | 2000.00 | 36000.00 | 453.00 | 8154.00 | Not Quoted | Not Quoted | 2000.00 | 36000.00 | 0.00 | 0.00 | Not Quoted | Not Quoted | 2268.00 | 40824.00 | Not Quoted | Not Quoted | 1100.00 | 19800.00 | 0.00 | mastek engineering private limited
608.00 | Pipeline & Structural Works: PIPING WORKS FOR DESPATCH/RECEIPT/INTERMEDIATE PUMPING/COMPRESSOR/INTERMEDIATE PIGGING STATIONS FABRICATION, ERECTION, INSTALLATION AND TESTING OF PIPING Receiving and taking over of all Owner supplied materials from Owner's designated place(s) of issue, transportation including loading, unloading, handling from Owner's designated place(s) of issue to Contractor's own stock yard(s)/ work site(s)/ work shop(s) including arranging all necessary intermediate storage area(s) thereof, as required; supply of all materials (except those specified subsequently in SOR) equipment, consumables etc. as defined in Contractor's scope of supply, and their transportation to the work site(s); performing all above ground/buried piping fabrication works including cutting, edge preparation, (inclusive of grinding the edges of pipes, fittings, flanges etc. to match with the matching edges of uneven/ different thickness wherever required), fit up, bending, pre-heating wherever required, welding, threading etc.; erection of pipes of all types and thickness over sleepers, overhead on racks and at all elevations; hook-up with equipment nozzles; installation and supporting of all type of valves up to size of 1.5" NB, all types of inline and online instruments such as pressure/thermal safety valves(other than those covered separately), fittings of all sizes i.e. flow tees, insulating joints, QOEC, LR bends, pig signallers, elbows, reducers, tees, 'o' lets, flanges, blind flanges, spectacle blinds, spacers and blinds, tappings for pressure instruments, thermowells, hoses and hose couplings of all sizes, as applicable, sample connections, flame arrestors as applicable, vents and drains required for process and hydrotesting purposes etc.; supply & fixing of all types of gaskets (including gaskets for RTJ flanges), stud bolts and nuts of all sizes nuts including torque tightening as applicable; Carrying out all temporary, ancillary and auxiliary piping works, fabrication of strainers of sizes up to 1.5", carrying out non-destructive testing (excluding radiography covered subsequently in SOR) such as magnetic particle/ liquid penetration etc. as required; hook-up with existing piping/pipeline installed by others as per drawings wherever required; cleaning and flushing by water/ compressed air, carrying out hydrostatic test, pneumatic test, valve functional test and any other type of testing as specified, de-pressurising, dewatering, drying by compressed air if applicable; cutting/ re-beveling (as required), pre-commissioning and providing commissioning assistance for process piping and commissioning of non-process piping if applicable; clean-up and restoration of site, preparation of as built drawings, documents and project records; transportation of surplus free issue materials to Owner's designated place(s); completing all works in all respects as per the IFC drawings, scope of work, specifications, standards and other provisions of Contract and instruction of Engineer-in-Charge. Note: 1. Installation of items such as valves (2" and above), flow meters, scraper traps, strainers of size 2" NB and above, equipments will be paid separately as per rates covered elsewhere. Installation of above ground Low Temperature Carbon Steel Process Piping as per details given below: ( Pipe Size - 6 INCH, Thk/Sch - 10.97 MM, Material - ASTM A 333 Gr. 6 SMLS ) | 48.00 | M |  | 4500.00 | 216000.00 | Not Quoted | Not Quoted | 6500.00 | 312000.00 | 6600.00 | 316800.00 | Not Quoted | Not Quoted | Not Quoted | Not Quoted | 5000.00 | 240000.00 | 1357.00 | 65136.00 | Not Quoted | Not Quoted | 2000.00 | 96000.00 | 0.00 | 0.00 | Not Quoted | Not Quoted | 5724.00 | 274752.00 | Not Quoted | Not Quoted | 3300.00 | 158400.00 | 0.00 | mastek engineering private limited
609.00 | Pipeline & Structural Works: PIPING WORKS FOR DESPATCH/RECEIPT/INTERMEDIATE PUMPING/COMPRESSOR/INTERMEDIATE PIGGING STATIONS FABRICATION, ERECTION, INSTALLATION AND TESTING OF PIPING Receiving and taking over of all Owner supplied materials from Owner's designated place(s) of issue, transportation including loading, unloading, handling from Owner's designated place(s) of issue to Contractor's own stock yard(s)/ work site(s)/ work shop(s) including arranging all necessary intermediate storage area(s) thereof, as required; supply of all materials (except those specified subsequently in SOR) equipment, consumables etc. as defined in Contractor's scope of supply, and their transportation to the work site(s); performing all above ground/buried piping fabrication works including cutting, edge preparation, (inclusive of grinding the edges of pipes, fittings, flanges etc. to match with the matching edges of uneven/ different thickness wherever required), fit up, bending, pre-heating wherever required, welding, threading etc.; erection of pipes of all types and thickness over sleepers, overhead on racks and at all elevations; hook-up with equipment nozzles; installation and supporting of all type of valves up to size of 1.5" NB, all types of inline and online instruments such as pressure/thermal safety valves(other than those covered separately), fittings of all sizes i.e. flow tees, insulating joints, QOEC, LR bends, pig signallers, elbows, reducers, tees, 'o' lets, flanges, blind flanges, spectacle blinds, spacers and blinds, tappings for pressure instruments, thermowells, hoses and hose couplings of all sizes, as applicable, sample connections, flame arrestors as applicable, vents and drains required for process and hydrotesting purposes etc.; supply & fixing of all types of gaskets (including gaskets for RTJ flanges), stud bolts and nuts of all sizes nuts including torque tightening as applicable; Carrying out all temporary, ancillary and auxiliary piping works, fabrication of strainers of sizes up to 1.5", carrying out non-destructive testing (excluding radiography covered subsequently in SOR) such as magnetic particle/ liquid penetration etc. as required; hook-up with existing piping/pipeline installed by others as per drawings wherever required; cleaning and flushing by water/ compressed air, carrying out hydrostatic test, pneumatic test, valve functional test and any other type of testing as specified, de-pressurising, dewatering, drying by compressed air if applicable; cutting/ re-beveling (as required), pre-commissioning and providing commissioning assistance for process piping and commissioning of non-process piping if applicable; clean-up and restoration of site, preparation of as built drawings, documents and project records; transportation of surplus free issue materials to Owner's designated place(s); completing all works in all respects as per the IFC drawings, scope of work, specifications, standards and other provisions of Contract and instruction of Engineer-in-Charge. Note: 1. Installation of items such as valves (2" and above), flow meters, scraper traps, strainers of size 2" NB and above, equipments will be paid separately as per rates covered elsewhere. Installation of above ground Carbon Steel Process Piping as per details given below: ( Pipe Size - 18 INCH, Thk/Sch - 19.1 MM, Material - API 5L Gr. X 52 PSL2 ) | 72.00 | M |  | 13500.00 | 972000.00 | Not Quoted | Not Quoted | 19000.00 | 1368000.00 | 19800.00 | 1425600.00 | Not Quoted | Not Quoted | Not Quoted | Not Quoted | 10000.00 | 720000.00 | 4071.00 | 293112.00 | Not Quoted | Not Quoted | 20000.00 | 1440000.00 | 0.00 | 0.00 | Not Quoted | Not Quoted | 5789.00 | 416808.00 | Not Quoted | Not Quoted | 11880.00 | 855360.00 | 0.00 | mastek engineering private limited
610.00 | Pipeline & Structural Works: PIPING WORKS FOR DESPATCH/RECEIPT/INTERMEDIATE PUMPING/COMPRESSOR/INTERMEDIATE PIGGING STATIONS FABRICATION, ERECTION, INSTALLATION AND TESTING OF PIPING Receiving and taking over of all Owner supplied materials from Owner's designated place(s) of issue, transportation including loading, unloading, handling from Owner's designated place(s) of issue to Contractor's own stock yard(s)/ work site(s)/ work shop(s) including arranging all necessary intermediate storage area(s) thereof, as required; supply of all materials (except those specified subsequently in SOR) equipment, consumables etc. as defined in Contractor's scope of supply, and their transportation to the work site(s); performing all above ground/buried piping fabrication works including cutting, edge preparation, (inclusive of grinding the edges of pipes, fittings, flanges etc. to match with the matching edges of uneven/ different thickness wherever required), fit up, bending, pre-heating wherever required, welding, threading etc.; erection of pipes of all types and thickness over sleepers, overhead on racks and at all elevations; hook-up with equipment nozzles; installation and supporting of all type of valves up to size of 1.5" NB, all types of inline and online instruments such as pressure/thermal safety valves(other than those covered separately), fittings of all sizes i.e. flow tees, insulating joints, QOEC, LR bends, pig signallers, elbows, reducers, tees, 'o' lets, flanges, blind flanges, spectacle blinds, spacers and blinds, tappings for pressure instruments, thermowells, hoses and hose couplings of all sizes, as applicable, sample connections, flame arrestors as applicable, vents and drains required for process and hydrotesting purposes etc.; supply & fixing of all types of gaskets (including gaskets for RTJ flanges), stud bolts and nuts of all sizes nuts including torque tightening as applicable; Carrying out all temporary, ancillary and auxiliary piping works, fabrication of strainers of sizes up to 1.5", carrying out non-destructive testing (excluding radiography covered subsequently in SOR) such as magnetic particle/ liquid penetration etc. as required; hook-up with existing piping/pipeline installed by others as per drawings wherever required; cleaning and flushing by water/ compressed air, carrying out hydrostatic test, pneumatic test, valve functional test and any other type of testing as specified, de-pressurising, dewatering, drying by compressed air if applicable; cutting/ re-beveling (as required), pre-commissioning and providing commissioning assistance for process piping and commissioning of non-process piping if applicable; clean-up and restoration of site, preparation of as built drawings, documents and project records; transportation of surplus free issue materials to Owner's designated place(s); completing all works in all respects as per the IFC drawings, scope of work, specifications, standards and other provisions of Contract and instruction of Engineer-in-Charge. Note: 1. Installation of items such as valves (2" and above), flow meters, scraper traps, strainers of size 2" NB and above, equipments will be paid separately as per rates covered elsewhere. Installation of above ground Carbon Steel Process Piping as per details given below: ( Pipe Size - .75 INCH, Thk/Sch - 5.56 MM, Material - ASTM A 106 Gr. B SMLS ) | 24.00 | M |  | 750.00 | 18000.00 | Not Quoted | Not Quoted | 2500.00 | 60000.00 | 1650.00 | 39600.00 | Not Quoted | Not Quoted | Not Quoted | Not Quoted | 1500.00 | 36000.00 | 170.00 | 4080.00 | Not Quoted | Not Quoted | 1500.00 | 36000.00 | 0.00 | 0.00 | Not Quoted | Not Quoted | 648.00 | 15552.00 | Not Quoted | Not Quoted | 660.00 | 15840.00 | 0.00 | mastek engineering private limited
611.00 | Pipeline & Structural Works: PIPING WORKS FOR DESPATCH/RECEIPT/INTERMEDIATE PUMPING/COMPRESSOR/INTERMEDIATE PIGGING STATIONS FABRICATION, ERECTION, INSTALLATION AND TESTING OF PIPING Receiving and taking over of all Owner supplied materials from Owner's designated place(s) of issue, transportation including loading, unloading, handling from Owner's designated place(s) of issue to Contractor's own stock yard(s)/ work site(s)/ work shop(s) including arranging all necessary intermediate storage area(s) thereof, as required; supply of all materials (except those specified subsequently in SOR) equipment, consumables etc. as defined in Contractor's scope of supply, and their transportation to the work site(s); performing all above ground/buried piping fabrication works including cutting, edge preparation, (inclusive of grinding the edges of pipes, fittings, flanges etc. to match with the matching edges of uneven/ different thickness wherever required), fit up, bending, pre-heating wherever required, welding, threading etc.; erection of pipes of all types and thickness over sleepers, overhead on racks and at all elevations; hook-up with equipment nozzles; installation and supporting of all type of valves up to size of 1.5" NB, all types of inline and online instruments such as pressure/thermal safety valves(other than those covered separately), fittings of all sizes i.e. flow tees, insulating joints, QOEC, LR bends, pig signallers, elbows, reducers, tees, 'o' lets, flanges, blind flanges, spectacle blinds, spacers and blinds, tappings for pressure instruments, thermowells, hoses and hose couplings of all sizes, as applicable, sample connections, flame arrestors as applicable, vents and drains required for process and hydrotesting purposes etc.; supply & fixing of all types of gaskets (including gaskets for RTJ flanges), stud bolts and nuts of all sizes nuts including torque tightening as applicable; Carrying out all temporary, ancillary and auxiliary piping works, fabrication of strainers of sizes up to 1.5", carrying out non-destructive testing (excluding radiography covered subsequently in SOR) such as magnetic particle/ liquid penetration etc. as required; hook-up with existing piping/pipeline installed by others as per drawings wherever required; cleaning and flushing by water/ compressed air, carrying out hydrostatic test, pneumatic test, valve functional test and any other type of testing as specified, de-pressurising, dewatering, drying by compressed air if applicable; cutting/ re-beveling (as required), pre-commissioning and providing commissioning assistance for process piping and commissioning of non-process piping if applicable; clean-up and restoration of site, preparation of as built drawings, documents and project records; transportation of surplus free issue materials to Owner's designated place(s); completing all works in all respects as per the IFC drawings, scope of work, specifications, standards and other provisions of Contract and instruction of Engineer-in-Charge. Note: 1. Installation of items such as valves (2" and above), flow meters, scraper traps, strainers of size 2" NB and above, equipments will be paid separately as per rates covered elsewhere. Installation of above ground Carbon Steel Process Piping as per details given below: ( Pipe Size - 10 INCH, Thk/Sch - 12.7 MM, Material - API 5L Gr. X 52 PSL2 ) | 12.00 | M |  | 7500.00 | 90000.00 | Not Quoted | Not Quoted | 9500.00 | 114000.00 | 11000.00 | 132000.00 | Not Quoted | Not Quoted | Not Quoted | Not Quoted | 7000.00 | 84000.00 | 2262.00 | 27144.00 | Not Quoted | Not Quoted | 10000.00 | 120000.00 | 0.00 | 0.00 | Not Quoted | Not Quoted | 3456.00 | 41472.00 | Not Quoted | Not Quoted | 5720.00 | 68640.00 | 0.00 | mastek engineering private limited
612.00 | Pipeline & Structural Works: PIPING WORKS FOR DESPATCH/RECEIPT/INTERMEDIATE PUMPING/COMPRESSOR/INTERMEDIATE PIGGING STATIONS FABRICATION, ERECTION, INSTALLATION AND TESTING OF PIPING Receiving and taking over of all Owner supplied materials from Owner's designated place(s) of issue, transportation including loading, unloading, handling from Owner's designated place(s) of issue to Contractor's own stock yard(s)/ work site(s)/ work shop(s) including arranging all necessary intermediate storage area(s) thereof, as required; supply of all materials (except those specified subsequently in SOR) equipment, consumables etc. as defined in Contractor's scope of supply, and their transportation to the work site(s); performing all above ground/buried piping fabrication works including cutting, edge preparation, (inclusive of grinding the edges of pipes, fittings, flanges etc. to match with the matching edges of uneven/ different thickness wherever required), fit up, bending, pre-heating wherever required, welding, threading etc.; erection of pipes of all types and thickness over sleepers, overhead on racks and at all elevations; hook-up with equipment nozzles; installation and supporting of all type of valves up to size of 1.5" NB, all types of inline and online instruments such as pressure/thermal safety valves(other than those covered separately), fittings of all sizes i.e. flow tees, insulating joints, QOEC, LR bends, pig signallers, elbows, reducers, tees, 'o' lets, flanges, blind flanges, spectacle blinds, spacers and blinds, tappings for pressure instruments, thermowells, hoses and hose couplings of all sizes, as applicable, sample connections, flame arrestors as applicable, vents and drains required for process and hydrotesting purposes etc.; supply & fixing of all types of gaskets (including gaskets for RTJ flanges), stud bolts and nuts of all sizes nuts including torque tightening as applicable; Carrying out all temporary, ancillary and auxiliary piping works, fabrication of strainers of sizes up to 1.5", carrying out non-destructive testing (excluding radiography covered subsequently in SOR) such as magnetic particle/ liquid penetration etc. as required; hook-up with existing piping/pipeline installed by others as per drawings wherever required; cleaning and flushing by water/ compressed air, carrying out hydrostatic test, pneumatic test, valve functional test and any other type of testing as specified, de-pressurising, dewatering, drying by compressed air if applicable; cutting/ re-beveling (as required), pre-commissioning and providing commissioning assistance for process piping and commissioning of non-process piping if applicable; clean-up and restoration of site, preparation of as built drawings, documents and project records; transportation of surplus free issue materials to Owner's designated place(s); completing all works in all respects as per the IFC drawings, scope of work, specifications, standards and other provisions of Contract and instruction of Engineer-in-Charge. Note: 1. Installation of items such as valves (2" and above), flow meters, scraper traps, strainers of size 2" NB and above, equipments will be paid separately as per rates covered elsewhere. Installation of above ground Carbon Steel Process Piping as per details given below: ( Pipe Size - 4 INCH, Thk/Sch - 8.56 MM, Material - ASTM A 106 Gr. B (CHARPY) SMLS ) | 12.00 | M |  | 3000.00 | 36000.00 | Not Quoted | Not Quoted | 5200.00 | 62400.00 | 4400.00 | 52800.00 | Not Quoted | Not Quoted | Not Quoted | Not Quoted | 3000.00 | 36000.00 | 905.00 | 10860.00 | Not Quoted | Not Quoted | 4000.00 | 48000.00 | 0.00 | 0.00 | Not Quoted | Not Quoted | 3888.00 | 46656.00 | Not Quoted | Not Quoted | 2464.00 | 29568.00 | 0.00 | mastek engineering private limited
613.00 | Pipeline & Structural Works: PIPING WORKS FOR DESPATCH/RECEIPT/INTERMEDIATE PUMPING/COMPRESSOR/INTERMEDIATE PIGGING STATIONS FABRICATION, ERECTION, INSTALLATION AND TESTING OF PIPING Receiving and taking over of all Owner supplied materials from Owner's designated place(s) of issue, transportation including loading, unloading, handling from Owner's designated place(s) of issue to Contractor's own stock yard(s)/ work site(s)/ work shop(s) including arranging all necessary intermediate storage area(s) thereof, as required; supply of all materials (except those specified subsequently in SOR) equipment, consumables etc. as defined in Contractor's scope of supply, and their transportation to the work site(s); performing all above ground/buried piping fabrication works including cutting, edge preparation, (inclusive of grinding the edges of pipes, fittings, flanges etc. to match with the matching edges of uneven/ different thickness wherever required), fit up, bending, pre-heating wherever required, welding, threading etc.; erection of pipes of all types and thickness over sleepers, overhead on racks and at all elevations; hook-up with equipment nozzles; installation and supporting of all type of valves up to size of 1.5" NB, all types of inline and online instruments such as pressure/thermal safety valves(other than those covered separately), fittings of all sizes i.e. flow tees, insulating joints, QOEC, LR bends, pig signallers, elbows, reducers, tees, 'o' lets, flanges, blind flanges, spectacle blinds, spacers and blinds, tappings for pressure instruments, thermowells, hoses and hose couplings of all sizes, as applicable, sample connections, flame arrestors as applicable, vents and drains required for process and hydrotesting purposes etc.; supply & fixing of all types of gaskets (including gaskets for RTJ flanges), stud bolts and nuts of all sizes nuts including torque tightening as applicable; Carrying out all temporary, ancillary and auxiliary piping works, fabrication of strainers of sizes up to 1.5", carrying out non-destructive testing (excluding radiography covered subsequently in SOR) such as magnetic particle/ liquid penetration etc. as required; hook-up with existing piping/pipeline installed by others as per drawings wherever required; cleaning and flushing by water/ compressed air, carrying out hydrostatic test, pneumatic test, valve functional test and any other type of testing as specified, de-pressurising, dewatering, drying by compressed air if applicable; cutting/ re-beveling (as required), pre-commissioning and providing commissioning assistance for process piping and commissioning of non-process piping if applicable; clean-up and restoration of site, preparation of as built drawings, documents and project records; transportation of surplus free issue materials to Owner's designated place(s); completing all works in all respects as per the IFC drawings, scope of work, specifications, standards and other provisions of Contract and instruction of Engineer-in-Charge. Note: 1. Installation of items such as valves (2" and above), flow meters, scraper traps, strainers of size 2" NB and above, equipments will be paid separately as per rates covered elsewhere. Installation of above ground Carbon Steel Process Piping as per details given below: ( Pipe Size - 6 INCH, Thk/Sch - 10.97 MM, Material - ASTM A 106 Gr. B (CHARPY) SMLS ) | 42.00 | M |  | 4500.00 | 189000.00 | Not Quoted | Not Quoted | 6500.00 | 273000.00 | 6600.00 | 277200.00 | Not Quoted | Not Quoted | Not Quoted | Not Quoted | 5000.00 | 210000.00 | 1357.00 | 56994.00 | Not Quoted | Not Quoted | 6000.00 | 252000.00 | 0.00 | 0.00 | Not Quoted | Not Quoted | 5724.00 | 240408.00 | Not Quoted | Not Quoted | 3300.00 | 138600.00 | 0.00 | mastek engineering private limited
614.00 | Pipeline & Structural Works: PIPING WORKS FOR DESPATCH/RECEIPT/INTERMEDIATE PUMPING/COMPRESSOR/INTERMEDIATE PIGGING STATIONS FABRICATION, ERECTION, INSTALLATION AND TESTING OF PIPING Receiving and taking over of all Owner supplied materials from Owner's designated place(s) of issue, transportation including loading, unloading, handling from Owner's designated place(s) of issue to Contractor's own stock yard(s)/ work site(s)/ work shop(s) including arranging all necessary intermediate storage area(s) thereof, as required; supply of all materials (except those specified subsequently in SOR) equipment, consumables etc. as defined in Contractor's scope of supply, and their transportation to the work site(s); performing all above ground/buried piping fabrication works including cutting, edge preparation, (inclusive of grinding the edges of pipes, fittings, flanges etc. to match with the matching edges of uneven/ different thickness wherever required), fit up, bending, pre-heating wherever required, welding, threading etc.; erection of pipes of all types and thickness over sleepers, overhead on racks and at all elevations; hook-up with equipment nozzles; installation and supporting of all type of valves up to size of 1.5" NB, all types of inline and online instruments such as pressure/thermal safety valves(other than those covered separately), fittings of all sizes i.e. flow tees, insulating joints, QOEC, LR bends, pig signallers, elbows, reducers, tees, 'o' lets, flanges, blind flanges, spectacle blinds, spacers and blinds, tappings for pressure instruments, thermowells, hoses and hose couplings of all sizes, as applicable, sample connections, flame arrestors as applicable, vents and drains required for process and hydrotesting purposes etc.; supply & fixing of all types of gaskets (including gaskets for RTJ flanges), stud bolts and nuts of all sizes nuts including torque tightening as applicable; Carrying out all temporary, ancillary and auxiliary piping works, fabrication of strainers of sizes up to 1.5", carrying out non-destructive testing (excluding radiography covered subsequently in SOR) such as magnetic particle/ liquid penetration etc. as required; hook-up with existing piping/pipeline installed by others as per drawings wherever required; cleaning and flushing by water/ compressed air, carrying out hydrostatic test, pneumatic test, valve functional test and any other type of testing as specified, de-pressurising, dewatering, drying by compressed air if applicable; cutting/ re-beveling (as required), pre-commissioning and providing commissioning assistance for process piping and commissioning of non-process piping if applicable; clean-up and restoration of site, preparation of as built drawings, documents and project records; transportation of surplus free issue materials to Owner's designated place(s); completing all works in all respects as per the IFC drawings, scope of work, specifications, standards and other provisions of Contract and instruction of Engineer-in-Charge. Note: 1. Installation of items such as valves (2" and above), flow meters, scraper traps, strainers of size 2" NB and above, equipments will be paid separately as per rates covered elsewhere. Installation of above ground Carbon Steel Process Piping as per details given below: ( Pipe Size - 2 INCH, Thk/Sch - 5.54 MM, Material - ASTM A 106 Gr. B (CHARPY) SMLS ) | 36.00 | M |  | 1500.00 | 54000.00 | Not Quoted | Not Quoted | 3500.00 | 126000.00 | 2200.00 | 79200.00 | Not Quoted | Not Quoted | Not Quoted | Not Quoted | 2000.00 | 72000.00 | 453.00 | 16308.00 | Not Quoted | Not Quoted | 2000.00 | 72000.00 | 0.00 | 0.00 | Not Quoted | Not Quoted | 2268.00 | 81648.00 | Not Quoted | Not Quoted | 2200.00 | 79200.00 | 0.00 | mastek engineering private limited
615.00 | Pipeline & Structural Works: PIPING WORKS FOR DESPATCH/RECEIPT/INTERMEDIATE PUMPING/COMPRESSOR/INTERMEDIATE PIGGING STATIONS FABRICATION, ERECTION, INSTALLATION AND TESTING OF PIPING Receiving and taking over of all Owner supplied materials from Owner's designated place(s) of issue, transportation including loading, unloading, handling from Owner's designated place(s) of issue to Contractor's own stock yard(s)/ work site(s)/ work shop(s) including arranging all necessary intermediate storage area(s) thereof, as required; supply of all materials (except those specified subsequently in SOR) equipment, consumables etc. as defined in Contractor's scope of supply, and their transportation to the work site(s); performing all above ground/buried piping fabrication works including cutting, edge preparation, (inclusive of grinding the edges of pipes, fittings, flanges etc. to match with the matching edges of uneven/ different thickness wherever required), fit up, bending, pre-heating wherever required, welding, threading etc.; erection of pipes of all types and thickness over sleepers, overhead on racks and at all elevations; hook-up with equipment nozzles; installation and supporting of all type of valves up to size of 1.5" NB, all types of inline and online instruments such as pressure/thermal safety valves(other than those covered separately), fittings of all sizes i.e. flow tees, insulating joints, QOEC, LR bends, pig signallers, elbows, reducers, tees, 'o' lets, flanges, blind flanges, spectacle blinds, spacers and blinds, tappings for pressure instruments, thermowells, hoses and hose couplings of all sizes, as applicable, sample connections, flame arrestors as applicable, vents and drains required for process and hydrotesting purposes etc.; supply & fixing of all types of gaskets (including gaskets for RTJ flanges), stud bolts and nuts of all sizes nuts including torque tightening as applicable; Carrying out all temporary, ancillary and auxiliary piping works, fabrication of strainers of sizes up to 1.5", carrying out non-destructive testing (excluding radiography covered subsequently in SOR) such as magnetic particle/ liquid penetration etc. as required; hook-up with existing piping/pipeline installed by others as per drawings wherever required; cleaning and flushing by water/ compressed air, carrying out hydrostatic test, pneumatic test, valve functional test and any other type of testing as specified, de-pressurising, dewatering, drying by compressed air if applicable; cutting/ re-beveling (as required), pre-commissioning and providing commissioning assistance for process piping and commissioning of non-process piping if applicable; clean-up and restoration of site, preparation of as built drawings, documents and project records; transportation of surplus free issue materials to Owner's designated place(s); completing all works in all respects as per the IFC drawings, scope of work, specifications, standards and other provisions of Contract and instruction of Engineer-in-Charge. Note: 1. Installation of items such as valves (2" and above), flow meters, scraper traps, strainers of size 2" NB and above, equipments will be paid separately as per rates covered elsewhere. Installation of above ground Carbon Steel Process Piping as per details given below: ( Pipe Size - 1 INCH, Thk/Sch - 4.55 MM, Material - ASTM A 106 Gr. B (CHARPY) SMLS ) | 6.00 | M |  | 750.00 | 4500.00 | Not Quoted | Not Quoted | 3000.00 | 18000.00 | 1650.00 | 9900.00 | Not Quoted | Not Quoted | Not Quoted | Not Quoted | 1500.00 | 9000.00 | 227.00 | 1362.00 | Not Quoted | Not Quoted | 1500.00 | 9000.00 | 0.00 | 0.00 | Not Quoted | Not Quoted | 864.00 | 5184.00 | Not Quoted | Not Quoted | 1100.00 | 6600.00 | 0.00 | mastek engineering private limited
616.00 | Pipeline & Structural Works: PIPING WORKS FOR DESPATCH/RECEIPT/INTERMEDIATE PUMPING/COMPRESSOR/INTERMEDIATE PIGGING STATIONS FABRICATION, ERECTION, INSTALLATION AND TESTING OF PIPING Receiving and taking over of all Owner supplied materials from Owner's designated place(s) of issue, transportation including loading, unloading, handling from Owner's designated place(s) of issue to Contractor's own stock yard(s)/ work site(s)/ work shop(s) including arranging all necessary intermediate storage area(s) thereof, as required; supply of all materials (except those specified subsequently in SOR) equipment, consumables etc. as defined in Contractor's scope of supply, and their transportation to the work site(s); performing all above ground/buried piping fabrication works including cutting, edge preparation, (inclusive of grinding the edges of pipes, fittings, flanges etc. to match with the matching edges of uneven/ different thickness wherever required), fit up, bending, pre-heating wherever required, welding, threading etc.; erection of pipes of all types and thickness over sleepers, overhead on racks and at all elevations; hook-up with equipment nozzles; installation and supporting of all type of valves up to size of 1.5" NB, all types of inline and online instruments such as pressure/thermal safety valves(other than those covered separately), fittings of all sizes i.e. flow tees, insulating joints, QOEC, LR bends, pig signallers, elbows, reducers, tees, 'o' lets, flanges, blind flanges, spectacle blinds, spacers and blinds, tappings for pressure instruments, thermowells, hoses and hose couplings of all sizes, as applicable, sample connections, flame arrestors as applicable, vents and drains required for process and hydrotesting purposes etc.; supply & fixing of all types of gaskets (including gaskets for RTJ flanges), stud bolts and nuts of all sizes nuts including torque tightening as applicable; Carrying out all temporary, ancillary and auxiliary piping works, fabrication of strainers of sizes up to 1.5", carrying out non-destructive testing (excluding radiography covered subsequently in SOR) such as magnetic particle/ liquid penetration etc. as required; hook-up with existing piping/pipeline installed by others as per drawings wherever required; cleaning and flushing by water/ compressed air, carrying out hydrostatic test, pneumatic test, valve functional test and any other type of testing as specified, de-pressurising, dewatering, drying by compressed air if applicable; cutting/ re-beveling (as required), pre-commissioning and providing commissioning assistance for process piping and commissioning of non-process piping if applicable; clean-up and restoration of site, preparation of as built drawings, documents and project records; transportation of surplus free issue materials to Owner's designated place(s); completing all works in all respects as per the IFC drawings, scope of work, specifications, standards and other provisions of Contract and instruction of Engineer-in-Charge. Note: 1. Installation of items such as valves (2" and above), flow meters, scraper traps, strainers of size 2" NB and above, equipments will be paid separately as per rates covered elsewhere. Installation of above ground Carbon Steel Process Piping as per details given below: ( Pipe Size - 1.5 INCH, Thk/Sch - 5.08 MM, Material - ASTM A 106 Gr. B (CHARPY) SMLS ) | 6.00 | M |  | 1100.00 | 6600.00 | Not Quoted | Not Quoted | 3300.00 | 19800.00 | 1650.00 | 9900.00 | Not Quoted | Not Quoted | Not Quoted | Not Quoted | 1500.00 | 9000.00 | 340.00 | 2040.00 | Not Quoted | Not Quoted | 1700.00 | 10200.00 | 0.00 | 0.00 | Not Quoted | Not Quoted | 1296.00 | 7776.00 | Not Quoted | Not Quoted | 1650.00 | 9900.00 | 0.00 | mastek engineering private limited
617.00 | Pipeline & Structural Works: PIPING WORKS FOR DESPATCH/RECEIPT/INTERMEDIATE PUMPING/COMPRESSOR/INTERMEDIATE PIGGING STATIONS INSTALLATION OF VALVES/FLOW METERS/ STRAINERS/ SCRAPER TRAPS/ EQUIPMENT Receiving and taking over of all Owner supplied materials, equipment from Owner's designated place(s) of issue, transportation including loading, unloading, handling from Owner's designated place(s) of issue to Contractor's own stock yard(s)/ work site(s)/ work shop(s) including arranging all necessary intermediate storage area(s) thereof, as required; supply of all materials, equipment, consumables as defined in Contractor's scope of supply and its transportation to the work site(s);installation of valves, flow meters, strainers, equipment etc., supply and fixing of gaskets, stud bolts, nuts of all sizes including torque tightening as applicable, leveling, aligning, installation and assembly of accessories, including accessories for actuators, making electrical/ pneumatic connections for such actuators, if any, by bolting/threading or welding of pipes at all elevations, testing, completing all works in all respects as per drawings, scope of work, specifications, standards, other provisions of Contract and directions of the Engineer-in-Charge. Installation of Scraper Launcher as per details given below: ( Barrel size - 24 INCH, Neck Size - 18 INCH, Rating - 600 ) - Tag Nos: 020-ML/MR-00-101/102 | 2.00 | NOS |  | 750000.00 | 1500000.00 | Not Quoted | Not Quoted | 55000.00 | 110000.00 | 385000.00 | 770000.00 | Not Quoted | Not Quoted | Not Quoted | Not Quoted | 70000.00 | 140000.00 | 113070.00 | 226140.00 | Not Quoted | Not Quoted | 125000.00 | 250000.00 | 0.00 | 0.00 | Not Quoted | Not Quoted | 108000.00 | 216000.00 | Not Quoted | Not Quoted | 704000.00 | 1408000.00 | 0.00 | mastek engineering private limited
618.00 | Pipeline & Structural Works: PIPING WORKS FOR DESPATCH/RECEIPT/INTERMEDIATE PUMPING/COMPRESSOR/INTERMEDIATE PIGGING STATIONS INSTALLATION OF VALVES/FLOW METERS/ STRAINERS/ SCRAPER TRAPS/ EQUIPMENT Receiving and taking over of all Owner supplied materials, equipment from Owner's designated place(s) of issue, transportation including loading, unloading, handling from Owner's designated place(s) of issue to Contractor's own stock yard(s)/ work site(s)/ work shop(s) including arranging all necessary intermediate storage area(s) thereof, as required; supply of all materials, equipment, consumables as defined in Contractor's scope of supply and its transportation to the work site(s);installation of valves, flow meters, strainers, equipment etc., supply and fixing of gaskets, stud bolts, nuts of all sizes including torque tightening as applicable, leveling, aligning, installation and assembly of accessories, including accessories for actuators, making electrical/ pneumatic connections for such actuators, if any, by bolting/threading or welding of pipes at all elevations, testing, completing all works in all respects as per drawings, scope of work, specifications, standards, other provisions of Contract and directions of the Engineer-in-Charge. Installation of above ground Flanged Valves (Ball/Plug/Check/Gate/Globe) as per details given below: ( Valve Size - 2 INCH, Rating - 600 ) | 22.00 | NOS |  | 3000.00 | 66000.00 | Not Quoted | Not Quoted | 3500.00 | 77000.00 | 2200.00 | 48400.00 | Not Quoted | Not Quoted | Not Quoted | Not Quoted | 5000.00 | 110000.00 | 5428.00 | 119416.00 | Not Quoted | Not Quoted | 3500.00 | 77000.00 | 0.00 | 0.00 | Not Quoted | Not Quoted | 864.00 | 19008.00 | Not Quoted | Not Quoted | 2640.00 | 58080.00 | 0.00 | mastek engineering private limited
619.00 | Pipeline & Structural Works: PIPING WORKS FOR DESPATCH/RECEIPT/INTERMEDIATE PUMPING/COMPRESSOR/INTERMEDIATE PIGGING STATIONS INSTALLATION OF VALVES/FLOW METERS/ STRAINERS/ SCRAPER TRAPS/ EQUIPMENT Receiving and taking over of all Owner supplied materials, equipment from Owner's designated place(s) of issue, transportation including loading, unloading, handling from Owner's designated place(s) of issue to Contractor's own stock yard(s)/ work site(s)/ work shop(s) including arranging all necessary intermediate storage area(s) thereof, as required; supply of all materials, equipment, consumables as defined in Contractor's scope of supply and its transportation to the work site(s);installation of valves, flow meters, strainers, equipment etc., supply and fixing of gaskets, stud bolts, nuts of all sizes including torque tightening as applicable, leveling, aligning, installation and assembly of accessories, including accessories for actuators, making electrical/ pneumatic connections for such actuators, if any, by bolting/threading or welding of pipes at all elevations, testing, completing all works in all respects as per drawings, scope of work, specifications, standards, other provisions of Contract and directions of the Engineer-in-Charge. Installation of above ground Flanged Valves (Ball/Plug/Check/Gate/Globe) as per details given below: ( Valve Size - 4 INCH, Rating - 600 ) | 2.00 | NOS |  | 6000.00 | 12000.00 | Not Quoted | Not Quoted | 4800.00 | 9600.00 | 4400.00 | 8800.00 | Not Quoted | Not Quoted | Not Quoted | Not Quoted | 10000.00 | 20000.00 | 10855.00 | 21710.00 | Not Quoted | Not Quoted | 7000.00 | 14000.00 | 0.00 | 0.00 | Not Quoted | Not Quoted | 1728.00 | 3456.00 | Not Quoted | Not Quoted | 7040.00 | 14080.00 | 0.00 | mastek engineering private limited
620.00 | Pipeline & Structural Works: PIPING WORKS FOR DESPATCH/RECEIPT/INTERMEDIATE PUMPING/COMPRESSOR/INTERMEDIATE PIGGING STATIONS INSTALLATION OF VALVES/FLOW METERS/ STRAINERS/ SCRAPER TRAPS/ EQUIPMENT Receiving and taking over of all Owner supplied materials, equipment from Owner's designated place(s) of issue, transportation including loading, unloading, handling from Owner's designated place(s) of issue to Contractor's own stock yard(s)/ work site(s)/ work shop(s) including arranging all necessary intermediate storage area(s) thereof, as required; supply of all materials, equipment, consumables as defined in Contractor's scope of supply and its transportation to the work site(s);installation of valves, flow meters, strainers, equipment etc., supply and fixing of gaskets, stud bolts, nuts of all sizes including torque tightening as applicable, leveling, aligning, installation and assembly of accessories, including accessories for actuators, making electrical/ pneumatic connections for such actuators, if any, by bolting/threading or welding of pipes at all elevations, testing, completing all works in all respects as per drawings, scope of work, specifications, standards, other provisions of Contract and directions of the Engineer-in-Charge. Installation of above ground Flanged Valves (Ball/Plug/Check/Gate/Globe) as per details given below: ( Valve Size - 6 INCH, Rating - 600 ) | 7.00 | NOS |  | 9000.00 | 63000.00 | Not Quoted | Not Quoted | 5800.00 | 40600.00 | 6600.00 | 46200.00 | Not Quoted | Not Quoted | Not Quoted | Not Quoted | 12000.00 | 84000.00 | 16283.00 | 113981.00 | Not Quoted | Not Quoted | 10000.00 | 70000.00 | 0.00 | 0.00 | Not Quoted | Not Quoted | 2592.00 | 18144.00 | Not Quoted | Not Quoted | 10560.00 | 73920.00 | 0.00 | mastek engineering private limited
621.00 | Pipeline & Structural Works: PIPING WORKS FOR DESPATCH/RECEIPT/INTERMEDIATE PUMPING/COMPRESSOR/INTERMEDIATE PIGGING STATIONS INSTALLATION OF VALVES/FLOW METERS/ STRAINERS/ SCRAPER TRAPS/ EQUIPMENT Receiving and taking over of all Owner supplied materials, equipment from Owner's designated place(s) of issue, transportation including loading, unloading, handling from Owner's designated place(s) of issue to Contractor's own stock yard(s)/ work site(s)/ work shop(s) including arranging all necessary intermediate storage area(s) thereof, as required; supply of all materials, equipment, consumables as defined in Contractor's scope of supply and its transportation to the work site(s);installation of valves, flow meters, strainers, equipment etc., supply and fixing of gaskets, stud bolts, nuts of all sizes including torque tightening as applicable, leveling, aligning, installation and assembly of accessories, including accessories for actuators, making electrical/ pneumatic connections for such actuators, if any, by bolting/threading or welding of pipes at all elevations, testing, completing all works in all respects as per drawings, scope of work, specifications, standards, other provisions of Contract and directions of the Engineer-in-Charge. Installation of above ground Motor Operated/Actuated Flanged Valves (Ball/Plug/Gate/Globe) as per details given below: ( Valve Size - 18 INCH, Rating - 600 ) - Tag Nos: 020-HOV-1903/1904/1905 | 3.00 | NOS |  | 45000.00 | 135000.00 | Not Quoted | Not Quoted | 24000.00 | 72000.00 | 39600.00 | 118800.00 | Not Quoted | Not Quoted | Not Quoted | Not Quoted | 40000.00 | 120000.00 | 48847.00 | 146541.00 | Not Quoted | Not Quoted | 50000.00 | 150000.00 | 0.00 | 0.00 | Not Quoted | Not Quoted | 7776.00 | 23328.00 | Not Quoted | Not Quoted | 70400.00 | 211200.00 | 0.00 | mastek engineering private limited
622.00 | Pipeline & Structural Works: PIPING WORKS FOR DESPATCH/RECEIPT/INTERMEDIATE PUMPING/COMPRESSOR/INTERMEDIATE PIGGING STATIONS INSTALLATION OF VALVES/FLOW METERS/ STRAINERS/ SCRAPER TRAPS/ EQUIPMENT Receiving and taking over of all Owner supplied materials, equipment from Owner's designated place(s) of issue, transportation including loading, unloading, handling from Owner's designated place(s) of issue to Contractor's own stock yard(s)/ work site(s)/ work shop(s) including arranging all necessary intermediate storage area(s) thereof, as required; supply of all materials, equipment, consumables as defined in Contractor's scope of supply and its transportation to the work site(s);installation of valves, flow meters, strainers, equipment etc., supply and fixing of gaskets, stud bolts, nuts of all sizes including torque tightening as applicable, leveling, aligning, installation and assembly of accessories, including accessories for actuators, making electrical/ pneumatic connections for such actuators, if any, by bolting/threading or welding of pipes at all elevations, testing, completing all works in all respects as per drawings, scope of work, specifications, standards, other provisions of Contract and directions of the Engineer-in-Charge. Installation of above ground Motor Operated/Actuated Butt Welded Valves (Ball/Plug/Gate/Globe) as per details given below: ( Valve Size - 18 INCH, Rating - 600 ) - Tag Nos: 020-AV-1901/1902/1903/1904, 020-HOV-1901/1902 | 6.00 | NOS |  | 45000.00 | 270000.00 | Not Quoted | Not Quoted | 15000.00 | 90000.00 | 39600.00 | 237600.00 | Not Quoted | Not Quoted | Not Quoted | Not Quoted | 60000.00 | 360000.00 | 48847.00 | 293082.00 | Not Quoted | Not Quoted | 50000.00 | 300000.00 | 0.00 | 0.00 | Not Quoted | Not Quoted | 27216.00 | 163296.00 | Not Quoted | Not Quoted | 70400.00 | 422400.00 | 0.00 | mastek engineering private limited
623.00 | Pipeline & Structural Works: PIPING WORKS FOR DESPATCH/RECEIPT/INTERMEDIATE PUMPING/COMPRESSOR/INTERMEDIATE PIGGING STATIONS INSTALLATION OF VALVES/FLOW METERS/ STRAINERS/ SCRAPER TRAPS/ EQUIPMENT Receiving and taking over of all Owner supplied materials, equipment from Owner's designated place(s) of issue, transportation including loading, unloading, handling from Owner's designated place(s) of issue to Contractor's own stock yard(s)/ work site(s)/ work shop(s) including arranging all necessary intermediate storage area(s) thereof, as required; supply of all materials, equipment, consumables as defined in Contractor's scope of supply and its transportation to the work site(s);installation of valves, flow meters, strainers, equipment etc., supply and fixing of gaskets, stud bolts, nuts of all sizes including torque tightening as applicable, leveling, aligning, installation and assembly of accessories, including accessories for actuators, making electrical/ pneumatic connections for such actuators, if any, by bolting/threading or welding of pipes at all elevations, testing, completing all works in all respects as per drawings, scope of work, specifications, standards, other provisions of Contract and directions of the Engineer-in-Charge. Installation of above ground Butt Welded Valves (Ball/Plug/Check/Gate/Globe) as per details given below: ( Valve Size - 2 INCH, Rating - 600 ) | 3.00 | NOS |  | 3000.00 | 9000.00 | Not Quoted | Not Quoted | 1800.00 | 5400.00 | 2200.00 | 6600.00 | Not Quoted | Not Quoted | Not Quoted | Not Quoted | 5000.00 | 15000.00 | 5428.00 | 16284.00 | Not Quoted | Not Quoted | 3500.00 | 10500.00 | 0.00 | 0.00 | Not Quoted | Not Quoted | 3024.00 | 9072.00 | Not Quoted | Not Quoted | 3520.00 | 10560.00 | 0.00 | mastek engineering private limited
624.00 | Pipeline & Structural Works: PIPING WORKS FOR DESPATCH/RECEIPT/INTERMEDIATE PUMPING/COMPRESSOR/INTERMEDIATE PIGGING STATIONS INSTALLATION OF VALVES/FLOW METERS/ STRAINERS/ SCRAPER TRAPS/ EQUIPMENT Receiving and taking over of all Owner supplied materials, equipment from Owner's designated place(s) of issue, transportation including loading, unloading, handling from Owner's designated place(s) of issue to Contractor's own stock yard(s)/ work site(s)/ work shop(s) including arranging all necessary intermediate storage area(s) thereof, as required; supply of all materials, equipment, consumables as defined in Contractor's scope of supply and its transportation to the work site(s);installation of valves, flow meters, strainers, equipment etc., supply and fixing of gaskets, stud bolts, nuts of all sizes including torque tightening as applicable, leveling, aligning, installation and assembly of accessories, including accessories for actuators, making electrical/ pneumatic connections for such actuators, if any, by bolting/threading or welding of pipes at all elevations, testing, completing all works in all respects as per drawings, scope of work, specifications, standards, other provisions of Contract and directions of the Engineer-in-Charge. Installation of above ground Butt Welded Valves (Ball/Plug/Check/Gate/Globe) as per details given below: ( Valve Size - 4 INCH, Rating - 600 ) | 2.00 | NOS |  | 6000.00 | 12000.00 | Not Quoted | Not Quoted | 2500.00 | 5000.00 | 4400.00 | 8800.00 | Not Quoted | Not Quoted | Not Quoted | Not Quoted | 9000.00 | 18000.00 | 10855.00 | 21710.00 | Not Quoted | Not Quoted | 7000.00 | 14000.00 | 0.00 | 0.00 | Not Quoted | Not Quoted | 6048.00 | 12096.00 | Not Quoted | Not Quoted | 7040.00 | 14080.00 | 0.00 | mastek engineering private limited
625.00 | Pipeline & Structural Works: PIPING WORKS FOR DESPATCH/RECEIPT/INTERMEDIATE PUMPING/COMPRESSOR/INTERMEDIATE PIGGING STATIONS INSTALLATION OF VALVES/FLOW METERS/ STRAINERS/ SCRAPER TRAPS/ EQUIPMENT Receiving and taking over of all Owner supplied materials, equipment from Owner's designated place(s) of issue, transportation including loading, unloading, handling from Owner's designated place(s) of issue to Contractor's own stock yard(s)/ work site(s)/ work shop(s) including arranging all necessary intermediate storage area(s) thereof, as required; supply of all materials, equipment, consumables as defined in Contractor's scope of supply and its transportation to the work site(s);installation of valves, flow meters, strainers, equipment etc., supply and fixing of gaskets, stud bolts, nuts of all sizes including torque tightening as applicable, leveling, aligning, installation and assembly of accessories, including accessories for actuators, making electrical/ pneumatic connections for such actuators, if any, by bolting/threading or welding of pipes at all elevations, testing, completing all works in all respects as per drawings, scope of work, specifications, standards, other provisions of Contract and directions of the Engineer-in-Charge. Installation of above ground Butt Welded Valves (Ball/Plug/Check/Gate/Globe) as per details given below: ( Valve Size - 6 INCH, Rating - 600 ) | 3.00 | NOS |  | 9000.00 | 27000.00 | Not Quoted | Not Quoted | 3200.00 | 9600.00 | 6600.00 | 19800.00 | Not Quoted | Not Quoted | Not Quoted | Not Quoted | 12000.00 | 36000.00 | 16283.00 | 48849.00 | Not Quoted | Not Quoted | 10000.00 | 30000.00 | 0.00 | 0.00 | Not Quoted | Not Quoted | 9072.00 | 27216.00 | Not Quoted | Not Quoted | 10560.00 | 31680.00 | 0.00 | mastek engineering private limited
626.00 | Pipeline & Structural Works: PIPING WORKS FOR DESPATCH/RECEIPT/INTERMEDIATE PUMPING/COMPRESSOR/INTERMEDIATE PIGGING STATIONS INSTALLATION OF VALVES/FLOW METERS/ STRAINERS/ SCRAPER TRAPS/ EQUIPMENT Receiving and taking over of all Owner supplied materials, equipment from Owner's designated place(s) of issue, transportation including loading, unloading, handling from Owner's designated place(s) of issue to Contractor's own stock yard(s)/ work site(s)/ work shop(s) including arranging all necessary intermediate storage area(s) thereof, as required; supply of all materials, equipment, consumables as defined in Contractor's scope of supply and its transportation to the work site(s);installation of valves, flow meters, strainers, equipment etc., supply and fixing of gaskets, stud bolts, nuts of all sizes including torque tightening as applicable, leveling, aligning, installation and assembly of accessories, including accessories for actuators, making electrical/ pneumatic connections for such actuators, if any, by bolting/threading or welding of pipes at all elevations, testing, completing all works in all respects as per drawings, scope of work, specifications, standards, other provisions of Contract and directions of the Engineer-in-Charge. Installation of above ground Butt Welded Valves (Ball/Plug/Check/Gate/Globe) as per details given below: ( Valve Size - 10 INCH, Rating - 600 ) | 1.00 | NOS |  | 15000.00 | 15000.00 | Not Quoted | Not Quoted | 9500.00 | 9500.00 | 11000.00 | 11000.00 | Not Quoted | Not Quoted | Not Quoted | Not Quoted | 25000.00 | 25000.00 | 27137.00 | 27137.00 | Not Quoted | Not Quoted | 25000.00 | 25000.00 | 0.00 | 0.00 | Not Quoted | Not Quoted | 15120.00 | 15120.00 | Not Quoted | Not Quoted | 21000.00 | 21000.00 | 0.00 | mastek engineering private limited
627.00 | Pipeline & Structural Works: PIPING WORKS FOR DESPATCH/RECEIPT/INTERMEDIATE PUMPING/COMPRESSOR/INTERMEDIATE PIGGING STATIONS RADIOGRAPHY Performance of radiographic inspection of piping of all types, sizes, thickness including providing or hiring of all necessary equipment, supply of all consumables including radiographic films and whatever else even though not expressly mentioned but required to perform the work as per specification and instructions of Engineer-in-Charge. Radiography of pipes as per details given below ( Pipe OD - 2 INCH ) | 18.00 | NOS |  | 500.00 | 9000.00 | Not Quoted | Not Quoted | 1200.00 | 21600.00 | 4070.00 | 73260.00 | Not Quoted | Not Quoted | Not Quoted | Not Quoted | 500.00 | 9000.00 | 453.00 | 8154.00 | Not Quoted | Not Quoted | 500.00 | 9000.00 | 0.00 | 0.00 | Not Quoted | Not Quoted | 292.00 | 5256.00 | Not Quoted | Not Quoted | 440.00 | 7920.00 | 0.00 | mastek engineering private limited
628.00 | Pipeline & Structural Works: PIPING WORKS FOR DESPATCH/RECEIPT/INTERMEDIATE PUMPING/COMPRESSOR/INTERMEDIATE PIGGING STATIONS RADIOGRAPHY Performance of radiographic inspection of piping of all types, sizes, thickness including providing or hiring of all necessary equipment, supply of all consumables including radiographic films and whatever else even though not expressly mentioned but required to perform the work as per specification and instructions of Engineer-in-Charge. Radiography of pipes as per details given below ( Pipe OD - 4 INCH ) | 4.00 | NOS |  | 700.00 | 2800.00 | Not Quoted | Not Quoted | 1500.00 | 6000.00 | 5264.00 | 21056.00 | Not Quoted | Not Quoted | Not Quoted | Not Quoted | 1000.00 | 4000.00 | 905.00 | 3620.00 | Not Quoted | Not Quoted | 1000.00 | 4000.00 | 0.00 | 0.00 | Not Quoted | Not Quoted | 486.00 | 1944.00 | Not Quoted | Not Quoted | 880.00 | 3520.00 | 0.00 | mastek engineering private limited
629.00 | Pipeline & Structural Works: PIPING WORKS FOR DESPATCH/RECEIPT/INTERMEDIATE PUMPING/COMPRESSOR/INTERMEDIATE PIGGING STATIONS RADIOGRAPHY Performance of radiographic inspection of piping of all types, sizes, thickness including providing or hiring of all necessary equipment, supply of all consumables including radiographic films and whatever else even though not expressly mentioned but required to perform the work as per specification and instructions of Engineer-in-Charge. Radiography of pipes as per details given below ( Pipe OD - 10 INCH ) | 2.00 | NOS |  | 1750.00 | 3500.00 | Not Quoted | Not Quoted | 2200.00 | 4400.00 | 5742.00 | 11484.00 | Not Quoted | Not Quoted | Not Quoted | Not Quoted | 1500.00 | 3000.00 | 2262.00 | 4524.00 | Not Quoted | Not Quoted | 2500.00 | 5000.00 | 0.00 | 0.00 | Not Quoted | Not Quoted | 1161.00 | 2322.00 | Not Quoted | Not Quoted | 2200.00 | 4400.00 | 0.00 | mastek engineering private limited
630.00 | Pipeline & Structural Works: PIPING WORKS FOR DESPATCH/RECEIPT/INTERMEDIATE PUMPING/COMPRESSOR/INTERMEDIATE PIGGING STATIONS RADIOGRAPHY Performance of radiographic inspection of piping of all types, sizes, thickness including providing or hiring of all necessary equipment, supply of all consumables including radiographic films and whatever else even though not expressly mentioned but required to perform the work as per specification and instructions of Engineer-in-Charge. Radiography of pipes as per details given below ( Pipe OD - .75 INCH ) | 8.00 | NOS |  | 500.00 | 4000.00 | Not Quoted | Not Quoted | 650.00 | 5200.00 | 4070.00 | 32560.00 | Not Quoted | Not Quoted | Not Quoted | Not Quoted | 500.00 | 4000.00 | 170.00 | 1360.00 | Not Quoted | Not Quoted | 300.00 | 2400.00 | 0.00 | 0.00 | Not Quoted | Not Quoted | 81.00 | 648.00 | Not Quoted | Not Quoted | 1760.00 | 14080.00 | 0.00 | mastek engineering private limited
631.00 | Pipeline & Structural Works: PIPING WORKS FOR DESPATCH/RECEIPT/INTERMEDIATE PUMPING/COMPRESSOR/INTERMEDIATE PIGGING STATIONS RADIOGRAPHY Performance of radiographic inspection of piping of all types, sizes, thickness including providing or hiring of all necessary equipment, supply of all consumables including radiographic films and whatever else even though not expressly mentioned but required to perform the work as per specification and instructions of Engineer-in-Charge. Radiography of pipes as per details given below ( Pipe OD - 1 INCH ) | 6.00 | NOS |  | 500.00 | 3000.00 | Not Quoted | Not Quoted | 800.00 | 4800.00 | 4070.00 | 24420.00 | Not Quoted | Not Quoted | Not Quoted | Not Quoted | 500.00 | 3000.00 | 227.00 | 1362.00 | Not Quoted | Not Quoted | 300.00 | 1800.00 | 0.00 | 0.00 | Not Quoted | Not Quoted | 108.00 | 648.00 | Not Quoted | Not Quoted | 1760.00 | 10560.00 | 0.00 | mastek engineering private limited
632.00 | Pipeline & Structural Works: PIPING WORKS FOR DESPATCH/RECEIPT/INTERMEDIATE PUMPING/COMPRESSOR/INTERMEDIATE PIGGING STATIONS RADIOGRAPHY Performance of radiographic inspection of piping of all types, sizes, thickness including providing or hiring of all necessary equipment, supply of all consumables including radiographic films and whatever else even though not expressly mentioned but required to perform the work as per specification and instructions of Engineer-in-Charge. Radiography of pipes as per details given below ( Pipe OD - 1.5 INCH ) | 6.00 | NOS |  | 500.00 | 3000.00 | Not Quoted | Not Quoted | 1000.00 | 6000.00 | 4070.00 | 24420.00 | Not Quoted | Not Quoted | Not Quoted | Not Quoted | 500.00 | 3000.00 | 340.00 | 2040.00 | Not Quoted | Not Quoted | 400.00 | 2400.00 | 0.00 | 0.00 | Not Quoted | Not Quoted | 162.00 | 972.00 | Not Quoted | Not Quoted | 1760.00 | 10560.00 | 0.00 | mastek engineering private limited
633.00 | Pipeline & Structural Works: PIPING WORKS FOR DESPATCH/RECEIPT/INTERMEDIATE PUMPING/COMPRESSOR/INTERMEDIATE PIGGING STATIONS RADIOGRAPHY Performance of radiographic inspection of piping of all types, sizes, thickness including providing or hiring of all necessary equipment, supply of all consumables including radiographic films and whatever else even though not expressly mentioned but required to perform the work as per specification and instructions of Engineer-in-Charge. Radiography of pipes as per details given below ( Pipe OD - 18 INCH ) | 12.00 | NOS |  | 3150.00 | 37800.00 | Not Quoted | Not Quoted | 5500.00 | 66000.00 | 6353.00 | 76236.00 | Not Quoted | Not Quoted | Not Quoted | Not Quoted | 3000.00 | 36000.00 | 4071.00 | 48852.00 | Not Quoted | Not Quoted | 4000.00 | 48000.00 | 0.00 | 0.00 | Not Quoted | Not Quoted | 1944.00 | 23328.00 | Not Quoted | Not Quoted | 3960.00 | 47520.00 | 0.00 | mastek engineering private limited
634.00 | Pipeline & Structural Works: PIPING WORKS FOR DESPATCH/RECEIPT/INTERMEDIATE PUMPING/COMPRESSOR/INTERMEDIATE PIGGING STATIONS RADIOGRAPHY Performance of radiographic inspection of piping of all types, sizes, thickness including providing or hiring of all necessary equipment, supply of all consumables including radiographic films and whatever else even though not expressly mentioned but required to perform the work as per specification and instructions of Engineer-in-Charge. Radiography of pipes as per details given below ( Pipe OD - 6 INCH ) | 11.00 | NOS |  | 1050.00 | 11550.00 | Not Quoted | Not Quoted | 3500.00 | 38500.00 | 5429.00 | 59719.00 | Not Quoted | Not Quoted | Not Quoted | Not Quoted | 2000.00 | 22000.00 | 1357.00 | 14927.00 | Not Quoted | Not Quoted | 1500.00 | 16500.00 | 0.00 | 0.00 | Not Quoted | Not Quoted | 724.00 | 7964.00 | Not Quoted | Not Quoted | 1320.00 | 14520.00 | 0.00 | mastek engineering private limited
635.00 | Pipeline & Structural Works: PIPING WORKS FOR DESPATCH/RECEIPT/INTERMEDIATE PUMPING/COMPRESSOR/INTERMEDIATE PIGGING STATIONS PIPE SUPPORTS Supply of all materials required for fabrication of pipe supports & special supports including supply of bolts, nuts, washers, U Clamps, Wooden Blocks etc as mentioned in the drawing/ standards and as defined in scope of work document, fabrication and erection of pipe/ equipment supports (for all sizes/ thickness) including shoes, pipes, cradles, turn buckles, T-posts for all types of guides, anchors, special supports for cold/hot insulated pipes etc. if applicable, all necessary equipment, consumables, labour etc. for completing all works, supply and application of paints and primers suitable for painting environment as defined in contract document and as per standard specification for Surface preparation and protective coating and completing the work as per drawings, scope of work, specifications, standards, other provisions of Contract and instruction of Engineer-in-Charge. CS Structural Steel | 2.00 | MT |  | 150000.00 | 300000.00 | Not Quoted | Not Quoted | 120000.00 | 240000.00 | 110000.00 | 220000.00 | Not Quoted | Not Quoted | Not Quoted | Not Quoted | 150000.00 | 300000.00 | 22614.00 | 45228.00 | Not Quoted | Not Quoted | 135000.00 | 270000.00 | 0.00 | 0.00 | Not Quoted | Not Quoted | 102600.00 | 205200.00 | Not Quoted | Not Quoted | 132000.00 | 264000.00 | 0.00 | mastek engineering private limited
636.00 | Pipeline & Structural Works: PIPING WORKS FOR DESPATCH/RECEIPT/INTERMEDIATE PUMPING/COMPRESSOR/INTERMEDIATE PIGGING STATIONS PIPE SUPPORTS Supply of all materials required for fabrication of pipe supports & special supports including supply of bolts, nuts, washers, U Clamps, Wooden Blocks etc as mentioned in the drawing/ standards and as defined in scope of work document, fabrication and erection of pipe/ equipment supports (for all sizes/ thickness) including shoes, pipes, cradles, turn buckles, T-posts for all types of guides, anchors, special supports for cold/hot insulated pipes etc. if applicable, all necessary equipment, consumables, labour etc. for completing all works, supply and application of paints and primers suitable for painting environment as defined in contract document and as per standard specification for Surface preparation and protective coating and completing the work as per drawings, scope of work, specifications, standards, other provisions of Contract and instruction of Engineer-in-Charge. Stainless Steel | .50 | MT |  | 250000.00 | 125000.00 | Not Quoted | Not Quoted | 120000.00 | 60000.00 | 220000.00 | 110000.00 | Not Quoted | Not Quoted | Not Quoted | Not Quoted | 150000.00 | 75000.00 | 22614.00 | 11307.00 | Not Quoted | Not Quoted | 300000.00 | 150000.00 | 0.00 | 0.00 | Not Quoted | Not Quoted | 918000.00 | 459000.00 | Not Quoted | Not Quoted | 396000.00 | 198000.00 | 0.00 | mastek engineering private limited
637.00 | Pipeline & Structural Works: PIPING WORKS FOR DESPATCH/RECEIPT/INTERMEDIATE PUMPING/COMPRESSOR/INTERMEDIATE PIGGING STATIONS PAINTING Supply of paints, solvents and primers, preparation of surfaces and application of primer and finish paints suitable for highly corrosive/corrosive/ normal corrosive painting environment as defined in contract document and on pipes as per standard specification for Surface preparation and protective coating, identification, lettering/ numbering, colour coding etc. as specified including rub down and touch up of shop primer or scrapping of shop primer wherever required and providing of scaffolding for all heights, labour, materials, tools and tackles, consumables, supervision etc. to complete the work in all respect as per Specification, Drawings, Standards and instruction of Engineer-in-Charge. Painting of all above ground piping including all fittings, valves, flanges etc. including colour bands ( Pipe Size - .75 INCH, Painting Environment - Normal Corrosive ) | 24.00 | M |  | 175.00 | 4200.00 | Not Quoted | Not Quoted | 425.00 | 10200.00 | 105.00 | 2520.00 | Not Quoted | Not Quoted | Not Quoted | Not Quoted | 200.00 | 4800.00 | 92.00 | 2208.00 | Not Quoted | Not Quoted | 250.00 | 6000.00 | 0.00 | 0.00 | Not Quoted | Not Quoted | 76.00 | 1824.00 | Not Quoted | Not Quoted | 176.00 | 4224.00 | 0.00 | mastek engineering private limited
638.00 | Pipeline & Structural Works: PIPING WORKS FOR DESPATCH/RECEIPT/INTERMEDIATE PUMPING/COMPRESSOR/INTERMEDIATE PIGGING STATIONS PAINTING Supply of paints, solvents and primers, preparation of surfaces and application of primer and finish paints suitable for highly corrosive/corrosive/ normal corrosive painting environment as defined in contract document and on pipes as per standard specification for Surface preparation and protective coating, identification, lettering/ numbering, colour coding etc. as specified including rub down and touch up of shop primer or scrapping of shop primer wherever required and providing of scaffolding for all heights, labour, materials, tools and tackles, consumables, supervision etc. to complete the work in all respect as per Specification, Drawings, Standards and instruction of Engineer-in-Charge. Painting of all above ground piping including all fittings, valves, flanges etc. including colour bands ( Pipe Size - 1 INCH, Painting Environment - Normal Corrosive ) | 6.00 | M |  | 220.00 | 1320.00 | Not Quoted | Not Quoted | 550.00 | 3300.00 | 156.00 | 936.00 | Not Quoted | Not Quoted | Not Quoted | Not Quoted | 200.00 | 1200.00 | 123.00 | 738.00 | Not Quoted | Not Quoted | 250.00 | 1500.00 | 0.00 | 0.00 | Not Quoted | Not Quoted | 97.00 | 582.00 | Not Quoted | Not Quoted | 220.00 | 1320.00 | 0.00 | mastek engineering private limited
639.00 | Pipeline & Structural Works: PIPING WORKS FOR DESPATCH/RECEIPT/INTERMEDIATE PUMPING/COMPRESSOR/INTERMEDIATE PIGGING STATIONS PAINTING Supply of paints, solvents and primers, preparation of surfaces and application of primer and finish paints suitable for highly corrosive/corrosive/ normal corrosive painting environment as defined in contract document and on pipes as per standard specification for Surface preparation and protective coating, identification, lettering/ numbering, colour coding etc. as specified including rub down and touch up of shop primer or scrapping of shop primer wherever required and providing of scaffolding for all heights, labour, materials, tools and tackles, consumables, supervision etc. to complete the work in all respect as per Specification, Drawings, Standards and instruction of Engineer-in-Charge. Painting of all above ground piping including all fittings, valves, flanges etc. including colour bands ( Pipe Size - 1.5 INCH, Painting Environment - Normal Corrosive ) | 6.00 | M |  | 330.00 | 1980.00 | Not Quoted | Not Quoted | 600.00 | 3600.00 | 208.00 | 1248.00 | Not Quoted | Not Quoted | Not Quoted | Not Quoted | 300.00 | 1800.00 | 185.00 | 1110.00 | Not Quoted | Not Quoted | 250.00 | 1500.00 | 0.00 | 0.00 | Not Quoted | Not Quoted | 146.00 | 876.00 | Not Quoted | Not Quoted | 264.00 | 1584.00 | 0.00 | mastek engineering private limited
640.00 | Pipeline & Structural Works: PIPING WORKS FOR DESPATCH/RECEIPT/INTERMEDIATE PUMPING/COMPRESSOR/INTERMEDIATE PIGGING STATIONS PAINTING Supply of paints, solvents and primers, preparation of surfaces and application of primer and finish paints suitable for highly corrosive/corrosive/ normal corrosive painting environment as defined in contract document and on pipes as per standard specification for Surface preparation and protective coating, identification, lettering/ numbering, colour coding etc. as specified including rub down and touch up of shop primer or scrapping of shop primer wherever required and providing of scaffolding for all heights, labour, materials, tools and tackles, consumables, supervision etc. to complete the work in all respect as per Specification, Drawings, Standards and instruction of Engineer-in-Charge. Painting of all above ground piping including all fittings, valves, flanges etc. including colour bands ( Pipe Size - 2 INCH, Painting Environment - Normal Corrosive ) | 54.00 | M |  | 440.00 | 23760.00 | Not Quoted | Not Quoted | 650.00 | 35100.00 | 260.00 | 14040.00 | Not Quoted | Not Quoted | Not Quoted | Not Quoted | 300.00 | 16200.00 | 246.00 | 13284.00 | Not Quoted | Not Quoted | 300.00 | 16200.00 | 0.00 | 0.00 | Not Quoted | Not Quoted | 254.00 | 13716.00 | Not Quoted | Not Quoted | 308.00 | 16632.00 | 0.00 | mastek engineering private limited
641.00 | Pipeline & Structural Works: PIPING WORKS FOR DESPATCH/RECEIPT/INTERMEDIATE PUMPING/COMPRESSOR/INTERMEDIATE PIGGING STATIONS PAINTING Supply of paints, solvents and primers, preparation of surfaces and application of primer and finish paints suitable for highly corrosive/corrosive/ normal corrosive painting environment as defined in contract document and on pipes as per standard specification for Surface preparation and protective coating, identification, lettering/ numbering, colour coding etc. as specified including rub down and touch up of shop primer or scrapping of shop primer wherever required and providing of scaffolding for all heights, labour, materials, tools and tackles, consumables, supervision etc. to complete the work in all respect as per Specification, Drawings, Standards and instruction of Engineer-in-Charge. Painting of all above ground piping including all fittings, valves, flanges etc. including colour bands ( Pipe Size - 10 INCH, Painting Environment - Normal Corrosive ) | 12.00 | M |  | 2250.00 | 27000.00 | Not Quoted | Not Quoted | 950.00 | 11400.00 | 1113.00 | 13356.00 | Not Quoted | Not Quoted | Not Quoted | Not Quoted | 1000.00 | 12000.00 | 1225.00 | 14700.00 | Not Quoted | Not Quoted | 1200.00 | 14400.00 | 0.00 | 0.00 | Not Quoted | Not Quoted | 1048.00 | 12576.00 | Not Quoted | Not Quoted | 880.00 | 10560.00 | 0.00 | mastek engineering private limited
642.00 | Pipeline & Structural Works: PIPING WORKS FOR DESPATCH/RECEIPT/INTERMEDIATE PUMPING/COMPRESSOR/INTERMEDIATE PIGGING STATIONS PAINTING Supply of paints, solvents and primers, preparation of surfaces and application of primer and finish paints suitable for highly corrosive/corrosive/ normal corrosive painting environment as defined in contract document and on pipes as per standard specification for Surface preparation and protective coating, identification, lettering/ numbering, colour coding etc. as specified including rub down and touch up of shop primer or scrapping of shop primer wherever required and providing of scaffolding for all heights, labour, materials, tools and tackles, consumables, supervision etc. to complete the work in all respect as per Specification, Drawings, Standards and instruction of Engineer-in-Charge. Painting of all above ground piping including all fittings, valves, flanges etc. including colour bands ( Pipe Size - 4 INCH, Painting Environment - Normal Corrosive ) | 12.00 | M |  | 890.00 | 10680.00 | Not Quoted | Not Quoted | 750.00 | 9000.00 | 466.00 | 5592.00 | Not Quoted | Not Quoted | Not Quoted | Not Quoted | 500.00 | 6000.00 | 490.00 | 5880.00 | Not Quoted | Not Quoted | 500.00 | 6000.00 | 0.00 | 0.00 | Not Quoted | Not Quoted | 437.00 | 5244.00 | Not Quoted | Not Quoted | 528.00 | 6336.00 | 0.00 | mastek engineering private limited
643.00 | Pipeline & Structural Works: PIPING WORKS FOR DESPATCH/RECEIPT/INTERMEDIATE PUMPING/COMPRESSOR/INTERMEDIATE PIGGING STATIONS PAINTING Supply of paints, solvents and primers, preparation of surfaces and application of primer and finish paints suitable for highly corrosive/corrosive/ normal corrosive painting environment as defined in contract document and on pipes as per standard specification for Surface preparation and protective coating, identification, lettering/ numbering, colour coding etc. as specified including rub down and touch up of shop primer or scrapping of shop primer wherever required and providing of scaffolding for all heights, labour, materials, tools and tackles, consumables, supervision etc. to complete the work in all respect as per Specification, Drawings, Standards and instruction of Engineer-in-Charge. Painting of all above ground piping including all fittings, valves, flanges etc. including colour bands ( Pipe Size - 6 INCH, Painting Environment - Normal Corrosive ) | 90.00 | M |  | 1330.00 | 119700.00 | Not Quoted | Not Quoted | 850.00 | 76500.00 | 686.00 | 61740.00 | Not Quoted | Not Quoted | Not Quoted | Not Quoted | 750.00 | 67500.00 | 735.00 | 66150.00 | Not Quoted | Not Quoted | 700.00 | 63000.00 | 0.00 | 0.00 | Not Quoted | Not Quoted | 644.00 | 57960.00 | Not Quoted | Not Quoted | 616.00 | 55440.00 | 0.00 | mastek engineering private limited
644.00 | Pipeline & Structural Works: PIPING WORKS FOR DESPATCH/RECEIPT/INTERMEDIATE PUMPING/COMPRESSOR/INTERMEDIATE PIGGING STATIONS PAINTING Supply of paints, solvents and primers, preparation of surfaces and application of primer and finish paints suitable for highly corrosive/corrosive/ normal corrosive painting environment as defined in contract document and on pipes as per standard specification for Surface preparation and protective coating, identification, lettering/ numbering, colour coding etc. as specified including rub down and touch up of shop primer or scrapping of shop primer wherever required and providing of scaffolding for all heights, labour, materials, tools and tackles, consumables, supervision etc. to complete the work in all respect as per Specification, Drawings, Standards and instruction of Engineer-in-Charge. Painting of all above ground piping including all fittings, valves, flanges etc. including colour bands ( Pipe Size - 18 INCH, Painting Environment - Normal Corrosive ) | 72.00 | M |  | 4000.00 | 288000.00 | Not Quoted | Not Quoted | 1250.00 | 90000.00 | 1865.00 | 134280.00 | Not Quoted | Not Quoted | Not Quoted | Not Quoted | 1200.00 | 86400.00 | 2205.00 | 158760.00 | Not Quoted | Not Quoted | 2000.00 | 144000.00 | 0.00 | 0.00 | Not Quoted | Not Quoted | 1750.00 | 126000.00 | Not Quoted | Not Quoted | 1760.00 | 126720.00 | 0.00 | mastek engineering private limited
645.00 | Pipeline & Structural Works: PIPING WORKS FOR SECTIONALISING VALVE STATIONS/STATION BLOCK VALVES/ TAP - OFF/IN STATION Notes: 1. This work is exclusive of all works associated with main pipeline covered at item no P250.00.00 above. 2. All Civil/structural works except piping supports will be paid separately as per unit rate provided elsewhere. 3. All works related to approach roads & foot path will be paid separately as provided elsewhere in the Contract. 4. All others works pertaining to the Station (Architecture/ Civil/ Structural/ Electrical/ Instrumentation works etc.) shall be as per rates indicated elsewhere in the tender document. FABRICATION, ERECTION, INSTALLATION AND TESTING OF PIPING All works for installation of all above ground piping at all elevations and below ground at all depths for Sectionalizing Valve Station(s)/Station Block Valves/Tap off/In Stations as indicated in Scope document, in all type of terrain and soil including receiving and taking over of all Owner supplied materials from Owner's designated place(s) of issue, transportation including loading, unloading, handling from Owner's designated place(s) of issue to Contractor's own stock yard(s)/ work site(s)/ work shop(s) including arranging all necessary intermediate storage area(s) thereof, as required; supply of all materials (except those specified subsequently in SOR) equipment, consumables etc. as defined in Contractor's scope of supply, and their transportation to the work site(s); performing all above ground/buried piping fabrication works including cutting, edge preparation, (inclusive of grinding the edges of pipes, fittings, flanges etc. to match with the matching edges of uneven/ different thickness wherever required), fit up, bending, pre-heating wherever required, welding, threading etc.; erection of pipes of all types and thickness at all elevations; hook-up with equipment nozzles; installation and supporting of all type of valves up to size of 1.5" NB, all types of instruments such as pressure/thermal safety valves(other than those covered separately), fittings of all sizes i.e. flow tees, insulating joints, QOEC, elbows, reducers, tees, 'o' lets, flanges, blind flanges, spectacle blinds, spacers and blinds, tappings for pressure instruments, thermowells, hoses and hose couplings of all sizes, as applicable, sample connections, flame arrestors as applicable, vents and drains required for process and hydrotesting purposes etc.; supply & fixing of all types of gaskets (including gaskets for RTJ flanges), stud bolts and nuts of all sizes including torque tightening as applicable; carrying out non-destructive testing including radiography, magnetic particle/ liquid penetration etc. as required; hook-up with existing piping/pipeline installed by others as per drawings wherever required; weld repairs/retesting; cleaning and flushing by water/ compressed air, carrying out hydrostatic test, pneumatic test, valve functional test and any other type of testing as specified, de-pressurizing, dewatering, drying by compressed air if applicable; pre-commissioning and providing commissioning assistance for process piping and commissioning of non-process piping, if applicable; cutting of mainline and bevelling (if required), tie-in of valve assembly, including NDT of tie-in joints; excavation and filling in all types of soil including soft/hard rock for installation of piping/pipe supports; clean-up and restoration of site, preparation of as built drawings, documents and project records; transportation of surplus free issue materials to Owner's designated place(s); completing all works in all respects as per the IFC drawings, scope of work, specifications, standards and other provisions of Contract and instruction of Engineer-in-Charge. Note: 1. Installation of valves of size 2" NB and above will be paid separately as per rates covered elsewhere. Installation of above ground Carbon Steel Process Piping as per details given below: ( Pipe Size - .75 INCH, Thk/Sch - 5.56 , Material - ASTM A 106 Gr. B SMLS ) | 72.00 | M |  | 750.00 | 54000.00 | Not Quoted | Not Quoted | 2500.00 | 180000.00 | 1650.00 | 118800.00 | Not Quoted | Not Quoted | Not Quoted | Not Quoted | 2000.00 | 144000.00 | 170.00 | 12240.00 | Not Quoted | Not Quoted | 1500.00 | 108000.00 | 0.00 | 0.00 | Not Quoted | Not Quoted | 648.00 | 46656.00 | Not Quoted | Not Quoted | 330.00 | 23760.00 | 0.00 | mastek engineering private limited
646.00 | Pipeline & Structural Works: PIPING WORKS FOR SECTIONALISING VALVE STATIONS/STATION BLOCK VALVES/ TAP - OFF/IN STATION Notes: 1. This work is exclusive of all works associated with main pipeline covered at item no P250.00.00 above. 2. All Civil/structural works except piping supports will be paid separately as per unit rate provided elsewhere. 3. All works related to approach roads & foot path will be paid separately as provided elsewhere in the Contract. 4. All others works pertaining to the Station (Architecture/ Civil/ Structural/ Electrical/ Instrumentation works etc.) shall be as per rates indicated elsewhere in the tender document. FABRICATION, ERECTION, INSTALLATION AND TESTING OF PIPING All works for installation of all above ground piping at all elevations and below ground at all depths for Sectionalizing Valve Station(s)/Station Block Valves/Tap off/In Stations as indicated in Scope document, in all type of terrain and soil including receiving and taking over of all Owner supplied materials from Owner's designated place(s) of issue, transportation including loading, unloading, handling from Owner's designated place(s) of issue to Contractor's own stock yard(s)/ work site(s)/ work shop(s) including arranging all necessary intermediate storage area(s) thereof, as required; supply of all materials (except those specified subsequently in SOR) equipment, consumables etc. as defined in Contractor's scope of supply, and their transportation to the work site(s); performing all above ground/buried piping fabrication works including cutting, edge preparation, (inclusive of grinding the edges of pipes, fittings, flanges etc. to match with the matching edges of uneven/ different thickness wherever required), fit up, bending, pre-heating wherever required, welding, threading etc.; erection of pipes of all types and thickness at all elevations; hook-up with equipment nozzles; installation and supporting of all type of valves up to size of 1.5" NB, all types of instruments such as pressure/thermal safety valves(other than those covered separately), fittings of all sizes i.e. flow tees, insulating joints, QOEC, elbows, reducers, tees, 'o' lets, flanges, blind flanges, spectacle blinds, spacers and blinds, tappings for pressure instruments, thermowells, hoses and hose couplings of all sizes, as applicable, sample connections, flame arrestors as applicable, vents and drains required for process and hydrotesting purposes etc.; supply & fixing of all types of gaskets (including gaskets for RTJ flanges), stud bolts and nuts of all sizes including torque tightening as applicable; carrying out non-destructive testing including radiography, magnetic particle/ liquid penetration etc. as required; hook-up with existing piping/pipeline installed by others as per drawings wherever required; weld repairs/retesting; cleaning and flushing by water/ compressed air, carrying out hydrostatic test, pneumatic test, valve functional test and any other type of testing as specified, de-pressurizing, dewatering, drying by compressed air if applicable; pre-commissioning and providing commissioning assistance for process piping and commissioning of non-process piping, if applicable; cutting of mainline and bevelling (if required), tie-in of valve assembly, including NDT of tie-in joints; excavation and filling in all types of soil including soft/hard rock for installation of piping/pipe supports; clean-up and restoration of site, preparation of as built drawings, documents and project records; transportation of surplus free issue materials to Owner's designated place(s); completing all works in all respects as per the IFC drawings, scope of work, specifications, standards and other provisions of Contract and instruction of Engineer-in-Charge. Note: 1. Installation of valves of size 2" NB and above will be paid separately as per rates covered elsewhere. Installation of above ground Carbon Steel Process Piping as per details given below: ( Pipe Size - 10 INCH, Thk/Sch - 12.7 , Material - API 5L Gr. X 52 PSL2 ) | 36.00 | M |  | 750.00 | 27000.00 | Not Quoted | Not Quoted | 9500.00 | 342000.00 | 11000.00 | 396000.00 | Not Quoted | Not Quoted | Not Quoted | Not Quoted | 7000.00 | 252000.00 | 2262.00 | 81432.00 | Not Quoted | Not Quoted | 10000.00 | 360000.00 | 0.00 | 0.00 | Not Quoted | Not Quoted | 3456.00 | 124416.00 | Not Quoted | Not Quoted | 4400.00 | 158400.00 | 0.00 | mastek engineering private limited
647.00 | Pipeline & Structural Works: PIPING WORKS FOR SECTIONALISING VALVE STATIONS/STATION BLOCK VALVES/ TAP - OFF/IN STATION Notes: 1. This work is exclusive of all works associated with main pipeline covered at item no P250.00.00 above. 2. All Civil/structural works except piping supports will be paid separately as per unit rate provided elsewhere. 3. All works related to approach roads & foot path will be paid separately as provided elsewhere in the Contract. 4. All others works pertaining to the Station (Architecture/ Civil/ Structural/ Electrical/ Instrumentation works etc.) shall be as per rates indicated elsewhere in the tender document. FABRICATION, ERECTION, INSTALLATION AND TESTING OF PIPING All works for installation of all above ground piping at all elevations and below ground at all depths for Sectionalizing Valve Station(s)/Station Block Valves/Tap off/In Stations as indicated in Scope document, in all type of terrain and soil including receiving and taking over of all Owner supplied materials from Owner's designated place(s) of issue, transportation including loading, unloading, handling from Owner's designated place(s) of issue to Contractor's own stock yard(s)/ work site(s)/ work shop(s) including arranging all necessary intermediate storage area(s) thereof, as required; supply of all materials (except those specified subsequently in SOR) equipment, consumables etc. as defined in Contractor's scope of supply, and their transportation to the work site(s); performing all above ground/buried piping fabrication works including cutting, edge preparation, (inclusive of grinding the edges of pipes, fittings, flanges etc. to match with the matching edges of uneven/ different thickness wherever required), fit up, bending, pre-heating wherever required, welding, threading etc.; erection of pipes of all types and thickness at all elevations; hook-up with equipment nozzles; installation and supporting of all type of valves up to size of 1.5" NB, all types of instruments such as pressure/thermal safety valves(other than those covered separately), fittings of all sizes i.e. flow tees, insulating joints, QOEC, elbows, reducers, tees, 'o' lets, flanges, blind flanges, spectacle blinds, spacers and blinds, tappings for pressure instruments, thermowells, hoses and hose couplings of all sizes, as applicable, sample connections, flame arrestors as applicable, vents and drains required for process and hydrotesting purposes etc.; supply & fixing of all types of gaskets (including gaskets for RTJ flanges), stud bolts and nuts of all sizes including torque tightening as applicable; carrying out non-destructive testing including radiography, magnetic particle/ liquid penetration etc. as required; hook-up with existing piping/pipeline installed by others as per drawings wherever required; weld repairs/retesting; cleaning and flushing by water/ compressed air, carrying out hydrostatic test, pneumatic test, valve functional test and any other type of testing as specified, de-pressurizing, dewatering, drying by compressed air if applicable; pre-commissioning and providing commissioning assistance for process piping and commissioning of non-process piping, if applicable; cutting of mainline and bevelling (if required), tie-in of valve assembly, including NDT of tie-in joints; excavation and filling in all types of soil including soft/hard rock for installation of piping/pipe supports; clean-up and restoration of site, preparation of as built drawings, documents and project records; transportation of surplus free issue materials to Owner's designated place(s); completing all works in all respects as per the IFC drawings, scope of work, specifications, standards and other provisions of Contract and instruction of Engineer-in-Charge. Note: 1. Installation of valves of size 2" NB and above will be paid separately as per rates covered elsewhere. Installation of above ground Carbon Steel Process Piping as per details given below: ( Pipe Size - 2 INCH, Thk/Sch - 5.54 , Material - ASTM A 106 Gr. B (CHARPY) SMLS ) | 90.00 | M |  | 1500.00 | 135000.00 | Not Quoted | Not Quoted | 3500.00 | 315000.00 | 2200.00 | 198000.00 | Not Quoted | Not Quoted | Not Quoted | Not Quoted | 2000.00 | 180000.00 | 453.00 | 40770.00 | Not Quoted | Not Quoted | 2000.00 | 180000.00 | 0.00 | 0.00 | Not Quoted | Not Quoted | 2268.00 | 204120.00 | Not Quoted | Not Quoted | 880.00 | 79200.00 | 0.00 | mastek engineering private limited
648.00 | Pipeline & Structural Works: PIPING WORKS FOR SECTIONALISING VALVE STATIONS/STATION BLOCK VALVES/ TAP - OFF/IN STATION Notes: 1. This work is exclusive of all works associated with main pipeline covered at item no P250.00.00 above. 2. All Civil/structural works except piping supports will be paid separately as per unit rate provided elsewhere. 3. All works related to approach roads & foot path will be paid separately as provided elsewhere in the Contract. 4. All others works pertaining to the Station (Architecture/ Civil/ Structural/ Electrical/ Instrumentation works etc.) shall be as per rates indicated elsewhere in the tender document. FABRICATION, ERECTION, INSTALLATION AND TESTING OF PIPING All works for installation of all above ground piping at all elevations and below ground at all depths for Sectionalizing Valve Station(s)/Station Block Valves/Tap off/In Stations as indicated in Scope document, in all type of terrain and soil including receiving and taking over of all Owner supplied materials from Owner's designated place(s) of issue, transportation including loading, unloading, handling from Owner's designated place(s) of issue to Contractor's own stock yard(s)/ work site(s)/ work shop(s) including arranging all necessary intermediate storage area(s) thereof, as required; supply of all materials (except those specified subsequently in SOR) equipment, consumables etc. as defined in Contractor's scope of supply, and their transportation to the work site(s); performing all above ground/buried piping fabrication works including cutting, edge preparation, (inclusive of grinding the edges of pipes, fittings, flanges etc. to match with the matching edges of uneven/ different thickness wherever required), fit up, bending, pre-heating wherever required, welding, threading etc.; erection of pipes of all types and thickness at all elevations; hook-up with equipment nozzles; installation and supporting of all type of valves up to size of 1.5" NB, all types of instruments such as pressure/thermal safety valves(other than those covered separately), fittings of all sizes i.e. flow tees, insulating joints, QOEC, elbows, reducers, tees, 'o' lets, flanges, blind flanges, spectacle blinds, spacers and blinds, tappings for pressure instruments, thermowells, hoses and hose couplings of all sizes, as applicable, sample connections, flame arrestors as applicable, vents and drains required for process and hydrotesting purposes etc.; supply & fixing of all types of gaskets (including gaskets for RTJ flanges), stud bolts and nuts of all sizes including torque tightening as applicable; carrying out non-destructive testing including radiography, magnetic particle/ liquid penetration etc. as required; hook-up with existing piping/pipeline installed by others as per drawings wherever required; weld repairs/retesting; cleaning and flushing by water/ compressed air, carrying out hydrostatic test, pneumatic test, valve functional test and any other type of testing as specified, de-pressurizing, dewatering, drying by compressed air if applicable; pre-commissioning and providing commissioning assistance for process piping and commissioning of non-process piping, if applicable; cutting of mainline and bevelling (if required), tie-in of valve assembly, including NDT of tie-in joints; excavation and filling in all types of soil including soft/hard rock for installation of piping/pipe supports; clean-up and restoration of site, preparation of as built drawings, documents and project records; transportation of surplus free issue materials to Owner's designated place(s); completing all works in all respects as per the IFC drawings, scope of work, specifications, standards and other provisions of Contract and instruction of Engineer-in-Charge. Note: 1. Installation of valves of size 2" NB and above will be paid separately as per rates covered elsewhere. Installation of above ground Carbon Steel Process Piping as per details given below: ( Pipe Size - 6 INCH, Thk/Sch - 10.97 , Material - ASTM A 106 Gr. B (CHARPY) SMLS ) | 72.00 | M |  | 4500.00 | 324000.00 | Not Quoted | Not Quoted | 6500.00 | 468000.00 | 6600.00 | 475200.00 | Not Quoted | Not Quoted | Not Quoted | Not Quoted | 5000.00 | 360000.00 | 1357.00 | 97704.00 | Not Quoted | Not Quoted | 6000.00 | 432000.00 | 0.00 | 0.00 | Not Quoted | Not Quoted | 5724.00 | 412128.00 | Not Quoted | Not Quoted | 2640.00 | 190080.00 | 0.00 | mastek engineering private limited
649.00 | Pipeline & Structural Works: PIPING WORKS FOR SECTIONALISING VALVE STATIONS/STATION BLOCK VALVES/ TAP - OFF/IN STATION Notes: 1. This work is exclusive of all works associated with main pipeline covered at item no P250.00.00 above. 2. All Civil/structural works except piping supports will be paid separately as per unit rate provided elsewhere. 3. All works related to approach roads & foot path will be paid separately as provided elsewhere in the Contract. 4. All others works pertaining to the Station (Architecture/ Civil/ Structural/ Electrical/ Instrumentation works etc.) shall be as per rates indicated elsewhere in the tender document. FABRICATION, ERECTION, INSTALLATION AND TESTING OF PIPING All works for installation of all above ground piping at all elevations and below ground at all depths for Sectionalizing Valve Station(s)/Station Block Valves/Tap off/In Stations as indicated in Scope document, in all type of terrain and soil including receiving and taking over of all Owner supplied materials from Owner's designated place(s) of issue, transportation including loading, unloading, handling from Owner's designated place(s) of issue to Contractor's own stock yard(s)/ work site(s)/ work shop(s) including arranging all necessary intermediate storage area(s) thereof, as required; supply of all materials (except those specified subsequently in SOR) equipment, consumables etc. as defined in Contractor's scope of supply, and their transportation to the work site(s); performing all above ground/buried piping fabrication works including cutting, edge preparation, (inclusive of grinding the edges of pipes, fittings, flanges etc. to match with the matching edges of uneven/ different thickness wherever required), fit up, bending, pre-heating wherever required, welding, threading etc.; erection of pipes of all types and thickness at all elevations; hook-up with equipment nozzles; installation and supporting of all type of valves up to size of 1.5" NB, all types of instruments such as pressure/thermal safety valves(other than those covered separately), fittings of all sizes i.e. flow tees, insulating joints, QOEC, elbows, reducers, tees, 'o' lets, flanges, blind flanges, spectacle blinds, spacers and blinds, tappings for pressure instruments, thermowells, hoses and hose couplings of all sizes, as applicable, sample connections, flame arrestors as applicable, vents and drains required for process and hydrotesting purposes etc.; supply & fixing of all types of gaskets (including gaskets for RTJ flanges), stud bolts and nuts of all sizes including torque tightening as applicable; carrying out non-destructive testing including radiography, magnetic particle/ liquid penetration etc. as required; hook-up with existing piping/pipeline installed by others as per drawings wherever required; weld repairs/retesting; cleaning and flushing by water/ compressed air, carrying out hydrostatic test, pneumatic test, valve functional test and any other type of testing as specified, de-pressurizing, dewatering, drying by compressed air if applicable; pre-commissioning and providing commissioning assistance for process piping and commissioning of non-process piping, if applicable; cutting of mainline and bevelling (if required), tie-in of valve assembly, including NDT of tie-in joints; excavation and filling in all types of soil including soft/hard rock for installation of piping/pipe supports; clean-up and restoration of site, preparation of as built drawings, documents and project records; transportation of surplus free issue materials to Owner's designated place(s); completing all works in all respects as per the IFC drawings, scope of work, specifications, standards and other provisions of Contract and instruction of Engineer-in-Charge. Note: 1. Installation of valves of size 2" NB and above will be paid separately as per rates covered elsewhere. Installation of above ground Low Temperature Carbon Steel Process Piping as per details given below: ( Pipe Size - 2 INCH, Thk/Sch - 5.54 , Material - ASTM A 333 Gr. 6 SMLS ) | 72.00 | M |  | 2500.00 | 180000.00 | Not Quoted | Not Quoted | 3500.00 | 252000.00 | 2200.00 | 158400.00 | Not Quoted | Not Quoted | Not Quoted | Not Quoted | 2000.00 | 144000.00 | 453.00 | 32616.00 | Not Quoted | Not Quoted | 2000.00 | 144000.00 | 0.00 | 0.00 | Not Quoted | Not Quoted | 2268.00 | 163296.00 | Not Quoted | Not Quoted | 880.00 | 63360.00 | 0.00 | mastek engineering private limited
650.00 | Pipeline & Structural Works: PIPING WORKS FOR SECTIONALISING VALVE STATIONS/STATION BLOCK VALVES/ TAP - OFF/IN STATION Notes: 1. This work is exclusive of all works associated with main pipeline covered at item no P250.00.00 above. 2. All Civil/structural works except piping supports will be paid separately as per unit rate provided elsewhere. 3. All works related to approach roads & foot path will be paid separately as provided elsewhere in the Contract. 4. All others works pertaining to the Station (Architecture/ Civil/ Structural/ Electrical/ Instrumentation works etc.) shall be as per rates indicated elsewhere in the tender document. FABRICATION, ERECTION, INSTALLATION AND TESTING OF PIPING All works for installation of all above ground piping at all elevations and below ground at all depths for Sectionalizing Valve Station(s)/Station Block Valves/Tap off/In Stations as indicated in Scope document, in all type of terrain and soil including receiving and taking over of all Owner supplied materials from Owner's designated place(s) of issue, transportation including loading, unloading, handling from Owner's designated place(s) of issue to Contractor's own stock yard(s)/ work site(s)/ work shop(s) including arranging all necessary intermediate storage area(s) thereof, as required; supply of all materials (except those specified subsequently in SOR) equipment, consumables etc. as defined in Contractor's scope of supply, and their transportation to the work site(s); performing all above ground/buried piping fabrication works including cutting, edge preparation, (inclusive of grinding the edges of pipes, fittings, flanges etc. to match with the matching edges of uneven/ different thickness wherever required), fit up, bending, pre-heating wherever required, welding, threading etc.; erection of pipes of all types and thickness at all elevations; hook-up with equipment nozzles; installation and supporting of all type of valves up to size of 1.5" NB, all types of instruments such as pressure/thermal safety valves(other than those covered separately), fittings of all sizes i.e. flow tees, insulating joints, QOEC, elbows, reducers, tees, 'o' lets, flanges, blind flanges, spectacle blinds, spacers and blinds, tappings for pressure instruments, thermowells, hoses and hose couplings of all sizes, as applicable, sample connections, flame arrestors as applicable, vents and drains required for process and hydrotesting purposes etc.; supply & fixing of all types of gaskets (including gaskets for RTJ flanges), stud bolts and nuts of all sizes including torque tightening as applicable; carrying out non-destructive testing including radiography, magnetic particle/ liquid penetration etc. as required; hook-up with existing piping/pipeline installed by others as per drawings wherever required; weld repairs/retesting; cleaning and flushing by water/ compressed air, carrying out hydrostatic test, pneumatic test, valve functional test and any other type of testing as specified, de-pressurizing, dewatering, drying by compressed air if applicable; pre-commissioning and providing commissioning assistance for process piping and commissioning of non-process piping, if applicable; cutting of mainline and bevelling (if required), tie-in of valve assembly, including NDT of tie-in joints; excavation and filling in all types of soil including soft/hard rock for installation of piping/pipe supports; clean-up and restoration of site, preparation of as built drawings, documents and project records; transportation of surplus free issue materials to Owner's designated place(s); completing all works in all respects as per the IFC drawings, scope of work, specifications, standards and other provisions of Contract and instruction of Engineer-in-Charge. Note: 1. Installation of valves of size 2" NB and above will be paid separately as per rates covered elsewhere. Installation of above ground Low Temperature Carbon Steel Process Piping as per details given below: ( Pipe Size - 6 INCH, Thk/Sch - 10.97 , Material - ASTM A 333 Gr. 6 SMLS ) | 90.00 | M |  | 4500.00 | 405000.00 | Not Quoted | Not Quoted | 6500.00 | 585000.00 | 6600.00 | 594000.00 | Not Quoted | Not Quoted | Not Quoted | Not Quoted | 5000.00 | 450000.00 | 1357.00 | 122130.00 | Not Quoted | Not Quoted | 6000.00 | 540000.00 | 0.00 | 0.00 | Not Quoted | Not Quoted | 5724.00 | 515160.00 | Not Quoted | Not Quoted | 2640.00 | 237600.00 | 0.00 | mastek engineering private limited
651.00 | Pipeline & Structural Works: PIPING WORKS FOR SECTIONALISING VALVE STATIONS/STATION BLOCK VALVES/ TAP - OFF/IN STATION Notes: 1. This work is exclusive of all works associated with main pipeline covered at item no P250.00.00 above. 2. All Civil/structural works except piping supports will be paid separately as per unit rate provided elsewhere. 3. All works related to approach roads & foot path will be paid separately as provided elsewhere in the Contract. 4. All others works pertaining to the Station (Architecture/ Civil/ Structural/ Electrical/ Instrumentation works etc.) shall be as per rates indicated elsewhere in the tender document. FABRICATION, ERECTION, INSTALLATION AND TESTING OF PIPING All works for installation of all above ground piping at all elevations and below ground at all depths for Sectionalizing Valve Station(s)/Station Block Valves/Tap off/In Stations as indicated in Scope document, in all type of terrain and soil including receiving and taking over of all Owner supplied materials from Owner's designated place(s) of issue, transportation including loading, unloading, handling from Owner's designated place(s) of issue to Contractor's own stock yard(s)/ work site(s)/ work shop(s) including arranging all necessary intermediate storage area(s) thereof, as required; supply of all materials (except those specified subsequently in SOR) equipment, consumables etc. as defined in Contractor's scope of supply, and their transportation to the work site(s); performing all above ground/buried piping fabrication works including cutting, edge preparation, (inclusive of grinding the edges of pipes, fittings, flanges etc. to match with the matching edges of uneven/ different thickness wherever required), fit up, bending, pre-heating wherever required, welding, threading etc.; erection of pipes of all types and thickness at all elevations; hook-up with equipment nozzles; installation and supporting of all type of valves up to size of 1.5" NB, all types of instruments such as pressure/thermal safety valves(other than those covered separately), fittings of all sizes i.e. flow tees, insulating joints, QOEC, elbows, reducers, tees, 'o' lets, flanges, blind flanges, spectacle blinds, spacers and blinds, tappings for pressure instruments, thermowells, hoses and hose couplings of all sizes, as applicable, sample connections, flame arrestors as applicable, vents and drains required for process and hydrotesting purposes etc.; supply & fixing of all types of gaskets (including gaskets for RTJ flanges), stud bolts and nuts of all sizes including torque tightening as applicable; carrying out non-destructive testing including radiography, magnetic particle/ liquid penetration etc. as required; hook-up with existing piping/pipeline installed by others as per drawings wherever required; weld repairs/retesting; cleaning and flushing by water/ compressed air, carrying out hydrostatic test, pneumatic test, valve functional test and any other type of testing as specified, de-pressurizing, dewatering, drying by compressed air if applicable; pre-commissioning and providing commissioning assistance for process piping and commissioning of non-process piping, if applicable; cutting of mainline and bevelling (if required), tie-in of valve assembly, including NDT of tie-in joints; excavation and filling in all types of soil including soft/hard rock for installation of piping/pipe supports; clean-up and restoration of site, preparation of as built drawings, documents and project records; transportation of surplus free issue materials to Owner's designated place(s); completing all works in all respects as per the IFC drawings, scope of work, specifications, standards and other provisions of Contract and instruction of Engineer-in-Charge. Note: 1. Installation of valves of size 2" NB and above will be paid separately as per rates covered elsewhere. Installation of buried Carbon Steel Process Piping as per details given below: ( Pipe Size - 6 INCH, Thk/Sch - 10.97 , Material - ASTM A 106 Gr. B (CHARPY) SMLS ) | 24.00 | M |  | 9000.00 | 216000.00 | Not Quoted | Not Quoted | 7500.00 | 180000.00 | 6600.00 | 158400.00 | Not Quoted | Not Quoted | Not Quoted | Not Quoted | 5000.00 | 120000.00 | 1357.00 | 32568.00 | Not Quoted | Not Quoted | 6000.00 | 144000.00 | 0.00 | 0.00 | Not Quoted | Not Quoted | 5724.00 | 137376.00 | Not Quoted | Not Quoted | 2640.00 | 63360.00 | 0.00 | mastek engineering private limited
652.00 | Pipeline & Structural Works: PIPING WORKS FOR SECTIONALISING VALVE STATIONS/STATION BLOCK VALVES/ TAP - OFF/IN STATION Notes: 1. This work is exclusive of all works associated with main pipeline covered at item no P250.00.00 above. 2. All Civil/structural works except piping supports will be paid separately as per unit rate provided elsewhere. 3. All works related to approach roads & foot path will be paid separately as provided elsewhere in the Contract. 4. All others works pertaining to the Station (Architecture/ Civil/ Structural/ Electrical/ Instrumentation works etc.) shall be as per rates indicated elsewhere in the tender document. FABRICATION, ERECTION, INSTALLATION AND TESTING OF PIPING All works for installation of all above ground piping at all elevations and below ground at all depths for Sectionalizing Valve Station(s)/Station Block Valves/Tap off/In Stations as indicated in Scope document, in all type of terrain and soil including receiving and taking over of all Owner supplied materials from Owner's designated place(s) of issue, transportation including loading, unloading, handling from Owner's designated place(s) of issue to Contractor's own stock yard(s)/ work site(s)/ work shop(s) including arranging all necessary intermediate storage area(s) thereof, as required; supply of all materials (except those specified subsequently in SOR) equipment, consumables etc. as defined in Contractor's scope of supply, and their transportation to the work site(s); performing all above ground/buried piping fabrication works including cutting, edge preparation, (inclusive of grinding the edges of pipes, fittings, flanges etc. to match with the matching edges of uneven/ different thickness wherever required), fit up, bending, pre-heating wherever required, welding, threading etc.; erection of pipes of all types and thickness at all elevations; hook-up with equipment nozzles; installation and supporting of all type of valves up to size of 1.5" NB, all types of instruments such as pressure/thermal safety valves(other than those covered separately), fittings of all sizes i.e. flow tees, insulating joints, QOEC, elbows, reducers, tees, 'o' lets, flanges, blind flanges, spectacle blinds, spacers and blinds, tappings for pressure instruments, thermowells, hoses and hose couplings of all sizes, as applicable, sample connections, flame arrestors as applicable, vents and drains required for process and hydrotesting purposes etc.; supply & fixing of all types of gaskets (including gaskets for RTJ flanges), stud bolts and nuts of all sizes including torque tightening as applicable; carrying out non-destructive testing including radiography, magnetic particle/ liquid penetration etc. as required; hook-up with existing piping/pipeline installed by others as per drawings wherever required; weld repairs/retesting; cleaning and flushing by water/ compressed air, carrying out hydrostatic test, pneumatic test, valve functional test and any other type of testing as specified, de-pressurizing, dewatering, drying by compressed air if applicable; pre-commissioning and providing commissioning assistance for process piping and commissioning of non-process piping, if applicable; cutting of mainline and bevelling (if required), tie-in of valve assembly, including NDT of tie-in joints; excavation and filling in all types of soil including soft/hard rock for installation of piping/pipe supports; clean-up and restoration of site, preparation of as built drawings, documents and project records; transportation of surplus free issue materials to Owner's designated place(s); completing all works in all respects as per the IFC drawings, scope of work, specifications, standards and other provisions of Contract and instruction of Engineer-in-Charge. Note: 1. Installation of valves of size 2" NB and above will be paid separately as per rates covered elsewhere. Installation of buried Carbon Steel Process Piping as per details given below: ( Pipe Size - 2 INCH, Thk/Sch - 5.54 , Material - ASTM A 106 Gr. B (CHARPY) SMLS ) | 12.00 | M |  | 1500.00 | 18000.00 | Not Quoted | Not Quoted | 4500.00 | 54000.00 | 2200.00 | 26400.00 | Not Quoted | Not Quoted | Not Quoted | Not Quoted | 2000.00 | 24000.00 | 453.00 | 5436.00 | Not Quoted | Not Quoted | 2000.00 | 24000.00 | 0.00 | 0.00 | Not Quoted | Not Quoted | 2268.00 | 27216.00 | Not Quoted | Not Quoted | 880.00 | 10560.00 | 0.00 | mastek engineering private limited
653.00 | Pipeline & Structural Works: PIPING WORKS FOR SECTIONALISING VALVE STATIONS/STATION BLOCK VALVES/ TAP - OFF/IN STATION Notes: 1. This work is exclusive of all works associated with main pipeline covered at item no P250.00.00 above. 2. All Civil/structural works except piping supports will be paid separately as per unit rate provided elsewhere. 3. All works related to approach roads & foot path will be paid separately as provided elsewhere in the Contract. 4. All others works pertaining to the Station (Architecture/ Civil/ Structural/ Electrical/ Instrumentation works etc.) shall be as per rates indicated elsewhere in the tender document. INSTALLATION OF VALVES Receiving and taking over of all Owner supplied materials from Owner's designated place(s) of issue, transportation including loading, unloading, handling from Owner's designated place(s) of issue to Contractor's own stock yard(s)/ work site(s)/ work shop(s) including arranging all necessary intermediate storage area(s) thereof, as required; supply of all materials, equipment, consumables as defined in Contractor's scope of supply and its transportation to the work site(s);installation of valves etc., supply and fixing of gaskets, bolts, studs, nuts of all sizes including torque tightening as applicable, leveling, aligning, installation and assembly of accessories, including accessories for actuators, making electrical/ pneumatic connections for such actuators, if any, by bolting/threading or welding of pipes at all elevations, testing, completing all works in all respects as per drawings, scope of work, specifications, standards, other provisions of Contract and directions of the Engineer-in-Charge. Installation of above ground Flanged Valves (Ball/Plug/Check/Gate/Globe) as per details given below: ( Valve Size - 2 INCH, Rating - 600 ) | 3.00 | NOS |  | 3000.00 | 9000.00 | Not Quoted | Not Quoted | 2500.00 | 7500.00 | 2200.00 | 6600.00 | Not Quoted | Not Quoted | Not Quoted | Not Quoted | 5000.00 | 15000.00 | 5428.00 | 16284.00 | Not Quoted | Not Quoted | 3500.00 | 10500.00 | 0.00 | 0.00 | Not Quoted | Not Quoted | 864.00 | 2592.00 | Not Quoted | Not Quoted | 3520.00 | 10560.00 | 0.00 | mastek engineering private limited
654.00 | Pipeline & Structural Works: PIPING WORKS FOR SECTIONALISING VALVE STATIONS/STATION BLOCK VALVES/ TAP - OFF/IN STATION Notes: 1. This work is exclusive of all works associated with main pipeline covered at item no P250.00.00 above. 2. All Civil/structural works except piping supports will be paid separately as per unit rate provided elsewhere. 3. All works related to approach roads & foot path will be paid separately as provided elsewhere in the Contract. 4. All others works pertaining to the Station (Architecture/ Civil/ Structural/ Electrical/ Instrumentation works etc.) shall be as per rates indicated elsewhere in the tender document. INSTALLATION OF VALVES Receiving and taking over of all Owner supplied materials from Owner's designated place(s) of issue, transportation including loading, unloading, handling from Owner's designated place(s) of issue to Contractor's own stock yard(s)/ work site(s)/ work shop(s) including arranging all necessary intermediate storage area(s) thereof, as required; supply of all materials, equipment, consumables as defined in Contractor's scope of supply and its transportation to the work site(s);installation of valves etc., supply and fixing of gaskets, bolts, studs, nuts of all sizes including torque tightening as applicable, leveling, aligning, installation and assembly of accessories, including accessories for actuators, making electrical/ pneumatic connections for such actuators, if any, by bolting/threading or welding of pipes at all elevations, testing, completing all works in all respects as per drawings, scope of work, specifications, standards, other provisions of Contract and directions of the Engineer-in-Charge. Installation of above ground Flanged Valves (Ball/Plug/Check/Gate/Globe) as per details given below: ( Valve Size - 6 INCH, Rating - 600 ) | 6.00 | NOS |  | 9000.00 | 54000.00 | Not Quoted | Not Quoted | 4500.00 | 27000.00 | 6600.00 | 39600.00 | Not Quoted | Not Quoted | Not Quoted | Not Quoted | 12000.00 | 72000.00 | 16283.00 | 97698.00 | Not Quoted | Not Quoted | 10000.00 | 60000.00 | 0.00 | 0.00 | Not Quoted | Not Quoted | 2592.00 | 15552.00 | Not Quoted | Not Quoted | 10560.00 | 63360.00 | 0.00 | mastek engineering private limited
655.00 | Pipeline & Structural Works: PIPING WORKS FOR SECTIONALISING VALVE STATIONS/STATION BLOCK VALVES/ TAP - OFF/IN STATION Notes: 1. This work is exclusive of all works associated with main pipeline covered at item no P250.00.00 above. 2. All Civil/structural works except piping supports will be paid separately as per unit rate provided elsewhere. 3. All works related to approach roads & foot path will be paid separately as provided elsewhere in the Contract. 4. All others works pertaining to the Station (Architecture/ Civil/ Structural/ Electrical/ Instrumentation works etc.) shall be as per rates indicated elsewhere in the tender document. INSTALLATION OF VALVES Receiving and taking over of all Owner supplied materials from Owner's designated place(s) of issue, transportation including loading, unloading, handling from Owner's designated place(s) of issue to Contractor's own stock yard(s)/ work site(s)/ work shop(s) including arranging all necessary intermediate storage area(s) thereof, as required; supply of all materials, equipment, consumables as defined in Contractor's scope of supply and its transportation to the work site(s);installation of valves etc., supply and fixing of gaskets, bolts, studs, nuts of all sizes including torque tightening as applicable, leveling, aligning, installation and assembly of accessories, including accessories for actuators, making electrical/ pneumatic connections for such actuators, if any, by bolting/threading or welding of pipes at all elevations, testing, completing all works in all respects as per drawings, scope of work, specifications, standards, other provisions of Contract and directions of the Engineer-in-Charge. Installation of above ground Butt Welded Valves (Ball/Plug/Check/Gate/Globe) as per details given below: ( Valve Size - 2 INCH, Rating - 600 ) | 15.00 | NOS |  | 3000.00 | 45000.00 | Not Quoted | Not Quoted | 2500.00 | 37500.00 | 2200.00 | 33000.00 | Not Quoted | Not Quoted | Not Quoted | Not Quoted | 5000.00 | 75000.00 | 5428.00 | 81420.00 | Not Quoted | Not Quoted | 3500.00 | 52500.00 | 0.00 | 0.00 | Not Quoted | Not Quoted | 3024.00 | 45360.00 | Not Quoted | Not Quoted | 3520.00 | 52800.00 | 0.00 | mastek engineering private limited
656.00 | Pipeline & Structural Works: PIPING WORKS FOR SECTIONALISING VALVE STATIONS/STATION BLOCK VALVES/ TAP - OFF/IN STATION Notes: 1. This work is exclusive of all works associated with main pipeline covered at item no P250.00.00 above. 2. All Civil/structural works except piping supports will be paid separately as per unit rate provided elsewhere. 3. All works related to approach roads & foot path will be paid separately as provided elsewhere in the Contract. 4. All others works pertaining to the Station (Architecture/ Civil/ Structural/ Electrical/ Instrumentation works etc.) shall be as per rates indicated elsewhere in the tender document. INSTALLATION OF VALVES Receiving and taking over of all Owner supplied materials from Owner's designated place(s) of issue, transportation including loading, unloading, handling from Owner's designated place(s) of issue to Contractor's own stock yard(s)/ work site(s)/ work shop(s) including arranging all necessary intermediate storage area(s) thereof, as required; supply of all materials, equipment, consumables as defined in Contractor's scope of supply and its transportation to the work site(s);installation of valves etc., supply and fixing of gaskets, bolts, studs, nuts of all sizes including torque tightening as applicable, leveling, aligning, installation and assembly of accessories, including accessories for actuators, making electrical/ pneumatic connections for such actuators, if any, by bolting/threading or welding of pipes at all elevations, testing, completing all works in all respects as per drawings, scope of work, specifications, standards, other provisions of Contract and directions of the Engineer-in-Charge. Installation of above ground Butt Welded Valves (Ball/Plug/Check/Gate/Globe) as per details given below: ( Valve Size - 10 INCH, Rating - 600 ) | 3.00 | NOS |  | 15000.00 | 45000.00 | Not Quoted | Not Quoted | 6500.00 | 19500.00 | 11000.00 | 33000.00 | Not Quoted | Not Quoted | Not Quoted | Not Quoted | 25000.00 | 75000.00 | 27137.00 | 81411.00 | Not Quoted | Not Quoted | 25000.00 | 75000.00 | 0.00 | 0.00 | Not Quoted | Not Quoted | 15120.00 | 45360.00 | Not Quoted | Not Quoted | 35200.00 | 105600.00 | 0.00 | mastek engineering private limited
657.00 | Pipeline & Structural Works: PIPING WORKS FOR SECTIONALISING VALVE STATIONS/STATION BLOCK VALVES/ TAP - OFF/IN STATION Notes: 1. This work is exclusive of all works associated with main pipeline covered at item no P250.00.00 above. 2. All Civil/structural works except piping supports will be paid separately as per unit rate provided elsewhere. 3. All works related to approach roads & foot path will be paid separately as provided elsewhere in the Contract. 4. All others works pertaining to the Station (Architecture/ Civil/ Structural/ Electrical/ Instrumentation works etc.) shall be as per rates indicated elsewhere in the tender document. INSTALLATION OF VALVES Receiving and taking over of all Owner supplied materials from Owner's designated place(s) of issue, transportation including loading, unloading, handling from Owner's designated place(s) of issue to Contractor's own stock yard(s)/ work site(s)/ work shop(s) including arranging all necessary intermediate storage area(s) thereof, as required; supply of all materials, equipment, consumables as defined in Contractor's scope of supply and its transportation to the work site(s);installation of valves etc., supply and fixing of gaskets, bolts, studs, nuts of all sizes including torque tightening as applicable, leveling, aligning, installation and assembly of accessories, including accessories for actuators, making electrical/ pneumatic connections for such actuators, if any, by bolting/threading or welding of pipes at all elevations, testing, completing all works in all respects as per drawings, scope of work, specifications, standards, other provisions of Contract and directions of the Engineer-in-Charge. Installation of buried Stem Extended Butt Welded Valves (Ball/Plug/Gate/Globe) as per details given below: ( Valve Size - 6 INCH, Rating - 600 ) | 9.00 | NOS |  | 18000.00 | 162000.00 | Not Quoted | Not Quoted | 8500.00 | 76500.00 | 6600.00 | 59400.00 | Not Quoted | Not Quoted | Not Quoted | Not Quoted | 12000.00 | 108000.00 | 16283.00 | 146547.00 | Not Quoted | Not Quoted | 10000.00 | 90000.00 | 0.00 | 0.00 | Not Quoted | Not Quoted | 9072.00 | 81648.00 | Not Quoted | Not Quoted | 10560.00 | 95040.00 | 0.00 | mastek engineering private limited
658.00 | Pipeline & Structural Works: PIPING WORKS FOR SECTIONALISING VALVE STATIONS/STATION BLOCK VALVES/ TAP - OFF/IN STATION Notes: 1. This work is exclusive of all works associated with main pipeline covered at item no P250.00.00 above. 2. All Civil/structural works except piping supports will be paid separately as per unit rate provided elsewhere. 3. All works related to approach roads & foot path will be paid separately as provided elsewhere in the Contract. 4. All others works pertaining to the Station (Architecture/ Civil/ Structural/ Electrical/ Instrumentation works etc.) shall be as per rates indicated elsewhere in the tender document. INSTALLATION OF VALVES Receiving and taking over of all Owner supplied materials from Owner's designated place(s) of issue, transportation including loading, unloading, handling from Owner's designated place(s) of issue to Contractor's own stock yard(s)/ work site(s)/ work shop(s) including arranging all necessary intermediate storage area(s) thereof, as required; supply of all materials, equipment, consumables as defined in Contractor's scope of supply and its transportation to the work site(s);installation of valves etc., supply and fixing of gaskets, bolts, studs, nuts of all sizes including torque tightening as applicable, leveling, aligning, installation and assembly of accessories, including accessories for actuators, making electrical/ pneumatic connections for such actuators, if any, by bolting/threading or welding of pipes at all elevations, testing, completing all works in all respects as per drawings, scope of work, specifications, standards, other provisions of Contract and directions of the Engineer-in-Charge. Installation of buried stem extended Motor Operated/Actuated Butt Welded Valves (Ball/Plug//Gate/Globe) as per details given below: ( Valve Size - 18 INCH, Rating - 600 ) - Tag Nos.: 011-SV-37/38/39 | 3.00 | NOS |  | 90000.00 | 270000.00 | Not Quoted | Not Quoted | 22000.00 | 66000.00 | 39600.00 | 118800.00 | Not Quoted | Not Quoted | Not Quoted | Not Quoted | 40000.00 | 120000.00 | 48847.00 | 146541.00 | Not Quoted | Not Quoted | 50000.00 | 150000.00 | 0.00 | 0.00 | Not Quoted | Not Quoted | 27216.00 | 81648.00 | Not Quoted | Not Quoted | 440000.00 | 1320000.00 | 0.00 | mastek engineering private limited
659.00 | Pipeline & Structural Works: PIPING WORKS FOR SECTIONALISING VALVE STATIONS/STATION BLOCK VALVES/ TAP - OFF/IN STATION Notes: 1. This work is exclusive of all works associated with main pipeline covered at item no P250.00.00 above. 2. All Civil/structural works except piping supports will be paid separately as per unit rate provided elsewhere. 3. All works related to approach roads & foot path will be paid separately as provided elsewhere in the Contract. 4. All others works pertaining to the Station (Architecture/ Civil/ Structural/ Electrical/ Instrumentation works etc.) shall be as per rates indicated elsewhere in the tender document. PIPE SUPPORTS Supply of all materials required for fabrication of pipe supports & special supports including supply of bolts, nuts, washers, U Clamps, Wooden Blocks etc as mentioned in the drawing/ standards and as defined in scope of work document, fabrication and erection of pipe/ equipment supports (for all sizes/ thickness) including shoes, pipes, cradles, turn buckles, T-posts for all types of guides, anchors, special supports for pipes etc. if applicable, all necessary equipment, consumables, labour etc. for completing all works, supply and application of paints and primers suitable for painting environment as defined in contract document and as per standard specification for Surface preparation and protective coating and completing the work as per drawings, scope of work, specifications, standards, other provisions of Contract and instruction of Engineer-in-Charge. CS Structural Steel | 1.00 | MT |  | 150000.00 | 150000.00 | Not Quoted | Not Quoted | 125000.00 | 125000.00 | 110000.00 | 110000.00 | Not Quoted | Not Quoted | Not Quoted | Not Quoted | 150000.00 | 150000.00 | 22614.00 | 22614.00 | Not Quoted | Not Quoted | 135000.00 | 135000.00 | 0.00 | 0.00 | Not Quoted | Not Quoted | 102600.00 | 102600.00 | Not Quoted | Not Quoted | 132000.00 | 132000.00 | 0.00 | mastek engineering private limited
660.00 | Pipeline & Structural Works: PIPING WORKS FOR SECTIONALISING VALVE STATIONS/STATION BLOCK VALVES/ TAP - OFF/IN STATION Notes: 1. This work is exclusive of all works associated with main pipeline covered at item no P250.00.00 above. 2. All Civil/structural works except piping supports will be paid separately as per unit rate provided elsewhere. 3. All works related to approach roads & foot path will be paid separately as provided elsewhere in the Contract. 4. All others works pertaining to the Station (Architecture/ Civil/ Structural/ Electrical/ Instrumentation works etc.) shall be as per rates indicated elsewhere in the tender document. PIPE SUPPORTS Supply of all materials required for fabrication of pipe supports & special supports including supply of bolts, nuts, washers, U Clamps, Wooden Blocks etc as mentioned in the drawing/ standards and as defined in scope of work document, fabrication and erection of pipe/ equipment supports (for all sizes/ thickness) including shoes, pipes, cradles, turn buckles, T-posts for all types of guides, anchors, special supports for pipes etc. if applicable, all necessary equipment, consumables, labour etc. for completing all works, supply and application of paints and primers suitable for painting environment as defined in contract document and as per standard specification for Surface preparation and protective coating and completing the work as per drawings, scope of work, specifications, standards, other provisions of Contract and instruction of Engineer-in-Charge. Stainless Steel | .20 | MT |  | 250000.00 | 50000.00 | Not Quoted | Not Quoted | 125000.00 | 25000.00 | 220000.00 | 44000.00 | Not Quoted | Not Quoted | Not Quoted | Not Quoted | 150000.00 | 30000.00 | 22600.00 | 4520.00 | Not Quoted | Not Quoted | 300000.00 | 60000.00 | 0.00 | 0.00 | Not Quoted | Not Quoted | 918000.00 | 183600.00 | Not Quoted | Not Quoted | 396000.00 | 79200.00 | 0.00 | mastek engineering private limited
661.00 | Pipeline & Structural Works: PIPING WORKS FOR SECTIONALISING VALVE STATIONS/STATION BLOCK VALVES/ TAP - OFF/IN STATION Notes: 1. This work is exclusive of all works associated with main pipeline covered at item no P250.00.00 above. 2. All Civil/structural works except piping supports will be paid separately as per unit rate provided elsewhere. 3. All works related to approach roads & foot path will be paid separately as provided elsewhere in the Contract. 4. All others works pertaining to the Station (Architecture/ Civil/ Structural/ Electrical/ Instrumentation works etc.) shall be as per rates indicated elsewhere in the tender document. PAINTING Supply of paints, solvents and primers, preparation of surfaces and application of primer and finish paints suitable for painting environment and pipe sizes as defined below as per standard specification for surface preparation and protective coating, identification, lettering/ numbering, colour coding etc. as specified including rub down and touch up of shop primer or scrapping of shop primer wherever required and providing scaffolding for all heights, labour, materials, tools and tackles, consumables, supervision etc. to complete the work in all respect as per drawings, scope of work, specifications, standards and instruction of Engineer-in-Charge, Painting of all above ground piping including all fittings, valves, flanges, piping system etc. including colour bands as required with paints and primers suitable for environment. Pipes as detailed below : ( Pipe Size - 2 INCH, Painting Environment - Normal Corrosive ) | 162.00 | M |  | 440.00 | 71280.00 | Not Quoted | Not Quoted | 425.00 | 68850.00 | 260.00 | 42120.00 | Not Quoted | Not Quoted | Not Quoted | Not Quoted | 300.00 | 48600.00 | 246.00 | 39852.00 | Not Quoted | Not Quoted | 300.00 | 48600.00 | 0.00 | 0.00 | Not Quoted | Not Quoted | 259.00 | 41958.00 | Not Quoted | Not Quoted | 264.00 | 42768.00 | 0.00 | mastek engineering private limited
662.00 | Pipeline & Structural Works: PIPING WORKS FOR SECTIONALISING VALVE STATIONS/STATION BLOCK VALVES/ TAP - OFF/IN STATION Notes: 1. This work is exclusive of all works associated with main pipeline covered at item no P250.00.00 above. 2. All Civil/structural works except piping supports will be paid separately as per unit rate provided elsewhere. 3. All works related to approach roads & foot path will be paid separately as provided elsewhere in the Contract. 4. All others works pertaining to the Station (Architecture/ Civil/ Structural/ Electrical/ Instrumentation works etc.) shall be as per rates indicated elsewhere in the tender document. PAINTING Supply of paints, solvents and primers, preparation of surfaces and application of primer and finish paints suitable for painting environment and pipe sizes as defined below as per standard specification for surface preparation and protective coating, identification, lettering/ numbering, colour coding etc. as specified including rub down and touch up of shop primer or scrapping of shop primer wherever required and providing scaffolding for all heights, labour, materials, tools and tackles, consumables, supervision etc. to complete the work in all respect as per drawings, scope of work, specifications, standards and instruction of Engineer-in-Charge, Painting of all above ground piping including all fittings, valves, flanges, piping system etc. including colour bands as required with paints and primers suitable for environment. Pipes as detailed below : ( Pipe Size - .75 INCH, Painting Environment - Normal Corrosive ) | 72.00 | M |  | 175.00 | 12600.00 | Not Quoted | Not Quoted | 525.00 | 37800.00 | 105.00 | 7560.00 | Not Quoted | Not Quoted | Not Quoted | Not Quoted | 200.00 | 14400.00 | 92.00 | 6624.00 | Not Quoted | Not Quoted | 300.00 | 21600.00 | 0.00 | 0.00 | Not Quoted | Not Quoted | 76.00 | 5472.00 | Not Quoted | Not Quoted | 132.00 | 9504.00 | 0.00 | mastek engineering private limited
663.00 | Pipeline & Structural Works: PIPING WORKS FOR SECTIONALISING VALVE STATIONS/STATION BLOCK VALVES/ TAP - OFF/IN STATION Notes: 1. This work is exclusive of all works associated with main pipeline covered at item no P250.00.00 above. 2. All Civil/structural works except piping supports will be paid separately as per unit rate provided elsewhere. 3. All works related to approach roads & foot path will be paid separately as provided elsewhere in the Contract. 4. All others works pertaining to the Station (Architecture/ Civil/ Structural/ Electrical/ Instrumentation works etc.) shall be as per rates indicated elsewhere in the tender document. PAINTING Supply of paints, solvents and primers, preparation of surfaces and application of primer and finish paints suitable for painting environment and pipe sizes as defined below as per standard specification for surface preparation and protective coating, identification, lettering/ numbering, colour coding etc. as specified including rub down and touch up of shop primer or scrapping of shop primer wherever required and providing scaffolding for all heights, labour, materials, tools and tackles, consumables, supervision etc. to complete the work in all respect as per drawings, scope of work, specifications, standards and instruction of Engineer-in-Charge, Painting of all above ground piping including all fittings, valves, flanges, piping system etc. including colour bands as required with paints and primers suitable for environment. Pipes as detailed below : ( Pipe Size - 10 INCH, Painting Environment - Normal Corrosive ) | 36.00 | M |  | 2500.00 | 90000.00 | Not Quoted | Not Quoted | 825.00 | 29700.00 | 1113.00 | 40068.00 | Not Quoted | Not Quoted | Not Quoted | Not Quoted | 1000.00 | 36000.00 | 1225.00 | 44100.00 | Not Quoted | Not Quoted | 1200.00 | 43200.00 | 0.00 | 0.00 | Not Quoted | Not Quoted | 1048.00 | 37728.00 | Not Quoted | Not Quoted | 1408.00 | 50688.00 | 0.00 | mastek engineering private limited
664.00 | Pipeline & Structural Works: PIPING WORKS FOR SECTIONALISING VALVE STATIONS/STATION BLOCK VALVES/ TAP - OFF/IN STATION Notes: 1. This work is exclusive of all works associated with main pipeline covered at item no P250.00.00 above. 2. All Civil/structural works except piping supports will be paid separately as per unit rate provided elsewhere. 3. All works related to approach roads & foot path will be paid separately as provided elsewhere in the Contract. 4. All others works pertaining to the Station (Architecture/ Civil/ Structural/ Electrical/ Instrumentation works etc.) shall be as per rates indicated elsewhere in the tender document. PAINTING Supply of paints, solvents and primers, preparation of surfaces and application of primer and finish paints suitable for painting environment and pipe sizes as defined below as per standard specification for surface preparation and protective coating, identification, lettering/ numbering, colour coding etc. as specified including rub down and touch up of shop primer or scrapping of shop primer wherever required and providing scaffolding for all heights, labour, materials, tools and tackles, consumables, supervision etc. to complete the work in all respect as per drawings, scope of work, specifications, standards and instruction of Engineer-in-Charge, Painting of all above ground piping including all fittings, valves, flanges, piping system etc. including colour bands as required with paints and primers suitable for environment. Pipes as detailed below : ( Pipe Size - 6 INCH, Painting Environment - Normal Corrosive ) | 162.00 | M |  | 1330.00 | 215460.00 | Not Quoted | Not Quoted | 725.00 | 117450.00 | 686.00 | 111132.00 | Not Quoted | Not Quoted | Not Quoted | Not Quoted | 750.00 | 121500.00 | 735.00 | 119070.00 | Not Quoted | Not Quoted | 700.00 | 113400.00 | 0.00 | 0.00 | Not Quoted | Not Quoted | 648.00 | 104976.00 | Not Quoted | Not Quoted | 792.00 | 128304.00 | 0.00 | mastek engineering private limited
665.00 | Pipeline & Structural Works: PIPING WORKS FOR SECTIONALISING VALVE STATIONS/STATION BLOCK VALVES/ TAP - OFF/IN STATION Notes: 1. This work is exclusive of all works associated with main pipeline covered at item no P250.00.00 above. 2. All Civil/structural works except piping supports will be paid separately as per unit rate provided elsewhere. 3. All works related to approach roads & foot path will be paid separately as provided elsewhere in the Contract. 4. All others works pertaining to the Station (Architecture/ Civil/ Structural/ Electrical/ Instrumentation works etc.) shall be as per rates indicated elsewhere in the tender document. PAINTING Supply of paints, solvents and primers, preparation of surfaces and application of primer and finish paints suitable for painting environment and pipe sizes as defined below as per standard specification for surface preparation and protective coating, identification, lettering/ numbering, colour coding etc. as specified including rub down and touch up of shop primer or scrapping of shop primer wherever required and providing scaffolding for all heights, labour, materials, tools and tackles, consumables, supervision etc. to complete the work in all respect as per drawings, scope of work, specifications, standards and instruction of Engineer-in-Charge, Painting of all above ground piping including all fittings, valves, flanges, piping system etc. including colour bands as required with paints and primers suitable for environment. Coating of buried piping including all fittings, valves, flanges, etc. ( Pipe Size - 2 INCH, Painting Environment - Normal Corrosive ) | 12.00 | M |  | 440.00 | 5280.00 | Not Quoted | Not Quoted | 425.00 | 5100.00 | 260.00 | 3120.00 | Not Quoted | Not Quoted | Not Quoted | Not Quoted | 400.00 | 4800.00 | 246.00 | 2952.00 | Not Quoted | Not Quoted | 300.00 | 3600.00 | 0.00 | 0.00 | Not Quoted | Not Quoted | 259.00 | 3108.00 | Not Quoted | Not Quoted | 264.00 | 3168.00 | 0.00 | mastek engineering private limited
666.00 | Pipeline & Structural Works: PIPING WORKS FOR SECTIONALISING VALVE STATIONS/STATION BLOCK VALVES/ TAP - OFF/IN STATION Notes: 1. This work is exclusive of all works associated with main pipeline covered at item no P250.00.00 above. 2. All Civil/structural works except piping supports will be paid separately as per unit rate provided elsewhere. 3. All works related to approach roads & foot path will be paid separately as provided elsewhere in the Contract. 4. All others works pertaining to the Station (Architecture/ Civil/ Structural/ Electrical/ Instrumentation works etc.) shall be as per rates indicated elsewhere in the tender document. PAINTING Supply of paints, solvents and primers, preparation of surfaces and application of primer and finish paints suitable for painting environment and pipe sizes as defined below as per standard specification for surface preparation and protective coating, identification, lettering/ numbering, colour coding etc. as specified including rub down and touch up of shop primer or scrapping of shop primer wherever required and providing scaffolding for all heights, labour, materials, tools and tackles, consumables, supervision etc. to complete the work in all respect as per drawings, scope of work, specifications, standards and instruction of Engineer-in-Charge, Painting of all above ground piping including all fittings, valves, flanges, piping system etc. including colour bands as required with paints and primers suitable for environment. Coating of buried piping including all fittings, valves, flanges, etc. ( Pipe Size - 6 INCH, Painting Environment - Normal Corrosive ) | 24.00 | M |  | 1330.00 | 31920.00 | Not Quoted | Not Quoted | 625.00 | 15000.00 | 686.00 | 16464.00 | Not Quoted | Not Quoted | Not Quoted | Not Quoted | 750.00 | 18000.00 | 735.00 | 17640.00 | Not Quoted | Not Quoted | 700.00 | 16800.00 | 0.00 | 0.00 | Not Quoted | Not Quoted | 648.00 | 15552.00 | Not Quoted | Not Quoted | 792.00 | 19008.00 | 0.00 | mastek engineering private limited
667.00 | Pipeline & Structural Works: PIPING WORKS FOR SECTIONALISING VALVE STATIONS/STATION BLOCK VALVES/ TAP - OFF/IN STATION Notes: 1. This work is exclusive of all works associated with main pipeline covered at item no P250.00.00 above. 2. All Civil/structural works except piping supports will be paid separately as per unit rate provided elsewhere. 3. All works related to approach roads & foot path will be paid separately as provided elsewhere in the Contract. 4. All others works pertaining to the Station (Architecture/ Civil/ Structural/ Electrical/ Instrumentation works etc.) shall be as per rates indicated elsewhere in the tender document. RADIOGRAPHY Performance of radiographic inspection of piping of all types, sizes, thickness including providing or hiring of all necessary equipment, supply of all consumables including radiographic films and all requirements even though not expressly mentioned but required to perform the work as per specification, scope of work, standard and instructions of Engineer-in-Charge. Pipes as detailed below: ( Pipe Size - 2 INCH ) | 58.00 | NOS |  | 500.00 | 29000.00 | Not Quoted | Not Quoted | 1200.00 | 69600.00 | 220.00 | 12760.00 | Not Quoted | Not Quoted | Not Quoted | Not Quoted | 300.00 | 17400.00 | 453.00 | 26274.00 | Not Quoted | Not Quoted | 500.00 | 29000.00 | 0.00 | 0.00 | Not Quoted | Not Quoted | 297.00 | 17226.00 | Not Quoted | Not Quoted | 440.00 | 25520.00 | 0.00 | mastek engineering private limited
668.00 | Pipeline & Structural Works: PIPING WORKS FOR SECTIONALISING VALVE STATIONS/STATION BLOCK VALVES/ TAP - OFF/IN STATION Notes: 1. This work is exclusive of all works associated with main pipeline covered at item no P250.00.00 above. 2. All Civil/structural works except piping supports will be paid separately as per unit rate provided elsewhere. 3. All works related to approach roads & foot path will be paid separately as provided elsewhere in the Contract. 4. All others works pertaining to the Station (Architecture/ Civil/ Structural/ Electrical/ Instrumentation works etc.) shall be as per rates indicated elsewhere in the tender document. RADIOGRAPHY Performance of radiographic inspection of piping of all types, sizes, thickness including providing or hiring of all necessary equipment, supply of all consumables including radiographic films and all requirements even though not expressly mentioned but required to perform the work as per specification, scope of work, standard and instructions of Engineer-in-Charge. Pipes as detailed below: ( Pipe Size - 6 INCH ) | 50.00 | NOS |  | 1050.00 | 52500.00 | Not Quoted | Not Quoted | 3500.00 | 175000.00 | 479.00 | 23950.00 | Not Quoted | Not Quoted | Not Quoted | Not Quoted | 750.00 | 37500.00 | 1357.00 | 67850.00 | Not Quoted | Not Quoted | 1200.00 | 60000.00 | 0.00 | 0.00 | Not Quoted | Not Quoted | 724.00 | 36200.00 | Not Quoted | Not Quoted | 1320.00 | 66000.00 | 0.00 | mastek engineering private limited
669.00 | Pipeline & Structural Works: PIPING WORKS FOR SECTIONALISING VALVE STATIONS/STATION BLOCK VALVES/ TAP - OFF/IN STATION Notes: 1. This work is exclusive of all works associated with main pipeline covered at item no P250.00.00 above. 2. All Civil/structural works except piping supports will be paid separately as per unit rate provided elsewhere. 3. All works related to approach roads & foot path will be paid separately as provided elsewhere in the Contract. 4. All others works pertaining to the Station (Architecture/ Civil/ Structural/ Electrical/ Instrumentation works etc.) shall be as per rates indicated elsewhere in the tender document. RADIOGRAPHY Performance of radiographic inspection of piping of all types, sizes, thickness including providing or hiring of all necessary equipment, supply of all consumables including radiographic films and all requirements even though not expressly mentioned but required to perform the work as per specification, scope of work, standard and instructions of Engineer-in-Charge. Pipes as detailed below: ( Pipe Size - .75 INCH ) | 24.00 | NOS |  | 500.00 | 12000.00 | Not Quoted | Not Quoted | 650.00 | 15600.00 | 220.00 | 5280.00 | Not Quoted | Not Quoted | Not Quoted | Not Quoted | 200.00 | 4800.00 | 170.00 | 4080.00 | Not Quoted | Not Quoted | 400.00 | 9600.00 | 0.00 | 0.00 | Not Quoted | Not Quoted | 81.00 | 1944.00 | Not Quoted | Not Quoted | 264.00 | 6336.00 | 0.00 | mastek engineering private limited
670.00 | Pipeline & Structural Works: PIPING WORKS FOR SECTIONALISING VALVE STATIONS/STATION BLOCK VALVES/ TAP - OFF/IN STATION Notes: 1. This work is exclusive of all works associated with main pipeline covered at item no P250.00.00 above. 2. All Civil/structural works except piping supports will be paid separately as per unit rate provided elsewhere. 3. All works related to approach roads & foot path will be paid separately as provided elsewhere in the Contract. 4. All others works pertaining to the Station (Architecture/ Civil/ Structural/ Electrical/ Instrumentation works etc.) shall be as per rates indicated elsewhere in the tender document. RADIOGRAPHY Performance of radiographic inspection of piping of all types, sizes, thickness including providing or hiring of all necessary equipment, supply of all consumables including radiographic films and all requirements even though not expressly mentioned but required to perform the work as per specification, scope of work, standard and instructions of Engineer-in-Charge. Pipes as detailed below: ( Pipe Size - 10 INCH ) | 6.00 | NOS |  | 1750.00 | 10500.00 | Not Quoted | Not Quoted | 2200.00 | 13200.00 | 792.00 | 4752.00 | Not Quoted | Not Quoted | Not Quoted | Not Quoted | 1000.00 | 6000.00 | 2262.00 | 13572.00 | Not Quoted | Not Quoted | 2000.00 | 12000.00 | 0.00 | 0.00 | Not Quoted | Not Quoted | 1161.00 | 6966.00 | Not Quoted | Not Quoted | 2200.00 | 13200.00 | 0.00 | mastek engineering private limited
671.00 | Pipeline & Structural Works: SUPPLY OF PIPELINE/ PIPING ITEMS Supply, procurement and transportation to worksite(s)/workshop(s) including loading, unloading and handling for the following materials to be supplied by Contractor as per the requirement of PMS, data-sheets, scope of work, specifications, standards, instructions of Owner/ Engineer-in-Charge and other provisions of Contract. VALVES Supply of Plug Valves as per details below: ( Valve Size - .75 INCH, Rating - 800 , Ends - SW , Standard - 6-44-0052 , Data Sheet No. - B398-000-83-41-DS-0040 ) | 20.00 | NOS |  | 19648.00 | 392960.00 | Not Quoted | Not Quoted | 45000.00 | 900000.00 | 62872.00 | 1257440.00 | Not Quoted | Not Quoted | Not Quoted | Not Quoted | 15000.00 | 300000.00 | 18555.00 | 371100.00 | Not Quoted | Not Quoted | 22000.00 | 440000.00 | 0.00 | 0.00 | Not Quoted | Not Quoted | 61657.00 | 1233140.00 | Not Quoted | Not Quoted | 23760.00 | 475200.00 | 0.00 | mastek engineering private limited
672.00 | Pipeline & Structural Works: SUPPLY OF PIPELINE/ PIPING ITEMS Supply, procurement and transportation to worksite(s)/workshop(s) including loading, unloading and handling for the following materials to be supplied by Contractor as per the requirement of PMS, data-sheets, scope of work, specifications, standards, instructions of Owner/ Engineer-in-Charge and other provisions of Contract. VALVES Supply of Plug Valves as per details below: ( Valve Size - 2 INCH, Rating - 600 , Ends - BW , Standard - 6-71-0016 , Data Sheet No. - B398-000-83-41-DS-0031 ) | 12.00 | NOS |  | 26108.00 | 313296.00 | Not Quoted | Not Quoted | 95000.00 | 1140000.00 | 108211.00 | 1298532.00 | Not Quoted | Not Quoted | Not Quoted | Not Quoted | 42000.00 | 504000.00 | 36279.00 | 435348.00 | Not Quoted | Not Quoted | 70000.00 | 840000.00 | 0.00 | 0.00 | Not Quoted | Not Quoted | 106121.00 | 1273452.00 | Not Quoted | Not Quoted | 32560.00 | 390720.00 | 0.00 | mastek engineering private limited
673.00 | Pipeline & Structural Works: SUPPLY OF PIPELINE/ PIPING ITEMS Supply, procurement and transportation to worksite(s)/workshop(s) including loading, unloading and handling for the following materials to be supplied by Contractor as per the requirement of PMS, data-sheets, scope of work, specifications, standards, instructions of Owner/ Engineer-in-Charge and other provisions of Contract. VALVES Supply of Plug Valves as per details below: ( Valve Size - 2 INCH, Rating - 600 , Ends - FL , Standard - 6-71-0016 , Data Sheet No. - B398-000-83-41-DS-0033 ) | 2.00 | NOS |  | 37500.00 | 75000.00 | Not Quoted | Not Quoted | 95000.00 | 190000.00 | 114924.00 | 229848.00 | Not Quoted | Not Quoted | Not Quoted | Not Quoted | 42000.00 | 84000.00 | 39575.00 | 79150.00 | Not Quoted | Not Quoted | 70000.00 | 140000.00 | 0.00 | 0.00 | Not Quoted | Not Quoted | 112698.00 | 225396.00 | Not Quoted | Not Quoted | 42240.00 | 84480.00 | 0.00 | mastek engineering private limited
674.00 | Pipeline & Structural Works: SUPPLY OF PIPELINE/ PIPING ITEMS Supply, procurement and transportation to worksite(s)/workshop(s) including loading, unloading and handling for the following materials to be supplied by Contractor as per the requirement of PMS, data-sheets, scope of work, specifications, standards, instructions of Owner/ Engineer-in-Charge and other provisions of Contract. VALVES Supply of Plug Valves as per details below: ( Valve Size - 2 INCH, Rating - 600 , Ends - FL , Standard - 6-71-0016 , Data Sheet No. - B398-000-83-41-DS-00334 ) - Datasheet no. shall be read as DS-34 instead of DS-334. All other details are unchanged. | 6.00 | NOS |  | 37500.00 | 225000.00 | Not Quoted | Not Quoted | 95000.00 | 570000.00 | 114924.00 | 689544.00 | Not Quoted | Not Quoted | Not Quoted | Not Quoted | 70000.00 | 420000.00 | 46173.00 | 277038.00 | Not Quoted | Not Quoted | 70000.00 | 420000.00 | 0.00 | 0.00 | Not Quoted | Not Quoted | 112698.00 | 676188.00 | Not Quoted | Not Quoted | 42240.00 | 253440.00 | 0.00 | mastek engineering private limited
675.00 | Pipeline & Structural Works: SUPPLY OF PIPELINE/ PIPING ITEMS Supply, procurement and transportation to worksite(s)/workshop(s) including loading, unloading and handling for the following materials to be supplied by Contractor as per the requirement of PMS, data-sheets, scope of work, specifications, standards, instructions of Owner/ Engineer-in-Charge and other provisions of Contract. VALVES Supply of Plug Valves as per details below: ( Valve Size - 4 INCH, Rating - 600 , Ends - BW , Standard - 6-71-0016 , Data Sheet No. - B398-000-83-41-DS-00331 ) - Datasheet no. shall be read as DS-31 instead of DS-331. All other details are unchanged. | 2.00 | NOS |  | 95758.00 | 191516.00 | Not Quoted | Not Quoted | 120000.00 | 240000.00 | 198519.00 | 397038.00 | Not Quoted | Not Quoted | Not Quoted | Not Quoted | 70000.00 | 140000.00 | 93846.00 | 187692.00 | Not Quoted | Not Quoted | 175000.00 | 350000.00 | 0.00 | 0.00 | Not Quoted | Not Quoted | 194681.00 | 389362.00 | Not Quoted | Not Quoted | 76560.00 | 153120.00 | 0.00 | mastek engineering private limited
676.00 | Pipeline & Structural Works: SUPPLY OF PIPELINE/ PIPING ITEMS Supply, procurement and transportation to worksite(s)/workshop(s) including loading, unloading and handling for the following materials to be supplied by Contractor as per the requirement of PMS, data-sheets, scope of work, specifications, standards, instructions of Owner/ Engineer-in-Charge and other provisions of Contract. VALVES Supply of Ball Valves as per details below: ( Valve Size - .75 INCH, Rating - 800 , Ends - SW , Standard - 6-44-0052 , Data Sheet No. - B398-000-83-41-DS-0030 ) - Datasheet no. shall be read as DS-25 instead of DS-30. All other details are unchanged. | 20.00 | NOS |  | 5200.00 | 104000.00 | Not Quoted | Not Quoted | 9100.00 | 182000.00 | 17544.00 | 350880.00 | Not Quoted | Not Quoted | Not Quoted | Not Quoted | 6500.00 | 130000.00 | 6204.00 | 124080.00 | Not Quoted | Not Quoted | 8000.00 | 160000.00 | 0.00 | 0.00 | Not Quoted | Not Quoted | 8089.00 | 161780.00 | Not Quoted | Not Quoted | 16720.00 | 334400.00 | 0.00 | mastek engineering private limited
677.00 | Pipeline & Structural Works: SUPPLY OF PIPELINE/ PIPING ITEMS Supply, procurement and transportation to worksite(s)/workshop(s) including loading, unloading and handling for the following materials to be supplied by Contractor as per the requirement of PMS, data-sheets, scope of work, specifications, standards, instructions of Owner/ Engineer-in-Charge and other provisions of Contract. VALVES Supply of Ball Valves as per details below: ( Valve Size - 2 INCH, Rating - 600 , Ends - BW , Standard - 6-71-0014 , Data Sheet No. - B398-000-83-41-DS-0020 ) | 6.00 | NOS |  | 60000.00 | 360000.00 | Not Quoted | Not Quoted | 57000.00 | 342000.00 | 29267.00 | 175602.00 | Not Quoted | Not Quoted | Not Quoted | Not Quoted | 42000.00 | 252000.00 | 58332.00 | 349992.00 | Not Quoted | Not Quoted | 51000.00 | 306000.00 | 0.00 | 0.00 | Not Quoted | Not Quoted | 52002.00 | 312012.00 | Not Quoted | Not Quoted | 72160.00 | 432960.00 | 0.00 | mastek engineering private limited
678.00 | Pipeline & Structural Works: SUPPLY OF PIPELINE/ PIPING ITEMS Supply, procurement and transportation to worksite(s)/workshop(s) including loading, unloading and handling for the following materials to be supplied by Contractor as per the requirement of PMS, data-sheets, scope of work, specifications, standards, instructions of Owner/ Engineer-in-Charge and other provisions of Contract. VALVES Supply of Ball Valves as per details below: ( Valve Size - 2 INCH, Rating - 600 , Ends - FL , Standard - 6-71-0014 , Data Sheet No. - B398-000-83-41-DS-0022 ) | 15.00 | NOS |  | 60000.00 | 900000.00 | Not Quoted | Not Quoted | 55000.00 | 825000.00 | 30003.00 | 450045.00 | Not Quoted | Not Quoted | Not Quoted | Not Quoted | 38000.00 | 570000.00 | 62899.00 | 943485.00 | Not Quoted | Not Quoted | 47000.00 | 705000.00 | 0.00 | 0.00 | Not Quoted | Not Quoted | 47380.00 | 710700.00 | Not Quoted | Not Quoted | 41360.00 | 620400.00 | 0.00 | mastek engineering private limited
679.00 | Pipeline & Structural Works: SUPPLY OF PIPELINE/ PIPING ITEMS Supply, procurement and transportation to worksite(s)/workshop(s) including loading, unloading and handling for the following materials to be supplied by Contractor as per the requirement of PMS, data-sheets, scope of work, specifications, standards, instructions of Owner/ Engineer-in-Charge and other provisions of Contract. VALVES Supply of Ball Valves as per details below: ( Valve Size - 2 INCH, Rating - 600 , Ends - FL , Standard - 6-71-0014 , Data Sheet No. - B398-000-83-41-DS-0023 ) | 2.00 | NOS |  | 60000.00 | 120000.00 | Not Quoted | Not Quoted | 57800.00 | 115600.00 | 30003.00 | 60006.00 | Not Quoted | Not Quoted | Not Quoted | Not Quoted | 70000.00 | 140000.00 | 63524.00 | 127048.00 | Not Quoted | Not Quoted | 47000.00 | 94000.00 | 0.00 | 0.00 | Not Quoted | Not Quoted | 47380.00 | 94760.00 | Not Quoted | Not Quoted | 44880.00 | 89760.00 | 0.00 | mastek engineering private limited
680.00 | Pipeline & Structural Works: SUPPLY OF PIPELINE/ PIPING ITEMS Supply, procurement and transportation to worksite(s)/workshop(s) including loading, unloading and handling for the following materials to be supplied by Contractor as per the requirement of PMS, data-sheets, scope of work, specifications, standards, instructions of Owner/ Engineer-in-Charge and other provisions of Contract. VALVES Supply of Ball Valves as per details below: ( Valve Size - 4 INCH, Rating - 600 , Ends - FL , Standard - 6-71-0014 , Data Sheet No. - B398-000-83-41-DS-0022 ) | 2.00 | NOS |  | 118000.00 | 236000.00 | Not Quoted | Not Quoted | 110000.00 | 220000.00 | 95049.00 | 190098.00 | Not Quoted | Not Quoted | Not Quoted | Not Quoted | 65000.00 | 130000.00 | 108288.00 | 216576.00 | Not Quoted | Not Quoted | 103000.00 | 206000.00 | 0.00 | 0.00 | Not Quoted | Not Quoted | 104004.00 | 208008.00 | Not Quoted | Not Quoted | 155760.00 | 311520.00 | 0.00 | mastek engineering private limited
681.00 | Pipeline & Structural Works: SUPPLY OF PIPELINE/ PIPING ITEMS Supply, procurement and transportation to worksite(s)/workshop(s) including loading, unloading and handling for the following materials to be supplied by Contractor as per the requirement of PMS, data-sheets, scope of work, specifications, standards, instructions of Owner/ Engineer-in-Charge and other provisions of Contract. VALVES Supply of Ball Valves as per details below: ( Valve Size - 6 INCH, Rating - 600 , Ends - FL , Standard - 6-71-0014 , Data Sheet No. - B398-000-83-41-DS-0018 ) | 3.00 | NOS |  | 225000.00 | 675000.00 | Not Quoted | Not Quoted | 260000.00 | 780000.00 | 160525.00 | 481575.00 | Not Quoted | Not Quoted | Not Quoted | Not Quoted | 200000.00 | 600000.00 | 136041.00 | 408123.00 | Not Quoted | Not Quoted | 247000.00 | 741000.00 | 0.00 | 0.00 | Not Quoted | Not Quoted | 248454.00 | 745362.00 | Not Quoted | Not Quoted | 580800.00 | 1742400.00 | 0.00 | mastek engineering private limited
682.00 | Pipeline & Structural Works: SUPPLY OF PIPELINE/ PIPING ITEMS Supply, procurement and transportation to worksite(s)/workshop(s) including loading, unloading and handling for the following materials to be supplied by Contractor as per the requirement of PMS, data-sheets, scope of work, specifications, standards, instructions of Owner/ Engineer-in-Charge and other provisions of Contract. VALVES Supply of Ball Valves as per details below: ( Valve Size - 6 INCH, Rating - 600 , Ends - BW , Standard - 6-71-0014 , Data Sheet No. - B398-000-83-41-DS-0021 ) | 6.00 | NOS |  | 275000.00 | 1650000.00 | Not Quoted | Not Quoted | 420000.00 | 2520000.00 | 160525.00 | 963150.00 | Not Quoted | Not Quoted | Not Quoted | Not Quoted | 210000.00 | 1260000.00 | 200095.00 | 1200570.00 | Not Quoted | Not Quoted | 425000.00 | 2550000.00 | 0.00 | 0.00 | Not Quoted | Not Quoted | 427572.00 | 2565432.00 | Not Quoted | Not Quoted | 589600.00 | 3537600.00 | 0.00 | mastek engineering private limited
683.00 | Pipeline & Structural Works: SUPPLY OF PIPELINE/ PIPING ITEMS Supply, procurement and transportation to worksite(s)/workshop(s) including loading, unloading and handling for the following materials to be supplied by Contractor as per the requirement of PMS, data-sheets, scope of work, specifications, standards, instructions of Owner/ Engineer-in-Charge and other provisions of Contract. VALVES Supply of Ball Valves as per details below: ( Valve Size - 6 INCH, Rating - 600 , Ends - FL , Standard - 6-71-0014 , Data Sheet No. - B398-000-83-41-DS-0022 ) | 8.00 | NOS |  | 225000.00 | 1800000.00 | Not Quoted | Not Quoted | 260000.00 | 2080000.00 | 171313.00 | 1370504.00 | Not Quoted | Not Quoted | Not Quoted | Not Quoted | 260000.00 | 2080000.00 | 166462.00 | 1331696.00 | Not Quoted | Not Quoted | 247000.00 | 1976000.00 | 0.00 | 0.00 | Not Quoted | Not Quoted | 248454.00 | 1987632.00 | Not Quoted | Not Quoted | 589600.00 | 4716800.00 | 0.00 | mastek engineering private limited
684.00 | Pipeline & Structural Works: SUPPLY OF PIPELINE/ PIPING ITEMS Supply, procurement and transportation to worksite(s)/workshop(s) including loading, unloading and handling for the following materials to be supplied by Contractor as per the requirement of PMS, data-sheets, scope of work, specifications, standards, instructions of Owner/ Engineer-in-Charge and other provisions of Contract. VALVES Supply of Ball Valves as per details below: ( Valve Size - 10 INCH, Rating - 600 , Ends - BW , Standard - 6-71-0014 , Data Sheet No. - B398-000-83-41-DS-0017 ) | 4.00 | NOS |  | 785000.00 | 3140000.00 | Not Quoted | Not Quoted | 550000.00 | 2200000.00 | 399298.00 | 1597192.00 | Not Quoted | Not Quoted | Not Quoted | Not Quoted | 550000.00 | 2200000.00 | 520048.00 | 2080192.00 | Not Quoted | Not Quoted | 546000.00 | 2184000.00 | 0.00 | 0.00 | Not Quoted | Not Quoted | 548910.00 | 2195640.00 | Not Quoted | Not Quoted | 711920.00 | 2847680.00 | 0.00 | mastek engineering private limited
685.00 | Pipeline & Structural Works: SUPPLY OF PIPELINE/ PIPING ITEMS Supply, procurement and transportation to worksite(s)/workshop(s) including loading, unloading and handling for the following materials to be supplied by Contractor as per the requirement of PMS, data-sheets, scope of work, specifications, standards, instructions of Owner/ Engineer-in-Charge and other provisions of Contract. VALVES Supply of Ball Valves as per details below: ( Valve Size - 18 INCH, Rating - 600 , Ends - FL , Standard - 6-71-0014 , Speciality - HOV , Data Sheet No. - B398-000-83-41-DS-0016 ) | 3.00 | NOS |  | 4100000.00 | 12300000.00 | Not Quoted | Not Quoted | 1900000.00 | 5700000.00 | 1539493.00 | 4618479.00 | Not Quoted | Not Quoted | Not Quoted | Not Quoted | 1500000.00 | 4500000.00 | 4382594.00 | 13147782.00 | Not Quoted | Not Quoted | 1800000.00 | 5400000.00 | 0.00 | 0.00 | Not Quoted | Not Quoted | 1964520.00 | 5893560.00 | Not Quoted | Not Quoted | 4400000.00 | 13200000.00 | 0.00 | mastek engineering private limited
686.00 | Pipeline & Structural Works: SUPPLY OF PIPELINE/ PIPING ITEMS Supply, procurement and transportation to worksite(s)/workshop(s) including loading, unloading and handling for the following materials to be supplied by Contractor as per the requirement of PMS, data-sheets, scope of work, specifications, standards, instructions of Owner/ Engineer-in-Charge and other provisions of Contract. VALVES Supply of Ball Valves as per details below: ( Valve Size - 18 INCH, Rating - 600 , Ends - BW , Standard - 6-71-0014 , Speciality - AV , Data Sheet No. - B398-000-83-41-DS-0013 ) | 2.00 | NOS |  | 5100000.00 | 10200000.00 | Not Quoted | Not Quoted | 3200000.00 | 6400000.00 | 1314639.00 | 2629278.00 | Not Quoted | Not Quoted | Not Quoted | Not Quoted | 1600000.00 | 3200000.00 | 5128856.00 | 10257712.00 | Not Quoted | Not Quoted | 3300000.00 | 6600000.00 | 0.00 | 0.00 | Not Quoted | Not Quoted | 3582360.00 | 7164720.00 | Not Quoted | Not Quoted | 5280000.00 | 10560000.00 | 0.00 | mastek engineering private limited
687.00 | Pipeline & Structural Works: SUPPLY OF PIPELINE/ PIPING ITEMS Supply, procurement and transportation to worksite(s)/workshop(s) including loading, unloading and handling for the following materials to be supplied by Contractor as per the requirement of PMS, data-sheets, scope of work, specifications, standards, instructions of Owner/ Engineer-in-Charge and other provisions of Contract. VALVES Supply of Plug Valves as per details below: ( Valve Size - 6 INCH, Rating - 600 , Ends - FL , Standard - 6-71-0016 , Data Sheet No. - B398-000-83-41-DS-0033 ) | 1.00 | NOS |  | 314084.00 | 314084.00 | Not Quoted | Not Quoted | 325000.00 | 325000.00 | 369677.00 | 369677.00 | Not Quoted | Not Quoted | Not Quoted | Not Quoted | 250000.00 | 250000.00 | 216801.00 | 216801.00 | Not Quoted | Not Quoted | 300000.00 | 300000.00 | 0.00 | 0.00 | Not Quoted | Not Quoted | 362534.00 | 362534.00 | Not Quoted | Not Quoted | 595760.00 | 595760.00 | 0.00 | mastek engineering private limited
688.00 | Pipeline & Structural Works: SUPPLY OF PIPELINE/ PIPING ITEMS Supply, procurement and transportation to worksite(s)/workshop(s) including loading, unloading and handling for the following materials to be supplied by Contractor as per the requirement of PMS, data-sheets, scope of work, specifications, standards, instructions of Owner/ Engineer-in-Charge and other provisions of Contract. VALVES Supply of Plug Valves as per details below: ( Valve Size - 6 INCH, Rating - 600 , Ends - FL , Standard - 6-71-0016 , Data Sheet No. - B398-000-83-41-DS-0034 ) | 4.00 | NOS |  | 314084.00 | 1256336.00 | Not Quoted | Not Quoted | 325000.00 | 1300000.00 | 369677.00 | 1478708.00 | Not Quoted | Not Quoted | Not Quoted | Not Quoted | 300000.00 | 1200000.00 | 252932.00 | 1011728.00 | Not Quoted | Not Quoted | 300000.00 | 1200000.00 | 0.00 | 0.00 | Not Quoted | Not Quoted | 362534.00 | 1450136.00 | Not Quoted | Not Quoted | 228800.00 | 915200.00 | 0.00 | mastek engineering private limited
689.00 | Pipeline & Structural Works: SUPPLY OF PIPELINE/ PIPING ITEMS Supply, procurement and transportation to worksite(s)/workshop(s) including loading, unloading and handling for the following materials to be supplied by Contractor as per the requirement of PMS, data-sheets, scope of work, specifications, standards, instructions of Owner/ Engineer-in-Charge and other provisions of Contract. VALVES Supply of Plug Valves as per details below: ( Valve Size - 6 INCH, Rating - 600 , Ends - BW , Standard - 6-71-0016 , Data Sheet No. - B398-000-83-41-DS-0032 ) | 3.00 | NOS |  | 293702.00 | 881106.00 | Not Quoted | Not Quoted | 325000.00 | 975000.00 | 345688.00 | 1037064.00 | Not Quoted | Not Quoted | Not Quoted | Not Quoted | 260000.00 | 780000.00 | 283535.00 | 850605.00 | Not Quoted | Not Quoted | 300000.00 | 900000.00 | 0.00 | 0.00 | Not Quoted | Not Quoted | 339001.00 | 1017003.00 | Not Quoted | Not Quoted | 243760.00 | 731280.00 | 0.00 | mastek engineering private limited
690.00 | Pipeline & Structural Works: SUPPLY OF PIPELINE/ PIPING ITEMS Supply, procurement and transportation to worksite(s)/workshop(s) including loading, unloading and handling for the following materials to be supplied by Contractor as per the requirement of PMS, data-sheets, scope of work, specifications, standards, instructions of Owner/ Engineer-in-Charge and other provisions of Contract. PIPES Supply of Low Temperature Carbon Steel Pipes as per details below: ( Pipe Size - 2 INCH, Thk/Sch - 5.54 , Dmn. Std. - ASME B36.10 , Material - ASTM A 333 Gr. 6 , Type - SMLS , Ends - BE ) | 90.00 | M |  | 1012.00 | 91080.00 | Not Quoted | Not Quoted | 2200.00 | 198000.00 | 1189.00 | 107010.00 | Not Quoted | Not Quoted | Not Quoted | Not Quoted | 1500.00 | 135000.00 | 1100.00 | 99000.00 | Not Quoted | Not Quoted | 1200.00 | 108000.00 | 0.00 | 0.00 | Not Quoted | Not Quoted | 1166.00 | 104940.00 | Not Quoted | Not Quoted | 1320.00 | 118800.00 | 0.00 | mastek engineering private limited
691.00 | Pipeline & Structural Works: SUPPLY OF PIPELINE/ PIPING ITEMS Supply, procurement and transportation to worksite(s)/workshop(s) including loading, unloading and handling for the following materials to be supplied by Contractor as per the requirement of PMS, data-sheets, scope of work, specifications, standards, instructions of Owner/ Engineer-in-Charge and other provisions of Contract. PIPES Supply of Low Temperature Carbon Steel Pipes as per details below: ( Pipe Size - 6 INCH, Thk/Sch - 10.97 , Dmn. Std. - ASME B36.10 , Material - ASTM A 333 Gr. 6 , Type - SMLS , Ends - BE ) | 138.00 | M |  | 5622.00 | 775836.00 | Not Quoted | Not Quoted | 8182.00 | 1129116.00 | 6754.00 | 932052.00 | Not Quoted | Not Quoted | Not Quoted | Not Quoted | 7000.00 | 966000.00 | 6016.00 | 830208.00 | Not Quoted | Not Quoted | 6500.00 | 897000.00 | 0.00 | 0.00 | Not Quoted | Not Quoted | 6091.00 | 840558.00 | Not Quoted | Not Quoted | 6336.00 | 874368.00 | 0.00 | mastek engineering private limited
692.00 | Pipeline & Structural Works: SUPPLY OF PIPELINE/ PIPING ITEMS Supply, procurement and transportation to worksite(s)/workshop(s) including loading, unloading and handling for the following materials to be supplied by Contractor as per the requirement of PMS, data-sheets, scope of work, specifications, standards, instructions of Owner/ Engineer-in-Charge and other provisions of Contract. PIPES Supply of Carbon Steel Pipes as per details below: ( Pipe Size - .75 INCH, Thk/Sch - 5.56 , Dmn. Std. - ASME B36.10 , Material - ASTM A 106 Gr. B , Type - SMLS , Ends - PE ) | 96.00 | M |  | 516.00 | 49536.00 | Not Quoted | Not Quoted | 1200.00 | 115200.00 | 751.00 | 72096.00 | Not Quoted | Not Quoted | Not Quoted | Not Quoted | 1200.00 | 115200.00 | 638.00 | 61248.00 | Not Quoted | Not Quoted | 700.00 | 67200.00 | 0.00 | 0.00 | Not Quoted | Not Quoted | 518.00 | 49728.00 | Not Quoted | Not Quoted | 528.00 | 50688.00 | 0.00 | mastek engineering private limited
693.00 | Pipeline & Structural Works: SUPPLY OF PIPELINE/ PIPING ITEMS Supply, procurement and transportation to worksite(s)/workshop(s) including loading, unloading and handling for the following materials to be supplied by Contractor as per the requirement of PMS, data-sheets, scope of work, specifications, standards, instructions of Owner/ Engineer-in-Charge and other provisions of Contract. PIPES Supply of Carbon Steel Pipes as per details below: ( Pipe Size - 10 INCH, Thk/Sch - 12.7 , Dmn. Std. - API 5L , Material - API 5L Gr. X 52 PSL2 , Type - SAW , Ends - BE ) | 48.00 | M |  | 12243.00 | 587664.00 | Not Quoted | Not Quoted | 16500.00 | 792000.00 | 13995.00 | 671760.00 | Not Quoted | Not Quoted | Not Quoted | Not Quoted | 15000.00 | 720000.00 | 13411.00 | 643728.00 | Not Quoted | Not Quoted | 11000.00 | 528000.00 | 0.00 | 0.00 | Not Quoted | Not Quoted | 14461.00 | 694128.00 | Not Quoted | Not Quoted | 13288.00 | 637824.00 | 0.00 | mastek engineering private limited
694.00 | Pipeline & Structural Works: SUPPLY OF PIPELINE/ PIPING ITEMS Supply, procurement and transportation to worksite(s)/workshop(s) including loading, unloading and handling for the following materials to be supplied by Contractor as per the requirement of PMS, data-sheets, scope of work, specifications, standards, instructions of Owner/ Engineer-in-Charge and other provisions of Contract. PIPES Supply of Carbon Steel Pipes as per details below: ( Pipe Size - 18 INCH, Thk/Sch - 19.1 , Dmn. Std. - API 5L , Material - API 5L Gr. X 52 PSL2 , Type - SAW , Ends - BE ) | 72.00 | M |  | 31964.00 | 2301408.00 | Not Quoted | Not Quoted | 29700.00 | 2138400.00 | 36369.00 | 2618568.00 | Not Quoted | Not Quoted | Not Quoted | Not Quoted | 75000.00 | 5400000.00 | 30077.00 | 2165544.00 | Not Quoted | Not Quoted | 27000.00 | 1944000.00 | 0.00 | 0.00 | Not Quoted | Not Quoted | 36590.00 | 2634480.00 | Not Quoted | Not Quoted | 33528.00 | 2414016.00 | 0.00 | mastek engineering private limited
695.00 | Pipeline & Structural Works: SUPPLY OF PIPELINE/ PIPING ITEMS Supply, procurement and transportation to worksite(s)/workshop(s) including loading, unloading and handling for the following materials to be supplied by Contractor as per the requirement of PMS, data-sheets, scope of work, specifications, standards, instructions of Owner/ Engineer-in-Charge and other provisions of Contract. PIPES Supply of Carbon Steel Pipes as per details below: ( Pipe Size - 2 INCH, Thk/Sch - 5.54 , Dmn. Std. - ASME B36.10 , Material - ASTM A 106 Gr. B (CHARPY) , Type - SMLS , Ends - BE ) | 138.00 | M |  | 878.00 | 121164.00 | Not Quoted | Not Quoted | 2200.00 | 303600.00 | 987.00 | 136206.00 | Not Quoted | Not Quoted | Not Quoted | Not Quoted | 1200.00 | 165600.00 | 999.00 | 137862.00 | Not Quoted | Not Quoted | 1000.00 | 138000.00 | 0.00 | 0.00 | Not Quoted | Not Quoted | 1058.00 | 146004.00 | Not Quoted | Not Quoted | 1232.00 | 170016.00 | 0.00 | mastek engineering private limited
696.00 | Pipeline & Structural Works: SUPPLY OF PIPELINE/ PIPING ITEMS Supply, procurement and transportation to worksite(s)/workshop(s) including loading, unloading and handling for the following materials to be supplied by Contractor as per the requirement of PMS, data-sheets, scope of work, specifications, standards, instructions of Owner/ Engineer-in-Charge and other provisions of Contract. PIPES Supply of Carbon Steel Pipes as per details below: ( Pipe Size - 4 INCH, Thk/Sch - 8.56 , Dmn. Std. - ASME B36.10 , Material - ASTM A 106 Gr. B (CHARPY) , Type - SMLS , Ends - BE ) | 12.00 | M |  | 2626.00 | 31512.00 | Not Quoted | Not Quoted | 3150.00 | 37800.00 | 2940.00 | 35280.00 | Not Quoted | Not Quoted | Not Quoted | Not Quoted | 4000.00 | 48000.00 | 2902.00 | 34824.00 | Not Quoted | Not Quoted | 2500.00 | 30000.00 | 0.00 | 0.00 | Not Quoted | Not Quoted | 2905.00 | 34860.00 | Not Quoted | Not Quoted | 3784.00 | 45408.00 | 0.00 | mastek engineering private limited
697.00 | Pipeline & Structural Works: SUPPLY OF PIPELINE/ PIPING ITEMS Supply, procurement and transportation to worksite(s)/workshop(s) including loading, unloading and handling for the following materials to be supplied by Contractor as per the requirement of PMS, data-sheets, scope of work, specifications, standards, instructions of Owner/ Engineer-in-Charge and other provisions of Contract. PIPES Supply of Carbon Steel Pipes as per details below: ( Pipe Size - 6 INCH, Thk/Sch - 10.97 , Dmn. Std. - ASME B36.10 , Material - ASTM A 106 Gr. B (CHARPY) , Type - SMLS , Ends - BE ) | 138.00 | M |  | 4947.00 | 682686.00 | Not Quoted | Not Quoted | 8182.00 | 1129116.00 | 5554.00 | 766452.00 | Not Quoted | Not Quoted | Not Quoted | Not Quoted | 7000.00 | 966000.00 | 5534.00 | 763692.00 | Not Quoted | Not Quoted | 4500.00 | 621000.00 | 0.00 | 0.00 | Not Quoted | Not Quoted | 5530.00 | 763140.00 | Not Quoted | Not Quoted | 5720.00 | 789360.00 | 0.00 | mastek engineering private limited
698.00 | Pipeline & Structural Works: SUPPLY OF PIPELINE/ PIPING ITEMS Supply, procurement and transportation to worksite(s)/workshop(s) including loading, unloading and handling for the following materials to be supplied by Contractor as per the requirement of PMS, data-sheets, scope of work, specifications, standards, instructions of Owner/ Engineer-in-Charge and other provisions of Contract. PIPES Supply of Carbon Steel Pipes as per details below: ( Pipe Size - 1 INCH, Thk/Sch - XS , Dmn. Std. - ASME B36.10 , Material - ASTM A 106 Gr. B (CHARPY) , Type - SMLS , Ends - BE ) | 6.00 | M |  | 522.00 | 3132.00 | Not Quoted | Not Quoted | 1500.00 | 9000.00 | 571.00 | 3426.00 | Not Quoted | Not Quoted | Not Quoted | Not Quoted | 1000.00 | 6000.00 | 585.00 | 3510.00 | Not Quoted | Not Quoted | 1000.00 | 6000.00 | 0.00 | 0.00 | Not Quoted | Not Quoted | 572.00 | 3432.00 | Not Quoted | Not Quoted | 660.00 | 3960.00 | 0.00 | mastek engineering private limited
699.00 | Pipeline & Structural Works: SUPPLY OF PIPELINE/ PIPING ITEMS Supply, procurement and transportation to worksite(s)/workshop(s) including loading, unloading and handling for the following materials to be supplied by Contractor as per the requirement of PMS, data-sheets, scope of work, specifications, standards, instructions of Owner/ Engineer-in-Charge and other provisions of Contract. PIPES Supply of Carbon Steel Pipes as per details below: ( Pipe Size - 1.5 INCH, Thk/Sch - XS , Dmn. Std. - ASME B36.10 , Material - ASTM A 106 Gr. B (CHARPY) , Type - SMLS , Ends - BE ) | 6.00 | M |  | 664.00 | 3984.00 | Not Quoted | Not Quoted | 1250.00 | 7500.00 | 795.00 | 4770.00 | Not Quoted | Not Quoted | Not Quoted | Not Quoted | 1000.00 | 6000.00 | 765.00 | 4590.00 | Not Quoted | Not Quoted | 1000.00 | 6000.00 | 0.00 | 0.00 | Not Quoted | Not Quoted | 961.00 | 5766.00 | Not Quoted | Not Quoted | 880.00 | 5280.00 | 0.00 | mastek engineering private limited
700.00 | Pipeline & Structural Works: SUPPLY OF PIPELINE/ PIPING ITEMS Supply, procurement and transportation to worksite(s)/workshop(s) including loading, unloading and handling for the following materials to be supplied by Contractor as per the requirement of PMS, data-sheets, scope of work, specifications, standards, instructions of Owner/ Engineer-in-Charge and other provisions of Contract. FLANGES Supply of Spacer & Blind Flanges as per details given below: ( Flange Size - 18 INCH, Dmn. Std. - ASME B16.48 , Rating - 600 , Material - ASTM A 516 GR 70 (CHARPY) , Face/Finish - FF/125AARH ) | 2.00 | NOS |  | 65500.00 | 131000.00 | Not Quoted | Not Quoted | 75325.00 | 150650.00 | 77094.00 | 154188.00 | Not Quoted | Not Quoted | Not Quoted | Not Quoted | 60000.00 | 120000.00 | 54839.00 | 109678.00 | Not Quoted | Not Quoted | 83200.00 | 166400.00 | 0.00 | 0.00 | Not Quoted | Not Quoted | 88873.00 | 177746.00 | Not Quoted | Not Quoted | 66000.00 | 132000.00 | 0.00 | mastek engineering private limited
701.00 | Pipeline & Structural Works: SUPPLY OF PIPELINE/ PIPING ITEMS Supply, procurement and transportation to worksite(s)/workshop(s) including loading, unloading and handling for the following materials to be supplied by Contractor as per the requirement of PMS, data-sheets, scope of work, specifications, standards, instructions of Owner/ Engineer-in-Charge and other provisions of Contract. FLANGES Supply of Blind Flanges as per details given below: ( Flange Size - 2 INCH, Dmn. Std. - ASME B16.5 , Rating - 600 , Material - ASTM A105 (CHARPY) , Face/Finish - 125 ) | 10.00 | NOS |  | 1000.00 | 10000.00 | Not Quoted | Not Quoted | 1150.00 | 11500.00 | 1177.00 | 11770.00 | Not Quoted | Not Quoted | Not Quoted | Not Quoted | 1500.00 | 15000.00 | 1442.00 | 14420.00 | Not Quoted | Not Quoted | 1300.00 | 13000.00 | 0.00 | 0.00 | Not Quoted | Not Quoted | 1642.00 | 16420.00 | Not Quoted | Not Quoted | 1760.00 | 17600.00 | 0.00 | mastek engineering private limited
702.00 | Pipeline & Structural Works: SUPPLY OF PIPELINE/ PIPING ITEMS Supply, procurement and transportation to worksite(s)/workshop(s) including loading, unloading and handling for the following materials to be supplied by Contractor as per the requirement of PMS, data-sheets, scope of work, specifications, standards, instructions of Owner/ Engineer-in-Charge and other provisions of Contract. FLANGES Supply of Blind Flanges as per details given below: ( Flange Size - 4 INCH, Dmn. Std. - ASME B16.5 , Rating - 600 , Material - ASTM A105 (CHARPY) , Face/Finish - 125 ) | 2.00 | NOS |  | 3550.00 | 7100.00 | Not Quoted | Not Quoted | 4083.00 | 8166.00 | 4179.00 | 8358.00 | Not Quoted | Not Quoted | Not Quoted | Not Quoted | 4000.00 | 8000.00 | 4128.00 | 8256.00 | Not Quoted | Not Quoted | 4600.00 | 9200.00 | 0.00 | 0.00 | Not Quoted | Not Quoted | 5292.00 | 10584.00 | Not Quoted | Not Quoted | 7040.00 | 14080.00 | 0.00 | mastek engineering private limited
703.00 | Pipeline & Structural Works: SUPPLY OF PIPELINE/ PIPING ITEMS Supply, procurement and transportation to worksite(s)/workshop(s) including loading, unloading and handling for the following materials to be supplied by Contractor as per the requirement of PMS, data-sheets, scope of work, specifications, standards, instructions of Owner/ Engineer-in-Charge and other provisions of Contract. FLANGES Supply of Blind Flanges as per details given below: ( Flange Size - 10 INCH, Dmn. Std. - ASME B16.5 , Rating - 600 , Material - ASTM A105 (CHARPY) , Face/Finish - 125 ) | 4.00 | NOS |  | 18500.00 | 74000.00 | Not Quoted | Not Quoted | 21275.00 | 85100.00 | 21775.00 | 87100.00 | Not Quoted | Not Quoted | Not Quoted | Not Quoted | 25000.00 | 100000.00 | 25780.00 | 103120.00 | Not Quoted | Not Quoted | 23500.00 | 94000.00 | 0.00 | 0.00 | Not Quoted | Not Quoted | 40284.00 | 161136.00 | Not Quoted | Not Quoted | 37840.00 | 151360.00 | 0.00 | mastek engineering private limited
704.00 | Pipeline & Structural Works: SUPPLY OF PIPELINE/ PIPING ITEMS Supply, procurement and transportation to worksite(s)/workshop(s) including loading, unloading and handling for the following materials to be supplied by Contractor as per the requirement of PMS, data-sheets, scope of work, specifications, standards, instructions of Owner/ Engineer-in-Charge and other provisions of Contract. FLANGES Supply of Blind Flanges as per details given below: ( Flange Size - 18 INCH, Dmn. Std. - ASME B16.5 , Rating - 600 , Material - ASTM A105 (CHARPY) , Face/Finish - 125 ) | 2.00 | NOS |  | 63550.00 | 127100.00 | Not Quoted | Not Quoted | 75325.00 | 150650.00 | 74799.00 | 149598.00 | Not Quoted | Not Quoted | Not Quoted | Not Quoted | 75000.00 | 150000.00 | 71856.00 | 143712.00 | Not Quoted | Not Quoted | 80800.00 | 161600.00 | 0.00 | 0.00 | Not Quoted | Not Quoted | 100721.00 | 201442.00 | Not Quoted | Not Quoted | 77000.00 | 154000.00 | 0.00 | mastek engineering private limited
705.00 | Pipeline & Structural Works: SUPPLY OF PIPELINE/ PIPING ITEMS Supply, procurement and transportation to worksite(s)/workshop(s) including loading, unloading and handling for the following materials to be supplied by Contractor as per the requirement of PMS, data-sheets, scope of work, specifications, standards, instructions of Owner/ Engineer-in-Charge and other provisions of Contract. FLANGES Supply of Socket Welded (SW) Flanges as per details given below: ( Flange Size - .75 INCH, Thk/Sch - S160 , Dmn. Std. - ASME B16.5 , Rating - 600 , Material - ASTM A 105 , Face/Finish - 125 ) | 58.00 | NOS |  | 400.00 | 23200.00 | Not Quoted | Not Quoted | 460.00 | 26680.00 | 471.00 | 27318.00 | Not Quoted | Not Quoted | Not Quoted | Not Quoted | 750.00 | 43500.00 | 509.00 | 29522.00 | Not Quoted | Not Quoted | 600.00 | 34800.00 | 0.00 | 0.00 | Not Quoted | Not Quoted | 756.00 | 43848.00 | Not Quoted | Not Quoted | 616.00 | 35728.00 | 0.00 | mastek engineering private limited
706.00 | Pipeline & Structural Works: SUPPLY OF PIPELINE/ PIPING ITEMS Supply, procurement and transportation to worksite(s)/workshop(s) including loading, unloading and handling for the following materials to be supplied by Contractor as per the requirement of PMS, data-sheets, scope of work, specifications, standards, instructions of Owner/ Engineer-in-Charge and other provisions of Contract. FLANGES Supply of Weld Neck (WN) Flanges as per details below: ( Flange Size - 2 INCH, Thk/Sch - XS , Dmn. Std. - ASME B16.5 , Rating - 600 , Material - ASTM A105 (CHARPY) , Face/Finish - 125 ) | 51.00 | NOS |  | 1100.00 | 56100.00 | Not Quoted | Not Quoted | 1265.00 | 64515.00 | 1295.00 | 66045.00 | Not Quoted | Not Quoted | Not Quoted | Not Quoted | 1500.00 | 76500.00 | 1442.00 | 73542.00 | Not Quoted | Not Quoted | 1400.00 | 71400.00 | 0.00 | 0.00 | Not Quoted | Not Quoted | 2516.00 | 128316.00 | Not Quoted | Not Quoted | 1760.00 | 89760.00 | 0.00 | mastek engineering private limited
707.00 | Pipeline & Structural Works: SUPPLY OF PIPELINE/ PIPING ITEMS Supply, procurement and transportation to worksite(s)/workshop(s) including loading, unloading and handling for the following materials to be supplied by Contractor as per the requirement of PMS, data-sheets, scope of work, specifications, standards, instructions of Owner/ Engineer-in-Charge and other provisions of Contract. FLANGES Supply of Weld Neck (WN) Flanges as per details below: ( Flange Size - 4 INCH, Thk/Sch - XS , Dmn. Std. - ASME B16.5 , Rating - 600 , Material - ASTM A105 (CHARPY) , Face/Finish - 125 ) | 8.00 | NOS |  | 3550.00 | 28400.00 | Not Quoted | Not Quoted | 4083.00 | 32664.00 | 4179.00 | 33432.00 | Not Quoted | Not Quoted | Not Quoted | Not Quoted | 5000.00 | 40000.00 | 4128.00 | 33024.00 | Not Quoted | Not Quoted | 4600.00 | 36800.00 | 0.00 | 0.00 | Not Quoted | Not Quoted | 8888.00 | 71104.00 | Not Quoted | Not Quoted | 7128.00 | 57024.00 | 0.00 | mastek engineering private limited
708.00 | Pipeline & Structural Works: SUPPLY OF PIPELINE/ PIPING ITEMS Supply, procurement and transportation to worksite(s)/workshop(s) including loading, unloading and handling for the following materials to be supplied by Contractor as per the requirement of PMS, data-sheets, scope of work, specifications, standards, instructions of Owner/ Engineer-in-Charge and other provisions of Contract. FLANGES Supply of Weld Neck (WN) Flanges as per details below: ( Flange Size - 6 INCH, Thk/Sch - XS , Dmn. Std. - ASME B16.5 , Rating - 600 , Material - ASTM A105 (CHARPY) , Face/Finish - 125 ) | 34.00 | NOS |  | 6800.00 | 231200.00 | Not Quoted | Not Quoted | 7820.00 | 265880.00 | 8004.00 | 272136.00 | Not Quoted | Not Quoted | Not Quoted | Not Quoted | 7500.00 | 255000.00 | 8198.00 | 278732.00 | Not Quoted | Not Quoted | 8700.00 | 295800.00 | 0.00 | 0.00 | Not Quoted | Not Quoted | 10368.00 | 352512.00 | Not Quoted | Not Quoted | 12320.00 | 418880.00 | 0.00 | mastek engineering private limited
709.00 | Pipeline & Structural Works: SUPPLY OF PIPELINE/ PIPING ITEMS Supply, procurement and transportation to worksite(s)/workshop(s) including loading, unloading and handling for the following materials to be supplied by Contractor as per the requirement of PMS, data-sheets, scope of work, specifications, standards, instructions of Owner/ Engineer-in-Charge and other provisions of Contract. FLANGES Supply of Weld Neck (WN) Flanges as per details below: ( Flange Size - 6 INCH, Thk/Sch - XS , Dmn. Std. - ASME B16.5 , Rating - 600 , Material - ASTM A 350LF2 CL1 , Face/Finish - 125 ) | 6.00 | NOS |  | 7100.00 | 42600.00 | Not Quoted | Not Quoted | 8165.00 | 48990.00 | 8357.00 | 50142.00 | Not Quoted | Not Quoted | Not Quoted | Not Quoted | 7500.00 | 45000.00 | 9023.00 | 54138.00 | Not Quoted | Not Quoted | 9100.00 | 54600.00 | 0.00 | 0.00 | Not Quoted | Not Quoted | 12593.00 | 75558.00 | Not Quoted | Not Quoted | 14080.00 | 84480.00 | 0.00 | mastek engineering private limited
710.00 | Pipeline & Structural Works: SUPPLY OF PIPELINE/ PIPING ITEMS Supply, procurement and transportation to worksite(s)/workshop(s) including loading, unloading and handling for the following materials to be supplied by Contractor as per the requirement of PMS, data-sheets, scope of work, specifications, standards, instructions of Owner/ Engineer-in-Charge and other provisions of Contract. FLANGES Supply of Weld Neck (WN) Flanges as per details below: ( Flange Size - 10 INCH, Thk/Sch - 12.7 , Dmn. Std. - ASME B16.5 , Rating - 600 , Material - ASTM A 694 GR. F-52 (CHARPY) , Face/Finish - 125 ) | 4.00 | NOS |  | 23550.00 | 94200.00 | Not Quoted | Not Quoted | 27083.00 | 108332.00 | 27719.00 | 110876.00 | Not Quoted | Not Quoted | Not Quoted | Not Quoted | 25000.00 | 100000.00 | 26572.00 | 106288.00 | Not Quoted | Not Quoted | 30000.00 | 120000.00 | 0.00 | 0.00 | Not Quoted | Not Quoted | 33577.00 | 134308.00 | Not Quoted | Not Quoted | 32560.00 | 130240.00 | 0.00 | mastek engineering private limited
711.00 | Pipeline & Structural Works: SUPPLY OF PIPELINE/ PIPING ITEMS Supply, procurement and transportation to worksite(s)/workshop(s) including loading, unloading and handling for the following materials to be supplied by Contractor as per the requirement of PMS, data-sheets, scope of work, specifications, standards, instructions of Owner/ Engineer-in-Charge and other provisions of Contract. FLANGES Supply of Weld Neck (WN) Flanges as per details below: ( Flange Size - 18 INCH, Thk/Sch - 19.1 , Dmn. Std. - ASME B16.5 , Rating - 600 , Material - ASTM A 694 GR. F-52 (CHARPY) , Face/Finish - 125 ) | 10.00 | NOS |  | 64250.00 | 642500.00 | Not Quoted | Not Quoted | 73888.00 | 738880.00 | 75623.00 | 756230.00 | Not Quoted | Not Quoted | Not Quoted | Not Quoted | 65000.00 | 650000.00 | 56852.00 | 568520.00 | Not Quoted | Not Quoted | 81600.00 | 816000.00 | 0.00 | 0.00 | Not Quoted | Not Quoted | 88873.00 | 888730.00 | Not Quoted | Not Quoted | 79200.00 | 792000.00 | 0.00 | mastek engineering private limited
712.00 | Pipeline & Structural Works: SUPPLY OF PIPELINE/ PIPING ITEMS Supply, procurement and transportation to worksite(s)/workshop(s) including loading, unloading and handling for the following materials to be supplied by Contractor as per the requirement of PMS, data-sheets, scope of work, specifications, standards, instructions of Owner/ Engineer-in-Charge and other provisions of Contract. FLANGES Supply of Weld Neck (WN) Flanges as per details below: ( Flange Size - 18 INCH, Thk/Sch - 9.7 , Dmn. Std. - ASME B16.5 , Rating - 600 , Material - ASTM A 694 GR. F-70 (CHARPY) , Face/Finish - 125 ) | 6.00 | NOS |  | 66000.00 | 396000.00 | Not Quoted | Not Quoted | 75900.00 | 455400.00 | 77682.00 | 466092.00 | Not Quoted | Not Quoted | Not Quoted | Not Quoted | 60000.00 | 360000.00 | 57983.00 | 347898.00 | Not Quoted | Not Quoted | 83900.00 | 503400.00 | 0.00 | 0.00 | Not Quoted | Not Quoted | 88873.00 | 533238.00 | Not Quoted | Not Quoted | 73040.00 | 438240.00 | 0.00 | mastek engineering private limited
713.00 | Pipeline & Structural Works: SUPPLY OF PIPELINE/ PIPING ITEMS Supply, procurement and transportation to worksite(s)/workshop(s) including loading, unloading and handling for the following materials to be supplied by Contractor as per the requirement of PMS, data-sheets, scope of work, specifications, standards, instructions of Owner/ Engineer-in-Charge and other provisions of Contract. FLANGES Supply of Weld Neck (WN) Flanges as per details below: ( Flange Size - 2 INCH, Thk/Sch - XS , Dmn. Std. - ASME B16.5 , Rating - 600 , Material - ASTM A 350LF2 CL1 , Face/Finish - 125 ) | 15.00 | NOS |  | 1200.00 | 18000.00 | Not Quoted | Not Quoted | 1380.00 | 20700.00 | 1412.00 | 21180.00 | Not Quoted | Not Quoted | Not Quoted | Not Quoted | 1500.00 | 22500.00 | 1335.00 | 20025.00 | Not Quoted | Not Quoted | 1600.00 | 24000.00 | 0.00 | 0.00 | Not Quoted | Not Quoted | 1642.00 | 24630.00 | Not Quoted | Not Quoted | 1760.00 | 26400.00 | 0.00 | mastek engineering private limited
714.00 | Pipeline & Structural Works: SUPPLY OF PIPELINE/ PIPING ITEMS Supply, procurement and transportation to worksite(s)/workshop(s) including loading, unloading and handling for the following materials to be supplied by Contractor as per the requirement of PMS, data-sheets, scope of work, specifications, standards, instructions of Owner/ Engineer-in-Charge and other provisions of Contract. FLANGES Supply of Fig. 8 Flanges as per details given below: ( Flange Size - 2 INCH, Dmn. Std. - ASME B16.48 , Rating - 600 , Material - ASTM A105 (CHARPY) , Face/Finish - FF/125AARH ) | 3.00 | NOS |  | 1100.00 | 3300.00 | Not Quoted | Not Quoted | 1265.00 | 3795.00 | 1295.00 | 3885.00 | Not Quoted | Not Quoted | Not Quoted | Not Quoted | 2000.00 | 6000.00 | 2092.00 | 6276.00 | Not Quoted | Not Quoted | 1400.00 | 4200.00 | 0.00 | 0.00 | Not Quoted | Not Quoted | 2668.00 | 8004.00 | Not Quoted | Not Quoted | 1760.00 | 5280.00 | 0.00 | mastek engineering private limited
715.00 | Pipeline & Structural Works: SUPPLY OF PIPELINE/ PIPING ITEMS Supply, procurement and transportation to worksite(s)/workshop(s) including loading, unloading and handling for the following materials to be supplied by Contractor as per the requirement of PMS, data-sheets, scope of work, specifications, standards, instructions of Owner/ Engineer-in-Charge and other provisions of Contract. FLANGES Supply of Fig. 8 Flanges as per details given below: ( Flange Size - 6 INCH, Dmn. Std. - ASME B16.48 , Rating - 600 , Material - ASTM A105 (CHARPY) , Face/Finish - FF/125AARH ) | 8.00 | NOS |  | 6500.00 | 52000.00 | Not Quoted | Not Quoted | 7475.00 | 59800.00 | 7651.00 | 61208.00 | Not Quoted | Not Quoted | Not Quoted | Not Quoted | 10000.00 | 80000.00 | 11138.00 | 89104.00 | Not Quoted | Not Quoted | 8300.00 | 66400.00 | 0.00 | 0.00 | Not Quoted | Not Quoted | 13327.00 | 106616.00 | Not Quoted | Not Quoted | 5720.00 | 45760.00 | 0.00 | mastek engineering private limited
716.00 | Pipeline & Structural Works: SUPPLY OF PIPELINE/ PIPING ITEMS Supply, procurement and transportation to worksite(s)/workshop(s) including loading, unloading and handling for the following materials to be supplied by Contractor as per the requirement of PMS, data-sheets, scope of work, specifications, standards, instructions of Owner/ Engineer-in-Charge and other provisions of Contract. FLANGES Supply of Fig. 8 Flanges as per details given below: ( Flange Size - 2 INCH, Dmn. Std. - ASME B16.48 , Rating - 600 , Material - ASTM A 350LF2 CL1 , Face/Finish - FF/125AARH ) | 4.00 | NOS |  | 1200.00 | 4800.00 | Not Quoted | Not Quoted | 1380.00 | 5520.00 | 1412.00 | 5648.00 | Not Quoted | Not Quoted | Not Quoted | Not Quoted | 1800.00 | 7200.00 | 2092.00 | 8368.00 | Not Quoted | Not Quoted | 1600.00 | 6400.00 | 0.00 | 0.00 | Not Quoted | Not Quoted | 2668.00 | 10672.00 | Not Quoted | Not Quoted | 704.00 | 2816.00 | 0.00 | mastek engineering private limited
717.00 | Pipeline & Structural Works: SUPPLY OF PIPELINE/ PIPING ITEMS Supply, procurement and transportation to worksite(s)/workshop(s) including loading, unloading and handling for the following materials to be supplied by Contractor as per the requirement of PMS, data-sheets, scope of work, specifications, standards, instructions of Owner/ Engineer-in-Charge and other provisions of Contract. FITTINGS Supply of 1.5 D 90 SW Elbow as per details given below: ( Fitting Size - .75 INCH, Thk/Sch - NA , Dmn. Std. - ASME B16.11 , Material - ASTM A105 ) | 12.00 | NOS |  | 275.00 | 3300.00 | Not Quoted | Not Quoted | 317.00 | 3804.00 | 325.00 | 3900.00 | Not Quoted | Not Quoted | Not Quoted | Not Quoted | 300.00 | 3600.00 | 249.00 | 2988.00 | Not Quoted | Not Quoted | 400.00 | 4800.00 | 0.00 | 0.00 | Not Quoted | Not Quoted | 562.00 | 6744.00 | Not Quoted | Not Quoted | 378.00 | 4536.00 | 0.00 | mastek engineering private limited
718.00 | Pipeline & Structural Works: SUPPLY OF PIPELINE/ PIPING ITEMS Supply, procurement and transportation to worksite(s)/workshop(s) including loading, unloading and handling for the following materials to be supplied by Contractor as per the requirement of PMS, data-sheets, scope of work, specifications, standards, instructions of Owner/ Engineer-in-Charge and other provisions of Contract. FITTINGS Supply of 1.5 D 90 SW Elbow as per details given below: ( Fitting Size - .75 INCH, Thk/Sch - NA , Dmn. Std. - ASME B16.11 , Material - ASTM A 350LF2 CL1 ) | 6.00 | NOS |  | 325.00 | 1950.00 | Not Quoted | Not Quoted | 417.00 | 2502.00 | 383.00 | 2298.00 | Not Quoted | Not Quoted | Not Quoted | Not Quoted | 300.00 | 1800.00 | 323.00 | 1938.00 | Not Quoted | Not Quoted | 500.00 | 3000.00 | 0.00 | 0.00 | Not Quoted | Not Quoted | 1231.00 | 7386.00 | Not Quoted | Not Quoted | 440.00 | 2640.00 | 0.00 | mastek engineering private limited
719.00 | Pipeline & Structural Works: SUPPLY OF PIPELINE/ PIPING ITEMS Supply, procurement and transportation to worksite(s)/workshop(s) including loading, unloading and handling for the following materials to be supplied by Contractor as per the requirement of PMS, data-sheets, scope of work, specifications, standards, instructions of Owner/ Engineer-in-Charge and other provisions of Contract. FITTINGS Supply of 1.5 D 45 BW Elbow as per details given below: ( Fitting Size - 18 INCH, Thk/Sch - 19.1 , Dmn. Std. - MSS SP 75 , Material - MSS SP 75 GR. WPHY-52 (CHARPY) ) | 4.00 | NOS |  | 48550.00 | 194200.00 | Not Quoted | Not Quoted | 55833.00 | 223332.00 | 57144.00 | 228576.00 | Not Quoted | Not Quoted | Not Quoted | Not Quoted | 40000.00 | 160000.00 | 45172.00 | 180688.00 | Not Quoted | Not Quoted | 61700.00 | 246800.00 | 0.00 | 0.00 | Not Quoted | Not Quoted | 72781.00 | 291124.00 | Not Quoted | Not Quoted | 82720.00 | 330880.00 | 0.00 | mastek engineering private limited
720.00 | Pipeline & Structural Works: SUPPLY OF PIPELINE/ PIPING ITEMS Supply, procurement and transportation to worksite(s)/workshop(s) including loading, unloading and handling for the following materials to be supplied by Contractor as per the requirement of PMS, data-sheets, scope of work, specifications, standards, instructions of Owner/ Engineer-in-Charge and other provisions of Contract. FITTINGS Supply of 1.5 D 45 BW Elbow as per details given below: ( Fitting Size - 6 INCH, Thk/Sch - XS , Dmn. Std. - ASME B16.9 , Material - ASTM A 420 WPL6 ) | 2.00 | NOS |  | 2650.00 | 5300.00 | Not Quoted | Not Quoted | 3048.00 | 6096.00 | 3120.00 | 6240.00 | Not Quoted | Not Quoted | Not Quoted | Not Quoted | 2500.00 | 5000.00 | 4128.00 | 8256.00 | Not Quoted | Not Quoted | 3400.00 | 6800.00 | 0.00 | 0.00 | Not Quoted | Not Quoted | 8953.00 | 17906.00 | Not Quoted | Not Quoted | 6160.00 | 12320.00 | 0.00 | mastek engineering private limited
721.00 | Pipeline & Structural Works: SUPPLY OF PIPELINE/ PIPING ITEMS Supply, procurement and transportation to worksite(s)/workshop(s) including loading, unloading and handling for the following materials to be supplied by Contractor as per the requirement of PMS, data-sheets, scope of work, specifications, standards, instructions of Owner/ Engineer-in-Charge and other provisions of Contract. FITTINGS Supply of BW Equal Tees as per details given below: ( Fitting Size - .75 INCH, Thk/Sch - NA , Dmn. Std. - ASME B16.11 , Material - ASTM A105 ) | 2.00 | NOS |  | 375.00 | 750.00 | Not Quoted | Not Quoted | 432.00 | 864.00 | 442.00 | 884.00 | Not Quoted | Not Quoted | Not Quoted | Not Quoted | 400.00 | 800.00 | 402.00 | 804.00 | Not Quoted | Not Quoted | 500.00 | 1000.00 | 0.00 | 0.00 | Not Quoted | Not Quoted | 788.00 | 1576.00 | Not Quoted | Not Quoted | 1056.00 | 2112.00 | 0.00 | mastek engineering private limited
722.00 | Pipeline & Structural Works: SUPPLY OF PIPELINE/ PIPING ITEMS Supply, procurement and transportation to worksite(s)/workshop(s) including loading, unloading and handling for the following materials to be supplied by Contractor as per the requirement of PMS, data-sheets, scope of work, specifications, standards, instructions of Owner/ Engineer-in-Charge and other provisions of Contract. FITTINGS Supply of BW Equal Tees as per details given below: ( Fitting Size - 18 INCH, Thk/Sch - 19.1 , Dmn. Std. - MSS SP75 , Material - MSS SP 75 GR. WPHY-52 (CHARPY) ) | 2.00 | NOS |  | 69950.00 | 139900.00 | Not Quoted | Not Quoted | 80433.00 | 160866.00 | 82332.00 | 164664.00 | Not Quoted | Not Quoted | Not Quoted | Not Quoted | 82000.00 | 164000.00 | 70669.00 | 141338.00 | Not Quoted | Not Quoted | 88900.00 | 177800.00 | 0.00 | 0.00 | Not Quoted | Not Quoted | 311558.00 | 623116.00 | Not Quoted | Not Quoted | 101200.00 | 202400.00 | 0.00 | mastek engineering private limited
723.00 | Pipeline & Structural Works: SUPPLY OF PIPELINE/ PIPING ITEMS Supply, procurement and transportation to worksite(s)/workshop(s) including loading, unloading and handling for the following materials to be supplied by Contractor as per the requirement of PMS, data-sheets, scope of work, specifications, standards, instructions of Owner/ Engineer-in-Charge and other provisions of Contract. FITTINGS Supply of BW Equal Tees as per details given below: ( Fitting Size - 2 INCH, Thk/Sch - XS , Dmn. Std. - ASME B16.9 , Material - ASTM A 234 WPB (CHARPY) ) | 12.00 | NOS |  | 800.00 | 9600.00 | Not Quoted | Not Quoted | 920.00 | 11040.00 | 942.00 | 11304.00 | Not Quoted | Not Quoted | Not Quoted | Not Quoted | 750.00 | 9000.00 | 707.00 | 8484.00 | Not Quoted | Not Quoted | 1100.00 | 13200.00 | 0.00 | 0.00 | Not Quoted | Not Quoted | 1685.00 | 20220.00 | Not Quoted | Not Quoted | 880.00 | 10560.00 | 0.00 | mastek engineering private limited
724.00 | Pipeline & Structural Works: SUPPLY OF PIPELINE/ PIPING ITEMS Supply, procurement and transportation to worksite(s)/workshop(s) including loading, unloading and handling for the following materials to be supplied by Contractor as per the requirement of PMS, data-sheets, scope of work, specifications, standards, instructions of Owner/ Engineer-in-Charge and other provisions of Contract. FITTINGS Supply of BW Equal Tees as per details given below: ( Fitting Size - 6 INCH, Thk/Sch - XS , Dmn. Std. - ASME B16.9 , Material - ASTM A 234 WPB (CHARPY) ) | 11.00 | NOS |  | 3800.00 | 41800.00 | Not Quoted | Not Quoted | 4370.00 | 48070.00 | 4473.00 | 49203.00 | Not Quoted | Not Quoted | Not Quoted | Not Quoted | 7500.00 | 82500.00 | 5937.00 | 65307.00 | Not Quoted | Not Quoted | 4900.00 | 53900.00 | 0.00 | 0.00 | Not Quoted | Not Quoted | 12312.00 | 135432.00 | Not Quoted | Not Quoted | 7040.00 | 77440.00 | 0.00 | mastek engineering private limited
725.00 | Pipeline & Structural Works: SUPPLY OF PIPELINE/ PIPING ITEMS Supply, procurement and transportation to worksite(s)/workshop(s) including loading, unloading and handling for the following materials to be supplied by Contractor as per the requirement of PMS, data-sheets, scope of work, specifications, standards, instructions of Owner/ Engineer-in-Charge and other provisions of Contract. FITTINGS Supply of BW Concentric Reducer as per details given below: ( Fitting Size1 - 2 INCH, Fitting Size2 - .75 INCH, Thk1/Sch1 - XS , Thk2/Sch2 - S160 , Dmn Std. - ASME B16.9 , Material - ASTM A 420 WPL6 ) | 2.00 | NOS |  | 975.00 | 1950.00 | Not Quoted | Not Quoted | 1122.00 | 2244.00 | 1148.00 | 2296.00 | Not Quoted | Not Quoted | Not Quoted | Not Quoted | 650.00 | 1300.00 | 849.00 | 1698.00 | Not Quoted | Not Quoted | 1300.00 | 2600.00 | 0.00 | 0.00 | Not Quoted | Not Quoted | 1685.00 | 3370.00 | Not Quoted | Not Quoted | 704.00 | 1408.00 | 0.00 | mastek engineering private limited
726.00 | Pipeline & Structural Works: SUPPLY OF PIPELINE/ PIPING ITEMS Supply, procurement and transportation to worksite(s)/workshop(s) including loading, unloading and handling for the following materials to be supplied by Contractor as per the requirement of PMS, data-sheets, scope of work, specifications, standards, instructions of Owner/ Engineer-in-Charge and other provisions of Contract. FITTINGS Supply of BW Concentric Reducer as per details given below: ( Fitting Size1 - 2 INCH, Fitting Size2 - .75 INCH, Thk1/Sch1 - XS , Thk2/Sch2 - S160 , Dmn Std. - ASME B16.9 , Material - ASTM A 234 WPB (CHARPY) ) | 10.00 | NOS |  | 900.00 | 9000.00 | Not Quoted | Not Quoted | 1035.00 | 10350.00 | 1059.00 | 10590.00 | Not Quoted | Not Quoted | Not Quoted | Not Quoted | 650.00 | 6500.00 | 656.00 | 6560.00 | Not Quoted | Not Quoted | 1200.00 | 12000.00 | 0.00 | 0.00 | Not Quoted | Not Quoted | 842.00 | 8420.00 | Not Quoted | Not Quoted | 704.00 | 7040.00 | 0.00 | mastek engineering private limited
727.00 | Pipeline & Structural Works: SUPPLY OF PIPELINE/ PIPING ITEMS Supply, procurement and transportation to worksite(s)/workshop(s) including loading, unloading and handling for the following materials to be supplied by Contractor as per the requirement of PMS, data-sheets, scope of work, specifications, standards, instructions of Owner/ Engineer-in-Charge and other provisions of Contract. FITTINGS Supply of BW Concentric Reducer as per details given below: ( Fitting Size1 - 4 INCH, Fitting Size2 - 2 INCH, Thk1/Sch1 - XS , Thk2/Sch2 - XS , Dmn Std. - ASME B16.9 , Material - ASTM A 234 WPB (CHARPY) ) | 36.00 | NOS |  | 850.00 | 30600.00 | Not Quoted | Not Quoted | 978.00 | 35208.00 | 1001.00 | 36036.00 | Not Quoted | Not Quoted | Not Quoted | Not Quoted | 1000.00 | 36000.00 | 735.00 | 26460.00 | Not Quoted | Not Quoted | 1100.00 | 39600.00 | 0.00 | 0.00 | Not Quoted | Not Quoted | 2462.00 | 88632.00 | Not Quoted | Not Quoted | 1056.00 | 38016.00 | 0.00 | mastek engineering private limited
728.00 | Pipeline & Structural Works: SUPPLY OF PIPELINE/ PIPING ITEMS Supply, procurement and transportation to worksite(s)/workshop(s) including loading, unloading and handling for the following materials to be supplied by Contractor as per the requirement of PMS, data-sheets, scope of work, specifications, standards, instructions of Owner/ Engineer-in-Charge and other provisions of Contract. FITTINGS Supply of BW Concentric Reducer as per details given below: ( Fitting Size1 - 4 INCH, Fitting Size2 - 2 INCH, Thk1/Sch1 - XS , Thk2/Sch2 - XS , Dmn Std. - ASME B16.9 , Material - ASTM A 420 WPL6 ) | 3.00 | NOS |  | 975.00 | 2925.00 | Not Quoted | Not Quoted | 1122.00 | 3366.00 | 1148.00 | 3444.00 | Not Quoted | Not Quoted | Not Quoted | Not Quoted | 1000.00 | 3000.00 | 877.00 | 2631.00 | Not Quoted | Not Quoted | 1300.00 | 3900.00 | 0.00 | 0.00 | Not Quoted | Not Quoted | 3920.00 | 11760.00 | Not Quoted | Not Quoted | 11440.00 | 34320.00 | 0.00 | mastek engineering private limited
729.00 | Pipeline & Structural Works: SUPPLY OF PIPELINE/ PIPING ITEMS Supply, procurement and transportation to worksite(s)/workshop(s) including loading, unloading and handling for the following materials to be supplied by Contractor as per the requirement of PMS, data-sheets, scope of work, specifications, standards, instructions of Owner/ Engineer-in-Charge and other provisions of Contract. FITTINGS Supply of BW Concentric Reducer as per details given below: ( Fitting Size1 - 2 INCH, Fitting Size2 - 1 INCH, Thk1/Sch1 - XS , Thk2/Sch2 - XS , Dmn Std. - ASME B16.9 , Material - ASTM A 420 WPL6 ) | 1.00 | NOS |  | 375.00 | 375.00 | Not Quoted | Not Quoted | 432.00 | 432.00 | 442.00 | 442.00 | Not Quoted | Not Quoted | Not Quoted | Not Quoted | 650.00 | 650.00 | 849.00 | 849.00 | Not Quoted | Not Quoted | 500.00 | 500.00 | 0.00 | 0.00 | Not Quoted | Not Quoted | 1685.00 | 1685.00 | Not Quoted | Not Quoted | 1056.00 | 1056.00 | 0.00 | mastek engineering private limited
730.00 | Pipeline & Structural Works: SUPPLY OF PIPELINE/ PIPING ITEMS Supply, procurement and transportation to worksite(s)/workshop(s) including loading, unloading and handling for the following materials to be supplied by Contractor as per the requirement of PMS, data-sheets, scope of work, specifications, standards, instructions of Owner/ Engineer-in-Charge and other provisions of Contract. FITTINGS Supply of BW Concentric Reducer as per details given below: ( Fitting Size1 - 2 INCH, Fitting Size2 - 1.5 INCH, Thk1/Sch1 - XS , Thk2/Sch2 - XS , Dmn Std. - ASME B16.9 , Material - ASTM A 420 WPL6 ) | 1.00 | NOS |  | 375.00 | 375.00 | Not Quoted | Not Quoted | 432.00 | 432.00 | 442.00 | 442.00 | Not Quoted | Not Quoted | Not Quoted | Not Quoted | 650.00 | 650.00 | 634.00 | 634.00 | Not Quoted | Not Quoted | 500.00 | 500.00 | 0.00 | 0.00 | Not Quoted | Not Quoted | 1685.00 | 1685.00 | Not Quoted | Not Quoted | 1056.00 | 1056.00 | 0.00 | mastek engineering private limited
731.00 | Pipeline & Structural Works: SUPPLY OF PIPELINE/ PIPING ITEMS Supply, procurement and transportation to worksite(s)/workshop(s) including loading, unloading and handling for the following materials to be supplied by Contractor as per the requirement of PMS, data-sheets, scope of work, specifications, standards, instructions of Owner/ Engineer-in-Charge and other provisions of Contract. FITTINGS Supply of BW Concentric Reducer as per details given below: ( Fitting Size1 - 10 INCH, Fitting Size2 - 6 INCH, Thk1/Sch1 - 12.7 , Thk2/Sch2 - XS , Dmn Std. - MSS SP 75 , Material - MSS SP 75 GR. WPHY-52 (CHARPY) ) | 6.00 | NOS |  | 7800.00 | 46800.00 | Not Quoted | Not Quoted | 8970.00 | 53820.00 | 9181.00 | 55086.00 | Not Quoted | Not Quoted | Not Quoted | Not Quoted | 7500.00 | 45000.00 | 5179.00 | 31074.00 | Not Quoted | Not Quoted | 10000.00 | 60000.00 | 0.00 | 0.00 | Not Quoted | Not Quoted | 335912.00 | 2015472.00 | Not Quoted | Not Quoted | 7128.00 | 42768.00 | 0.00 | mastek engineering private limited
732.00 | Pipeline & Structural Works: SUPPLY OF PIPELINE/ PIPING ITEMS Supply, procurement and transportation to worksite(s)/workshop(s) including loading, unloading and handling for the following materials to be supplied by Contractor as per the requirement of PMS, data-sheets, scope of work, specifications, standards, instructions of Owner/ Engineer-in-Charge and other provisions of Contract. FITTINGS Supply of Sockolet conforming to MSS-SP-97 and as per details given below: ( Fitting Size1 - 6 INCH, Fitting Size2 - .75 INCH, Rating - 6000 , Material - ASTM A105 ) | 2.00 | NOS |  | 450.00 | 900.00 | Not Quoted | Not Quoted | 518.00 | 1036.00 | 530.00 | 1060.00 | Not Quoted | Not Quoted | Not Quoted | Not Quoted | 750.00 | 1500.00 | 656.00 | 1312.00 | Not Quoted | Not Quoted | 600.00 | 1200.00 | 0.00 | 0.00 | Not Quoted | Not Quoted | 1069.00 | 2138.00 | Not Quoted | Not Quoted | 880.00 | 1760.00 | 0.00 | mastek engineering private limited
733.00 | Pipeline & Structural Works: SUPPLY OF PIPELINE/ PIPING ITEMS Supply, procurement and transportation to worksite(s)/workshop(s) including loading, unloading and handling for the following materials to be supplied by Contractor as per the requirement of PMS, data-sheets, scope of work, specifications, standards, instructions of Owner/ Engineer-in-Charge and other provisions of Contract. FITTINGS Supply of Weldolet conforming to MSS-SP-97 and as per details given below: ( Fitting Size1 - 10 INCH, Fitting Size2 - 2 INCH, Thk1/Sch1 - 12.7 , Thk2/Sch2 - XXS , Material - ASTM A105 (CHARPY) ) | 8.00 | NOS |  | 1250.00 | 10000.00 | Not Quoted | Not Quoted | 1438.00 | 11504.00 | 1472.00 | 11776.00 | Not Quoted | Not Quoted | Not Quoted | Not Quoted | 3000.00 | 24000.00 | 1527.00 | 12216.00 | Not Quoted | Not Quoted | 1600.00 | 12800.00 | 0.00 | 0.00 | Not Quoted | Not Quoted | 2020.00 | 16160.00 | Not Quoted | Not Quoted | 1056.00 | 8448.00 | 0.00 | mastek engineering private limited
734.00 | Pipeline & Structural Works: SUPPLY OF PIPELINE/ PIPING ITEMS Supply, procurement and transportation to worksite(s)/workshop(s) including loading, unloading and handling for the following materials to be supplied by Contractor as per the requirement of PMS, data-sheets, scope of work, specifications, standards, instructions of Owner/ Engineer-in-Charge and other provisions of Contract. FITTINGS Supply of Weldolet conforming to MSS-SP-97 and as per details given below: ( Fitting Size1 - 18 INCH, Fitting Size2 - 2 INCH, Thk1/Sch1 - 19.1 , Thk2/Sch2 - XXS , Material - ASTM A105 (CHARPY) ) | 6.00 | NOS |  | 1250.00 | 7500.00 | Not Quoted | Not Quoted | 1438.00 | 8628.00 | 1472.00 | 8832.00 | Not Quoted | Not Quoted | Not Quoted | Not Quoted | 3000.00 | 18000.00 | 1527.00 | 9162.00 | Not Quoted | Not Quoted | 1600.00 | 9600.00 | 0.00 | 0.00 | Not Quoted | Not Quoted | 2020.00 | 12120.00 | Not Quoted | Not Quoted | 1056.00 | 6336.00 | 0.00 | mastek engineering private limited
735.00 | Pipeline & Structural Works: SUPPLY OF PIPELINE/ PIPING ITEMS Supply, procurement and transportation to worksite(s)/workshop(s) including loading, unloading and handling for the following materials to be supplied by Contractor as per the requirement of PMS, data-sheets, scope of work, specifications, standards, instructions of Owner/ Engineer-in-Charge and other provisions of Contract. FITTINGS Supply of Weldolet conforming to MSS-SP-97 and as per details given below: ( Fitting Size1 - 18 INCH, Fitting Size2 - 6 INCH, Thk1/Sch1 - 19.1 , Thk2/Sch2 - XXS , Material - ASTM A105 (CHARPY) ) | 2.00 | NOS |  | 7750.00 | 15500.00 | Not Quoted | Not Quoted | 8912.00 | 17824.00 | 9122.00 | 18244.00 | Not Quoted | Not Quoted | Not Quoted | Not Quoted | 3000.00 | 6000.00 | 7633.00 | 15266.00 | Not Quoted | Not Quoted | 9900.00 | 19800.00 | 0.00 | 0.00 | Not Quoted | Not Quoted | 13997.00 | 27994.00 | Not Quoted | Not Quoted | 2640.00 | 5280.00 | 0.00 | mastek engineering private limited
736.00 | Pipeline & Structural Works: SUPPLY OF PIPELINE/ PIPING ITEMS Supply, procurement and transportation to worksite(s)/workshop(s) including loading, unloading and handling for the following materials to be supplied by Contractor as per the requirement of PMS, data-sheets, scope of work, specifications, standards, instructions of Owner/ Engineer-in-Charge and other provisions of Contract. FITTINGS Supply of Weldolet conforming to MSS-SP-97 and as per details given below: ( Fitting Size1 - 18 INCH, Fitting Size2 - 2 INCH, Thk1/Sch1 - 9.7 , Thk2/Sch2 - XS , Material - ASTM A 694 GR. F-70 (CHARPY) ) | 6.00 | NOS |  | 1500.00 | 9000.00 | Not Quoted | Not Quoted | 1725.00 | 10350.00 | 1766.00 | 10596.00 | Not Quoted | Not Quoted | Not Quoted | Not Quoted | 3000.00 | 18000.00 | 1640.00 | 9840.00 | Not Quoted | Not Quoted | 2000.00 | 12000.00 | 0.00 | 0.00 | Not Quoted | Not Quoted | 5044.00 | 30264.00 | Not Quoted | Not Quoted | 836.00 | 5016.00 | 0.00 | mastek engineering private limited
737.00 | Pipeline & Structural Works: SUPPLY OF PIPELINE/ PIPING ITEMS Supply, procurement and transportation to worksite(s)/workshop(s) including loading, unloading and handling for the following materials to be supplied by Contractor as per the requirement of PMS, data-sheets, scope of work, specifications, standards, instructions of Owner/ Engineer-in-Charge and other provisions of Contract. FITTINGS Supply of Weldolet conforming to MSS-SP-97 and as per details given below: ( Fitting Size1 - 6 INCH, Fitting Size2 - 2 INCH, Thk1/Sch1 - XS , Thk2/Sch2 - XS , Material - ASTM A105 (CHARPY) ) | 1.00 | NOS |  | 1150.00 | 1150.00 | Not Quoted | Not Quoted | 1323.00 | 1323.00 | 1354.00 | 1354.00 | Not Quoted | Not Quoted | Not Quoted | Not Quoted | 3000.00 | 3000.00 | 1301.00 | 1301.00 | Not Quoted | Not Quoted | 1500.00 | 1500.00 | 0.00 | 0.00 | Not Quoted | Not Quoted | 2020.00 | 2020.00 | Not Quoted | Not Quoted | 616.00 | 616.00 | 0.00 | mastek engineering private limited
738.00 | Pipeline & Structural Works: SUPPLY OF PIPELINE/ PIPING ITEMS Supply, procurement and transportation to worksite(s)/workshop(s) including loading, unloading and handling for the following materials to be supplied by Contractor as per the requirement of PMS, data-sheets, scope of work, specifications, standards, instructions of Owner/ Engineer-in-Charge and other provisions of Contract. FITTINGS Supply of Weldolet conforming to MSS-SP-97 and as per details given below: ( Fitting Size1 - 6 INCH, Fitting Size2 - 2 INCH, Thk1/Sch1 - XS , Thk2/Sch2 - XXS , Material - ASTM A 350LF2 CL1 ) | 1.00 | NOS |  | 1375.00 | 1375.00 | Not Quoted | Not Quoted | 1582.00 | 1582.00 | 1619.00 | 1619.00 | Not Quoted | Not Quoted | Not Quoted | Not Quoted | 3000.00 | 3000.00 | 1527.00 | 1527.00 | Not Quoted | Not Quoted | 1800.00 | 1800.00 | 0.00 | 0.00 | Not Quoted | Not Quoted | 4028.00 | 4028.00 | Not Quoted | Not Quoted | 704.00 | 704.00 | 0.00 | mastek engineering private limited
739.00 | Pipeline & Structural Works: SUPPLY OF PIPELINE/ PIPING ITEMS Supply, procurement and transportation to worksite(s)/workshop(s) including loading, unloading and handling for the following materials to be supplied by Contractor as per the requirement of PMS, data-sheets, scope of work, specifications, standards, instructions of Owner/ Engineer-in-Charge and other provisions of Contract. FITTINGS Supply of Weldolet conforming to MSS-SP-97 and as per details given below: ( Fitting Size1 - 18 INCH, Fitting Size2 - 4 INCH, Thk1/Sch1 - 19.1 , Thk2/Sch2 - XXS , Material - ASTM A 350LF2 CL1 ) | 6.00 | NOS |  | 4500.00 | 27000.00 | Not Quoted | Not Quoted | 5175.00 | 31050.00 | 5297.00 | 31782.00 | Not Quoted | Not Quoted | Not Quoted | Not Quoted | 5000.00 | 30000.00 | 3223.00 | 19338.00 | Not Quoted | Not Quoted | 5800.00 | 34800.00 | 0.00 | 0.00 | Not Quoted | Not Quoted | 7052.00 | 42312.00 | Not Quoted | Not Quoted | 1540.00 | 9240.00 | 0.00 | mastek engineering private limited
740.00 | Pipeline & Structural Works: SUPPLY OF PIPELINE/ PIPING ITEMS Supply, procurement and transportation to worksite(s)/workshop(s) including loading, unloading and handling for the following materials to be supplied by Contractor as per the requirement of PMS, data-sheets, scope of work, specifications, standards, instructions of Owner/ Engineer-in-Charge and other provisions of Contract. FITTINGS Supply of BW Reducing Tees as per details given below: ( Fitting Size1 - 18 INCH, Fitting Size2 - 10 INCH, Thk1/Sch1 - 19.1 , Thk2/Sch2 - 12.7 , Dmn Std. - MSS SP75 , Material - MSS SP 75 GR. WPHY-52 (CHARPY) ) | 1.00 | NOS |  | 69500.00 | 69500.00 | Not Quoted | Not Quoted | 6250.00 | 6250.00 | 81802.00 | 81802.00 | Not Quoted | Not Quoted | Not Quoted | Not Quoted | 82000.00 | 82000.00 | 59362.00 | 59362.00 | Not Quoted | Not Quoted | 88300.00 | 88300.00 | 0.00 | 0.00 | Not Quoted | Not Quoted | 22399.00 | 22399.00 | Not Quoted | Not Quoted | 77000.00 | 77000.00 | 0.00 | mastek engineering private limited
741.00 | Pipeline & Structural Works: SUPPLY OF PIPELINE/ PIPING ITEMS Supply, procurement and transportation to worksite(s)/workshop(s) including loading, unloading and handling for the following materials to be supplied by Contractor as per the requirement of PMS, data-sheets, scope of work, specifications, standards, instructions of Owner/ Engineer-in-Charge and other provisions of Contract. FITTINGS Supply of BW Reducing Tees as per details given below: ( Fitting Size1 - 6 INCH, Fitting Size2 - 4 INCH, Thk1/Sch1 - XS , Thk2/Sch2 - XS , Dmn Std. - ASME B16.9 , Material - ASTM A 234 WPB (CHARPY) ) | 38.00 | NOS |  | 3850.00 | 146300.00 | Not Quoted | Not Quoted | 4428.00 | 168264.00 | 4532.00 | 172216.00 | Not Quoted | Not Quoted | Not Quoted | Not Quoted | 7500.00 | 285000.00 | 3223.00 | 122474.00 | Not Quoted | Not Quoted | 4900.00 | 186200.00 | 0.00 | 0.00 | Not Quoted | Not Quoted | 22399.00 | 851162.00 | Not Quoted | Not Quoted | 7040.00 | 267520.00 | 0.00 | mastek engineering private limited
742.00 | Pipeline & Structural Works: SUPPLY OF PIPELINE/ PIPING ITEMS Supply, procurement and transportation to worksite(s)/workshop(s) including loading, unloading and handling for the following materials to be supplied by Contractor as per the requirement of PMS, data-sheets, scope of work, specifications, standards, instructions of Owner/ Engineer-in-Charge and other provisions of Contract. FITTINGS Supply of BW Reducing Tees as per details given below: ( Fitting Size1 - 6 INCH, Fitting Size2 - 4 INCH, Thk1/Sch1 - XS , Thk2/Sch2 - XS , Dmn Std. - ASME B16.9 , Material - ASTM A 420 WPL6 ) | 6.00 | NOS |  | 4150.00 | 24900.00 | Not Quoted | Not Quoted | 4428.00 | 26568.00 | 4885.00 | 29310.00 | Not Quoted | Not Quoted | Not Quoted | Not Quoted | 7500.00 | 45000.00 | 5100.00 | 30600.00 | Not Quoted | Not Quoted | 5300.00 | 31800.00 | 0.00 | 0.00 | Not Quoted | Not Quoted | 22399.00 | 134394.00 | Not Quoted | Not Quoted | 6600.00 | 39600.00 | 0.00 | mastek engineering private limited
743.00 | Pipeline & Structural Works: SUPPLY OF PIPELINE/ PIPING ITEMS Supply, procurement and transportation to worksite(s)/workshop(s) including loading, unloading and handling for the following materials to be supplied by Contractor as per the requirement of PMS, data-sheets, scope of work, specifications, standards, instructions of Owner/ Engineer-in-Charge and other provisions of Contract. FITTINGS Supply of BW Reducing Tees as per details given below: ( Fitting Size1 - 2 INCH, Fitting Size2 - .75 INCH, Thk1/Sch1 - XS , Thk2/Sch2 - S160 , Dmn Std. - ASME B16.9 , Material - ASTM A 234 WPB (CHARPY) ) | 12.00 | NOS |  | 1250.00 | 15000.00 | Not Quoted | Not Quoted | 1438.00 | 17256.00 | 1472.00 | 17664.00 | Not Quoted | Not Quoted | Not Quoted | Not Quoted | 3000.00 | 36000.00 | 1674.00 | 20088.00 | Not Quoted | Not Quoted | 1600.00 | 19200.00 | 0.00 | 0.00 | Not Quoted | Not Quoted | 2020.00 | 24240.00 | Not Quoted | Not Quoted | 880.00 | 10560.00 | 0.00 | mastek engineering private limited
744.00 | Pipeline & Structural Works: SUPPLY OF PIPELINE/ PIPING ITEMS Supply, procurement and transportation to worksite(s)/workshop(s) including loading, unloading and handling for the following materials to be supplied by Contractor as per the requirement of PMS, data-sheets, scope of work, specifications, standards, instructions of Owner/ Engineer-in-Charge and other provisions of Contract. FITTINGS Supply of Sockolet conforming to MSS-SP-97 and as per details given below: ( Fitting Size1 - 10 INCH, Fitting Size2 - .75 INCH, Rating - 6000 , Material - ASTM A105 ) | 4.00 | NOS |  | 450.00 | 1800.00 | Not Quoted | Not Quoted | 518.00 | 2072.00 | 530.00 | 2120.00 | Not Quoted | Not Quoted | Not Quoted | Not Quoted | 3000.00 | 12000.00 | 656.00 | 2624.00 | Not Quoted | Not Quoted | 600.00 | 2400.00 | 0.00 | 0.00 | Not Quoted | Not Quoted | 1069.00 | 4276.00 | Not Quoted | Not Quoted | 440.00 | 1760.00 | 0.00 | mastek engineering private limited
745.00 | Pipeline & Structural Works: SUPPLY OF PIPELINE/ PIPING ITEMS Supply, procurement and transportation to worksite(s)/workshop(s) including loading, unloading and handling for the following materials to be supplied by Contractor as per the requirement of PMS, data-sheets, scope of work, specifications, standards, instructions of Owner/ Engineer-in-Charge and other provisions of Contract. FITTINGS Supply of Sockolet conforming to MSS-SP-97 and as per details given below: ( Fitting Size1 - 18 INCH, Fitting Size2 - .75 INCH, Rating - 6000 , Material - ASTM A105 ) | 4.00 | NOS |  | 450.00 | 1800.00 | Not Quoted | Not Quoted | 518.00 | 2072.00 | 530.00 | 2120.00 | Not Quoted | Not Quoted | Not Quoted | Not Quoted | 3000.00 | 12000.00 | 656.00 | 2624.00 | Not Quoted | Not Quoted | 600.00 | 2400.00 | 0.00 | 0.00 | Not Quoted | Not Quoted | 1069.00 | 4276.00 | Not Quoted | Not Quoted | 440.00 | 1760.00 | 0.00 | mastek engineering private limited
746.00 | Pipeline & Structural Works: SUPPLY OF PIPELINE/ PIPING ITEMS Supply, procurement and transportation to worksite(s)/workshop(s) including loading, unloading and handling for the following materials to be supplied by Contractor as per the requirement of PMS, data-sheets, scope of work, specifications, standards, instructions of Owner/ Engineer-in-Charge and other provisions of Contract. FITTINGS Supply of Sockolet conforming to MSS-SP-97 and as per details given below: ( Fitting Size1 - 6 INCH, Fitting Size2 - .75 INCH, Rating - 6000 , Material - ASTM A 350LF2 CL1 ) | 3.00 | NOS |  | 525.00 | 1575.00 | Not Quoted | Not Quoted | 604.00 | 1812.00 | 618.00 | 1854.00 | Not Quoted | Not Quoted | Not Quoted | Not Quoted | 3000.00 | 9000.00 | 690.00 | 2070.00 | Not Quoted | Not Quoted | 700.00 | 2100.00 | 0.00 | 0.00 | Not Quoted | Not Quoted | 2020.00 | 6060.00 | Not Quoted | Not Quoted | 466.00 | 1398.00 | 0.00 | mastek engineering private limited
747.00 | Pipeline & Structural Works: SUPPLY OF PIPELINE/ PIPING ITEMS Supply, procurement and transportation to worksite(s)/workshop(s) including loading, unloading and handling for the following materials to be supplied by Contractor as per the requirement of PMS, data-sheets, scope of work, specifications, standards, instructions of Owner/ Engineer-in-Charge and other provisions of Contract. FITTINGS Supply of Sockolet conforming to MSS-SP-97 and as per details given below: ( Fitting Size1 - 2 INCH, Fitting Size2 - .75 INCH, Rating - 6000 , Material - ASTM A 350LF2 CL1 ) | 6.00 | NOS |  | 525.00 | 3150.00 | Not Quoted | Not Quoted | 604.00 | 3624.00 | 618.00 | 3708.00 | Not Quoted | Not Quoted | Not Quoted | Not Quoted | 3000.00 | 18000.00 | 690.00 | 4140.00 | Not Quoted | Not Quoted | 700.00 | 4200.00 | 0.00 | 0.00 | Not Quoted | Not Quoted | 2020.00 | 12120.00 | Not Quoted | Not Quoted | 466.00 | 2796.00 | 0.00 | mastek engineering private limited
748.00 | Pipeline & Structural Works: SUPPLY OF PIPELINE/ PIPING ITEMS Supply, procurement and transportation to worksite(s)/workshop(s) including loading, unloading and handling for the following materials to be supplied by Contractor as per the requirement of PMS, data-sheets, scope of work, specifications, standards, instructions of Owner/ Engineer-in-Charge and other provisions of Contract. FITTINGS Supply of 1.5 D 90 BW Elbow as per details given below: ( Fitting Size - 2 INCH, Thk/Sch - XS , Dmn. Std. - ASME B16.9 , Material - ASTM A 420 WPL6 ) | 8.00 | NOS |  | 400.00 | 3200.00 | Not Quoted | Not Quoted | 460.00 | 3680.00 | 471.00 | 3768.00 | Not Quoted | Not Quoted | Not Quoted | Not Quoted | 500.00 | 4000.00 | 425.00 | 3400.00 | Not Quoted | Not Quoted | 600.00 | 4800.00 | 0.00 | 0.00 | Not Quoted | Not Quoted | 2797.00 | 22376.00 | Not Quoted | Not Quoted | 484.00 | 3872.00 | 0.00 | mastek engineering private limited
749.00 | Pipeline & Structural Works: SUPPLY OF PIPELINE/ PIPING ITEMS Supply, procurement and transportation to worksite(s)/workshop(s) including loading, unloading and handling for the following materials to be supplied by Contractor as per the requirement of PMS, data-sheets, scope of work, specifications, standards, instructions of Owner/ Engineer-in-Charge and other provisions of Contract. FITTINGS Supply of 1.5 D 90 BW Elbow as per details given below: ( Fitting Size - 6 INCH, Thk/Sch - XS , Dmn. Std. - ASME B16.9 , Material - ASTM A 420 WPL6 ) | 8.00 | NOS |  | 3875.00 | 31000.00 | Not Quoted | Not Quoted | 4457.00 | 35656.00 | 4562.00 | 36496.00 | Not Quoted | Not Quoted | Not Quoted | Not Quoted | 6000.00 | 48000.00 | 3709.00 | 29672.00 | Not Quoted | Not Quoted | 5000.00 | 40000.00 | 0.00 | 0.00 | Not Quoted | Not Quoted | 8953.00 | 71624.00 | Not Quoted | Not Quoted | 4048.00 | 32384.00 | 0.00 | mastek engineering private limited
750.00 | Pipeline & Structural Works: SUPPLY OF PIPELINE/ PIPING ITEMS Supply, procurement and transportation to worksite(s)/workshop(s) including loading, unloading and handling for the following materials to be supplied by Contractor as per the requirement of PMS, data-sheets, scope of work, specifications, standards, instructions of Owner/ Engineer-in-Charge and other provisions of Contract. FITTINGS Supply of 1.5 D 90 BW Elbow as per details given below: ( Fitting Size - 18 INCH, Thk/Sch - 19.1 , Dmn. Std. - MSS SP75 , Material - MSS SP 75 GR. WPHY-52 (CHARPY) ) | 2.00 | NOS |  | 66500.00 | 133000.00 | Not Quoted | Not Quoted | 76475.00 | 152950.00 | 78271.00 | 156542.00 | Not Quoted | Not Quoted | Not Quoted | Not Quoted | 75000.00 | 150000.00 | 63885.00 | 127770.00 | Not Quoted | Not Quoted | 84500.00 | 169000.00 | 0.00 | 0.00 | Not Quoted | Not Quoted | 72781.00 | 145562.00 | Not Quoted | Not Quoted | 80960.00 | 161920.00 | 0.00 | mastek engineering private limited
751.00 | Pipeline & Structural Works: SUPPLY OF PIPELINE/ PIPING ITEMS Supply, procurement and transportation to worksite(s)/workshop(s) including loading, unloading and handling for the following materials to be supplied by Contractor as per the requirement of PMS, data-sheets, scope of work, specifications, standards, instructions of Owner/ Engineer-in-Charge and other provisions of Contract. FITTINGS Supply of 1.5 D 90 BW Elbow as per details given below: ( Fitting Size - 2 INCH, Thk/Sch - XS , Dmn. Std. - ASME B16.9 , Material - ASTM A 234 WPB (CHARPY) ) | 54.00 | NOS |  | 375.00 | 20250.00 | Not Quoted | Not Quoted | 432.00 | 23328.00 | 442.00 | 23868.00 | Not Quoted | Not Quoted | Not Quoted | Not Quoted | 500.00 | 27000.00 | 317.00 | 17118.00 | Not Quoted | Not Quoted | 500.00 | 27000.00 | 0.00 | 0.00 | Not Quoted | Not Quoted | 1404.00 | 75816.00 | Not Quoted | Not Quoted | 440.00 | 23760.00 | 0.00 | mastek engineering private limited
752.00 | Pipeline & Structural Works: SUPPLY OF PIPELINE/ PIPING ITEMS Supply, procurement and transportation to worksite(s)/workshop(s) including loading, unloading and handling for the following materials to be supplied by Contractor as per the requirement of PMS, data-sheets, scope of work, specifications, standards, instructions of Owner/ Engineer-in-Charge and other provisions of Contract. FITTINGS Supply of 1.5 D 90 BW Elbow as per details given below: ( Fitting Size - 6 INCH, Thk/Sch - XS , Dmn. Std. - ASME B16.9 , Material - ASTM A 234 WPB (CHARPY) ) | 17.00 | NOS |  | 3500.00 | 59500.00 | Not Quoted | Not Quoted | 4025.00 | 68425.00 | 4120.00 | 70040.00 | Not Quoted | Not Quoted | Not Quoted | Not Quoted | 5000.00 | 85000.00 | 3901.00 | 66317.00 | Not Quoted | Not Quoted | 4500.00 | 76500.00 | 0.00 | 0.00 | Not Quoted | Not Quoted | 8953.00 | 152201.00 | Not Quoted | Not Quoted | 3872.00 | 65824.00 | 0.00 | mastek engineering private limited
753.00 | Pipeline & Structural Works: SUPPLY OF PIPELINE/ PIPING ITEMS Supply, procurement and transportation to worksite(s)/workshop(s) including loading, unloading and handling for the following materials to be supplied by Contractor as per the requirement of PMS, data-sheets, scope of work, specifications, standards, instructions of Owner/ Engineer-in-Charge and other provisions of Contract. FITTINGS Supply of 1.5 D 90 BW Elbow as per details given below: ( Fitting Size - 4 INCH, Thk/Sch - XS , Dmn. Std. - ASME B16.9 , Material - ASTM A 420WPL 6 ) | 8.00 | NOS |  | 1400.00 | 11200.00 | Not Quoted | Not Quoted | 4618.00 | 36944.00 | 1648.00 | 13184.00 | Not Quoted | Not Quoted | Not Quoted | Not Quoted | 2000.00 | 16000.00 | 1538.00 | 12304.00 | Not Quoted | Not Quoted | 1800.00 | 14400.00 | 0.00 | 0.00 | Not Quoted | Not Quoted | 4482.00 | 35856.00 | Not Quoted | Not Quoted | 2288.00 | 18304.00 | 0.00 | mastek engineering private limited
754.00 | Pipeline & Structural Works: SUPPLY OF PIPELINE/ PIPING ITEMS Supply, procurement and transportation to worksite(s)/workshop(s) including loading, unloading and handling for the following materials to be supplied by Contractor as per the requirement of PMS, data-sheets, scope of work, specifications, standards, instructions of Owner/ Engineer-in-Charge and other provisions of Contract. FITTINGS Supply of 1.5 D 90 BW Elbow as per details given below: ( Fitting Size - 10 INCH, Thk/Sch - 12.7 , Dmn. Std. - MSS SP 75 , Material - MSS SP 75 GR. WPHY-52 (CHARPY) ) | 6.00 | NOS |  | 15750.00 | 94500.00 | Not Quoted | Not Quoted | 18113.00 | 108678.00 | 18538.00 | 111228.00 | Not Quoted | Not Quoted | Not Quoted | Not Quoted | 15000.00 | 90000.00 | 11534.00 | 69204.00 | Not Quoted | Not Quoted | 20100.00 | 120600.00 | 0.00 | 0.00 | Not Quoted | Not Quoted | 46354.00 | 278124.00 | Not Quoted | Not Quoted | 17248.00 | 103488.00 | 0.00 | mastek engineering private limited
755.00 | Pipeline & Structural Works: SUPPLY OF PIPELINE/ PIPING ITEMS Supply, procurement and transportation to worksite(s)/workshop(s) including loading, unloading and handling for the following materials to be supplied by Contractor as per the requirement of PMS, data-sheets, scope of work, specifications, standards, instructions of Owner/ Engineer-in-Charge and other provisions of Contract. GASKETS Supply of Spiral Wound Gaskets as per Std. B 16.20 - ASME B16.5, Material - SP.WND SS316+GRAFIL and details given below: ( Size - 2 INCH, Rating - 600 ) | 70.00 | NOS |  | 200.00 | 14000.00 | Not Quoted | Not Quoted | 650.00 | 45500.00 | 108.00 | 7560.00 | Not Quoted | Not Quoted | Not Quoted | Not Quoted | 150.00 | 10500.00 | 114.00 | 7980.00 | Not Quoted | Not Quoted | 222.00 | 15540.00 | 0.00 | 0.00 | Not Quoted | Not Quoted | 151.00 | 10570.00 | Not Quoted | Not Quoted | 132.00 | 9240.00 | 0.00 | mastek engineering private limited
756.00 | Pipeline & Structural Works: SUPPLY OF PIPELINE/ PIPING ITEMS Supply, procurement and transportation to worksite(s)/workshop(s) including loading, unloading and handling for the following materials to be supplied by Contractor as per the requirement of PMS, data-sheets, scope of work, specifications, standards, instructions of Owner/ Engineer-in-Charge and other provisions of Contract. GASKETS Supply of Spiral Wound Gaskets as per Std. B 16.20 - ASME B16.5, Material - SP.WND SS316+GRAFIL and details given below: ( Size - 4 INCH, Rating - 600 ) | 8.00 | NOS |  | 400.00 | 3200.00 | Not Quoted | Not Quoted | 850.00 | 6800.00 | 278.00 | 2224.00 | Not Quoted | Not Quoted | Not Quoted | Not Quoted | 475.00 | 3800.00 | 292.00 | 2336.00 | Not Quoted | Not Quoted | 444.00 | 3552.00 | 0.00 | 0.00 | Not Quoted | Not Quoted | 389.00 | 3112.00 | Not Quoted | Not Quoted | 396.00 | 3168.00 | 0.00 | mastek engineering private limited
757.00 | Pipeline & Structural Works: SUPPLY OF PIPELINE/ PIPING ITEMS Supply, procurement and transportation to worksite(s)/workshop(s) including loading, unloading and handling for the following materials to be supplied by Contractor as per the requirement of PMS, data-sheets, scope of work, specifications, standards, instructions of Owner/ Engineer-in-Charge and other provisions of Contract. GASKETS Supply of Spiral Wound Gaskets as per Std. B 16.20 - ASME B16.5, Material - SP.WND SS316+GRAFIL and details given below: ( Size - 18 INCH, Rating - 600 ) | 10.00 | NOS |  | 1800.00 | 18000.00 | Not Quoted | Not Quoted | 3150.00 | 31500.00 | 1827.00 | 18270.00 | Not Quoted | Not Quoted | Not Quoted | Not Quoted | 1800.00 | 18000.00 | 1583.00 | 15830.00 | Not Quoted | Not Quoted | 3333.00 | 33330.00 | 0.00 | 0.00 | Not Quoted | Not Quoted | 2311.00 | 23110.00 | Not Quoted | Not Quoted | 1848.00 | 18480.00 | 0.00 | mastek engineering private limited
758.00 | Pipeline & Structural Works: SUPPLY OF PIPELINE/ PIPING ITEMS Supply, procurement and transportation to worksite(s)/workshop(s) including loading, unloading and handling for the following materials to be supplied by Contractor as per the requirement of PMS, data-sheets, scope of work, specifications, standards, instructions of Owner/ Engineer-in-Charge and other provisions of Contract. GASKETS Supply of Spiral Wound Gaskets as per Std. B 16.20 - ASME B16.5, Material - SP.WND SS316+GRAFIL and details given below: ( Size - .75 INCH, Rating - 600 ) | 58.00 | NOS |  | 100.00 | 5800.00 | Not Quoted | Not Quoted | 450.00 | 26100.00 | 42.00 | 2436.00 | Not Quoted | Not Quoted | Not Quoted | Not Quoted | 75.00 | 4350.00 | 68.00 | 3944.00 | Not Quoted | Not Quoted | 111.00 | 6438.00 | 0.00 | 0.00 | Not Quoted | Not Quoted | 76.00 | 4408.00 | Not Quoted | Not Quoted | 88.00 | 5104.00 | 0.00 | mastek engineering private limited
759.00 | Pipeline & Structural Works: SUPPLY OF PIPELINE/ PIPING ITEMS Supply, procurement and transportation to worksite(s)/workshop(s) including loading, unloading and handling for the following materials to be supplied by Contractor as per the requirement of PMS, data-sheets, scope of work, specifications, standards, instructions of Owner/ Engineer-in-Charge and other provisions of Contract. GASKETS Supply of Spiral Wound Gaskets as per Std. B 16.20 - ASME B16.5, Material - SP.WND SS316+GRAFIL and details given below: ( Size - 6 INCH, Rating - 600 ) | 31.00 | NOS |  | 600.00 | 18600.00 | Not Quoted | Not Quoted | 850.00 | 26350.00 | 465.00 | 14415.00 | Not Quoted | Not Quoted | Not Quoted | Not Quoted | 650.00 | 20150.00 | 455.00 | 14105.00 | Not Quoted | Not Quoted | 777.00 | 24087.00 | 0.00 | 0.00 | Not Quoted | Not Quoted | 670.00 | 20770.00 | Not Quoted | Not Quoted | 405.00 | 12555.00 | 0.00 | mastek engineering private limited
760.00 | Pipeline & Structural Works: SUPPLY OF PIPELINE/ PIPING ITEMS Supply, procurement and transportation to worksite(s)/workshop(s) including loading, unloading and handling for the following materials to be supplied by Contractor as per the requirement of PMS, data-sheets, scope of work, specifications, standards, instructions of Owner/ Engineer-in-Charge and other provisions of Contract. GASKETS Supply of Spiral Wound Gaskets as per Std. B 16.20 - ASME B16.5, Material - SP.WND SS316+GRAFIL and details given below: ( Size - 10 INCH, Rating - 600 ) | 4.00 | NOS |  | 1000.00 | 4000.00 | Not Quoted | Not Quoted | 1260.00 | 5040.00 | 939.00 | 3756.00 | Not Quoted | Not Quoted | Not Quoted | Not Quoted | 1100.00 | 4400.00 | 1182.00 | 4728.00 | Not Quoted | Not Quoted | 2222.00 | 8888.00 | 0.00 | 0.00 | Not Quoted | Not Quoted | 1253.00 | 5012.00 | Not Quoted | Not Quoted | 810.00 | 3240.00 | 0.00 | mastek engineering private limited
761.00 | Pipeline & Structural Works: SUPPLY OF PIPELINE/ PIPING ITEMS Supply, procurement and transportation to worksite(s)/workshop(s) including loading, unloading and handling for the following materials to be supplied by Contractor as per the requirement of PMS, data-sheets, scope of work, specifications, standards, instructions of Owner/ Engineer-in-Charge and other provisions of Contract. FASTENERS Supply of Bolt Stud with 2 Nuts as per Std. ASME B18.2, Bolt Material -A193 Gr. B7, Nut Material - A194 Gr. 2H and details given below: ( Dia - .875 INCH, Length - 5.75 INCH ) | 64.00 | NOS |  | 185.00 | 11840.00 | Not Quoted | Not Quoted | 250.00 | 16000.00 | 149.00 | 9536.00 | Not Quoted | Not Quoted | Not Quoted | Not Quoted | 150.00 | 9600.00 | 154.00 | 9856.00 | Not Quoted | Not Quoted | 160.00 | 10240.00 | 0.00 | 0.00 | Not Quoted | Not Quoted | 173.00 | 11072.00 | Not Quoted | Not Quoted | 158.00 | 10112.00 | 0.00 | mastek engineering private limited
762.00 | Pipeline & Structural Works: SUPPLY OF PIPELINE/ PIPING ITEMS Supply, procurement and transportation to worksite(s)/workshop(s) including loading, unloading and handling for the following materials to be supplied by Contractor as per the requirement of PMS, data-sheets, scope of work, specifications, standards, instructions of Owner/ Engineer-in-Charge and other provisions of Contract. FASTENERS Supply of Bolt Stud with 2 Nuts as per Std. ASME B18.2, Bolt Material -A193 Gr. B7, Nut Material - A194 Gr. 2H and details given below: ( Dia - 1 INCH, Length - 7.75 INCH ) | 180.00 | NOS |  | 248.00 | 44640.00 | Not Quoted | Not Quoted | 280.00 | 50400.00 | 249.00 | 44820.00 | Not Quoted | Not Quoted | Not Quoted | Not Quoted | 350.00 | 63000.00 | 241.00 | 43380.00 | Not Quoted | Not Quoted | 280.00 | 50400.00 | 0.00 | 0.00 | Not Quoted | Not Quoted | 270.00 | 48600.00 | Not Quoted | Not Quoted | 308.00 | 55440.00 | 0.00 | mastek engineering private limited
763.00 | Pipeline & Structural Works: SUPPLY OF PIPELINE/ PIPING ITEMS Supply, procurement and transportation to worksite(s)/workshop(s) including loading, unloading and handling for the following materials to be supplied by Contractor as per the requirement of PMS, data-sheets, scope of work, specifications, standards, instructions of Owner/ Engineer-in-Charge and other provisions of Contract. FASTENERS Supply of Bolt Stud with 2 Nuts as per Std. ASME B18.2, Bolt Material -A193 Gr. B7, Nut Material - A194 Gr. 2H and details given below: ( Dia - 1 INCH, Length - 8.75 INCH ) | 96.00 | NOS |  | 266.00 | 25536.00 | Not Quoted | Not Quoted | 280.00 | 26880.00 | 265.00 | 25440.00 | Not Quoted | Not Quoted | Not Quoted | Not Quoted | 450.00 | 43200.00 | 261.00 | 25056.00 | Not Quoted | Not Quoted | 310.00 | 29760.00 | 0.00 | 0.00 | Not Quoted | Not Quoted | 292.00 | 28032.00 | Not Quoted | Not Quoted | 361.00 | 34656.00 | 0.00 | mastek engineering private limited
764.00 | Pipeline & Structural Works: SUPPLY OF PIPELINE/ PIPING ITEMS Supply, procurement and transportation to worksite(s)/workshop(s) including loading, unloading and handling for the following materials to be supplied by Contractor as per the requirement of PMS, data-sheets, scope of work, specifications, standards, instructions of Owner/ Engineer-in-Charge and other provisions of Contract. FASTENERS Supply of Bolt Stud with 2 Nuts as per Std. ASME B18.2, Bolt Material -A193 Gr. B7, Nut Material - A194 Gr. 2H and details given below: ( Dia - 1.25 INCH, Length - 9.75 INCH ) | 64.00 | NOS |  | 500.00 | 32000.00 | Not Quoted | Not Quoted | 320.00 | 20480.00 | 493.00 | 31552.00 | Not Quoted | Not Quoted | Not Quoted | Not Quoted | 550.00 | 35200.00 | 448.00 | 28672.00 | Not Quoted | Not Quoted | 540.00 | 34560.00 | 0.00 | 0.00 | Not Quoted | Not Quoted | 551.00 | 35264.00 | Not Quoted | Not Quoted | 616.00 | 39424.00 | 0.00 | mastek engineering private limited
765.00 | Pipeline & Structural Works: SUPPLY OF PIPELINE/ PIPING ITEMS Supply, procurement and transportation to worksite(s)/workshop(s) including loading, unloading and handling for the following materials to be supplied by Contractor as per the requirement of PMS, data-sheets, scope of work, specifications, standards, instructions of Owner/ Engineer-in-Charge and other provisions of Contract. FASTENERS Supply of Bolt Stud with 2 Nuts as per Std. ASME B18.2, Bolt Material -A193 Gr. B7, Nut Material - A194 Gr. 2H and details given below: ( Dia - 1.625 INCH, Length - 12.5 INCH ) | 160.00 | NOS |  | 1085.00 | 173600.00 | Not Quoted | Not Quoted | 350.00 | 56000.00 | 1022.00 | 163520.00 | Not Quoted | Not Quoted | Not Quoted | Not Quoted | 1000.00 | 160000.00 | 985.00 | 157600.00 | Not Quoted | Not Quoted | 1170.00 | 187200.00 | 0.00 | 0.00 | Not Quoted | Not Quoted | 1188.00 | 190080.00 | Not Quoted | Not Quoted | 1144.00 | 183040.00 | 0.00 | mastek engineering private limited
766.00 | Pipeline & Structural Works: SUPPLY OF PIPELINE/ PIPING ITEMS Supply, procurement and transportation to worksite(s)/workshop(s) including loading, unloading and handling for the following materials to be supplied by Contractor as per the requirement of PMS, data-sheets, scope of work, specifications, standards, instructions of Owner/ Engineer-in-Charge and other provisions of Contract. FASTENERS Supply of Bolt Stud with 2 Nuts as per Std. ASME B18.2, Bolt Material -A193 Gr. B7, Nut Material - A194 Gr. 2H and details given below: ( Dia - 1.625 INCH, Length - 14.75 INCH ) | 20.00 | NOS |  | 1490.00 | 29800.00 | Not Quoted | Not Quoted | 475.00 | 9500.00 | 1123.00 | 22460.00 | Not Quoted | Not Quoted | Not Quoted | Not Quoted | 1100.00 | 22000.00 | 1027.00 | 20540.00 | Not Quoted | Not Quoted | 1380.00 | 27600.00 | 0.00 | 0.00 | Not Quoted | Not Quoted | 1328.00 | 26560.00 | Not Quoted | Not Quoted | 1232.00 | 24640.00 | 0.00 | mastek engineering private limited
767.00 | Pipeline & Structural Works: SUPPLY OF PIPELINE/ PIPING ITEMS Supply, procurement and transportation to worksite(s)/workshop(s) including loading, unloading and handling for the following materials to be supplied by Contractor as per the requirement of PMS, data-sheets, scope of work, specifications, standards, instructions of Owner/ Engineer-in-Charge and other provisions of Contract. FASTENERS Supply of Bolt Stud with 2 Nuts as per Std. ASME B18.2, Bolt Material -A320 Gr. L7, Nut Material - A194 Gr. 4 and details given below: ( Dia - .625 INCH, Length - 3.5 INCH ) | 272.00 | NOS |  | 149.00 | 40528.00 | Not Quoted | Not Quoted | 475.00 | 129200.00 | 77.00 | 20944.00 | Not Quoted | Not Quoted | Not Quoted | Not Quoted | 75.00 | 20400.00 | 68.00 | 18496.00 | Not Quoted | Not Quoted | 60.00 | 16320.00 | 0.00 | 0.00 | Not Quoted | Not Quoted | 76.00 | 20672.00 | Not Quoted | Not Quoted | 220.00 | 59840.00 | 0.00 | mastek engineering private limited
768.00 | Pipeline & Structural Works: SUPPLY OF PIPELINE/ PIPING ITEMS Supply, procurement and transportation to worksite(s)/workshop(s) including loading, unloading and handling for the following materials to be supplied by Contractor as per the requirement of PMS, data-sheets, scope of work, specifications, standards, instructions of Owner/ Engineer-in-Charge and other provisions of Contract. FASTENERS Supply of Bolt Stud with 2 Nuts as per Std. ASME B18.2, Bolt Material -A320 Gr. L7, Nut Material - A194 Gr. 4 and details given below: ( Dia - .625 INCH, Length - 4.25 INCH ) | 608.00 | NOS |  | 149.00 | 90592.00 | Not Quoted | Not Quoted | 350.00 | 212800.00 | 84.00 | 51072.00 | Not Quoted | Not Quoted | Not Quoted | Not Quoted | 90.00 | 54720.00 | 68.00 | 41344.00 | Not Quoted | Not Quoted | 70.00 | 42560.00 | 0.00 | 0.00 | Not Quoted | Not Quoted | 86.00 | 52288.00 | Not Quoted | Not Quoted | 176.00 | 107008.00 | 0.00 | mastek engineering private limited
769.00 | Pipeline & Structural Works: SUPPLY OF PIPELINE/ PIPING ITEMS Supply, procurement and transportation to worksite(s)/workshop(s) including loading, unloading and handling for the following materials to be supplied by Contractor as per the requirement of PMS, data-sheets, scope of work, specifications, standards, instructions of Owner/ Engineer-in-Charge and other provisions of Contract. FASTENERS Supply of Jack Screw as per Std. ASME B18.2, Material - A193 Gr. B7 and details given below: ( Dia - .75 INCH, Length - 8 INCH ) | 6.00 | NOS |  | 1000.00 | 6000.00 | Not Quoted | Not Quoted | 350.00 | 2100.00 | 246.00 | 1476.00 | Not Quoted | Not Quoted | Not Quoted | Not Quoted | 200.00 | 1200.00 | 153.00 | 918.00 | Not Quoted | Not Quoted | 160.00 | 960.00 | 0.00 | 0.00 | Not Quoted | Not Quoted | 313.00 | 1878.00 | Not Quoted | Not Quoted | 361.00 | 2166.00 | 0.00 | mastek engineering private limited
770.00 | Pipeline & Structural Works: SUPPLY OF PIPELINE/ PIPING ITEMS Supply, procurement and transportation to worksite(s)/workshop(s) including loading, unloading and handling for the following materials to be supplied by Contractor as per the requirement of PMS, data-sheets, scope of work, specifications, standards, instructions of Owner/ Engineer-in-Charge and other provisions of Contract. FASTENERS Supply of Jack Screw as per Std. ASME B18.2, Material - A193 Gr. B7 and details given below: ( Dia - .75 INCH, Length - 4.75 INCH ) | 18.00 | NOS |  | 1000.00 | 18000.00 | Not Quoted | Not Quoted | 250.00 | 4500.00 | 208.00 | 3744.00 | Not Quoted | Not Quoted | Not Quoted | Not Quoted | 150.00 | 2700.00 | 108.00 | 1944.00 | Not Quoted | Not Quoted | 100.00 | 1800.00 | 0.00 | 0.00 | Not Quoted | Not Quoted | 227.00 | 4086.00 | Not Quoted | Not Quoted | 88.00 | 1584.00 | 0.00 | mastek engineering private limited
771.00 | Pipeline & Structural Works: FABRICATION OF LONG RADIUS BENDS (FROM FREE ISSUE LINEPIPE) FABRICATION OF LONG RADIUS (R=6D) BENDS Transportation of Company supplied free issue bare line pipes to fabrication shop, fabrication of long radius bends (R=6D), testing and transportation to worksite(s)/workshop(s) including loading, unloading and handling as per Scope of work and other provisions of the Contract. Long Radius Bends (R=6D) as per following detail: ( Size - 18 INCH, From Angle - 30 DEGREE, To Angle - 45 DEGREE, Pipe Thickness - 11.9 MM, Material - API 5L Gr. X-70, PSL-2 ) | 35.00 | NOS |  | 50000.00 | 1750000.00 | Not Quoted | Not Quoted | 90000.00 | 3150000.00 | 90231.00 | 3158085.00 | Not Quoted | Not Quoted | Not Quoted | Not Quoted | 80000.00 | 2800000.00 | 47768.00 | 1671880.00 | Not Quoted | Not Quoted | 72000.00 | 2520000.00 | 0.00 | 0.00 | Not Quoted | Not Quoted | 79706.00 | 2789710.00 | Not Quoted | Not Quoted | 79200.00 | 2772000.00 | 0.00 | mastek engineering private limited
772.00 | Pipeline & Structural Works: FABRICATION OF LONG RADIUS BENDS (FROM FREE ISSUE LINEPIPE) FABRICATION OF LONG RADIUS (R=6D) BENDS Transportation of Company supplied free issue bare line pipes to fabrication shop, fabrication of long radius bends (R=6D), testing and transportation to worksite(s)/workshop(s) including loading, unloading and handling as per Scope of work and other provisions of the Contract. Long Radius Bends (R=6D) as per following detail: ( Size - 18 INCH, From Angle - 46 DEGREE, To Angle - 60 DEGREE, Pipe Thickness - 11.9 MM, Material - API 5L Gr. X-70, PSL-2 ) | 16.00 | NOS |  | 60000.00 | 960000.00 | Not Quoted | Not Quoted | 115000.00 | 1840000.00 | 96707.00 | 1547312.00 | Not Quoted | Not Quoted | Not Quoted | Not Quoted | 85000.00 | 1360000.00 | 64033.00 | 1024528.00 | Not Quoted | Not Quoted | 80000.00 | 1280000.00 | 0.00 | 0.00 | Not Quoted | Not Quoted | 88968.00 | 1423488.00 | Not Quoted | Not Quoted | 105600.00 | 1689600.00 | 0.00 | mastek engineering private limited
773.00 | Pipeline & Structural Works: FABRICATION OF LONG RADIUS BENDS (FROM FREE ISSUE LINEPIPE) FABRICATION OF LONG RADIUS (R=6D) BENDS Transportation of Company supplied free issue bare line pipes to fabrication shop, fabrication of long radius bends (R=6D), testing and transportation to worksite(s)/workshop(s) including loading, unloading and handling as per Scope of work and other provisions of the Contract. Long Radius Bends (R=6D) as per following detail: ( Size - 18 INCH, From Angle - 61 DEGREE, To Angle - 90 DEGREE, Pipe Thickness - 11.9 MM, Material - API 5L Gr. X-70, PSL-2 ) | 4.00 | NOS |  | 70000.00 | 280000.00 | Not Quoted | Not Quoted | 125000.00 | 500000.00 | 102615.00 | 410460.00 | Not Quoted | Not Quoted | Not Quoted | Not Quoted | 90000.00 | 360000.00 | 73818.00 | 295272.00 | Not Quoted | Not Quoted | 100000.00 | 400000.00 | 0.00 | 0.00 | Not Quoted | Not Quoted | 105171.00 | 420684.00 | Not Quoted | Not Quoted | 123200.00 | 492800.00 | 0.00 | mastek engineering private limited
774.00 | Pipeline & Structural Works: PIPELINE INFORMATION MANAGEMENT SYSTEM Providing pipeline information management system using web based software for monitoring pipeline construction progress and providing all "As Built" data & drawings for entire length of pipeline as per specifications enclosed with the tender document. | 1.00 | LS |  | 5000000.00 | 5000000.00 | Not Quoted | Not Quoted | 4000000.00 | 4000000.00 | 2860000.00 | 2860000.00 | Not Quoted | Not Quoted | Not Quoted | Not Quoted | 2500000.00 | 2500000.00 | 6102616.00 | 6102616.00 | Not Quoted | Not Quoted | 3500000.00 | 3500000.00 | 0.00 | 0.00 | Not Quoted | Not Quoted | 7446505.00 | 7446505.00 | Not Quoted | Not Quoted | 2640000.00 | 2640000.00 | 0.00 | mastek engineering private limited
775.00 | Pipeline & Structural Works: ROCK SHIELDING IN ROCKY AREAS All works for Supply and installation of Rock Shield mesh around pipeline with 150 mm sand padding all around pipe in rocky areas as per scope of work, provisions of Contract document and as per instructions of Engineer-in-charge. Pipeline as per following detail: ( Pipe OD - 18 INCH ) | 5000.00 | M |  | 1050.00 | 5250000.00 | Not Quoted | Not Quoted | 505.26 | 2526300.00 | 1500.00 | 7500000.00 | Not Quoted | Not Quoted | Not Quoted | Not Quoted | 300.00 | 1500000.00 | 215.00 | 1075000.00 | Not Quoted | Not Quoted | 500.00 | 2500000.00 | 0.00 | 0.00 | Not Quoted | Not Quoted | 330.00 | 1650000.00 | Not Quoted | Not Quoted | 2200.00 | 11000000.00 | 0.00 | mastek engineering private limited
776.00 | Pipeline & Structural Works: Miscellaneous SHALLOW PROFILE HDD FOR MINOR CROSSINGS & FOR LOCATIONS WITH LAYING CONSTRAINTS: Shallow Profile HDD for Minor Crossings & For Locations with Laying Constraints: Complete work for minor pipeline crossings by Shallow Profile HDD method with minimal entry and exit angles in accordance with Scope of Work and as per approved Shallow Profile HDD profile & Methodology. Installation of 3LPE coated pipeline across minor crossings & for Locations with Laying Constraints by Shallow Profile HDD method, including all additional drilled lengths necessitated by Contractor's engineering, design & based on site conditions; Mobilization and De-mobilization; Carrying out Topographic survey & Geotechnical investigations (if required), Trial pit(s) for underground utility identification, Preparation of ramps and temporary launching and receiving pit(s) at entry & exit side of rig & restoration of the same after completion of work, Engineering, Preparation of crossing drawings and detailed construction method statement; supply of all materials as per "Contractor's Scope of Supply, all consumables, equipment, machinery, manpower and other resources; acquiring all additional land required for Contractor's storage, fabrication & construction; "Receiving and taking over" of Owner supplied free issue 3LPE coated line pipes from Company's designated place of issue; Carrying out inspection and repairs including supply of all repair materials; Handling, transportation and unloading of Company supplied coated line pipes; Preparation of string including welding, NDT of welds and re-bevelled areas, radiography, weld repair and re-test, pre hydro testing of completed string, Supply & application of corrosion coating of field joints with "HDD sleeve" Cutting of pipes, if required; including NDT of cut ends, Installation of pipeline and HDPE duct pipe at required cover by directional drilling to the correct profile as per approved Profile & Methodology; carrying out holiday test after completion of pulling of string at receiving ends. Disposal of corrosion inhibited water & bentonite as directed by Engineer In charge; Restoration and clean-up etc.; Preparation of As-Built drawings, documents and other records etc.; Obtaining NOCs from relevant authorities & owners; Obtaining approval from Company for the design, engineering, calculations, drawings & documents; Carrying out all works in accordance with "Scope of Work" document no. B398-000-83-41-SOW-9502, standard/job specifications, drawings, in compliance to statutory authorities requirement & all provisions of the tender document and as per instructions of Company/ Engineer-In-charge. Note-1: Contractor shall carry out geotechnical investigation for the crossings to be executed through Shallow profile HDD, in absence of Company provided geotechnical data beyond 3 m depth. Note-2: Quantity mentioned for this item is total cumulative length of individual crossing at various locations. These Shallow Profile HDD shall be executed for cased crossing location(s) indicated in Alignment Sheets & at locations with laying constraints as per site conditions & as verified & approved by Engineer-In-Charge. Note-3: Thickness for Line pipe (API 5L Gr. X70 PSL2) for Shallow Profile HDDs shall be 8.2/ 9.7 mm based on crossing location and as per instructions of Company/ Engineer-In-charge. | 516.00 | M |  | 17000.00 | 8772000.00 | Not Quoted | Not Quoted | 14000.00 | 7224000.00 | 24000.00 | 12384000.00 | Not Quoted | Not Quoted | Not Quoted | Not Quoted | 35000.00 | 18060000.00 | 25441.00 | 13127556.00 | Not Quoted | Not Quoted | 23500.00 | 12126000.00 | 0.00 | 0.00 | Not Quoted | Not Quoted | 37146.00 | 19167336.00 | Not Quoted | Not Quoted | 30800.00 | 15892800.00 | 0.00 | mastek engineering private limited
777.00 | GST (CGST&SGST/UTGST or IGST) in percentage (%) on net Total Amount (The quantity mentioned in this row may be ignored) | 1.00 | Percentage |  | 18.00 | 266400000.00 | Not Quoted | Not Quoted | 18.00 | 261000007.60 | 18.00 | 259196344.20 | Not Quoted | Not Quoted | Not Quoted | Not Quoted | 18.00 | 288722099.34 | 18.00 | 213534000.00 | Not Quoted | Not Quoted | 18.00 | 246582527.88 | 0.00 | 0.00 | Not Quoted | Not Quoted | 18.00 | 262890000.00 | Not Quoted | Not Quoted | 18.00 | 252936511.38 | 0.00 | mastek engineering private limited
| Total in Figures |  |  |  |  | 1746400000.00 |  |  |  | 1711000049.80 |  | 1699176034.20 | [5 empty] | 1892733762.34 |  | 1399834000.00 |  |  |  | 1616485460.53 |  | 0.00 |  |  |  | 1723390000.00 |  |  |  | 1658139352.38
Lowest Amount Quoted BY: mastek engineering private limited(0.00)

## BoQ6
Government eProcurement System Created By: ANIL DUBEY Created Date/Time: 22-Dec-2022 02:14 PM Tender Title: PIPELINE LAYING AND COMPOSITE WORKS MNJPL PROJECT Tender ID: 2022_GAIL_123739_1
Tender Inviting Authority: GAIL (INDIA) LIMITED
Name of Work: Nagpur -Jharsuguda & NTPC Korba Spur section Pipeline of MNJPL Project of M/s GAIL
Tender No: SM/B398-000-MK-TN-9502/____
SCHEDULE OF WORK / ITEM(S)
Sl.No | Description of Work / Item(s) | No.of Qty | Units | Estimated Rate | Corrtech International Limited(GSTN-NA) |  | NRP PROJECTS PRIVATE LIMITED(GSTN-NA) |  | Advance Infrastrurctures Pvt Ltd(GSTN-NA) |  | JSIW INFRASTRUCTURE PRIVATE LIMITED(GSTN-NA) |  | Oswal Infrastructure Limited(GSTN-NA) |  | Enprocon Enterprise Limited(GSTN-NA) |  | LIKHITHA INFRASTRUCTURE LIMITED(GSTN-NA) |  | KEC Spur Infrastructure Pvt. Ltd.(GSTN-NA) |  | JAIHIND PROJECTS LIMITED.(GSTN-NA) |  | CROSS COUNTRY CONTRACTORS PRIVATE LIMITED(GSTN-NA) |  | mastek engineering private limited(GSTN-NA) |  | RAMBARAN SINGH APEX PRIVATE LIMITED(GSTN-NA) |  | Kalpataru Power Transmission Limited(GSTN-NA) |  | PRATHAM EPC PROJECTS PVT LTD(GSTN-NA) |  | Ace Pipeline Contracts Pvt Ltd(GSTN-NA)
[5 empty] | Rate | Amount | Rate | Amount | Rate | Amount | Rate | Amount | Rate | Amount | Rate | Amount | Rate | Amount | Rate | Amount | Rate | Amount | Rate | Amount | Rate | Amount | Rate | Amount | Rate | Amount | Rate | Amount | Rate | Amount | L1 Amount | L1 Vendor
1.00 | CMS, EGP & ILI: Miscellaneous ER Probes for CMS: Design, Engineering, Inspection & Supply of High pressure, retrievable type, flush-mounted ER probes (working & Spares) along with adaptor & cable (all the requirements shall be as per EIL Spec B398-000-06-41-CMS-0001). | 2.00 | NOS |  | 58882.00 | 117764.00 | Not Quoted | Not Quoted | 139000.00 | 278000.00 | 73524.00 | 147048.00 | Not Quoted | Not Quoted | 75750.00 | 151500.00 | 114000.00 | 228000.00 | 78551.00 | 157102.00 | Not Quoted | Not Quoted | Not Quoted | Not Quoted | 0.00 | 0.00 | 85000.00 | 170000.00 | 89460.00 | 178920.00 | 80000.00 | 160000.00 | 140800.00 | 281600.00 | 0.00 | mastek engineering private limited
2.00 | CMS, EGP & ILI: Miscellaneous Access Fitting for ER Probes: Design, Engineering, Inspection & Supply of Access fitting assembly for ER Probes with essential accessories (all the requirements shall be as per EIL Spec B398-000-06-41-CMS-0001). | 1.00 | NOS |  | 30055.00 | 30055.00 | Not Quoted | Not Quoted | 162760.00 | 162760.00 | 51590.00 | 51590.00 | Not Quoted | Not Quoted | 50500.00 | 50500.00 | 71250.00 | 71250.00 | 55117.00 | 55117.00 | Not Quoted | Not Quoted | Not Quoted | Not Quoted | 0.00 | 0.00 | 200000.00 | 200000.00 | 52563.00 | 52563.00 | 60000.00 | 60000.00 | 88000.00 | 88000.00 | 0.00 | mastek engineering private limited
3.00 | CMS, EGP & ILI: Miscellaneous Transmitters for ER Probes: Design, Engineering, Inspection & Supply of Transmitters along with all accessories (all the requirements shall be as per EIL Spec B398-000-06-41-CMS-0001) | 1.00 | NOS |  | 348950.00 | 348950.00 | Not Quoted | Not Quoted | 683700.00 | 683700.00 | 664213.00 | 664213.00 | Not Quoted | Not Quoted | 656500.00 | 656500.00 | 570000.00 | 570000.00 | 709622.00 | 709622.00 | Not Quoted | Not Quoted | Not Quoted | Not Quoted | 0.00 | 0.00 | 320000.00 | 320000.00 | 475262.00 | 475262.00 | 335000.00 | 335000.00 | 704000.00 | 704000.00 | 0.00 | mastek engineering private limited
4.00 | CMS, EGP & ILI: Miscellaneous Installation & Commissioning of ER Probe System: Installation & Commissioning (including supply of commissioning spares, Accessories, tools & Tackles) of ER probes, access fitting assemblies, Transmitters and interface with DCS/SCADA including welding with the pipeline, performance testing & evaluation (all the requirements shall be as per EIL Spec B398-000-06-41-CMS-0001) | 1.00 | NOS |  | 52500.00 | 52500.00 | Not Quoted | Not Quoted | 45000.00 | 45000.00 | 66000.00 | 66000.00 | Not Quoted | Not Quoted | 90900.00 | 90900.00 | 190000.00 | 190000.00 | 94016.00 | 94016.00 | Not Quoted | Not Quoted | Not Quoted | Not Quoted | 0.00 | 0.00 | 230000.00 | 230000.00 | 211050.00 | 211050.00 | 370000.00 | 370000.00 | 352000.00 | 352000.00 | 0.00 | mastek engineering private limited
5.00 | CMS, EGP & ILI: Miscellaneous Flush Disc Coupons for CMS: Design, Engineering, Inspection & Supply of Flush Disc Coupons (all the requirements shall be as per EIL Spec B398-000-06-41-CMS-0001) | 25.00 | NOS |  | 5121.00 | 128025.00 | Not Quoted | Not Quoted | 15480.00 | 387000.00 | 2420.00 | 60500.00 | Not Quoted | Not Quoted | 2525.00 | 63125.00 | 3800.00 | 95000.00 | 2586.00 | 64650.00 | Not Quoted | Not Quoted | Not Quoted | Not Quoted | 0.00 | 0.00 | 23000.00 | 575000.00 | 3917.00 | 97925.00 | 5000.00 | 125000.00 | 17600.00 | 440000.00 | 0.00 | mastek engineering private limited
6.00 | CMS, EGP & ILI: Miscellaneous Coupon Holder for Corrosion Coupons: Design, Engineering, Inspection & Supply of Retrievable type coupon holder for Corrosion Coupons with essential accessories (all the requirements shall be as per EIL Spec B398-000-06-41-CMS-0001) | 1.00 | NOS |  | 14439.00 | 14439.00 | Not Quoted | Not Quoted | 148652.00 | 148652.00 | 15246.00 | 15246.00 | Not Quoted | Not Quoted | 15150.00 | 15150.00 | 33250.00 | 33250.00 | 16289.00 | 16289.00 | Not Quoted | Not Quoted | Not Quoted | Not Quoted | 0.00 | 0.00 | 23000.00 | 23000.00 | 24602.00 | 24602.00 | 30000.00 | 30000.00 | 44000.00 | 44000.00 | 0.00 | mastek engineering private limited
7.00 | CMS, EGP & ILI: Miscellaneous Access fitting for Corrosion Coupons: Design, Engineering, Inspection & Supply of Access fitting assembly for Flush Disc Corrosion Coupons with essential accessories (all the requirements shall be as per EIL Spec B398-000-06-41-CMS-0001) | 1.00 | NOS |  | 30056.00 | 30056.00 | Not Quoted | Not Quoted | 156940.00 | 156940.00 | 48070.00 | 48070.00 | Not Quoted | Not Quoted | 50500.00 | 50500.00 | 52250.00 | 52250.00 | 51357.00 | 51357.00 | Not Quoted | Not Quoted | Not Quoted | Not Quoted | 0.00 | 0.00 | 280000.00 | 280000.00 | 52563.00 | 52563.00 | 60000.00 | 60000.00 | 70400.00 | 70400.00 | 0.00 | mastek engineering private limited
8.00 | CMS, EGP & ILI: Miscellaneous Installation & Commissioning of Corrosion Coupons: Installation & Commissioning of Corrosion Coupons with coupon holder and access fitting assembly including welding with the pipeline, inspection, performance testing & evaluation (all the requirements shall be as per EIL Spec B398-000-06-41-CMS-0001) | 1.00 | NOS |  | 52500.00 | 52500.00 | Not Quoted | Not Quoted | 45000.00 | 45000.00 | 66000.00 | 66000.00 | Not Quoted | Not Quoted | 85850.00 | 85850.00 | 95000.00 | 95000.00 | 94016.00 | 94016.00 | Not Quoted | Not Quoted | Not Quoted | Not Quoted | 0.00 | 0.00 | 18000.00 | 18000.00 | 211050.00 | 211050.00 | 370000.00 | 370000.00 | 70400.00 | 70400.00 | 0.00 | mastek engineering private limited
9.00 | CMS, EGP & ILI: Miscellaneous Retriever Kit for CMS: Design, Engineering, Inspection & Supply of Retriever kit complete with repair and seal kit with all accessories (all the requirements shall be as per EIL Spec B398-000-06-41-CMS-0001) | 1.00 | NOS |  | 1050000.00 | 1050000.00 | Not Quoted | Not Quoted | 1949388.00 | 1949388.00 | 1056000.00 | 1056000.00 | Not Quoted | Not Quoted | 1200000.00 | 1200000.00 | 1140000.00 | 1140000.00 | 1128192.00 | 1128192.00 | Not Quoted | Not Quoted | Not Quoted | Not Quoted | 0.00 | 0.00 | 1100000.00 | 1100000.00 | 1285988.00 | 1285988.00 | 1250000.00 | 1250000.00 | 2288000.00 | 2288000.00 | 0.00 | mastek engineering private limited
10.00 | CMS, EGP & ILI: Miscellaneous Service Valve Kit for CMS: Design, Engineering, Inspection & Supply of Service valve kit complete with repair and seal kit with all accessories (such as blanking plug, extension lever, brass hammer, spare face-to access fitting O-ring, heavy duty field service box etc) (all the requirements shall be as per EIL Spec B398-000-06-41-CMS-0001) | 1.00 | NOS |  | 469000.00 | 469000.00 | Not Quoted | Not Quoted | 906072.00 | 906072.00 | 499994.00 | 499994.00 | Not Quoted | Not Quoted | 425000.00 | 425000.00 | 475000.00 | 475000.00 | 450995.00 | 450995.00 | Not Quoted | Not Quoted | Not Quoted | Not Quoted | 0.00 | 0.00 | 500000.00 | 500000.00 | 352254.00 | 352254.00 | 500000.00 | 500000.00 | 1056000.00 | 1056000.00 | 0.00 | mastek engineering private limited
11.00 | CMS, EGP & ILI: Miscellaneous Construction of concrete pits for CMS: Construction of concrete pits shall be provided wherever required ( CMS in 6 O'clock position) with removable closure with minimum gap of 1.5 meters below 6 O'clock position of pipeline for retrieval of ER probes and corrosion coupons. | 1.00 | LS |  | 175000.00 | 175000.00 | Not Quoted | Not Quoted | 55000.00 | 55000.00 | 110000.00 | 110000.00 | Not Quoted | Not Quoted | 475000.00 | 475000.00 | 142500.00 | 142500.00 | 176280.00 | 176280.00 | Not Quoted | Not Quoted | Not Quoted | Not Quoted | 0.00 | 0.00 | 50000.00 | 50000.00 | 21105.00 | 21105.00 | 150000.00 | 150000.00 | 44000.00 | 44000.00 | 0.00 | mastek engineering private limited
12.00 | CMS, EGP & ILI: Miscellaneous Cables for CMS: Supply of Cable from ER Probe to transmitter and to control room to interface with DCS/SCADA | 200.00 | M |  | 175.00 | 35000.00 | Not Quoted | Not Quoted | 300.00 | 60000.00 | 220.00 | 44000.00 | Not Quoted | Not Quoted | 250.00 | 50000.00 | 285.00 | 57000.00 | 236.00 | 47200.00 | Not Quoted | Not Quoted | Not Quoted | Not Quoted | 0.00 | 0.00 | 500.00 | 100000.00 | 221.00 | 44200.00 | 300.00 | 60000.00 | 290.00 | 58000.00 | 0.00 | mastek engineering private limited
13.00 | CMS, EGP & ILI: Miscellaneous Magnetic Cleaning and Electronic Geometry Pigging: Mobilisation/ Demobilisation of pigging tools, tackles, consumables, accessories and personnel by Contractor at work site including but not limited to magnet pig, electronic geometry pigs and pig tracking device, temporary launcher and receiver as per Specification and other provision of the bid document including supply of material, equipment, manpower, etc. as required for geometry inspection and magnet cleaning in accordance with the EIL Specification B398-000-06-41-EGP-0001: A) Mobilisation B) Demobilisation NOTE: Lumpsum charge (Qty. LS) applicable for Mobilization and Demobilization charge only and not for the entire Magnetic Cleaning and EGP charge. | 1.00 | LS |  | 100000.00 | 100000.00 | Not Quoted | Not Quoted | 50000.00 | 50000.00 | 275000.00 | 275000.00 | Not Quoted | Not Quoted | 175000.00 | 175000.00 | 200000.00 | 200000.00 | 293800.00 | 293800.00 | Not Quoted | Not Quoted | Not Quoted | Not Quoted | 0.00 | 0.00 | 100000.00 | 100000.00 | 110000.00 | 110000.00 | 250000.00 | 250000.00 | 88000.00 | 88000.00 | 0.00 | mastek engineering private limited
14.00 | CMS, EGP & ILI: Miscellaneous Magnetic Cleaning Pig: Running of adequate no. of Magnet Pigs for pipeline including pig tracking at 5 to 10 Km interval for each segment, preparation of site report as per Specification and provisions of bid document. | 89434.00 | M |  | 7.00 | 626038.00 | Not Quoted | Not Quoted | 15.00 | 1341510.00 | 24.00 | 2146416.00 | Not Quoted | Not Quoted | 13.00 | 1162642.00 | 25.00 | 2235850.00 | 9.00 | 804906.00 | Not Quoted | Not Quoted | Not Quoted | Not Quoted | 0.00 | 0.00 | 20.00 | 1788680.00 | 11.00 | 983774.00 | 45.00 | 4024530.00 | 26.00 | 2325284.00 | 0.00 | mastek engineering private limited
15.00 | CMS, EGP & ILI: Miscellaneous Electronic Geometry Pig: Running of adequate no. of Electronic Geometry Pig (Caliper) including pig tracking at 5 to 10 Km interval for each segment, preparation of site report on pipeline, data analysis at Contractors facility as per Specification and provisions of the BID DOCUMENT. | 89434.00 | M |  | 7.00 | 626038.00 | Not Quoted | Not Quoted | 35.00 | 3130190.00 | 34.00 | 3040756.00 | Not Quoted | Not Quoted | 24.00 | 2146416.00 | 25.00 | 2235850.00 | 18.00 | 1609812.00 | Not Quoted | Not Quoted | Not Quoted | Not Quoted | 0.00 | 0.00 | 20.00 | 1788680.00 | 26.00 | 2325284.00 | 45.00 | 4024530.00 | 48.00 | 4292832.00 | 0.00 | mastek engineering private limited
16.00 | CMS, EGP & ILI: Miscellaneous Defect verification: Defect verification at a max. of 2 locations for each segment inspected including supply of all tools, tackles, instruments, personnel and their transportation, all earth work, repair of pipeline coating wherever exposed, backfilling, work complete in all respect as per direction of engineer in charge. NOTE: Unit EACH signifies each segment of the pipeline. | 1.00 | EACH |  | 150000.00 | 150000.00 | Not Quoted | Not Quoted | 50000.00 | 50000.00 | 1000000.00 | 1000000.00 | Not Quoted | Not Quoted | 110000.00 | 110000.00 | 10000.00 | 10000.00 | 293800.00 | 293800.00 | Not Quoted | Not Quoted | Not Quoted | Not Quoted | 0.00 | 0.00 | 10000.00 | 10000.00 | 55000.00 | 55000.00 | 250000.00 | 250000.00 | 44000.00 | 44000.00 | 0.00 | mastek engineering private limited
17.00 | CMS, EGP & ILI: Miscellaneous Final report: Preparation of final work report as per agreed format and submission to Client / Client's Consultant in total of 4 copies. | 1.00 | LS |  | 100000.00 | 100000.00 | Not Quoted | Not Quoted | 50000.00 | 50000.00 | 275000.00 | 275000.00 | Not Quoted | Not Quoted | 50000.00 | 50000.00 | 100000.00 | 100000.00 | 293800.00 | 293800.00 | Not Quoted | Not Quoted | Not Quoted | Not Quoted | 0.00 | 0.00 | 100000.00 | 100000.00 | 55000.00 | 55000.00 | 250000.00 | 250000.00 | 264000.00 | 264000.00 | 0.00 | mastek engineering private limited
18.00 | CMS, EGP & ILI: Miscellaneous In-line Inspection (ILI): Carrying out in-line inspection (ILI) of the pipeline section-6 in accordance with the EIL Specification B398-000-06-41-IPS-0001. | 92108.00 | M |  | 100.00 | 9210800.00 | Not Quoted | Not Quoted | 100.00 | 9210800.00 | 50.00 | 4605400.00 | Not Quoted | Not Quoted | 150.00 | 13816200.00 | 50.00 | 4605400.00 | 142.00 | 13079336.00 | Not Quoted | Not Quoted | Not Quoted | Not Quoted | 0.00 | 0.00 | 15.00 | 1381620.00 | 48.00 | 4421184.00 | 100.00 | 9210800.00 | 132.00 | 12158256.00 | 0.00 | mastek engineering private limited
19.00 | CP System: TEMPORARY CATHODIC PROTECTION: Survey, Design, Detail Engineering, Supply, installation, testing and commissioning, Post commissioning surveys, interference mitigation of the cathodic protection system of the pipeline. All work shall be carried out conforming to the scope of work, design basis, data sheets, specifications, standards, drawings, etc as per the provisions of GCC, SCC and specification no: B398-000-06-45-CSW-01. | 1.00 | LS |  | 11560000.00 | 11560000.00 | Not Quoted | Not Quoted | 25000000.00 | 25000000.00 | 23284074.00 | 23284074.00 | Not Quoted | Not Quoted | 15575000.00 | 15575000.00 | 9500000.00 | 9500000.00 | 12551136.00 | 12551136.00 | Not Quoted | Not Quoted | Not Quoted | Not Quoted | 0.00 | 0.00 | 12000000.00 | 12000000.00 | 17034765.00 | 17034765.00 | 22000000.00 | 22000000.00 | 9200000.00 | 9200000.00 | 0.00 | mastek engineering private limited
20.00 | CP System: PERMANENT CATHODIC PROTECTION: Survey, Design, Detail Engineering, Supply, installation, testing and commissioning, Post commissioning surveys, interference mitigation of the cathodic protection system of the pipeline. All work shall be carried out conforming to the scope of work, design basis, data sheets, specifications, standards, drawings, etc as per the provisions of GCC, SCC and specification no: B398-000-06-45-CSW-01. | 1.00 | LS |  | 12750000.00 | 12750000.00 | Not Quoted | Not Quoted | 15000000.00 | 15000000.00 | 20036445.00 | 20036445.00 | Not Quoted | Not Quoted | 13500000.00 | 13500000.00 | 8500000.00 | 8500000.00 | 18686856.00 | 18686856.00 | Not Quoted | Not Quoted | Not Quoted | Not Quoted | 0.00 | 0.00 | 5000000.00 | 5000000.00 | 14867435.00 | 14867435.00 | 18000000.00 | 18000000.00 | 9200000.00 | 9200000.00 | 0.00 | mastek engineering private limited
21.00 | Electrical Works: SWITCHBOARDS/UPS/VSD/BATTERY CHARGERS/PANELS Installation of switch-boards, relay and control panels, annunciation panels, UPS system, battery chargers, distribution boards, cubicles with electrical equipment, VSD panels, misc. electrical panels etc., including transportation from store/yard to site at the place of installation, unpacking, assembly, including mounting and wiring of loose parts supplied by equipment vendor etc., interconnection of shipping sections and requisite inter-panel wiring between shipping sections, including supply of all wiring materials, installation on foundations or fixing to wall or steel structures, aligning, levelling, grouting, including all labour and materials, as per approved drawings, specifications of this tender and directions of Engineers-in-Charge. Weight of the Unit upto 100 kg. | 8.00 | NOS |  | 7600.00 | 60800.00 | Not Quoted | Not Quoted | 100000.00 | 800000.00 | 10450.00 | 83600.00 | Not Quoted | Not Quoted | 10000.00 | 80000.00 | 8550.00 | 68400.00 | 11165.00 | 89320.00 | Not Quoted | Not Quoted | Not Quoted | Not Quoted | 0.00 | 0.00 | 11000.00 | 88000.00 | 5250.00 | 42000.00 | 35000.00 | 280000.00 | 66000.00 | 528000.00 | 0.00 | mastek engineering private limited
22.00 | Electrical Works: SWITCHBOARDS/UPS/VSD/BATTERY CHARGERS/PANELS Installation of switch-boards, relay and control panels, annunciation panels, UPS system, battery chargers, distribution boards, cubicles with electrical equipment, VSD panels, misc. electrical panels etc., including transportation from store/yard to site at the place of installation, unpacking, assembly, including mounting and wiring of loose parts supplied by equipment vendor etc., interconnection of shipping sections and requisite inter-panel wiring between shipping sections, including supply of all wiring materials, installation on foundations or fixing to wall or steel structures, aligning, levelling, grouting, including all labour and materials, as per approved drawings, specifications of this tender and directions of Engineers-in-Charge. Weight of the Unit from 101 upto 500 kg. | 8.00 | NOS |  | 11600.00 | 92800.00 | Not Quoted | Not Quoted | 130000.00 | 1040000.00 | 18150.00 | 145200.00 | Not Quoted | Not Quoted | 15300.00 | 122400.00 | 28500.00 | 228000.00 | 19391.00 | 155128.00 | Not Quoted | Not Quoted | Not Quoted | Not Quoted | 0.00 | 0.00 | 15000.00 | 120000.00 | 21000.00 | 168000.00 | 125000.00 | 1000000.00 | 66000.00 | 528000.00 | 0.00 | mastek engineering private limited
23.00 | Electrical Works: SWITCHBOARDS/UPS/VSD/BATTERY CHARGERS/PANELS Installation of switch-boards, relay and control panels, annunciation panels, UPS system, battery chargers, distribution boards, cubicles with electrical equipment, VSD panels, misc. electrical panels etc., including transportation from store/yard to site at the place of installation, unpacking, assembly, including mounting and wiring of loose parts supplied by equipment vendor etc., interconnection of shipping sections and requisite inter-panel wiring between shipping sections, including supply of all wiring materials, installation on foundations or fixing to wall or steel structures, aligning, levelling, grouting, including all labour and materials, as per approved drawings, specifications of this tender and directions of Engineers-in-Charge. Weight of the Unit from 501 upto 1000 kg. | 4.00 | NOS |  | 17200.00 | 68800.00 | Not Quoted | Not Quoted | 150000.00 | 600000.00 | 24915.00 | 99660.00 | Not Quoted | Not Quoted | 22500.00 | 90000.00 | 47500.00 | 190000.00 | 26619.00 | 106476.00 | Not Quoted | Not Quoted | Not Quoted | Not Quoted | 0.00 | 0.00 | 22500.00 | 90000.00 | 39375.00 | 157500.00 | 215000.00 | 860000.00 | 83600.00 | 334400.00 | 0.00 | mastek engineering private limited
24.00 | Electrical Works: MISCELLANEOUS CONTROL GEAR Installation, testing and commissioning of miscellaneous surface mounted industrial/FLP control gear such as lighting/power panel, push button stations, motor starter, communication equipment, junction boxes, panels, plugs, sockets, including supply of necessary hardware, touch up painting including supply of paint, including transportation from store/yard to site at the place of installation, unpacking, (excluding fixing of cable glands and cable terminations), including all labour and materials, as per approved drawings, specifications of this tender and directions of Engineer-in-Charge. Weight of the unit above 5 kg. but upto 20 kg. | 8.00 | NOS |  | 4680.00 | 37440.00 | Not Quoted | Not Quoted | 18000.00 | 144000.00 | 4950.00 | 39600.00 | Not Quoted | Not Quoted | 6200.00 | 49600.00 | 2850.00 | 22800.00 | 5289.00 | 42312.00 | Not Quoted | Not Quoted | Not Quoted | Not Quoted | 0.00 | 0.00 | 11000.00 | 88000.00 | 1050.00 | 8400.00 | 15500.00 | 124000.00 | 8800.00 | 70400.00 | 0.00 | mastek engineering private limited
25.00 | Electrical Works: MISCELLANEOUS CONTROL GEAR Installation, testing and commissioning of miscellaneous surface mounted industrial/FLP control gear such as lighting/power panel, push button stations, motor starter, communication equipment, junction boxes, panels, plugs, sockets, including supply of necessary hardware, touch up painting including supply of paint, including transportation from store/yard to site at the place of installation, unpacking, (excluding fixing of cable glands and cable terminations), including all labour and materials, as per approved drawings, specifications of this tender and directions of Engineer-in-Charge. Weight of the unit above 20 kg. but upto 100 kg. | 4.00 | NOS |  | 5480.00 | 21920.00 | Not Quoted | Not Quoted | 30000.00 | 120000.00 | 10450.00 | 41800.00 | Not Quoted | Not Quoted | 7265.00 | 29060.00 | 8550.00 | 34200.00 | 11165.00 | 44660.00 | Not Quoted | Not Quoted | Not Quoted | Not Quoted | 0.00 | 0.00 | 12500.00 | 50000.00 | 4725.00 | 18900.00 | 35500.00 | 142000.00 | 15840.00 | 63360.00 | 0.00 | mastek engineering private limited
26.00 | Electrical Works: PLUGS, SOCKETS AND JUNCTION BOXES Supply of weatherproof metal clad 415V, TPN, industrial type socket and plug with heavy duty interlocking switch, with adequately sized cable adaptor box for incoming and outgoing cable terminations, including supply of double compression brass nickel plated cable glands, tinned copper lugs, including all labours and materials, as per approved drawings, specifications of this tender and directions of Engineer-in-Charge. 63 A, 415 V, 5 pin sockets along with associated 5 pin plugs. | 4.00 | NOS |  | 7200.00 | 28800.00 | Not Quoted | Not Quoted | 18576.00 | 74304.00 | 10450.00 | 41800.00 | Not Quoted | Not Quoted | 9550.00 | 38200.00 | 21850.00 | 87400.00 | 11165.00 | 44660.00 | Not Quoted | Not Quoted | Not Quoted | Not Quoted | 0.00 | 0.00 | 25000.00 | 100000.00 | 3767.00 | 15068.00 | 35500.00 | 142000.00 | 15840.00 | 63360.00 | 0.00 | mastek engineering private limited
27.00 | Electrical Works: PLUGS, SOCKETS AND JUNCTION BOXES Supply of following types of FLP(II A/II B) and WP sockets, plugs and handlamps as per EIL specification No. 6-51-0021, including all labours and materials, as per approved drawings, specifications of this tender and directions of Engineer-in-Charge. 63 A, 415 V, 5 pin socket. | 4.00 | NOS |  | 11600.00 | 46400.00 | Not Quoted | Not Quoted | 18576.00 | 74304.00 | 16115.00 | 64460.00 | Not Quoted | Not Quoted | 14500.00 | 58000.00 | 17100.00 | 68400.00 | 17217.00 | 68868.00 | Not Quoted | Not Quoted | Not Quoted | Not Quoted | 0.00 | 0.00 | 25000.00 | 100000.00 | 6996.00 | 27984.00 | 32500.00 | 130000.00 | 11880.00 | 47520.00 | 0.00 | mastek engineering private limited
28.00 | Electrical Works: PLUGS, SOCKETS AND JUNCTION BOXES Supply of following types of FLP(II A/II B) and WP sockets, plugs and handlamps as per EIL specification No. 6-51-0021, including all labours and materials, as per approved drawings, specifications of this tender and directions of Engineer-in-Charge. 63 A, 415 V, 5 pin Plugs for item no. E106.02.01. | 4.00 | NOS |  | 2800.00 | 11200.00 | Not Quoted | Not Quoted | 18000.00 | 72000.00 | 2750.00 | 11000.00 | Not Quoted | Not Quoted | 3750.00 | 15000.00 | 4750.00 | 19000.00 | 2938.00 | 11752.00 | Not Quoted | Not Quoted | Not Quoted | Not Quoted | 0.00 | 0.00 | 25000.00 | 100000.00 | 4844.00 | 19376.00 | 23500.00 | 94000.00 | 7480.00 | 29920.00 | 0.00 | mastek engineering private limited
29.00 | Electrical Works: ANCHOR FASTENERS Supply, drilling in RCC and fixing of metallic anchor fasteners for supporting of cable trays and miscellaneous electrical switchgear of following sizes, including all labour and materials, as per approved drawings, specifications of this tender and directions of Engineer-in-Charge. 3/16" BSW. | 16.00 | NOS |  | 35.00 | 560.00 | Not Quoted | Not Quoted | 300.00 | 4800.00 | 72.00 | 1152.00 | Not Quoted | Not Quoted | 50.00 | 800.00 | 95.00 | 1520.00 | 77.00 | 1232.00 | Not Quoted | Not Quoted | Not Quoted | Not Quoted | 0.00 | 0.00 | 225.00 | 3600.00 | 147.00 | 2352.00 | 450.00 | 7200.00 | 308.00 | 4928.00 | 0.00 | mastek engineering private limited
30.00 | Electrical Works: ANCHOR FASTENERS Supply, drilling in RCC and fixing of metallic anchor fasteners for supporting of cable trays and miscellaneous electrical switchgear of following sizes, including all labour and materials, as per approved drawings, specifications of this tender and directions of Engineer-in-Charge. 5/16" BSW. | 16.00 | NOS |  | 43.00 | 688.00 | Not Quoted | Not Quoted | 300.00 | 4800.00 | 50.00 | 800.00 | Not Quoted | Not Quoted | 60.00 | 960.00 | 95.00 | 1520.00 | 53.00 | 848.00 | Not Quoted | Not Quoted | Not Quoted | Not Quoted | 0.00 | 0.00 | 225.00 | 3600.00 | 158.00 | 2528.00 | 530.00 | 8480.00 | 396.00 | 6336.00 | 0.00 | mastek engineering private limited
31.00 | Electrical Works: ANCHOR FASTENERS Supply, drilling in RCC and fixing of metallic anchor fasteners for supporting of cable trays and miscellaneous electrical switchgear of following sizes, including all labour and materials, as per approved drawings, specifications of this tender and directions of Engineer-in-Charge. 1/4" BSW. | 16.00 | NOS |  | 52.00 | 832.00 | Not Quoted | Not Quoted | 300.00 | 4800.00 | 39.00 | 624.00 | Not Quoted | Not Quoted | 70.00 | 1120.00 | 95.00 | 1520.00 | 42.00 | 672.00 | Not Quoted | Not Quoted | Not Quoted | Not Quoted | 0.00 | 0.00 | 150.00 | 2400.00 | 158.00 | 2528.00 | 650.00 | 10400.00 | 361.00 | 5776.00 | 0.00 | mastek engineering private limited
32.00 | Electrical Works: ANCHOR FASTENERS Supply, drilling in RCC and fixing of metallic anchor fasteners for supporting of cable trays and miscellaneous electrical switchgear of following sizes, including all labour and materials, as per approved drawings, specifications of this tender and directions of Engineer-in-Charge. 3/8" BSW. | 8.00 | NOS |  | 52.00 | 416.00 | Not Quoted | Not Quoted | 300.00 | 2400.00 | 61.00 | 488.00 | Not Quoted | Not Quoted | 70.00 | 560.00 | 95.00 | 760.00 | 65.00 | 520.00 | Not Quoted | Not Quoted | Not Quoted | Not Quoted | 0.00 | 0.00 | 175.00 | 1400.00 | 204.00 | 1632.00 | 680.00 | 5440.00 | 185.00 | 1480.00 | 0.00 | mastek engineering private limited
33.00 | Electrical Works: ANCHOR FASTENERS Supply, drilling in RCC and fixing of metallic anchor fasteners for supporting of cable trays and miscellaneous electrical switchgear of following sizes, including all labour and materials, as per approved drawings, specifications of this tender and directions of Engineer-in-Charge. 5/8" BSW. | 4.00 | NOS |  | 60.00 | 240.00 | Not Quoted | Not Quoted | 300.00 | 1200.00 | 72.00 | 288.00 | Not Quoted | Not Quoted | 80.00 | 320.00 | 95.00 | 380.00 | 77.00 | 308.00 | Not Quoted | Not Quoted | Not Quoted | Not Quoted | 0.00 | 0.00 | 175.00 | 700.00 | 250.00 | 1000.00 | 710.00 | 2840.00 | 308.00 | 1232.00 | 0.00 | mastek engineering private limited
34.00 | Electrical Works: SAFETY EQUIPMENT Supply and installation of the following, including the supply of necessary clamps, bolts, rawl plugs etc., breaking and making good of walls, if required, mounting, including all labour and materials, complete and as per applicable standards and CEA Guidelines and as per directions of Engineer-in-Charge. Shock hazard charts complete with frame and glass. | 4.00 | NOS |  | 1800.00 | 7200.00 | Not Quoted | Not Quoted | 5000.00 | 20000.00 | 3850.00 | 15400.00 | Not Quoted | Not Quoted | 2385.00 | 9540.00 | 2375.00 | 9500.00 | 4114.00 | 16456.00 | Not Quoted | Not Quoted | Not Quoted | Not Quoted | 0.00 | 0.00 | 2100.00 | 8400.00 | 697.00 | 2788.00 | 4300.00 | 17200.00 | 1742.00 | 6968.00 | 0.00 | mastek engineering private limited
35.00 | Electrical Works: SAFETY EQUIPMENT Supply and installation of the following, including the supply of necessary clamps, bolts, rawl plugs etc., breaking and making good of walls, if required, mounting, including all labour and materials, complete and as per applicable standards and CEA Guidelines and as per directions of Engineer-in-Charge. First Aid Boxes. | 4.00 | NOS |  | 5200.00 | 20800.00 | Not Quoted | Not Quoted | 5200.00 | 20800.00 | 4950.00 | 19800.00 | Not Quoted | Not Quoted | 6900.00 | 27600.00 | 2850.00 | 11400.00 | 5289.00 | 21156.00 | Not Quoted | Not Quoted | Not Quoted | Not Quoted | 0.00 | 0.00 | 2100.00 | 8400.00 | 4949.00 | 19796.00 | 6500.00 | 26000.00 | 5720.00 | 22880.00 | 0.00 | mastek engineering private limited
36.00 | Electrical Works: SAFETY EQUIPMENT Supply and installation of the following, including the supply of necessary clamps, bolts, rawl plugs etc., breaking and making good of walls, if required, mounting, including all labour and materials, complete and as per applicable standards and CEA Guidelines and as per directions of Engineer-in-Charge. Sand buckets with stand (Each with at least 3 sand buckets). | 4.00 | NOS |  | 6000.00 | 24000.00 | Not Quoted | Not Quoted | 11800.00 | 47200.00 | 7150.00 | 28600.00 | Not Quoted | Not Quoted | 7950.00 | 31800.00 | 6175.00 | 24700.00 | 7639.00 | 30556.00 | Not Quoted | Not Quoted | Not Quoted | Not Quoted | 0.00 | 0.00 | 4200.00 | 16800.00 | 11083.00 | 44332.00 | 15500.00 | 62000.00 | 7040.00 | 28160.00 | 0.00 | mastek engineering private limited
37.00 | Electrical Works: SAFETY EQUIPMENT Supply and laying of 900 mm wide safety insulation mats complying to IS-15652, of following grades required for maintenance of electrical equipment in substation, including cutting to required shape in running length, including all labour and materials, as per applicable Indian or International standards and CEA Guidelines and as per directions of Engineer-in-Charge. 3.3 kV grade. | 20.00 | M |  | 1160.00 | 23200.00 | Not Quoted | Not Quoted | 1000.00 | 20000.00 | 2035.00 | 40700.00 | Not Quoted | Not Quoted | 1540.00 | 30800.00 | 2280.00 | 45600.00 | 2175.00 | 43500.00 | Not Quoted | Not Quoted | Not Quoted | Not Quoted | 0.00 | 0.00 | 4200.00 | 84000.00 | 1558.00 | 31160.00 | 1890.00 | 37800.00 | 1320.00 | 26400.00 | 0.00 | mastek engineering private limited
38.00 | Electrical Works: SAFETY EQUIPMENT Supply of following items as per applicable Indian standards/CEA Guidelines. Rubber hand gloves (11 kV grade). | 4.00 | PAIR |  | 2800.00 | 11200.00 | Not Quoted | Not Quoted | 5900.00 | 23600.00 | 1045.00 | 4180.00 | Not Quoted | Not Quoted | 3710.00 | 14840.00 | 2375.00 | 9500.00 | 1117.00 | 4468.00 | Not Quoted | Not Quoted | Not Quoted | Not Quoted | 0.00 | 0.00 | 1200.00 | 4800.00 | 1400.00 | 5600.00 | 4500.00 | 18000.00 | 8800.00 | 35200.00 | 0.00 | mastek engineering private limited
39.00 | Electrical Works: SAFETY EQUIPMENT Supply of following items as per applicable Indian standards/CEA Guidelines. Enamelled caution boards. | 4.00 | NOS |  | 756.00 | 3024.00 | Not Quoted | Not Quoted | 3500.00 | 14000.00 | 715.00 | 2860.00 | Not Quoted | Not Quoted | 1000.00 | 4000.00 | 1425.00 | 5700.00 | 764.00 | 3056.00 | Not Quoted | Not Quoted | Not Quoted | Not Quoted | 0.00 | 0.00 | 4500.00 | 18000.00 | 484.00 | 1936.00 | 1550.00 | 6200.00 | 1452.00 | 5808.00 | 0.00 | mastek engineering private limited
40.00 | Electrical Works: SUPPLY OF MV CABLES Supply of 1100 V grade, Aluminium Conductor, PVC insulated and armoured cables of following sizes as per EIL standard specification No. 6-51-0051, data sheet, specifications of this tender and directions of Engineer-in-Charge. 3.5 C x 25 sq. mm | 1000.00 | M |  | 268.00 | 268000.00 | Not Quoted | Not Quoted | 350.00 | 350000.00 | 292.00 | 292000.00 | Not Quoted | Not Quoted | 355.00 | 355000.00 | 228.00 | 228000.00 | 312.00 | 312000.00 | Not Quoted | Not Quoted | Not Quoted | Not Quoted | 0.00 | 0.00 | 390.00 | 390000.00 | 176.00 | 176000.00 | 382.00 | 382000.00 | 352.00 | 352000.00 | 0.00 | mastek engineering private limited
41.00 | Electrical Works: SUPPLY OF MV CABLES Supply of 1100 V grade, Aluminium Conductor, PVC insulated and armoured cables of following sizes as per EIL standard specification No. 6-51-0051, data sheet, specifications of this tender and directions of Engineer-in-Charge. 3.5 C x 50 sq. mm | 500.00 | M |  | 324.00 | 162000.00 | Not Quoted | Not Quoted | 450.00 | 225000.00 | 380.00 | 190000.00 | Not Quoted | Not Quoted | 430.00 | 215000.00 | 342.00 | 171000.00 | 406.00 | 203000.00 | Not Quoted | Not Quoted | Not Quoted | Not Quoted | 0.00 | 0.00 | 425.00 | 212500.00 | 301.00 | 150500.00 | 620.00 | 310000.00 | 484.00 | 242000.00 | 0.00 | mastek engineering private limited
42.00 | Electrical Works: SUPPLY OF MV CABLES Supply of 1100 V grade, Aluminium Conductor, PVC insulated and armoured cables of following sizes as per EIL standard specification No. 6-51-0051, data sheet, specifications of this tender and directions of Engineer-in-Charge. 3.5 C x 95 sq. mm | 500.00 | M |  | 572.00 | 286000.00 | Not Quoted | Not Quoted | 740.00 | 370000.00 | 435.00 | 217500.00 | Not Quoted | Not Quoted | 760.00 | 380000.00 | 665.00 | 332500.00 | 465.00 | 232500.00 | Not Quoted | Not Quoted | Not Quoted | Not Quoted | 0.00 | 0.00 | 670.00 | 335000.00 | 469.00 | 234500.00 | 1051.00 | 525500.00 | 616.00 | 308000.00 | 0.00 | mastek engineering private limited
43.00 | Electrical Works: SUPPLY OF MV CABLES Supply of 1100 V grade, Aluminium Conductor, PVC insulated and armoured cables of following sizes as per EIL standard specification No. 6-51-0051, data sheet, specifications of this tender and directions of Engineer-in-Charge. 3.5 C x 150 sq. mm | 500.00 | M |  | 840.00 | 420000.00 | Not Quoted | Not Quoted | 1350.00 | 675000.00 | 864.00 | 432000.00 | Not Quoted | Not Quoted | 1110.00 | 555000.00 | 760.00 | 380000.00 | 923.00 | 461500.00 | Not Quoted | Not Quoted | Not Quoted | Not Quoted | 0.00 | 0.00 | 840.00 | 420000.00 | 851.00 | 425500.00 | 1518.00 | 759000.00 | 1056.00 | 528000.00 | 0.00 | mastek engineering private limited
44.00 | Electrical Works: SUPPLY OF MV CABLES Supply of 1100 V grade, Copper Conductor, PVC insulated and armoured, cables of following sizes as per EIL standard specification No. 6-51-0051, data sheets, specifications of this tender and directions of Engineer-in-Charge. 2 C x 2.5 sq. mm | 1000.00 | M |  | 124.00 | 124000.00 | Not Quoted | Not Quoted | 350.00 | 350000.00 | 160.00 | 160000.00 | Not Quoted | Not Quoted | 165.00 | 165000.00 | 124.00 | 124000.00 | 171.00 | 171000.00 | Not Quoted | Not Quoted | Not Quoted | Not Quoted | 0.00 | 0.00 | 190.00 | 190000.00 | 102.00 | 102000.00 | 208.00 | 208000.00 | 176.00 | 176000.00 | 0.00 | mastek engineering private limited
45.00 | Electrical Works: SUPPLY OF MV CABLES Supply of 1100 V grade, Copper Conductor, PVC insulated and armoured, cables of following sizes as per EIL standard specification No. 6-51-0051, data sheets, specifications of this tender and directions of Engineer-in-Charge. 3 C x 2.5 sq. mm | 1000.00 | M |  | 158.00 | 158000.00 | Not Quoted | Not Quoted | 232.00 | 232000.00 | 182.00 | 182000.00 | Not Quoted | Not Quoted | 210.00 | 210000.00 | 152.00 | 152000.00 | 194.00 | 194000.00 | Not Quoted | Not Quoted | Not Quoted | Not Quoted | 0.00 | 0.00 | 210.00 | 210000.00 | 128.00 | 128000.00 | 270.00 | 270000.00 | 220.00 | 220000.00 | 0.00 | mastek engineering private limited
46.00 | Electrical Works: SUPPLY OF MV CABLES Supply of 1100 V grade, Copper Conductor, PVC insulated and armoured, cables of following sizes as per EIL standard specification No. 6-51-0051, data sheets, specifications of this tender and directions of Engineer-in-Charge. 3 C x 4 sq. mm | 1000.00 | M |  | 220.00 | 220000.00 | Not Quoted | Not Quoted | 250.00 | 250000.00 | 259.00 | 259000.00 | Not Quoted | Not Quoted | 290.00 | 290000.00 | 219.00 | 219000.00 | 277.00 | 277000.00 | Not Quoted | Not Quoted | Not Quoted | Not Quoted | 0.00 | 0.00 | 315.00 | 315000.00 | 177.00 | 177000.00 | 366.00 | 366000.00 | 282.00 | 282000.00 | 0.00 | mastek engineering private limited
47.00 | Electrical Works: SUPPLY OF MV CABLES Supply of 1100 V grade, Copper Conductor, Overall shielded, twisted pair/triad, PVC insulated and armoured, cables of following sizes as per EIL standard specification No. 6-51-0052, data sheets, specifications of this tender and directions of Engineer-in-Charge. 2 Pair x 1.5 sq. mm | 1000.00 | M |  | 132.00 | 132000.00 | Not Quoted | Not Quoted | 228.00 | 228000.00 | 215.00 | 215000.00 | Not Quoted | Not Quoted | 175.00 | 175000.00 | 219.00 | 219000.00 | 230.00 | 230000.00 | Not Quoted | Not Quoted | Not Quoted | Not Quoted | 0.00 | 0.00 | 145.00 | 145000.00 | 153.00 | 153000.00 | 227.00 | 227000.00 | 317.00 | 317000.00 | 0.00 | mastek engineering private limited
48.00 | Electrical Works: SUPPLY OF MV CABLES Supply of 1100 V grade, Copper Conductor, Overall shielded, twisted pair/triad, PVC insulated and armoured, cables of following sizes as per EIL standard specification No. 6-51-0052, data sheets, specifications of this tender and directions of Engineer-in-Charge. 6 Pair x 1.5 sq. mm | 1000.00 | M |  | 300.00 | 300000.00 | Not Quoted | Not Quoted | 384.00 | 384000.00 | 501.00 | 501000.00 | Not Quoted | Not Quoted | 400.00 | 400000.00 | 618.00 | 618000.00 | 535.00 | 535000.00 | Not Quoted | Not Quoted | Not Quoted | Not Quoted | 0.00 | 0.00 | 235.00 | 235000.00 | 342.00 | 342000.00 | 1025.00 | 1025000.00 | 458.00 | 458000.00 | 0.00 | mastek engineering private limited
49.00 | Electrical Works: LAYING OF CABLES Laying of cables of different voltage grade and types of the following overall diameters in ready trays/trenches/ supported on structure/pull through pipes including supply and fixing of stainless steel strip number tags, supply and applying of fireproofing paint to meet OISD requirement (for 1m length near terminations), supply and fixing of GI saddles and saddle bars etc., including transportation from store/yard to site at the place of installation, unpacking, including all labour and materials, as per approved drawings, specifications of this tender and directions of Engineer-in-Charge Cables with OD upto 20 mm. | 5000.00 | M |  | 38.00 | 190000.00 | Not Quoted | Not Quoted | 120.00 | 600000.00 | 61.00 | 305000.00 | Not Quoted | Not Quoted | 50.00 | 250000.00 | 67.00 | 335000.00 | 65.00 | 325000.00 | Not Quoted | Not Quoted | Not Quoted | Not Quoted | 0.00 | 0.00 | 110.00 | 550000.00 | 22.00 | 110000.00 | 110.00 | 550000.00 | 70.00 | 350000.00 | 0.00 | mastek engineering private limited
50.00 | Electrical Works: LAYING OF CABLES Laying of cables of different voltage grade and types of the following overall diameters in ready trays/trenches/ supported on structure/pull through pipes including supply and fixing of stainless steel strip number tags, supply and applying of fireproofing paint to meet OISD requirement (for 1m length near terminations), supply and fixing of GI saddles and saddle bars etc., including transportation from store/yard to site at the place of installation, unpacking, including all labour and materials, as per approved drawings, specifications of this tender and directions of Engineer-in-Charge Cables with OD above 20 mm but upto 30 mm. | 1500.00 | M |  | 42.00 | 63000.00 | Not Quoted | Not Quoted | 150.00 | 225000.00 | 83.00 | 124500.00 | Not Quoted | Not Quoted | 55.00 | 82500.00 | 95.00 | 142500.00 | 89.00 | 133500.00 | Not Quoted | Not Quoted | Not Quoted | Not Quoted | 0.00 | 0.00 | 175.00 | 262500.00 | 26.00 | 39000.00 | 130.00 | 195000.00 | 106.00 | 159000.00 | 0.00 | mastek engineering private limited
51.00 | Electrical Works: LAYING OF CABLES Laying of cables of different voltage grade and types of the following overall diameters in ready trays/trenches/ supported on structure/pull through pipes including supply and fixing of stainless steel strip number tags, supply and applying of fireproofing paint to meet OISD requirement (for 1m length near terminations), supply and fixing of GI saddles and saddle bars etc., including transportation from store/yard to site at the place of installation, unpacking, including all labour and materials, as per approved drawings, specifications of this tender and directions of Engineer-in-Charge Cables with OD above 30 mm but upto 40 mm. | 500.00 | M |  | 52.00 | 26000.00 | Not Quoted | Not Quoted | 180.00 | 90000.00 | 105.00 | 52500.00 | Not Quoted | Not Quoted | 70.00 | 35000.00 | 143.00 | 71500.00 | 112.00 | 56000.00 | Not Quoted | Not Quoted | Not Quoted | Not Quoted | 0.00 | 0.00 | 210.00 | 105000.00 | 32.00 | 16000.00 | 150.00 | 75000.00 | 141.00 | 70500.00 | 0.00 | mastek engineering private limited
52.00 | Electrical Works: LAYING OF CABLES Laying of cables of different voltage grade and types of the following overall diameters in ready trays/trenches/ supported on structure/pull through pipes including supply and fixing of stainless steel strip number tags, supply and applying of fireproofing paint to meet OISD requirement (for 1m length near terminations), supply and fixing of GI saddles and saddle bars etc., including transportation from store/yard to site at the place of installation, unpacking, including all labour and materials, as per approved drawings, specifications of this tender and directions of Engineer-in-Charge Cables with OD above 40 mm but upto 50 mm. | 500.00 | M |  | 60.00 | 30000.00 | Not Quoted | Not Quoted | 200.00 | 100000.00 | 127.00 | 63500.00 | Not Quoted | Not Quoted | 80.00 | 40000.00 | 167.00 | 83500.00 | 136.00 | 68000.00 | Not Quoted | Not Quoted | Not Quoted | Not Quoted | 0.00 | 0.00 | 250.00 | 125000.00 | 37.00 | 18500.00 | 180.00 | 90000.00 | 176.00 | 88000.00 | 0.00 | mastek engineering private limited
53.00 | Electrical Works: END TERMINATIONS Termination of PVC insulated armoured power cables (up to 1100 V grade) and connection of leads excluding the supply of cable glands and lugs but including fixing of cable glands, supply and fixing of PVC shrouds for outdoor terminations, cutting and stripping of cable insulation, crimping the lug on to the conductor, clamping of the cable-cores, marking with wire number, ferrules etc., including all labour and materials, as per approved drawings, specifications of this tender and directions of Engineer-in-Charge. Cables with OD upto 20 mm. | 300.00 | NOS |  | 108.00 | 32400.00 | Not Quoted | Not Quoted | 150.00 | 45000.00 | 275.00 | 82500.00 | Not Quoted | Not Quoted | 145.00 | 43500.00 | 48.00 | 14400.00 | 294.00 | 88200.00 | Not Quoted | Not Quoted | Not Quoted | Not Quoted | 0.00 | 0.00 | 450.00 | 135000.00 | 68.00 | 20400.00 | 320.00 | 96000.00 | 528.00 | 158400.00 | 0.00 | mastek engineering private limited
54.00 | Electrical Works: END TERMINATIONS Termination of PVC insulated armoured power cables (up to 1100 V grade) and connection of leads excluding the supply of cable glands and lugs but including fixing of cable glands, supply and fixing of PVC shrouds for outdoor terminations, cutting and stripping of cable insulation, crimping the lug on to the conductor, clamping of the cable-cores, marking with wire number, ferrules etc., including all labour and materials, as per approved drawings, specifications of this tender and directions of Engineer-in-Charge. Cables with OD above 20 mm but upto 30 mm. | 200.00 | NOS |  | 212.00 | 42400.00 | Not Quoted | Not Quoted | 150.00 | 30000.00 | 435.00 | 87000.00 | Not Quoted | Not Quoted | 280.00 | 56000.00 | 72.00 | 14400.00 | 465.00 | 93000.00 | Not Quoted | Not Quoted | Not Quoted | Not Quoted | 0.00 | 0.00 | 500.00 | 100000.00 | 82.00 | 16400.00 | 450.00 | 90000.00 | 704.00 | 140800.00 | 0.00 | mastek engineering private limited
55.00 | Electrical Works: END TERMINATIONS Termination of PVC insulated armoured power cables (up to 1100 V grade) and connection of leads excluding the supply of cable glands and lugs but including fixing of cable glands, supply and fixing of PVC shrouds for outdoor terminations, cutting and stripping of cable insulation, crimping the lug on to the conductor, clamping of the cable-cores, marking with wire number, ferrules etc., including all labour and materials, as per approved drawings, specifications of this tender and directions of Engineer-in-Charge. Cables with OD above 30 mm but upto 40 mm. | 50.00 | NOS |  | 276.00 | 13800.00 | Not Quoted | Not Quoted | 250.00 | 12500.00 | 495.00 | 24750.00 | Not Quoted | Not Quoted | 365.00 | 18250.00 | 95.00 | 4750.00 | 529.00 | 26450.00 | Not Quoted | Not Quoted | Not Quoted | Not Quoted | 0.00 | 0.00 | 600.00 | 30000.00 | 82.00 | 4100.00 | 950.00 | 47500.00 | 1056.00 | 52800.00 | 0.00 | mastek engineering private limited
56.00 | Electrical Works: END TERMINATIONS Termination of PVC insulated armoured power cables (up to 1100 V grade) and connection of leads excluding the supply of cable glands and lugs but including fixing of cable glands, supply and fixing of PVC shrouds for outdoor terminations, cutting and stripping of cable insulation, crimping the lug on to the conductor, clamping of the cable-cores, marking with wire number, ferrules etc., including all labour and materials, as per approved drawings, specifications of this tender and directions of Engineer-in-Charge. Cables with OD above 40 mm but upto 50 mm. | 20.00 | NOS |  | 340.00 | 6800.00 | Not Quoted | Not Quoted | 337.00 | 6740.00 | 578.00 | 11560.00 | Not Quoted | Not Quoted | 450.00 | 9000.00 | 105.00 | 2100.00 | 617.00 | 12340.00 | Not Quoted | Not Quoted | Not Quoted | Not Quoted | 0.00 | 0.00 | 650.00 | 13000.00 | 103.00 | 2060.00 | 1560.00 | 31200.00 | 1408.00 | 28160.00 | 0.00 | mastek engineering private limited
57.00 | Electrical Works: END TERMINATIONS Termination of control / fire alarm cables and connection of leads excluding the supply of cable glands and lugs but including fixing of cable glands, supply and fixing of PVC shrouds for outdoor terminations, cutting, stripping of cable insulation, crimping the lug on to the conductor, clamping of the cable- cores, marking with wire number, ferrules etc., including all labour and materials, as per approved drawings, specifications of this tender and directions of Engineer-in-Charge. All sizes from 1P to 4P and upto 2.5 sq. mm | 200.00 | NOS |  | 180.00 | 36000.00 | Not Quoted | Not Quoted | 150.00 | 30000.00 | 275.00 | 55000.00 | Not Quoted | Not Quoted | 240.00 | 48000.00 | 72.00 | 14400.00 | 294.00 | 58800.00 | Not Quoted | Not Quoted | Not Quoted | Not Quoted | 0.00 | 0.00 | 250.00 | 50000.00 | 68.00 | 13600.00 | 980.00 | 196000.00 | 528.00 | 105600.00 | 0.00 | mastek engineering private limited
58.00 | Electrical Works: END TERMINATIONS Termination of control / fire alarm cables and connection of leads excluding the supply of cable glands and lugs but including fixing of cable glands, supply and fixing of PVC shrouds for outdoor terminations, cutting, stripping of cable insulation, crimping the lug on to the conductor, clamping of the cable- cores, marking with wire number, ferrules etc., including all labour and materials, as per approved drawings, specifications of this tender and directions of Engineer-in-Charge. All sizes from 5P to 10P and upto 2.5 sq. mm | 50.00 | NOS |  | 276.00 | 13800.00 | Not Quoted | Not Quoted | 500.00 | 25000.00 | 385.00 | 19250.00 | Not Quoted | Not Quoted | 365.00 | 18250.00 | 143.00 | 7150.00 | 412.00 | 20600.00 | Not Quoted | Not Quoted | Not Quoted | Not Quoted | 0.00 | 0.00 | 400.00 | 20000.00 | 82.00 | 4100.00 | 1110.00 | 55500.00 | 704.00 | 35200.00 | 0.00 | mastek engineering private limited
59.00 | Electrical Works: G.I. & PVC PIPES Supply and laying of following sizes of G.I. Pipes (medium) in required length fixed on steel, concrete or similar structure, laid in trenches, ready to be buried in concrete including cutting, threading, bending and similar works, supply of clamps, small iron structures, spacers and installation of seats, plugs, bushings etc., small civil works, including all labour and materials, as per approved drawings, specifications of this tender and directions of Engineer-in-Charge. 50 mm NB. | 40.00 | M |  | 660.00 | 26400.00 | Not Quoted | Not Quoted | 400.00 | 16000.00 | 644.00 | 25760.00 | Not Quoted | Not Quoted | 875.00 | 35000.00 | 713.00 | 28520.00 | 688.00 | 27520.00 | Not Quoted | Not Quoted | Not Quoted | Not Quoted | 0.00 | 0.00 | 900.00 | 36000.00 | 965.00 | 38600.00 | 850.00 | 34000.00 | 880.00 | 35200.00 | 0.00 | mastek engineering private limited
60.00 | Electrical Works: G.I. & PVC PIPES Supply and laying of following sizes of G.I. Pipes (medium) in required length fixed on steel, concrete or similar structure, laid in trenches, ready to be buried in concrete including cutting, threading, bending and similar works, supply of clamps, small iron structures, spacers and installation of seats, plugs, bushings etc., small civil works, including all labour and materials, as per approved drawings, specifications of this tender and directions of Engineer-in-Charge. 100 mm NB. | 200.00 | M |  | 1080.00 | 216000.00 | Not Quoted | Not Quoted | 400.00 | 80000.00 | 1265.00 | 253000.00 | Not Quoted | Not Quoted | 1430.00 | 286000.00 | 855.00 | 171000.00 | 1352.00 | 270400.00 | Not Quoted | Not Quoted | Not Quoted | Not Quoted | 0.00 | 0.00 | 1250.00 | 250000.00 | 1449.00 | 289800.00 | 1550.00 | 310000.00 | 1760.00 | 352000.00 | 0.00 | mastek engineering private limited
61.00 | Electrical Works: G.I. & PVC PIPES Supply and laying of following sizes of G.I. Pipes (medium) in required length fixed on steel, concrete or similar structure, laid in trenches, ready to be buried in concrete including cutting, threading, bending and similar works, supply of clamps, small iron structures, spacers and installation of seats, plugs, bushings etc., small civil works, including all labour and materials, as per approved drawings, specifications of this tender and directions of Engineer-in-Charge. 150 mm NB. | 100.00 | M |  | 1560.00 | 156000.00 | Not Quoted | Not Quoted | 400.00 | 40000.00 | 1815.00 | 181500.00 | Not Quoted | Not Quoted | 2060.00 | 206000.00 | 1520.00 | 152000.00 | 1940.00 | 194000.00 | Not Quoted | Not Quoted | Not Quoted | Not Quoted | 0.00 | 0.00 | 2100.00 | 210000.00 | 1988.00 | 198800.00 | 2150.00 | 215000.00 | 2640.00 | 264000.00 | 0.00 | mastek engineering private limited
62.00 | Electrical Works: G.I. & PVC PIPES Supply and laying of following sizes of PVC Pipes in required length fixed on steel, concrete or similar structure, laid in trenches, ready to be buried in concrete including cutting, threading, supply of bends and similar works, supply of clamps, small iron structures, spacers and installation of seats, plugs, bushings etc., small civil works, including all labour and materials, as per approved drawings, specifications of this tender and directions of Engineer-in-Charge. 150 mm NB. | 100.00 | M |  | 1000.00 | 100000.00 | Not Quoted | Not Quoted | 400.00 | 40000.00 | 1045.00 | 104500.00 | Not Quoted | Not Quoted | 1325.00 | 132500.00 | 950.00 | 95000.00 | 1117.00 | 111700.00 | Not Quoted | Not Quoted | Not Quoted | Not Quoted | 0.00 | 0.00 | 650.00 | 65000.00 | 534.00 | 53400.00 | 2150.00 | 215000.00 | 2288.00 | 228800.00 | 0.00 | mastek engineering private limited
63.00 | Electrical Works: STRUCTURAL STEEL Supply, fabrication and installation of MS base frames, supports for switchgear, and brackets for miscellaneous electrical equipments, cable and cable tray supports out of rolled MS sections, pipes, plates etc. including shot blasting, welding, bolting, riveting, supply of necessary anchor bolts and grouting etc., supply of paint and applying of anti-rust primer coat and finished coats of approved synthetic enamel paint as per Table-10 of specification 6-79-0020 suitable for highly corrosive environment, including breaking walls, floors etc. for structures as required including supply of all GI hardware materials, all labour and materials complete as per approved drawings, specifications of this tender and directions of Engineer-in-Charge. (Any item weighing up to 1 kg. or less shall neither be measured nor paid). | 1000.00 | KG |  | 124.00 | 124000.00 | Not Quoted | Not Quoted | 202.00 | 202000.00 | 160.00 | 160000.00 | Not Quoted | Not Quoted | 165.00 | 165000.00 | 152.00 | 152000.00 | 171.00 | 171000.00 | Not Quoted | Not Quoted | Not Quoted | Not Quoted | 0.00 | 0.00 | 125.00 | 125000.00 | 112.00 | 112000.00 | 145.00 | 145000.00 | 185.00 | 185000.00 | 0.00 | mastek engineering private limited
64.00 | Electrical Works: CABLE - TRAYS Supply and installation of prefabricated hot dip galvanised steel cable trays, fabricated out of hot rolled sheet steel with rigid welded construction ladder type with a rung as per std. 7-51-0333, of approved make and cable tray fittings, including all labour and materials, as per approved drawings, specifications of this tender and directions of Engineer-in-Charge. 300 mm wide Straight run cable tray. | 60.00 | M |  | 1020.00 | 61200.00 | Not Quoted | Not Quoted | 1400.00 | 84000.00 | 1595.00 | 95700.00 | Not Quoted | Not Quoted | 1355.00 | 81300.00 | 1140.00 | 68400.00 | 1705.00 | 102300.00 | Not Quoted | Not Quoted | Not Quoted | Not Quoted | 0.00 | 0.00 | 790.00 | 47400.00 | 1180.00 | 70800.00 | 1980.00 | 118800.00 | 1254.00 | 75240.00 | 0.00 | mastek engineering private limited
65.00 | Electrical Works: CABLE - TRAYS Supply and installation of prefabricated hot dip galvanised steel cable trays, fabricated out of hot rolled sheet steel with rigid welded construction ladder type with a rung as per std. 7-51-0333, of approved make and cable tray fittings, including all labour and materials, as per approved drawings, specifications of this tender and directions of Engineer-in-Charge. 600 mm wide Straight run cable tray. | 40.00 | M |  | 1140.00 | 45600.00 | Not Quoted | Not Quoted | 1600.00 | 64000.00 | 2695.00 | 107800.00 | Not Quoted | Not Quoted | 1510.00 | 60400.00 | 1425.00 | 57000.00 | 2880.00 | 115200.00 | Not Quoted | Not Quoted | Not Quoted | Not Quoted | 0.00 | 0.00 | 1340.00 | 53600.00 | 1382.00 | 55280.00 | 3350.00 | 134000.00 | 2882.00 | 115280.00 | 0.00 | mastek engineering private limited
66.00 | Electrical Works: CABLE GLANDS Supply of nickel-plated, flame proof IIA/IIB double compression type brass cable glands, suitable for out door terminations of armoured PVC cables of following overall diameter (excluding termination and connection of cables), including all labour and materials, as per approved drawings, specifications of this tender and directions of Engineer-in-Charge. Cables with OD upto 20 mm. | 100.00 | NOS |  | 396.00 | 39600.00 | Not Quoted | Not Quoted | 587.00 | 58700.00 | 358.00 | 35800.00 | Not Quoted | Not Quoted | 525.00 | 52500.00 | 380.00 | 38000.00 | 382.00 | 38200.00 | Not Quoted | Not Quoted | Not Quoted | Not Quoted | 0.00 | 0.00 | 450.00 | 45000.00 | 269.00 | 26900.00 | 550.00 | 55000.00 | 704.00 | 70400.00 | 0.00 | mastek engineering private limited
67.00 | Electrical Works: CABLE GLANDS Supply of nickel-plated, flame proof IIA/IIB double compression type brass cable glands, suitable for out door terminations of armoured PVC cables of following overall diameter (excluding termination and connection of cables), including all labour and materials, as per approved drawings, specifications of this tender and directions of Engineer-in-Charge. Cables with OD above 20 mm but upto 30 mm. | 50.00 | NOS |  | 516.00 | 25800.00 | Not Quoted | Not Quoted | 861.00 | 43050.00 | 495.00 | 24750.00 | Not Quoted | Not Quoted | 685.00 | 34250.00 | 713.00 | 35650.00 | 529.00 | 26450.00 | Not Quoted | Not Quoted | Not Quoted | Not Quoted | 0.00 | 0.00 | 450.00 | 22500.00 | 436.00 | 21800.00 | 980.00 | 49000.00 | 792.00 | 39600.00 | 0.00 | mastek engineering private limited
68.00 | Electrical Works: CABLE GLANDS Supply of nickel-plated, flame proof IIA/IIB double compression type brass cable glands, suitable for out door terminations of armoured PVC cables of following overall diameter (excluding termination and connection of cables), including all labour and materials, as per approved drawings, specifications of this tender and directions of Engineer-in-Charge. Cables with OD above 30 mm but upto 40 mm. | 50.00 | NOS |  | 660.00 | 33000.00 | Not Quoted | Not Quoted | 1620.00 | 81000.00 | 622.00 | 31100.00 | Not Quoted | Not Quoted | 875.00 | 43750.00 | 1235.00 | 61750.00 | 664.00 | 33200.00 | Not Quoted | Not Quoted | Not Quoted | Not Quoted | 0.00 | 0.00 | 700.00 | 35000.00 | 894.00 | 44700.00 | 1890.00 | 94500.00 | 1056.00 | 52800.00 | 0.00 | mastek engineering private limited
69.00 | Electrical Works: CABLE GLANDS Supply of nickel plated brass double compression cable glands suitable for outdoor installations (WP) of following overall diameter (excluding termination and connections of cables), including drilling of suitable holes in equipments for fixing purposes etc., including all labour and materials, as per approved drawings, specifications of this tender and directions of Engineer-in-Charge. Cables with OD upto 20 mm. | 200.00 | NOS |  | 300.00 | 60000.00 | Not Quoted | Not Quoted | 415.00 | 83000.00 | 275.00 | 55000.00 | Not Quoted | Not Quoted | 400.00 | 80000.00 | 333.00 | 66600.00 | 294.00 | 58800.00 | Not Quoted | Not Quoted | Not Quoted | Not Quoted | 0.00 | 0.00 | 450.00 | 90000.00 | 237.00 | 47400.00 | 550.00 | 110000.00 | 704.00 | 140800.00 | 0.00 | mastek engineering private limited
70.00 | Electrical Works: CABLE GLANDS Supply of nickel plated brass double compression cable glands suitable for outdoor installations (WP) of following overall diameter (excluding termination and connections of cables), including drilling of suitable holes in equipments for fixing purposes etc., including all labour and materials, as per approved drawings, specifications of this tender and directions of Engineer-in-Charge. Cables with OD above 20 mm but upto 30 mm. | 50.00 | NOS |  | 468.00 | 23400.00 | Not Quoted | Not Quoted | 700.00 | 35000.00 | 402.00 | 20100.00 | Not Quoted | Not Quoted | 620.00 | 31000.00 | 618.00 | 30900.00 | 429.00 | 21450.00 | Not Quoted | Not Quoted | Not Quoted | Not Quoted | 0.00 | 0.00 | 450.00 | 22500.00 | 403.00 | 20150.00 | 850.00 | 42500.00 | 792.00 | 39600.00 | 0.00 | mastek engineering private limited
71.00 | Electrical Works: CABLE GLANDS Supply of nickel plated brass double compression cable glands suitable for outdoor installations (WP) of following overall diameter (excluding termination and connections of cables), including drilling of suitable holes in equipments for fixing purposes etc., including all labour and materials, as per approved drawings, specifications of this tender and directions of Engineer-in-Charge. Cables with OD above 30 mm but upto 40 mm. | 50.00 | NOS |  | 564.00 | 28200.00 | Not Quoted | Not Quoted | 1300.00 | 65000.00 | 495.00 | 24750.00 | Not Quoted | Not Quoted | 740.00 | 37000.00 | 1140.00 | 57000.00 | 529.00 | 26450.00 | Not Quoted | Not Quoted | Not Quoted | Not Quoted | 0.00 | 0.00 | 450.00 | 22500.00 | 856.00 | 42800.00 | 1030.00 | 51500.00 | 1056.00 | 52800.00 | 0.00 | mastek engineering private limited
72.00 | Electrical Works: CABLE GLANDS Supply of nickel plated brass double compression cable glands suitable for outdoor installations (WP) of following overall diameter (excluding termination and connections of cables), including drilling of suitable holes in equipments for fixing purposes etc., including all labour and materials, as per approved drawings, specifications of this tender and directions of Engineer-in-Charge. Cables with OD above 40 mm but upto 50 mm. | 20.00 | NOS |  | 660.00 | 13200.00 | Not Quoted | Not Quoted | 1600.00 | 32000.00 | 578.00 | 11560.00 | Not Quoted | Not Quoted | 870.00 | 17400.00 | 1425.00 | 28500.00 | 617.00 | 12340.00 | Not Quoted | Not Quoted | Not Quoted | Not Quoted | 0.00 | 0.00 | 700.00 | 14000.00 | 1344.00 | 26880.00 | 2130.00 | 42600.00 | 2640.00 | 52800.00 | 0.00 | mastek engineering private limited
73.00 | Electrical Works: CABLE GLANDS Supply of nickel plated brass single compression cable glands of following overall diameter (excluding termination and connections of cables), including drilling of suitable holes in equipments for fixing purposes etc., including all labour and materials, as per approved drawings, specifications of this tender and directions of Engineer-in-Charge. Cables with OD upto 20 mm. | 50.00 | NOS |  | 189.00 | 9450.00 | Not Quoted | Not Quoted | 200.00 | 10000.00 | 127.00 | 6350.00 | Not Quoted | Not Quoted | 250.00 | 12500.00 | 95.00 | 4750.00 | 136.00 | 6800.00 | Not Quoted | Not Quoted | Not Quoted | Not Quoted | 0.00 | 0.00 | 450.00 | 22500.00 | 268.00 | 13400.00 | 3350.00 | 167500.00 | 352.00 | 17600.00 | 0.00 | mastek engineering private limited
74.00 | Electrical Works: CABLE GLANDS Supply of nickel plated brass single compression cable glands of following overall diameter (excluding termination and connections of cables), including drilling of suitable holes in equipments for fixing purposes etc., including all labour and materials, as per approved drawings, specifications of this tender and directions of Engineer-in-Charge. Cables with OD above 20 mm but upto 30 mm. | 30.00 | NOS |  | 284.00 | 8520.00 | Not Quoted | Not Quoted | 300.00 | 9000.00 | 259.00 | 7770.00 | Not Quoted | Not Quoted | 375.00 | 11250.00 | 238.00 | 7140.00 | 277.00 | 8310.00 | Not Quoted | Not Quoted | Not Quoted | Not Quoted | 0.00 | 0.00 | 450.00 | 13500.00 | 297.00 | 8910.00 | 980.00 | 29400.00 | 528.00 | 15840.00 | 0.00 | mastek engineering private limited
75.00 | Electrical Works: CABLE GLANDS Supply of nickel plated brass single compression cable glands of following overall diameter (excluding termination and connections of cables), including drilling of suitable holes in equipments for fixing purposes etc., including all labour and materials, as per approved drawings, specifications of this tender and directions of Engineer-in-Charge. Cables with OD above 30 mm but upto 40 mm. | 10.00 | NOS |  | 340.00 | 3400.00 | Not Quoted | Not Quoted | 400.00 | 4000.00 | 347.00 | 3470.00 | Not Quoted | Not Quoted | 450.00 | 4500.00 | 399.00 | 3990.00 | 371.00 | 3710.00 | Not Quoted | Not Quoted | Not Quoted | Not Quoted | 0.00 | 0.00 | 450.00 | 4500.00 | 540.00 | 5400.00 | 1230.00 | 12300.00 | 704.00 | 7040.00 | 0.00 | mastek engineering private limited
76.00 | Electrical Works: CABLE GLANDS Supply of nickel plated brass single compression cable glands of following overall diameter (excluding termination and connections of cables), including drilling of suitable holes in equipments for fixing purposes etc., including all labour and materials, as per approved drawings, specifications of this tender and directions of Engineer-in-Charge. Cables with OD above 40 mm but upto 50 mm. | 10.00 | NOS |  | 420.00 | 4200.00 | Not Quoted | Not Quoted | 651.00 | 6510.00 | 435.00 | 4350.00 | Not Quoted | Not Quoted | 550.00 | 5500.00 | 494.00 | 4940.00 | 465.00 | 4650.00 | Not Quoted | Not Quoted | Not Quoted | Not Quoted | 0.00 | 0.00 | 700.00 | 7000.00 | 593.00 | 5930.00 | 1550.00 | 15500.00 | 1056.00 | 10560.00 | 0.00 | mastek engineering private limited
77.00 | Electrical Works: MARKERS Supply and installation of cable markers as per std. 7-51-0301, for underground cable runs with 14 SWG enamelled steel plate with white lettering on jade green background inclusive of providing and fixing supports, including all labour and materials, as per approved drawings, specifications of this tender and directions of Engineer-in-Charge. | 30.00 | NOS |  | 3160.00 | 94800.00 | Not Quoted | Not Quoted | 2000.00 | 60000.00 | 2475.00 | 74250.00 | Not Quoted | Not Quoted | 4100.00 | 123000.00 | 2375.00 | 71250.00 | 2645.00 | 79350.00 | Not Quoted | Not Quoted | Not Quoted | Not Quoted | 0.00 | 0.00 | 450.00 | 13500.00 | 566.00 | 16980.00 | 4500.00 | 135000.00 | 1056.00 | 31680.00 | 0.00 | mastek engineering private limited
78.00 | Electrical Works: MARKERS Supply and installation of earth pit markers for directly buried GI pipe electrodes as per std. 7-51-0101 with 14 SWG enamelled steel plate engraved with white letters BURIED, EARTH ELECTRODE on JADE green background complete with support and foundation, including all labour and materials, as per approved drawings, specifications of this tender and direction of Engineer-in-Charge. | 50.00 | NOS |  | 2920.00 | 146000.00 | Not Quoted | Not Quoted | 2000.00 | 100000.00 | 2475.00 | 123750.00 | Not Quoted | Not Quoted | 3870.00 | 193500.00 | 3325.00 | 166250.00 | 2645.00 | 132250.00 | Not Quoted | Not Quoted | Not Quoted | Not Quoted | 0.00 | 0.00 | 450.00 | 22500.00 | 566.00 | 28300.00 | 6500.00 | 325000.00 | 1760.00 | 88000.00 | 0.00 | mastek engineering private limited
79.00 | Electrical Works: CABLE LUGS Supply of crimping type tinned copper lugs with circular/sector shaped barrel for following conductor sizes, as per approved drawings, specifications of this tender and directions of Engineer-in-Charge. All sizes upto 10 sq. mm. | 200.00 | NOS |  | 20.00 | 4000.00 | Not Quoted | Not Quoted | 20.00 | 4000.00 | 61.00 | 12200.00 | Not Quoted | Not Quoted | 25.00 | 5000.00 | 57.00 | 11400.00 | 65.00 | 13000.00 | Not Quoted | Not Quoted | Not Quoted | Not Quoted | 0.00 | 0.00 | 75.00 | 15000.00 | 11.00 | 2200.00 | 45.00 | 9000.00 | 35.00 | 7000.00 | 0.00 | mastek engineering private limited
80.00 | Electrical Works: CABLE LUGS Supply of crimping type tinned copper lugs with circular/sector shaped barrel for following conductor sizes, as per approved drawings, specifications of this tender and directions of Engineer-in-Charge. All sizes from 16 to 35 sq. mm | 100.00 | NOS |  | 28.00 | 2800.00 | Not Quoted | Not Quoted | 40.00 | 4000.00 | 105.00 | 10500.00 | Not Quoted | Not Quoted | 35.00 | 3500.00 | 95.00 | 9500.00 | 112.00 | 11200.00 | Not Quoted | Not Quoted | Not Quoted | Not Quoted | 0.00 | 0.00 | 110.00 | 11000.00 | 27.00 | 2700.00 | 90.00 | 9000.00 | 53.00 | 5300.00 | 0.00 | mastek engineering private limited
81.00 | Electrical Works: CABLE LUGS Supply of crimping type tinned copper lugs with circular/sector shaped barrel for following conductor sizes, as per approved drawings, specifications of this tender and directions of Engineer-in-Charge. All sizes from 50 to 185 sq. mm | 40.00 | NOS |  | 52.00 | 2080.00 | Not Quoted | Not Quoted | 300.00 | 12000.00 | 149.00 | 5960.00 | Not Quoted | Not Quoted | 70.00 | 2800.00 | 570.00 | 22800.00 | 159.00 | 6360.00 | Not Quoted | Not Quoted | Not Quoted | Not Quoted | 0.00 | 0.00 | 210.00 | 8400.00 | 162.00 | 6480.00 | 210.00 | 8400.00 | 440.00 | 17600.00 | 0.00 | mastek engineering private limited
82.00 | Electrical Works: LIGHTING POLES Supply and installation of street lighting poles (single bracket/double bracket) including supply and installation of marshalling box as per std. 7-51-0208 and necessary wire/cable running from marshalling box to the lighting fixture, cable termination and connection, fixing of cable glands and lugs, including all civil works, excavation, foundation, disposal of surplus earth, providing shoring, strutting and dewatering if required and including supply of cement, steel, GI pipes, base plates, paint and all sundry materials as required, including painting, including all labour and materials, as per approved drawings, specifications of this tender and directions of Engineer-in-Charge. Poles as per std. 7-51-0207 sht. 1 of 2 (Single bracket). | 8.00 | NOS |  | 23720.00 | 189760.00 | Not Quoted | Not Quoted | 26000.00 | 208000.00 | 32835.00 | 262680.00 | Not Quoted | Not Quoted | 31000.00 | 248000.00 | 30400.00 | 243200.00 | 35080.00 | 280640.00 | Not Quoted | Not Quoted | Not Quoted | Not Quoted | 0.00 | 0.00 | 26000.00 | 208000.00 | 24544.00 | 196352.00 | 45000.00 | 360000.00 | 26400.00 | 211200.00 | 0.00 | mastek engineering private limited
83.00 | Electrical Works: LIGHTING POLES Supply and installation of Lighting Poles for floor mounting as per std. 7-51-0201, including all civil works, excavation, foundation, disposal of surplus earth, providing shoring, strutting and dewatering if required and including supply of cement, steel, GI pipes, base plates, paint and all sundry materials as required, including painting, (excluding supply and installation of control gear box/junction box), but including all labour and materials, as per approved drawings, specifications of this tender and directions of Engineer-in-Charge. Lighting poles for hazardous areas. | 12.00 | NOS |  | 15720.00 | 188640.00 | Not Quoted | Not Quoted | 26000.00 | 312000.00 | 38115.00 | 457380.00 | Not Quoted | Not Quoted | 21000.00 | 252000.00 | 20900.00 | 250800.00 | 40721.00 | 488652.00 | Not Quoted | Not Quoted | Not Quoted | Not Quoted | 0.00 | 0.00 | 28000.00 | 336000.00 | 16472.00 | 197664.00 | 55500.00 | 666000.00 | 26400.00 | 316800.00 | 0.00 | mastek engineering private limited
84.00 | Electrical Works: LIGHTING POLES Supply and installation of street lighting poles (single bracket/double bracket) including built in marshalling box and necessary wire/cable running from marshalling box to the lighting fixture, cable termination and connection, fixing of cable glands and lugs, including all civil works, excavation, foundation, disposal of surplus earth, providing shoring, strutting and dewatering if required and including supply of cement, steel, GI pipes, base plates, paint and all sundry materials as required, including painting, including all labour and materials, as per approved drawings, specifications of this tender and directions of Engineer-in-Charge. Poles as per std. 7-51-0234 sht. 1 of 2 (Single bracket) | 8.00 | NOS |  | 22800.00 | 182400.00 | Not Quoted | Not Quoted | 26000.00 | 208000.00 | 31845.00 | 254760.00 | Not Quoted | Not Quoted | 30000.00 | 240000.00 | 29450.00 | 235600.00 | 34023.00 | 272184.00 | Not Quoted | Not Quoted | Not Quoted | Not Quoted | 0.00 | 0.00 | 26000.00 | 208000.00 | 24544.00 | 196352.00 | 42000.00 | 336000.00 | 26400.00 | 211200.00 | 0.00 | mastek engineering private limited
85.00 | Electrical Works: LIGHTING POLES Supply and installation of street lighting poles (single bracket/double bracket) including built in marshalling box and necessary wire/cable running from marshalling box to the lighting fixture, cable termination and connection, fixing of cable glands and lugs, including all civil works, excavation, foundation, disposal of surplus earth, providing shoring, strutting and dewatering if required and including supply of cement, steel, GI pipes, base plates, paint and all sundry materials as required, including painting, including all labour and materials, as per approved drawings, specifications of this tender and directions of Engineer-in-Charge. Poles as per std. 7-51-0235 sht. 1 of 2 | 8.00 | NOS |  | 29200.00 | 233600.00 | Not Quoted | Not Quoted | 26000.00 | 208000.00 | 35695.00 | 285560.00 | Not Quoted | Not Quoted | 39000.00 | 312000.00 | 36100.00 | 288800.00 | 38136.00 | 305088.00 | Not Quoted | Not Quoted | Not Quoted | Not Quoted | 0.00 | 0.00 | 28000.00 | 224000.00 | 27773.00 | 222184.00 | 52300.00 | 418400.00 | 26400.00 | 211200.00 | 0.00 | mastek engineering private limited
86.00 | Electrical Works: HAZARDOUS AREA LIGHTING FIXTURES AND ACCESSORIES Installation, connection, testing and commissioning of following types of flame proof/Div.2 lighting fixtures and accessories, including cable termination and connection, fixing of cable glands, lugs, including supply of necessary hardwares, including transportation from store/yard to site at the place of installation, unpacking, including all labour and materials, as per approved drawings, specifications of this tender and directions of Engineer-in-Charge. 4-way, junction box. | 8.00 | NOS |  | 1480.00 | 11840.00 | Not Quoted | Not Quoted | 3500.00 | 28000.00 | 4950.00 | 39600.00 | Not Quoted | Not Quoted | 1950.00 | 15600.00 | 2850.00 | 22800.00 | 5289.00 | 42312.00 | Not Quoted | Not Quoted | Not Quoted | Not Quoted | 0.00 | 0.00 | 7500.00 | 60000.00 | 1759.00 | 14072.00 | 6500.00 | 52000.00 | 7480.00 | 59840.00 | 0.00 | mastek engineering private limited
87.00 | Electrical Works: HAZARDOUS AREA LIGHTING FIXTURES AND ACCESSORIES Supply and installation of adapters for Platform and ground pole mounted lighting fixtures as per EIL std.no.7-51-0221, approved drawings, specifications of this tender and directions of Engineer-in-Charge. | 8.00 | NOS |  | 3960.00 | 31680.00 | Not Quoted | Not Quoted | 16000.00 | 128000.00 | 1375.00 | 11000.00 | Not Quoted | Not Quoted | 5250.00 | 42000.00 | 1520.00 | 12160.00 | 1469.00 | 11752.00 | Not Quoted | Not Quoted | Not Quoted | Not Quoted | 0.00 | 0.00 | 45000.00 | 360000.00 | 1160.00 | 9280.00 | 28900.00 | 231200.00 | 3080.00 | 24640.00 | 0.00 | mastek engineering private limited
88.00 | Electrical Works: SAFE AREA LIGHTING FIXTURES Supply, installation, testing and commissioning of following energy efficient lighting fixtures and connecting to wiring junction box/marshalling box complete with lamps and necessary control gear including supply of all connected materials like flexible conduit, clamps, supports, chains, anchor fastners, bolts, nuts and washers etc. as required, including supply and fixing of cable glands, lugs, including all labour and materials, as per approved drawings, data sheet for lighting fixture schedule, EIL installation standards, specifications of this tender and directions of Engineer-in-Charge. Type LED 6 Fixtures. | 18.00 | NOS |  | 4400.00 | 79200.00 | Not Quoted | Not Quoted | 5000.00 | 90000.00 | 13915.00 | 250470.00 | Not Quoted | Not Quoted | 25000.00 | 450000.00 | 6175.00 | 111150.00 | 14867.00 | 267606.00 | Not Quoted | Not Quoted | Not Quoted | Not Quoted | 0.00 | 0.00 | 22000.00 | 396000.00 | 1874.00 | 33732.00 | 6600.00 | 118800.00 | 3080.00 | 55440.00 | 0.00 | mastek engineering private limited
89.00 | Electrical Works: FANS AND EXHAUST FANS Supply, installation, connection, testing and commissioning of following types of exhaust fans including supply of all necessary supports etc., including fixing of cable glands, lugs with BEE(Bureau of Energy Efficiency) rating of minimum 3 star including all labour and materials and accessories like mounting frame, fixing bolt, wire guard/louvres etc., as per approved drawings, specifications of this tender and directions of Engineer-in-Charge. 300 mm dia., 1 phase, 900 rpm, wall mounting type epoxy painted exhaust fan with louvres. | 12.00 | NOS |  | 3880.00 | 46560.00 | Not Quoted | Not Quoted | 9000.00 | 108000.00 | 9515.00 | 114180.00 | Not Quoted | Not Quoted | 5150.00 | 61800.00 | 3800.00 | 45600.00 | 10166.00 | 121992.00 | Not Quoted | Not Quoted | Not Quoted | Not Quoted | 0.00 | 0.00 | 5500.00 | 66000.00 | 4397.00 | 52764.00 | 9800.00 | 117600.00 | 3960.00 | 47520.00 | 0.00 | mastek engineering private limited
90.00 | Electrical Works: FANS AND EXHAUST FANS Supply, installation, connection, testing and commissioning of following types of exhaust fans including supply of all necessary supports etc., including fixing of cable glands, lugs with BEE(Bureau of Energy Efficiency) rating of minimum 3 star including all labour and materials and accessories like mounting frame, fixing bolt, wire guard/louvres etc., as per approved drawings, specifications of this tender and directions of Engineer-in-Charge. 450 mm dia., 1 phase, 900 rpm, wall mounting type epoxy painted exhaust fan with louvres. | 12.00 | NOS |  | 5200.00 | 62400.00 | Not Quoted | Not Quoted | 12000.00 | 144000.00 | 13695.00 | 164340.00 | Not Quoted | Not Quoted | 6890.00 | 82680.00 | 4275.00 | 51300.00 | 14632.00 | 175584.00 | Not Quoted | Not Quoted | Not Quoted | Not Quoted | 0.00 | 0.00 | 6500.00 | 78000.00 | 6227.00 | 74724.00 | 33200.00 | 398400.00 | 4224.00 | 50688.00 | 0.00 | mastek engineering private limited
91.00 | Electrical Works: FANS AND EXHAUST FANS Supply, installation, connection, testing and commissioning of following types of exhaust fans including supply of all necessary supports etc., including fixing of cable glands, lugs with BEE(Bureau of Energy Efficiency) rating of minimum 3 star including all labour and materials and accessories like mounting frame, fixing bolt, wire guard/louvres etc., as per approved drawings, specifications of this tender and directions of Engineer-in-Charge. 450 mm dia., 1 phase, 900 rpm, wall mounting type epoxy painted exhaust fan with louvres suitable for Gas group IIC, temperature class T3. | 8.00 | NOS |  | 14800.00 | 118400.00 | Not Quoted | Not Quoted | 16000.00 | 128000.00 | 20350.00 | 162800.00 | Not Quoted | Not Quoted | 19500.00 | 156000.00 | 20900.00 | 167200.00 | 21742.00 | 173936.00 | Not Quoted | Not Quoted | Not Quoted | Not Quoted | 0.00 | 0.00 | 6500.00 | 52000.00 | 12779.00 | 102232.00 | 6500.00 | 52000.00 | 15840.00 | 126720.00 | 0.00 | mastek engineering private limited
92.00 | Electrical Works: FANS AND EXHAUST FANS Supply, installation, connection, testing and commissioning of 240 V AC, 1200 mm sweep ceiling fan with regulator (labeled as minimum 3-star by Bureau of Energy Efficiency)including providing clamp/hook in RCC slab, if necessary, providing, fixing, ceiling, rose, wiring, including all labour and materials, as per approved drawings, specifications of this tender and directions of Engineer-in-Charge. | 8.00 | NOS |  | 4040.00 | 32320.00 | Not Quoted | Not Quoted | 4000.00 | 32000.00 | 4950.00 | 39600.00 | Not Quoted | Not Quoted | 5350.00 | 42800.00 | 2850.00 | 22800.00 | 5289.00 | 42312.00 | Not Quoted | Not Quoted | Not Quoted | Not Quoted | 0.00 | 0.00 | 9000.00 | 72000.00 | 3644.00 | 29152.00 | 1890.00 | 15120.00 | 3520.00 | 28160.00 | 0.00 | mastek engineering private limited
93.00 | Electrical Works: SOCKETS/RECEPTACLES AND SWITCHES/MCB UNITS Supply, installation, connection, testing and commissioning of following ratings of 240 V, single phase, sockets/receptacles and metallic outlet boxes as described below including supply of all connected materials, including all labour and materials, as per approved drawings, specifications of this tender and directions of Engineer-in-Charge. 6 A, 5 pin plate type flush/ surface mounting sockets/receptacles. | 20.00 | NOS |  | 236.00 | 4720.00 | Not Quoted | Not Quoted | 1920.00 | 38400.00 | 715.00 | 14300.00 | Not Quoted | Not Quoted | 310.00 | 6200.00 | 760.00 | 15200.00 | 764.00 | 15280.00 | Not Quoted | Not Quoted | Not Quoted | Not Quoted | 0.00 | 0.00 | 1200.00 | 24000.00 | 353.00 | 7060.00 | 2150.00 | 43000.00 | 704.00 | 14080.00 | 0.00 | mastek engineering private limited
94.00 | Electrical Works: SOCKETS/RECEPTACLES AND SWITCHES/MCB UNITS Supply, installation, connection, testing and commissioning of following ratings of 240 V, single phase, sockets/receptacles and metallic outlet boxes as described below including supply of all connected materials, including all labour and materials, as per approved drawings, specifications of this tender and directions of Engineer-in-Charge. 16/6 A, 6 pin plate type flush/ surface mounting sockets/receptacles. | 8.00 | NOS |  | 292.00 | 2336.00 | Not Quoted | Not Quoted | 1920.00 | 15360.00 | 1265.00 | 10120.00 | Not Quoted | Not Quoted | 380.00 | 3040.00 | 903.00 | 7224.00 | 1352.00 | 10816.00 | Not Quoted | Not Quoted | Not Quoted | Not Quoted | 0.00 | 0.00 | 1500.00 | 12000.00 | 461.00 | 3688.00 | 1670.00 | 13360.00 | 1056.00 | 8448.00 | 0.00 | mastek engineering private limited
95.00 | Electrical Works: SOCKETS/RECEPTACLES AND SWITCHES/MCB UNITS Supply, installation, connection, testing and commissioning of following 240 V, single phase switches/MCB units, including outlet boxes and associated accessories, including all labour and materials, as per approved drawings, specifications of this tender and directions of Engineer-in-Charge. 5 A, plate type flush/surface mounted swtches. | 80.00 | NOS |  | 112.00 | 8960.00 | Not Quoted | Not Quoted | 6000.00 | 480000.00 | 495.00 | 39600.00 | Not Quoted | Not Quoted | 150.00 | 12000.00 | 475.00 | 38000.00 | 529.00 | 42320.00 | Not Quoted | Not Quoted | Not Quoted | Not Quoted | 0.00 | 0.00 | 1500.00 | 120000.00 | 353.00 | 28240.00 | 1890.00 | 151200.00 | 352.00 | 28160.00 | 0.00 | mastek engineering private limited
96.00 | Electrical Works: SOCKETS/RECEPTACLES AND SWITCHES/MCB UNITS Supply, installation, connection, testing and commissioning of following 240 V, single phase switches/MCB units, including outlet boxes and associated accessories, including all labour and materials, as per approved drawings, specifications of this tender and directions of Engineer-in-Charge. 15 A, plate type flush/surface mounted swtches. | 8.00 | NOS |  | 260.00 | 2080.00 | Not Quoted | Not Quoted | 12000.00 | 96000.00 | 715.00 | 5720.00 | Not Quoted | Not Quoted | 345.00 | 2760.00 | 713.00 | 5704.00 | 764.00 | 6112.00 | Not Quoted | Not Quoted | Not Quoted | Not Quoted | 0.00 | 0.00 | 1500.00 | 12000.00 | 461.00 | 3688.00 | 4530.00 | 36240.00 | 1056.00 | 8448.00 | 0.00 | mastek engineering private limited
97.00 | Electrical Works: SOCKETS/RECEPTACLES AND SWITCHES/MCB UNITS Supply, installation, connection, testing and commissioning of following 240 V, single phase switches/MCB units, including outlet boxes and associated accessories, including all labour and materials, as per approved drawings, specifications of this tender and directions of Engineer-in-Charge. 20A, DP MCB unit in moulded case enclosure for window type air conditioner. | 8.00 | NOS |  | 3160.00 | 25280.00 | Not Quoted | Not Quoted | 12000.00 | 96000.00 | 1815.00 | 14520.00 | Not Quoted | Not Quoted | 4180.00 | 33440.00 | 1425.00 | 11400.00 | 1940.00 | 15520.00 | Not Quoted | Not Quoted | Not Quoted | Not Quoted | 0.00 | 0.00 | 1500.00 | 12000.00 | 1397.00 | 11176.00 | 6570.00 | 52560.00 | 1760.00 | 14080.00 | 0.00 | mastek engineering private limited
98.00 | Electrical Works: SOCKETS/RECEPTACLES AND SWITCHES/MCB UNITS Supply, installation, connection, testing and commissioning of following 240 V, single phase switches/MCB units, including outlet boxes and associated accessories, including all labour and materials, as per approved drawings, specifications of this tender and directions of Engineer-in-Charge. 32A, DP MCB unit in moulded case enclosure for window / split type air conditioner | 12.00 | NOS |  | 3400.00 | 40800.00 | Not Quoted | Not Quoted | 15000.00 | 180000.00 | 2184.00 | 26208.00 | Not Quoted | Not Quoted | 4500.00 | 54000.00 | 2375.00 | 28500.00 | 2333.00 | 27996.00 | Not Quoted | Not Quoted | Not Quoted | Not Quoted | 0.00 | 0.00 | 1500.00 | 18000.00 | 1397.00 | 16764.00 | 5600.00 | 67200.00 | 3520.00 | 42240.00 | 0.00 | mastek engineering private limited
99.00 | Electrical Works: JUNCTION BOXES (OUTDOOR/INDOOR TYPE) Supply and installation of dust and vermin proof G.I. sheet steel (1.6 mm thick) junction box WP type suitable for outdoor/indoor installation with number of outgoing ways as under, complete with PVC connectors, supply and fixing of cable glands, including supply of required size and number of terminals, including all labour and materials, as per approved drawings, specifications of this tender and directions of Engineer-in-Charge. 4 way. | 4.00 | NOS |  | 1800.00 | 7200.00 | Not Quoted | Not Quoted | 18000.00 | 72000.00 | 715.00 | 2860.00 | Not Quoted | Not Quoted | 2380.00 | 9520.00 | 7600.00 | 30400.00 | 764.00 | 3056.00 | Not Quoted | Not Quoted | Not Quoted | Not Quoted | 0.00 | 0.00 | 4500.00 | 18000.00 | 2520.00 | 10080.00 | 33450.00 | 133800.00 | 2825.00 | 11300.00 | 0.00 | mastek engineering private limited
100.00 | Electrical Works: LIGHTING/POWER PANELS AND DISTRIBUTION BOARDS Supply, installation, connection, testing and commissioning of flame proof weather proof lighting/power panels (for gas group IIA/IIB) as per EIL std. spec. 6-51-0008, including all labour and materials, as per approved drawings, specifications of this tender and directions of Engineer-in-Charge. 40 A, 4 pole incomer MCB isolator and ELCB and 6 Nos. outgoing double pole MCBs (upto 20 A). | 2.00 | NOS |  | 58000.00 | 116000.00 | Not Quoted | Not Quoted | 66000.00 | 132000.00 | 71500.00 | 143000.00 | Not Quoted | Not Quoted | 76886.00 | 153772.00 | 76000.00 | 152000.00 | 76388.00 | 152776.00 | Not Quoted | Not Quoted | Not Quoted | Not Quoted | 0.00 | 0.00 | 65000.00 | 130000.00 | 39769.00 | 79538.00 | 29890.00 | 59780.00 | 46200.00 | 92400.00 | 0.00 | mastek engineering private limited
101.00 | Electrical Works: LIGHTING/POWER PANELS AND DISTRIBUTION BOARDS Supply, installation, connection, testing and commissioning of safe area lighting/power panels, surface/flush mounting type, wall mounting type in dust tight (with hinged cover) sheet steel enclosure having 4 pole incomer and single pole MCB (9 kA type) for outgoing circuit control with complete wiring, including cable termination, connection and fixing of cable glands, including all labour and materials, as per approved drawings, specifications of this tender and directions of Engineer-in-Charge. 40 A, 4 pole incomer MCB isolator and 6 Nos. outgoing single pole MCBs (upto 20 A). | 4.00 | NOS |  | 52400.00 | 209600.00 | Not Quoted | Not Quoted | 56000.00 | 224000.00 | 49500.00 | 198000.00 | Not Quoted | Not Quoted | 69463.00 | 277852.00 | 33250.00 | 133000.00 | 52884.00 | 211536.00 | Not Quoted | Not Quoted | Not Quoted | Not Quoted | 0.00 | 0.00 | 45000.00 | 180000.00 | 30083.00 | 120332.00 | 32450.00 | 129800.00 | 26840.00 | 107360.00 | 0.00 | mastek engineering private limited
102.00 | Electrical Works: LIGHTING/POWER PANELS AND DISTRIBUTION BOARDS Supply, installation, connection, testing and commissioning of safe area lighting/power panels, surface/flush mounting type, wall mounting type in dust tight (with hinged cover) sheet steel enclosure having 4 pole incomer and single pole MCB (9 kA type) for outgoing circuit control with complete wiring, including cable termination, connection and fixing of cable glands, including all labour and materials, as per approved drawings, specifications of this tender and directions of Engineer-in-Charge. 40 A, 4 pole incomer MCB isolator and 12 Nos. outgoing single pole MCBs (upto 20 A). | 4.00 | NOS |  | 54800.00 | 219200.00 | Not Quoted | Not Quoted | 66000.00 | 264000.00 | 104500.00 | 418000.00 | Not Quoted | Not Quoted | 72644.00 | 290576.00 | 47500.00 | 190000.00 | 111644.00 | 446576.00 | Not Quoted | Not Quoted | Not Quoted | Not Quoted | 0.00 | 0.00 | 45000.00 | 180000.00 | 30083.00 | 120332.00 | 23450.00 | 93800.00 | 29480.00 | 117920.00 | 0.00 | mastek engineering private limited
103.00 | Electrical Works: LIGHTING/POWER PANELS AND DISTRIBUTION BOARDS Supply, installation, connection, testing and commissioning of safe area lighting/power panels, surface/flush mounting type, wall mounting type in dust tight (with hinged cover) sheet steel enclosure having 4 pole incomer and single pole MCB (9 kA type) for outgoing circuit control with complete wiring, including cable termination, connection and fixing of cable glands, including all labour and materials, as per approved drawings, specifications of this tender and directions of Engineer-in-Charge. 40 A, 4 pole incomer MCB isolator and ELCB and 6 Nos. outgoing single pole MCBs (upto 20 A). | 4.00 | NOS |  | 52400.00 | 209600.00 | Not Quoted | Not Quoted | 68000.00 | 272000.00 | 49500.00 | 198000.00 | Not Quoted | Not Quoted | 69463.00 | 277852.00 | 38000.00 | 152000.00 | 52884.00 | 211536.00 | Not Quoted | Not Quoted | Not Quoted | Not Quoted | 0.00 | 0.00 | 45000.00 | 180000.00 | 30083.00 | 120332.00 | 33490.00 | 133960.00 | 44000.00 | 176000.00 | 0.00 | mastek engineering private limited
104.00 | Electrical Works: LIGHTING/POWER PANELS AND DISTRIBUTION BOARDS Supply, installation, connection, testing and commissioning of safe area lighting/power panels, surface/flush mounting type, wall mounting type in dust tight (with hinged cover) sheet steel enclosure having 4 pole incomer and single pole MCB (9 kA type) for outgoing circuit control with complete wiring, including cable termination, connection and fixing of cable glands, including all labour and materials, as per approved drawings, specifications of this tender and directions of Engineer-in-Charge. 40 A, 4 pole incomer MCB isolator and ELCB and 12 Nos. outgoing single pole MCBs (upto 20 A). | 4.00 | NOS |  | 54800.00 | 219200.00 | Not Quoted | Not Quoted | 68000.00 | 272000.00 | 104500.00 | 418000.00 | Not Quoted | Not Quoted | 72644.00 | 290576.00 | 52250.00 | 209000.00 | 111644.00 | 446576.00 | Not Quoted | Not Quoted | Not Quoted | Not Quoted | 0.00 | 0.00 | 45000.00 | 180000.00 | 30608.00 | 122432.00 | 180.00 | 720.00 | 44000.00 | 176000.00 | 0.00 | mastek engineering private limited
105.00 | Electrical Works: WIRING Circuit wiring in non-hazardous areas using (size given below), copper conductor, PVC insulated, FRLS outer sleeve cables (third core for earthing), from lighting/power panel/distribution junction box, excluding the supply of cable, junction boxes and cable glands but including termination and connection, including all labour and materials, as per approved drawings, specifications of this tender and directions of Engineer-in-Charge. 3 C x 2.5 sq. mm | 400.00 | M |  | 100.00 | 40000.00 | Not Quoted | Not Quoted | 250.00 | 100000.00 | 138.00 | 55200.00 | Not Quoted | Not Quoted | 133.00 | 53200.00 | 95.00 | 38000.00 | 147.00 | 58800.00 | Not Quoted | Not Quoted | Not Quoted | Not Quoted | 0.00 | 0.00 | 150.00 | 60000.00 | 22.00 | 8800.00 | 210.00 | 84000.00 | 396.00 | 158400.00 | 0.00 | mastek engineering private limited
106.00 | Electrical Works: WIRING Circuit wiring in hazardous areas using (sizes given below) copper conductor, PVC insulated, FRLS outer sleeve armoured cables (third core for earthing) from lighting/power panel/distribution junction box onwards, excluding the supply of cables, junction boxes and cable glands but including fixing of cable glands, supply and fixing of clamps, cable terminations and connections, including all labour and materials, as per approved drawings, specifications of this tender and directions of Engineer-in-Charge. 3 C x 2.5 sq. mm | 400.00 | M |  | 164.00 | 65600.00 | Not Quoted | Not Quoted | 250.00 | 100000.00 | 215.00 | 86000.00 | Not Quoted | Not Quoted | 217.00 | 86800.00 | 95.00 | 38000.00 | 230.00 | 92000.00 | Not Quoted | Not Quoted | Not Quoted | Not Quoted | 0.00 | 0.00 | 150.00 | 60000.00 | 22.00 | 8800.00 | 145.00 | 58000.00 | 396.00 | 158400.00 | 0.00 | mastek engineering private limited
107.00 | Electrical Works: WIRING Circuit wiring with 660 V grade, (sizes given below), FRLS PVC insulated copper wires in already laid surface/concealed conduit from lighting panel/power panel onwards including the supply of wires, termination and connection, including all labour and materials, as per approved drawings, specifications of this tender and directions of Engineer-in-Charge. 3 Nos x 1.5 sq. mm | 1000.00 | M |  | 52.00 | 52000.00 | Not Quoted | Not Quoted | 200.00 | 200000.00 | 105.00 | 105000.00 | Not Quoted | Not Quoted | 70.00 | 70000.00 | 105.00 | 105000.00 | 112.00 | 112000.00 | Not Quoted | Not Quoted | Not Quoted | Not Quoted | 0.00 | 0.00 | 275.00 | 275000.00 | 40.00 | 40000.00 | 265.00 | 265000.00 | 211.00 | 211000.00 | 0.00 | mastek engineering private limited
108.00 | Electrical Works: WIRING Circuit wiring with 660 V grade, (sizes given below), FRLS PVC insulated copper wires in already laid surface/concealed conduit from lighting panel/power panel onwards including the supply of wires, termination and connection, including all labour and materials, as per approved drawings, specifications of this tender and directions of Engineer-in-Charge. 3 Nos x 2.5 sq. mm | 500.00 | M |  | 79.00 | 39500.00 | Not Quoted | Not Quoted | 200.00 | 100000.00 | 182.00 | 91000.00 | Not Quoted | Not Quoted | 105.00 | 52500.00 | 124.00 | 62000.00 | 194.00 | 97000.00 | Not Quoted | Not Quoted | Not Quoted | Not Quoted | 0.00 | 0.00 | 275.00 | 137500.00 | 89.00 | 44500.00 | 210.00 | 105000.00 | 264.00 | 132000.00 | 0.00 | mastek engineering private limited
109.00 | Electrical Works: WIRING Circuit wiring with 660 V grade, (sizes given below), FRLS PVC insulated copper wires in already laid surface/concealed conduit from lighting panel/power panel onwards including the supply of wires, termination and connection, including all labour and materials, as per approved drawings, specifications of this tender and directions of Engineer-in-Charge. 5 Nos x 1.5 sq. mm | 400.00 | M |  | 84.00 | 33600.00 | Not Quoted | Not Quoted | 250.00 | 100000.00 | 204.00 | 81600.00 | Not Quoted | Not Quoted | 110.00 | 44000.00 | 143.00 | 57200.00 | 218.00 | 87200.00 | Not Quoted | Not Quoted | Not Quoted | Not Quoted | 0.00 | 0.00 | 325.00 | 130000.00 | 124.00 | 49600.00 | 290.00 | 116000.00 | 352.00 | 140800.00 | 0.00 | mastek engineering private limited
110.00 | Electrical Works: WIRING Circuit wiring with 660 V grade, (sizes given below), FRLS PVC insulated copper wires in already laid surface/concealed conduit from lighting panel/power panel onwards including the supply of wires, termination and connection, including all labour and materials, as per approved drawings, specifications of this tender and directions of Engineer-in-Charge. 5 Nos x 2.5 sq. mm | 300.00 | M |  | 124.00 | 37200.00 | Not Quoted | Not Quoted | 250.00 | 75000.00 | 248.00 | 74400.00 | Not Quoted | Not Quoted | 165.00 | 49500.00 | 190.00 | 57000.00 | 265.00 | 79500.00 | Not Quoted | Not Quoted | Not Quoted | Not Quoted | 0.00 | 0.00 | 325.00 | 97500.00 | 142.00 | 42600.00 | 280.00 | 84000.00 | 440.00 | 132000.00 | 0.00 | mastek engineering private limited
111.00 | Electrical Works: WIRING Circuit wiring with 660 V grade, (sizes given below), FRLS PVC insulated copper wires in already laid surface/concealed conduit from lighting panel/power panel onwards including the supply of wires, termination and connection, including all labour and materials, as per approved drawings, specifications of this tender and directions of Engineer-in-Charge. 7 Nos x 1.5 sq. mm | 100.00 | M |  | 116.00 | 11600.00 | Not Quoted | Not Quoted | 300.00 | 30000.00 | 237.00 | 23700.00 | Not Quoted | Not Quoted | 155.00 | 15500.00 | 190.00 | 19000.00 | 253.00 | 25300.00 | Not Quoted | Not Quoted | Not Quoted | Not Quoted | 0.00 | 0.00 | 350.00 | 35000.00 | 170.00 | 17000.00 | 330.00 | 33000.00 | 493.00 | 49300.00 | 0.00 | mastek engineering private limited
112.00 | Electrical Works: WIRING Circuit wiring with 660 V grade, (sizes given below), FRLS PVC insulated copper wires in already laid surface/concealed conduit from lighting panel/power panel onwards including the supply of wires, termination and connection, including all labour and materials, as per approved drawings, specifications of this tender and directions of Engineer-in-Charge. 3 Nos x 4 sq. mm | 100.00 | M |  | 132.00 | 13200.00 | Not Quoted | Not Quoted | 180.00 | 18000.00 | 292.00 | 29200.00 | Not Quoted | Not Quoted | 175.00 | 17500.00 | 171.00 | 17100.00 | 312.00 | 31200.00 | Not Quoted | Not Quoted | Not Quoted | Not Quoted | 0.00 | 0.00 | 275.00 | 27500.00 | 139.00 | 13900.00 | 290.00 | 29000.00 | 422.00 | 42200.00 | 0.00 | mastek engineering private limited
113.00 | Electrical Works: WIRING Circuit wiring in non-hazardous areas using (size given below), copper conductor, PVC insulated, FRLS outer sleeve cables (third core for earthing) from lighting panel/distribution junction box onwards including the supply of cable, junction boxes and cable glands, including termination and connection, including all labour and materials, as per approved drawings, specifications of this tender and directions of Engineer-in-Charge. 3 C x 2.5 sq. mm armoured Cu cables. | 600.00 | M |  | 168.00 | 100800.00 | Not Quoted | Not Quoted | 150.00 | 90000.00 | 215.00 | 129000.00 | Not Quoted | Not Quoted | 220.00 | 132000.00 | 200.00 | 120000.00 | 230.00 | 138000.00 | Not Quoted | Not Quoted | Not Quoted | Not Quoted | 0.00 | 0.00 | 275.00 | 165000.00 | 131.00 | 78600.00 | 350.00 | 210000.00 | 396.00 | 237600.00 | 0.00 | mastek engineering private limited
114.00 | Electrical Works: WIRING Supply and laying of (surface type) approved make of black enamelled steel conduit of following diameter and associated fittings from lighting/power panel, telephone, fire alarm/plant communication points etc., including supply of G.I. sheet steel junction boxes with acrylic cover, pull wire, including all labour and materials, as per approved drawings, specifications of this tender and directions of Engineer-in-Charge. 25 mm diameter. | 200.00 | M |  | 180.00 | 36000.00 | Not Quoted | Not Quoted | 150.00 | 30000.00 | 204.00 | 40800.00 | Not Quoted | Not Quoted | 230.00 | 46000.00 | 190.00 | 38000.00 | 218.00 | 43600.00 | Not Quoted | Not Quoted | Not Quoted | Not Quoted | 0.00 | 0.00 | 600.00 | 120000.00 | 446.00 | 89200.00 | 990.00 | 198000.00 | 308.00 | 61600.00 | 0.00 | mastek engineering private limited
115.00 | Electrical Works: WIRING Supply and laying of (surface type) approved make of black enamelled steel conduit of following diameter and associated fittings from lighting/power panel, telephone, fire alarm/plant communication points etc., including supply of G.I. sheet steel junction boxes with acrylic cover, pull wire, including all labour and materials, as per approved drawings, specifications of this tender and directions of Engineer-in-Charge. 40 mm diameter. | 400.00 | M |  | 236.00 | 94400.00 | Not Quoted | Not Quoted | 150.00 | 60000.00 | 259.00 | 103600.00 | Not Quoted | Not Quoted | 310.00 | 124000.00 | 285.00 | 114000.00 | 277.00 | 110800.00 | Not Quoted | Not Quoted | Not Quoted | Not Quoted | 0.00 | 0.00 | 600.00 | 240000.00 | 660.00 | 264000.00 | 2150.00 | 860000.00 | 528.00 | 211200.00 | 0.00 | mastek engineering private limited
116.00 | Electrical Works: WIRING Supply and installation of 50 mm x 50 mm, (18 SWG) 'METSEC' channel with removable cover, including supply of all connected hardware, supports, all labour and materials, as per approved drawings, specifications of this tender and directions of Engineer-in-Charge. | 20.00 | M |  | 396.00 | 7920.00 | Not Quoted | Not Quoted | 1500.00 | 30000.00 | 182.00 | 3640.00 | Not Quoted | Not Quoted | 500.00 | 10000.00 | 238.00 | 4760.00 | 194.00 | 3880.00 | Not Quoted | Not Quoted | Not Quoted | Not Quoted | 0.00 | 0.00 | 600.00 | 12000.00 | 911.00 | 18220.00 | 4550.00 | 91000.00 | 528.00 | 10560.00 | 0.00 | mastek engineering private limited
117.00 | Electrical Works: WIRING Circuit wiring with 660 V grade (sizes given below) PVC insulated copper conductor wires in already installed metsec channel including the supply of wires, termination, connection and harnessing of wires etc., including all labour and materials, as per approved drawings, specifications of this tender and directions of Engineer-in-Charge. 1.5 sq. mm wires. | 500.00 | M |  | 20.00 | 10000.00 | Not Quoted | Not Quoted | 150.00 | 75000.00 | 72.00 | 36000.00 | Not Quoted | Not Quoted | 25.00 | 12500.00 | 76.00 | 38000.00 | 77.00 | 38500.00 | Not Quoted | Not Quoted | Not Quoted | Not Quoted | 0.00 | 0.00 | 210.00 | 105000.00 | 47.00 | 23500.00 | 90.00 | 45000.00 | 70.00 | 35000.00 | 0.00 | mastek engineering private limited
118.00 | Electrical Works: WIRING Circuit wiring with 660 V grade (sizes given below) PVC insulated copper conductor wires in already installed metsec channel including the supply of wires, termination, connection and harnessing of wires etc., including all labour and materials, as per approved drawings, specifications of this tender and directions of Engineer-in-Charge. 2.5 sq. mm wires. | 300.00 | M |  | 30.00 | 9000.00 | Not Quoted | Not Quoted | 180.00 | 54000.00 | 99.00 | 29700.00 | Not Quoted | Not Quoted | 40.00 | 12000.00 | 86.00 | 25800.00 | 106.00 | 31800.00 | Not Quoted | Not Quoted | Not Quoted | Not Quoted | 0.00 | 0.00 | 275.00 | 82500.00 | 55.00 | 16500.00 | 180.00 | 54000.00 | 119.00 | 35700.00 | 0.00 | mastek engineering private limited
119.00 | Electrical Works: WIRING Supply and laying of (concealed type) PVC conduit of following diameter and associated fittings in brick walls, RCC slabs/ceilings for lighting/ power/telephone, fire alarm/plant communication points etc., including supply of G.I. sheet steel junction boxes with acrylic cover, pull wire, making cuts and chasis in built up brick work, RCC slabs/ceilings and making good the same, including all labour and materials, as per approved drawings, specifications of this tender and directions of Engineer-in-Charge. 25 mm diameter. | 300.00 | M |  | 47.00 | 14100.00 | Not Quoted | Not Quoted | 300.00 | 90000.00 | 105.00 | 31500.00 | Not Quoted | Not Quoted | 65.00 | 19500.00 | 190.00 | 57000.00 | 112.00 | 33600.00 | Not Quoted | Not Quoted | Not Quoted | Not Quoted | 0.00 | 0.00 | 125.00 | 37500.00 | 97.00 | 29100.00 | 95.00 | 28500.00 | 70.00 | 21000.00 | 0.00 | mastek engineering private limited
120.00 | Electrical Works: WIRING Supply and laying of (concealed type) PVC conduit of following diameter and associated fittings in brick walls, RCC slabs/ceilings for lighting/ power/telephone, fire alarm/plant communication points etc., including supply of G.I. sheet steel junction boxes with acrylic cover, pull wire, making cuts and chasis in built up brick work, RCC slabs/ceilings and making good the same, including all labour and materials, as per approved drawings, specifications of this tender and directions of Engineer-in-Charge. 40 mm diameter. | 100.00 | M |  | 63.00 | 6300.00 | Not Quoted | Not Quoted | 320.00 | 32000.00 | 138.00 | 13800.00 | Not Quoted | Not Quoted | 85.00 | 8500.00 | 238.00 | 23800.00 | 147.00 | 14700.00 | Not Quoted | Not Quoted | Not Quoted | Not Quoted | 0.00 | 0.00 | 135.00 | 13500.00 | 204.00 | 20400.00 | 180.00 | 18000.00 | 176.00 | 17600.00 | 0.00 | mastek engineering private limited
121.00 | Electrical Works: EARTH ELECTRODES Supply, installation, testing and commissioning of GI earth electrodes, complete with earth pit as per std. 7-51-0102 and all necessary materials including excavation of earth pit, filling with charcoal and salt, back filling, providing necessary brickwork, connections, including all labour and materials, as per approved drawings, specifications of this tender and directions of Engineer-in-Charge. GI earth electrode as per std. 7-51-0102. | 50.00 | NOS |  | 15000.00 | 750000.00 | Not Quoted | Not Quoted | 19000.00 | 950000.00 | 27115.00 | 1355750.00 | Not Quoted | Not Quoted | 19800.00 | 990000.00 | 17575.00 | 878750.00 | 28969.00 | 1448450.00 | Not Quoted | Not Quoted | Not Quoted | Not Quoted | 0.00 | 0.00 | 13000.00 | 650000.00 | 15947.00 | 797350.00 | 23500.00 | 1175000.00 | 21120.00 | 1056000.00 | 0.00 | mastek engineering private limited
122.00 | Electrical Works: EARTH STRIPS Supply, installation and connection of following GI earthing strip along the cable trenches or cable trays or fixing to walls or structures including welding at joints, providing anti-corrosive paint or bitumen and jute covering for welded portion, clamping and necessary hardware for connecting, etc., including all labour and materials, as per approved drawings, specifications of this tender and directions of Engineer-in-Charge. 50 x 6 mm | 250.00 | M |  | 244.00 | 61000.00 | Not Quoted | Not Quoted | 271.00 | 67750.00 | 435.00 | 108750.00 | Not Quoted | Not Quoted | 300.00 | 75000.00 | 361.00 | 90250.00 | 465.00 | 116250.00 | Not Quoted | Not Quoted | Not Quoted | Not Quoted | 0.00 | 0.00 | 500.00 | 125000.00 | 268.00 | 67000.00 | 550.00 | 137500.00 | 440.00 | 110000.00 | 0.00 | mastek engineering private limited
123.00 | Electrical Works: EARTH STRIPS Supply, installation and connection of following GI earthing strip along the cable trenches or cable trays or fixing to walls or structures including welding at joints, providing anti-corrosive paint or bitumen and jute covering for welded portion, clamping and necessary hardware for connecting, etc., including all labour and materials, as per approved drawings, specifications of this tender and directions of Engineer-in-Charge. 40 x 5 mm | 100.00 | M |  | 159.00 | 15900.00 | Not Quoted | Not Quoted | 271.00 | 27100.00 | 402.00 | 40200.00 | Not Quoted | Not Quoted | 200.00 | 20000.00 | 285.00 | 28500.00 | 429.00 | 42900.00 | Not Quoted | Not Quoted | Not Quoted | Not Quoted | 0.00 | 0.00 | 450.00 | 45000.00 | 242.00 | 24200.00 | 480.00 | 48000.00 | 308.00 | 30800.00 | 0.00 | mastek engineering private limited
124.00 | Electrical Works: EARTH STRIPS Supply, installation and connection of following GI earthing strip along the cable trenches or cable trays or fixing to walls or structures including welding at joints, providing anti-corrosive paint or bitumen and jute covering for welded portion, clamping and necessary hardware for connecting, etc., including all labour and materials, as per approved drawings, specifications of this tender and directions of Engineer-in-Charge. 25 x 3 mm | 400.00 | M |  | 116.00 | 46400.00 | Not Quoted | Not Quoted | 225.00 | 90000.00 | 215.00 | 86000.00 | Not Quoted | Not Quoted | 150.00 | 60000.00 | 190.00 | 76000.00 | 230.00 | 92000.00 | Not Quoted | Not Quoted | Not Quoted | Not Quoted | 0.00 | 0.00 | 375.00 | 150000.00 | 97.00 | 38800.00 | 390.00 | 156000.00 | 132.00 | 52800.00 | 0.00 | mastek engineering private limited
125.00 | Electrical Works: EARTH STRIPS Supply, installation and connection of following GI earthing strip buried individually at a depth of 500 mm including welding at joints, providing anti-corrosive paint or bitumen and jute covering for welded portion, clamping and necessary hardware for connecting, excavation and refilling etc., including all labour and materials, as per approved drawings, specifications of this tender and directions of Engineer-in-Charge. 50 x 6 mm | 1000.00 | M |  | 244.00 | 244000.00 | Not Quoted | Not Quoted | 271.00 | 271000.00 | 435.00 | 435000.00 | Not Quoted | Not Quoted | 300.00 | 300000.00 | 361.00 | 361000.00 | 465.00 | 465000.00 | Not Quoted | Not Quoted | Not Quoted | Not Quoted | 0.00 | 0.00 | 500.00 | 500000.00 | 268.00 | 268000.00 | 580.00 | 580000.00 | 466.00 | 466000.00 | 0.00 | mastek engineering private limited
126.00 | Electrical Works: EARTH STRIPS Supply, installation and connection of following GI earthing strip buried individually at a depth of 500 mm including welding at joints, providing anti-corrosive paint or bitumen and jute covering for welded portion, clamping and necessary hardware for connecting, excavation and refilling etc., including all labour and materials, as per approved drawings, specifications of this tender and directions of Engineer-in-Charge. 25 x 3 mm | 100.00 | M |  | 100.00 | 10000.00 | Not Quoted | Not Quoted | 225.00 | 22500.00 | 215.00 | 21500.00 | Not Quoted | Not Quoted | 133.00 | 13300.00 | 143.00 | 14300.00 | 230.00 | 23000.00 | Not Quoted | Not Quoted | Not Quoted | Not Quoted | 0.00 | 0.00 | 375.00 | 37500.00 | 97.00 | 9700.00 | 430.00 | 43000.00 | 220.00 | 22000.00 | 0.00 | mastek engineering private limited
127.00 | Electrical Works: EARTHING CONNECTION Connecting individual equipment to the earth strip or earth plate with following sizes of G.I. wire / G.I. wire rope including the supply of G.I. wire /G.I. wire rope, lugs, conductors, connecting to the G.I. strip or earth plate and necessary hardware for connection, including all labour and materials, as per approved drawings, specifications of this tender and directions of Engineer-in-Charge. 3/8" dia (10 mm) flexible rope. | 100.00 | M |  | 52.00 | 5200.00 | Not Quoted | Not Quoted | 650.00 | 65000.00 | 149.00 | 14900.00 | Not Quoted | Not Quoted | 70.00 | 7000.00 | 171.00 | 17100.00 | 159.00 | 15900.00 | Not Quoted | Not Quoted | Not Quoted | Not Quoted | 0.00 | 0.00 | 45.00 | 4500.00 | 102.00 | 10200.00 | 550.00 | 55000.00 | 176.00 | 17600.00 | 0.00 | mastek engineering private limited
128.00 | Electrical Works: EARTHING CONNECTION Connecting individual equipment to the earth strip or earth plate with following sizes of G.I. wire / G.I. wire rope including the supply of G.I. wire /G.I. wire rope, lugs, conductors, connecting to the G.I. strip or earth plate and necessary hardware for connection, including all labour and materials, as per approved drawings, specifications of this tender and directions of Engineer-in-Charge. 5/8" dia (16 mm) flexible rope. | 50.00 | M |  | 76.00 | 3800.00 | Not Quoted | Not Quoted | 250.00 | 12500.00 | 215.00 | 10750.00 | Not Quoted | Not Quoted | 100.00 | 5000.00 | 209.00 | 10450.00 | 230.00 | 11500.00 | Not Quoted | Not Quoted | Not Quoted | Not Quoted | 0.00 | 0.00 | 55.00 | 2750.00 | 124.00 | 6200.00 | 630.00 | 31500.00 | 334.00 | 16700.00 | 0.00 | mastek engineering private limited
129.00 | Electrical Works: EARTHING CONNECTION Connecting individual equipment to the earth strip or earth plate with following sizes of G.I. wire / G.I. wire rope including the supply of G.I. wire /G.I. wire rope, lugs, conductors, connecting to the G.I. strip or earth plate and necessary hardware for connection, including all labour and materials, as per approved drawings, specifications of this tender and directions of Engineer-in-Charge. 8 SWG GI Wire. | 200.00 | M |  | 36.00 | 7200.00 | Not Quoted | Not Quoted | 410.00 | 82000.00 | 72.00 | 14400.00 | Not Quoted | Not Quoted | 48.00 | 9600.00 | 95.00 | 19000.00 | 77.00 | 15400.00 | Not Quoted | Not Quoted | Not Quoted | Not Quoted | 0.00 | 0.00 | 35.00 | 7000.00 | 57.00 | 11400.00 | 180.00 | 36000.00 | 53.00 | 10600.00 | 0.00 | mastek engineering private limited
130.00 | Electrical Works: EARTH PLATES Supply, installation and connection of GI earth plates as per std. 7-51-0103, complete with anchor bolts, including all labour and materials, as per approved drawings, specifications of this tender and directions of Engineer-in-Charge. GI earth plate as per std. 7-51-0103. | 20.00 | NOS |  | 780.00 | 15600.00 | Not Quoted | Not Quoted | 150.00 | 3000.00 | 1815.00 | 36300.00 | Not Quoted | Not Quoted | 1000.00 | 20000.00 | 5225.00 | 104500.00 | 1940.00 | 38800.00 | Not Quoted | Not Quoted | Not Quoted | Not Quoted | 0.00 | 0.00 | 1200.00 | 24000.00 | 1280.00 | 25600.00 | 4500.00 | 90000.00 | 5280.00 | 105600.00 | 0.00 | mastek engineering private limited
131.00 | Electrical Works: EARTH PLATES Supply, installation and connection of GI earth plates as per std. 7-51-0103, complete with anchor bolts, including all labour and materials, as per approved drawings, specifications of this tender and directions of Engineer-in-Charge. Supply, installation and connection of COPPER earth plates a complete with anchor bolts, including all labour and materials, as per approved drawings, specifications of this tender and directions of Engineer-in-Charge. | 4.00 | NOS |  | 1076.00 | 4304.00 | Not Quoted | Not Quoted | 15000.00 | 60000.00 | 3465.00 | 13860.00 | Not Quoted | Not Quoted | 1500.00 | 6000.00 | 14250.00 | 57000.00 | 3702.00 | 14808.00 | Not Quoted | Not Quoted | Not Quoted | Not Quoted | 0.00 | 0.00 | 1900.00 | 7600.00 | 4240.00 | 16960.00 | 6500.00 | 26000.00 | 5280.00 | 21120.00 | 0.00 | mastek engineering private limited
132.00 | Electrical Works: EARTHING CABLES Supply of 1100 V grade, multi stranded Aluminium Conductor, PVC insulated and unarmoured cables (with green/yellow strips or green colour outer sleeve) of following sizes as per EIL standard specification No. 6-51-0051, data sheet, specifications of this tender and directions of Engineer-in-Charge. 1 C x 10 Sqmm | 150.00 | M |  | 111.00 | 16650.00 | Not Quoted | Not Quoted | 414.00 | 62100.00 | 127.00 | 19050.00 | Not Quoted | Not Quoted | 140.00 | 21000.00 | 181.00 | 27150.00 | 136.00 | 20400.00 | Not Quoted | Not Quoted | Not Quoted | Not Quoted | 0.00 | 0.00 | 250.00 | 37500.00 | 124.00 | 18600.00 | 210.00 | 31500.00 | 176.00 | 26400.00 | 0.00 | mastek engineering private limited
133.00 | Electrical Works: TELEPHONE SYSTEM Supply, installation, testing and commissioning of Indoor Telephone Distribution J.B. made out of 2.03 mm (14 gauge) sheet steel, with one anti-rust coat of primer, with two finished coats of approved epoxy paint, with Krone type terminals with hinged lockable door, detachable gland plate at the bottom/top complete with termination and connections of incoming/ outgoing cables, including all labour and materials, as per specifications of this tender and directions of Engineer-in-Charge. TDJB Flush mounting type with an additional cable pull box at bottom for easy termination of cable suitable for ( Incoming - 10 Nos, Incoming - 1 Pair, Outgoing 1 Pair - 10 Nos. ) | 4.00 | NOS |  | 5160.00 | 20640.00 | Not Quoted | Not Quoted | 14000.00 | 56000.00 | 7150.00 | 28600.00 | Not Quoted | Not Quoted | 6750.00 | 27000.00 | 5700.00 | 22800.00 | 7639.00 | 30556.00 | Not Quoted | Not Quoted | Not Quoted | Not Quoted | 0.00 | 0.00 | 1100.00 | 4400.00 | 3269.00 | 13076.00 | 5500.00 | 22000.00 | 3960.00 | 15840.00 | 0.00 | mastek engineering private limited
134.00 | Electrical Works: TELEPHONE SYSTEM Supply, installation, connection, testing and commissioning of following plug - in type sockets for Telephones extensions including supply of sheet boxes with covers connection of socket and plug, including all labour and materials, as per approved drawings, specifications of this tender and directions of Engineer-in-Charge. Flush Mounting Type. | 6.00 | NOS |  | 396.00 | 2376.00 | Not Quoted | Not Quoted | 12000.00 | 72000.00 | 495.00 | 2970.00 | Not Quoted | Not Quoted | 525.00 | 3150.00 | 808.00 | 4848.00 | 529.00 | 3174.00 | Not Quoted | Not Quoted | Not Quoted | Not Quoted | 0.00 | 0.00 | 550.00 | 3300.00 | 891.00 | 5346.00 | 1050.00 | 6300.00 | 783.00 | 4698.00 | 0.00 | mastek engineering private limited
135.00 | Electrical Works: TELEPHONE SYSTEM Wiring with (No. of wires given below) 660 V grade, 0.63 mm dia. annealed tinned copper conductor, PVC insulated twin flat wire as per relevant IS in already laid surface/concealed conduit from TDJB onwards to telephone sockets including supply of Wires, termination and connection, including all labour and materials, as per approved drawings, specifications of this tender and directions of Engineer-in-Charge. 1 No. twin flat wire. | 400.00 | M |  | 52.00 | 20800.00 | Not Quoted | Not Quoted | 300.00 | 120000.00 | 385.00 | 154000.00 | Not Quoted | Not Quoted | 70.00 | 28000.00 | 105.00 | 42000.00 | 412.00 | 164800.00 | Not Quoted | Not Quoted | Not Quoted | Not Quoted | 0.00 | 0.00 | 220.00 | 88000.00 | 26.00 | 10400.00 | 90.00 | 36000.00 | 352.00 | 140800.00 | 0.00 | mastek engineering private limited
136.00 | Electrical Works: TELEPHONE SYSTEM Supply of Communication / Fire Alarm cables of following sizes as per EIL standard specification No. 6-51-0052, data sheet, specifications of this tender and directions of Engineer-in-Charge. Non-Jelly filled cables. ( 1.5 sqmm, 1 PAIR ) | 400.00 | M |  | 292.00 | 116800.00 | Not Quoted | Not Quoted | 350.00 | 140000.00 | 160.00 | 64000.00 | Not Quoted | Not Quoted | 380.00 | 152000.00 | 190.00 | 76000.00 | 171.00 | 68400.00 | Not Quoted | Not Quoted | Not Quoted | Not Quoted | 0.00 | 0.00 | 350.00 | 140000.00 | 86.00 | 34400.00 | 110.00 | 44000.00 | 475.00 | 190000.00 | 0.00 | mastek engineering private limited
137.00 | Electrical Works: LAYING OF COMMUNICATION / FIRE ALARM CABLES Horizontal and vertical laying/pulling through of communication/fire alarm cables of the following overall diameters in ready trays/trenches/conduits or supported on structures including supplying and fixing of GI saddle and saddle bars, stainless steel strip number tags, including transportation from store/yard to site at the place of installation, unpacking, including all labour and materials, as per approved drawings, specifications of this tender and directions of Engineer-in-Charge Cables of overall dia. upto 35 mm. | 1000.00 | M |  | 38.00 | 38000.00 | Not Quoted | Not Quoted | 120.00 | 120000.00 | 72.00 | 72000.00 | Not Quoted | Not Quoted | 51.00 | 51000.00 | 143.00 | 143000.00 | 77.00 | 77000.00 | Not Quoted | Not Quoted | Not Quoted | Not Quoted | 0.00 | 0.00 | 120.00 | 120000.00 | 32.00 | 32000.00 | 110.00 | 110000.00 | 308.00 | 308000.00 | 0.00 | mastek engineering private limited
138.00 | Electrical Works: END TERMINATIONS FOR COMMUNICATION/ FIRE ALARM CABLES. Termination of following polyethylene insulated armoured jelly filled/ non filled cables including cutting, stripping of cable insulation, sealing of jacket including supply of termination kit, hardware, including all labour and materials, as per approved drawings, specification of this tender and directions of Engineer-in-Charge. Non filled cables ( 1.5 Sqmm, 1 Pair ) | 10.00 | NOS |  | 372.00 | 3720.00 | Not Quoted | Not Quoted | 6500.00 | 65000.00 | 275.00 | 2750.00 | Not Quoted | Not Quoted | 488.25 | 4882.50 | 475.00 | 4750.00 | 294.00 | 2940.00 | Not Quoted | Not Quoted | Not Quoted | Not Quoted | 0.00 | 0.00 | 250.00 | 2500.00 | 4030.00 | 40300.00 | 210.00 | 2100.00 | 750.00 | 7500.00 | 0.00 | mastek engineering private limited
139.00 | Electrical Works: CIVIL WORKS/M.S. CHEQUERED PLATE Excavation and backfilling of trenches for cables and earth strip etc. , for a maximum depth of 1.5 m, shoring, shuttering and dewatering (if necessary) including consolidation and disposal of surplus earth up to a distance of 30 m, including all labour and materials, as per approved drawings, specifications of this tender and directions of Engineer-in-Charge. (Excavated trench dimensions shall be measured). Excavation and backfilling of trenches in all types of soil except rock. | 100.00 | CUM |  | 780.00 | 78000.00 | Not Quoted | Not Quoted | 550.00 | 55000.00 | 468.00 | 46800.00 | Not Quoted | Not Quoted | 1000.00 | 100000.00 | 380.00 | 38000.00 | 500.00 | 50000.00 | Not Quoted | Not Quoted | Not Quoted | Not Quoted | 0.00 | 0.00 | 500.00 | 50000.00 | 341.00 | 34100.00 | 580.00 | 58000.00 | 704.00 | 70400.00 | 0.00 | mastek engineering private limited
140.00 | Electrical Works: CIVIL WORKS/M.S. CHEQUERED PLATE Excavation and backfilling of trenches for cables and earth strip etc. , for a maximum depth of 1.5 m, shoring, shuttering and dewatering (if necessary) including consolidation and disposal of surplus earth up to a distance of 30 m, including all labour and materials, as per approved drawings, specifications of this tender and directions of Engineer-in-Charge. (Excavated trench dimensions shall be measured). Excavation and backfilling of trenches in all types of soil including rock. | 20.00 | CUM |  | 820.00 | 16400.00 | Not Quoted | Not Quoted | 850.00 | 17000.00 | 715.00 | 14300.00 | Not Quoted | Not Quoted | 1000.00 | 20000.00 | 1900.00 | 38000.00 | 764.00 | 15280.00 | Not Quoted | Not Quoted | Not Quoted | Not Quoted | 0.00 | 0.00 | 2500.00 | 50000.00 | 341.00 | 6820.00 | 1550.00 | 31000.00 | 704.00 | 14080.00 | 0.00 | mastek engineering private limited
141.00 | Electrical Works: CIVIL WORKS/M.S. CHEQUERED PLATE Supply and spreading of approved fine river sand/stone dust in cable trenches, including all labour and materials, specifications of this tender and directions of Engineer-in-Charge. Fine river sand. | 20.00 | CUM |  | 2120.00 | 42400.00 | Not Quoted | Not Quoted | 890.00 | 17800.00 | 715.00 | 14300.00 | Not Quoted | Not Quoted | 2800.00 | 56000.00 | 1900.00 | 38000.00 | 764.00 | 15280.00 | Not Quoted | Not Quoted | Not Quoted | Not Quoted | 0.00 | 0.00 | 1200.00 | 24000.00 | 2541.00 | 50820.00 | 890.00 | 17800.00 | 880.00 | 17600.00 | 0.00 | mastek engineering private limited
142.00 | Electrical Works: CIVIL WORKS/M.S. CHEQUERED PLATE Supply and spreading of approved second class bricks of 75 mm thickness in cable trenches for cable protection, including all labour and materials, as per approved drawings, specifications of this tender and directions of Engineer-in-Charge. (Actual area of laid brick surfaces shall be measured). Bricks. | 50.00 | SQM |  | 556.00 | 27800.00 | Not Quoted | Not Quoted | 1200.00 | 60000.00 | 1045.00 | 52250.00 | Not Quoted | Not Quoted | 740.00 | 37000.00 | 665.00 | 33250.00 | 1117.00 | 55850.00 | Not Quoted | Not Quoted | Not Quoted | Not Quoted | 0.00 | 0.00 | 600.00 | 30000.00 | 482.00 | 24100.00 | 680.00 | 34000.00 | 1584.00 | 79200.00 | 0.00 | mastek engineering private limited
143.00 | Electrical Works: CIVIL WORKS/M.S. CHEQUERED PLATE Providing and laying plain cement concrete for all depths below and up to a plinth level in foundations including tamping, ramming, vibrating, curing, shuttering etc. all as specified in any shape, position, thickness and finishing the top surface rough or smooth as specified and directed, including supply of all materials and all complete for concrete of M-15 grade with 20 mm and down size graded crushed stone aggregates, including all labour and materials, as per approved drawings, specifications of this tender and directions of Engineer-in-Charge. Plain cement concrete. | 20.00 | CUM |  | 6520.00 | 130400.00 | Not Quoted | Not Quoted | 5500.00 | 110000.00 | 3850.00 | 77000.00 | Not Quoted | Not Quoted | 8600.00 | 172000.00 | 6650.00 | 133000.00 | 4114.00 | 82280.00 | Not Quoted | Not Quoted | Not Quoted | Not Quoted | 0.00 | 0.00 | 11000.00 | 220000.00 | 8068.00 | 161360.00 | 4000.00 | 80000.00 | 6600.00 | 132000.00 | 0.00 | mastek engineering private limited
144.00 | Electrical Works: CIVIL WORKS/M.S. CHEQUERED PLATE Supply, fabrication and installation of 6 mm thick M.S. chequered plate for covering floor cut- outs/cable trenches etc., including all labour and materials, as per approved drawings, specifications of this tender and directions of Engineer-in-Charge. 6 mm thick M.S. chequered plate. | 15.00 | SQM |  | 5800.00 | 87000.00 | Not Quoted | Not Quoted | 10290.00 | 154350.00 | 7150.00 | 107250.00 | Not Quoted | Not Quoted | 7600.00 | 114000.00 | 6650.00 | 99750.00 | 7639.00 | 114585.00 | Not Quoted | Not Quoted | Not Quoted | Not Quoted | 0.00 | 0.00 | 7000.00 | 105000.00 | 4284.00 | 64260.00 | 2200.00 | 33000.00 | 4400.00 | 66000.00 | 0.00 | mastek engineering private limited
145.00 | Electrical Works: LAN Systems Supply, installation, termination, testing and commissioning of flush mounted CAT-6 UTP JACK (Information Outlets) including supply of all connected materials(i.e Face plates, Surface mount box, patch cord at I/O end), including all labour and materials, as per approved drawings, specifications of this tender and directions of Engineer-in-charge. | 4.00 | NOS |  | 716.00 | 2864.00 | Not Quoted | Not Quoted | 1500.00 | 6000.00 | 715.00 | 2860.00 | Not Quoted | Not Quoted | 950.00 | 3800.00 | 808.00 | 3232.00 | 764.00 | 3056.00 | Not Quoted | Not Quoted | Not Quoted | Not Quoted | 0.00 | 0.00 | 1200.00 | 4800.00 | 860.00 | 3440.00 | 1550.00 | 6200.00 | 1100.00 | 4400.00 | 0.00 | mastek engineering private limited
146.00 | Electrical Works: LAN Systems Circuit wiring with following cables for LAN in already laid surface/concealed conduit from Etherswitch rack onwards to Cat-6 UTP Jack (Information outlet) including the supply of cables, termination and connection at both ends (i.e at jack panel end & at the I/O end), including all labour and materials, as per approved drawings, specifications of this tender and directions of Engineer-in-charge. 1 no. CAT-6 UTP cable | 40.00 | M |  | 44.00 | 1760.00 | Not Quoted | Not Quoted | 1500.00 | 60000.00 | 182.00 | 7280.00 | Not Quoted | Not Quoted | 60.00 | 2400.00 | 143.00 | 5720.00 | 194.00 | 7760.00 | Not Quoted | Not Quoted | Not Quoted | Not Quoted | 0.00 | 0.00 | 50.00 | 2000.00 | 37.00 | 1480.00 | 110.00 | 4400.00 | 374.00 | 14960.00 | 0.00 | mastek engineering private limited
147.00 | Electrical Works: Miscellaneous LED IND -1(1x20W MIN.): Supply, installation, testing and commissioning of following lighting fixtures and connecting to wiring junction box/marshalling box complete with lamps and necessary driver including supply of all connected materials like flexible conduit, clamps, supports, chains, anchor fastners, bolts, nuts and washers etc. as required, including supply and fixing of cable glands, lugs, including all labour and materials, as per approved drawings, data sheet for lighting fixture schedule, EIL installation standards, specifications of this tender and directions of Engineer-in-Charge. | 60.00 | NOS |  | 3080.00 | 184800.00 | Not Quoted | Not Quoted | 800.00 | 48000.00 | 4950.00 | 297000.00 | Not Quoted | Not Quoted | 4100.00 | 246000.00 | 5700.00 | 342000.00 | 5289.00 | 317340.00 | Not Quoted | Not Quoted | Not Quoted | Not Quoted | 0.00 | 0.00 | 2500.00 | 150000.00 | 589.00 | 35340.00 | 3200.00 | 192000.00 | 1584.00 | 95040.00 | 0.00 | mastek engineering private limited
148.00 | Electrical Works: Miscellaneous LED IND-4 (2X18W MIN.)- Supply, installation, testing and commissioning of following lighting fixtures and connecting to wiring junction box/marshalling box complete with lamps and necessary DRIVER including supply of all connected materials like flexible conduit, clamps, supports, chains, anchor fastners, bolts, nuts and washers etc. as required, including supply and fixing of cable glands, lugs, including all labour and materials, as per approved drawings, data sheet for lighting fixture schedule, EIL installation standards, specifications of this tender and directions of Engineer-in-Charge. | 24.00 | NOS |  | 4100.00 | 98400.00 | Not Quoted | Not Quoted | 800.00 | 19200.00 | 6050.00 | 145200.00 | Not Quoted | Not Quoted | 5400.00 | 129600.00 | 3325.00 | 79800.00 | 6464.00 | 155136.00 | Not Quoted | Not Quoted | Not Quoted | Not Quoted | 0.00 | 0.00 | 3500.00 | 84000.00 | 1020.00 | 24480.00 | 4500.00 | 108000.00 | 5280.00 | 126720.00 | 0.00 | mastek engineering private limited
149.00 | Electrical Works: Miscellaneous LED-2 (50W) : Supply, installation, testing and commissioning of following lighting fixtures and connecting to wiring junction box/marshalling box complete with lamps and necessary driver including supply of all connected materials like flexible conduit, clamps, supports, chains, anchor fastners, bolts, nuts and washers etc. as required, including supply and fixing of cable glands, lugs, including all labour and materials, as per approved drawings, data sheet for lighting fixture schedule, EIL installation standards, specifications of this tender and directions of Engineer-in-Charge. | 18.00 | NOS |  | 7880.00 | 141840.00 | Not Quoted | Not Quoted | 2600.00 | 46800.00 | 8580.00 | 154440.00 | Not Quoted | Not Quoted | 10000.00 | 180000.00 | 6175.00 | 111150.00 | 9167.00 | 165006.00 | Not Quoted | Not Quoted | Not Quoted | Not Quoted | 0.00 | 0.00 | 4500.00 | 81000.00 | 2305.00 | 41490.00 | 5500.00 | 99000.00 | 3344.00 | 60192.00 | 0.00 | mastek engineering private limited
150.00 | Electrical Works: Miscellaneous LED-3 (11W) - Supply, installation, testing and commissioning of following lighting fixtures and connecting to wiring junction box/marshalling box complete with lamps and necessary driver including supply of all connected materials like flexible conduit, clamps, supports, chains, anchor fastners, bolts, nuts and washers etc. as required, including supply and fixing of cable glands, lugs, including all labour and materials, as per approved drawings, data sheet for lighting fixture schedule, EIL installation standards, specifications of this tender and directions of Engineer-in-Charge. | 16.00 | NOS |  | 2280.00 | 36480.00 | Not Quoted | Not Quoted | 1000.00 | 16000.00 | 3905.00 | 62480.00 | Not Quoted | Not Quoted | 2900.00 | 46400.00 | 3325.00 | 53200.00 | 4172.00 | 66752.00 | Not Quoted | Not Quoted | Not Quoted | Not Quoted | 0.00 | 0.00 | 1100.00 | 17600.00 | 2682.00 | 42912.00 | 3400.00 | 54400.00 | 1100.00 | 17600.00 | 0.00 | mastek engineering private limited
151.00 | Electrical Works: Miscellaneous LED PT-1 (50W) : Supply, installation, testing and commissioning of following lighting fixtures and connecting to wiring junction box/marshalling box complete with lamps and necessary driver including supply of all connected materials like flexible conduit, clamps, supports, chains, anchor fastners, bolts, nuts and washers etc. as required, including supply and fixing of cable glands, lugs, including all labour and materials, as per approved drawings, data sheet for lighting fixture schedule, EIL installation standards, specifications of this tender and directions of Engineer-in-Charge. | 8.00 | NOS |  | 13200.00 | 105600.00 | Not Quoted | Not Quoted | 7200.00 | 57600.00 | 10450.00 | 83600.00 | Not Quoted | Not Quoted | 17500.00 | 140000.00 | 6840.00 | 54720.00 | 11165.00 | 89320.00 | Not Quoted | Not Quoted | Not Quoted | Not Quoted | 0.00 | 0.00 | 5100.00 | 40800.00 | 6602.00 | 52816.00 | 10900.00 | 87200.00 | 3388.00 | 27104.00 | 0.00 | mastek engineering private limited
152.00 | Electrical Works: Miscellaneous LED FD-1 (70W MIN.): Supply, installation, testing and commissioning of following lighting fixtures and connecting to wiring junction box/marshalling box complete with lamps and necessary driver including supply of all connected materials like flexible conduit, clamps, supports, chains, anchor fastners, bolts, nuts and washers etc. as required, including supply and fixing of cable glands, lugs, including all labour and materials, as per approved drawings, data sheet for lighting fixture schedule, EIL installation standards, specifications of this tender and directions of Engineer-in-Charge. | 8.00 | NOS |  | 8400.00 | 67200.00 | Not Quoted | Not Quoted | 5200.00 | 41600.00 | 10450.00 | 83600.00 | Not Quoted | Not Quoted | 11111.00 | 88888.00 | 10450.00 | 83600.00 | 11165.00 | 89320.00 | Not Quoted | Not Quoted | Not Quoted | Not Quoted | 0.00 | 0.00 | 18000.00 | 144000.00 | 2778.00 | 22224.00 | 15500.00 | 124000.00 | 13640.00 | 109120.00 | 0.00 | mastek engineering private limited
153.00 | Electrical Works: Miscellaneous LED FD-2(1X150W)- Supply, installation,testing and commissioning of following lighting fixtures and connecting to wiring junction box/marshalling box complete with lamps and necessary driver including supply of all connected materials like flexible conduit, clamps, supports, chains, anchor fastners, bolts, nuts and washers etc. as required, including supply and fixing of cable glands, lugs, including all labour and materials, as per approved drawings, data sheet for lighting fixture schedule, EIL installation standards, specifications of this tender and directions of Engineer-in-Charge. | 8.00 | NOS |  | 10800.00 | 86400.00 | Not Quoted | Not Quoted | 6100.00 | 48800.00 | 16115.00 | 128920.00 | Not Quoted | Not Quoted | 14300.00 | 114400.00 | 20900.00 | 167200.00 | 17217.00 | 137736.00 | Not Quoted | Not Quoted | Not Quoted | Not Quoted | 0.00 | 0.00 | 21000.00 | 168000.00 | 10154.00 | 81232.00 | 35400.00 | 283200.00 | 28160.00 | 225280.00 | 0.00 | mastek engineering private limited
154.00 | Electrical Works: Miscellaneous LED FLP-IIC-1xT8 (1x 20W): Supply, installation,testing and commissioning of following lighting fixtures and connecting to wiring junction box/marshalling box complete with lamps and necessary driver including supply of all connected materials like flexible conduit, clamps, supports, chains, anchor fastners, bolts, nuts and washers etc. as required, including supply and fixing of cable glands, lugs, including all labour and materials, as per approved drawings, data sheet for lighting fixture schedule, EIL installation standards, specifications of this tender and directions of Engineer-in-Charge. | 16.00 | NOS |  | 10000.00 | 160000.00 | Not Quoted | Not Quoted | 7200.00 | 115200.00 | 20625.00 | 330000.00 | Not Quoted | Not Quoted | 13500.00 | 216000.00 | 6175.00 | 98800.00 | 22035.00 | 352560.00 | Not Quoted | Not Quoted | Not Quoted | Not Quoted | 0.00 | 0.00 | 30000.00 | 480000.00 | 7947.00 | 127152.00 | 23400.00 | 374400.00 | 19800.00 | 316800.00 | 0.00 | mastek engineering private limited
155.00 | Electrical Works: Miscellaneous LED FLP 4 (1x70W): Supply, installation, testing and commissioning of following lighting fixtures and connecting to wiring junction box/marshalling box complete with lamps and necessary driver including supply of all connected materials like flexible conduit, clamps, supports, chains, anchor fastners, bolts, nuts and washers etc. as required, including supply and fixing of cable glands, lugs, including all labour and materials, as per approved drawings, data sheet for lighting fixture schedule, EIL installation standards, specifications of this tender and directions of Engineer-in-Charge. | 8.00 | NOS |  | 13400.00 | 107200.00 | Not Quoted | Not Quoted | 7900.00 | 63200.00 | 13915.00 | 111320.00 | Not Quoted | Not Quoted | 17763.00 | 142104.00 | 10450.00 | 83600.00 | 14867.00 | 118936.00 | Not Quoted | Not Quoted | Not Quoted | Not Quoted | 0.00 | 0.00 | 17000.00 | 136000.00 | 683.00 | 5464.00 | 18900.00 | 151200.00 | 23065.00 | 184520.00 | 0.00 | mastek engineering private limited
156.00 | Electrical Works: Miscellaneous 415 / 240V MV SWITCHBAORD : Supply, Installation, connection, testing and commissioning of 415V/240V MV switchboard (having both 415V,100A, 25kA for 1sec TPN bus and 240V, 100 A, 10kA for 1 Sec., SPN bus) with 415V TPN MCCB Incomer, electronic type energy meter provided at the incomer and auto healthy phase selection device & static voltage regulator, fixed type freestanding and compartmentalized switchboard in line with Specification 6-51-0012, data sheet with Outgoing Feeders / spare feeders as per Single Line Diagram No.B398-000-16-50-3001 (for SV without CP) enclosed with tender document. | 1.00 | NOS |  | 788000.00 | 788000.00 | Not Quoted | Not Quoted | 950000.00 | 950000.00 | 159500.00 | 159500.00 | Not Quoted | Not Quoted | 1139250.00 | 1139250.00 | 855000.00 | 855000.00 | 170404.00 | 170404.00 | Not Quoted | Not Quoted | Not Quoted | Not Quoted | 0.00 | 0.00 | 35000.00 | 35000.00 | 966893.00 | 966893.00 | 2134500.00 | 2134500.00 | 1056000.00 | 1056000.00 | 0.00 | mastek engineering private limited
157.00 | Electrical Works: Miscellaneous 415 / 240V MV SWITCHBAORD : Supply, Installation, connection, testing and commissioning of 415V/240V MV switchboard (having both 415V,100A, 25kA for 1sec TPN bus and 240V, 100 A, 10kA for 1 Sec., SPN bus) with 415V TPN MCCB Incomer, electronic type energy meter provided at the incomer and auto healthy phase selection device & static voltage regulator, fixed type freestanding and compartmentalized switchboard in line with Specification 6-51-0012, data sheet with Outgoing Feeders / spare feeders as per Single Line Diagram No.B398-000-16-50-3003 (for SV with CP) enclosed with tender document. | 1.00 | NOS |  | 868000.00 | 868000.00 | Not Quoted | Not Quoted | 950000.00 | 950000.00 | 170500.00 | 170500.00 | Not Quoted | Not Quoted | 1150000.00 | 1150000.00 | 760000.00 | 760000.00 | 182156.00 | 182156.00 | Not Quoted | Not Quoted | Not Quoted | Not Quoted | 0.00 | 0.00 | 45000.00 | 45000.00 | 966893.00 | 966893.00 | 1890000.00 | 1890000.00 | 1056000.00 | 1056000.00 | 0.00 | mastek engineering private limited
158.00 | Electrical Works: Miscellaneous 415 / 240V MV SWITCHBAORD : Supply, Installation, connection, testing and commissioning of 415V/240V MV switchboard (having both 415V,63A, 25kA for 1sec TPN bus and 240V, 63 A, 10kA for 1 Sec., SPN bus) with 415V TPN MCCB Incomer, electronic type energy meter provided at the incomer and auto healthy phase selection device & static voltage regulator, fixed type freestanding and compartmentalized switchboard in line with Specification 6-51-0012, data sheet with Outgoing Feeders / spare feeders as per Single Line Diagram No.B398-000-16-50-3007 (for Manual SV stations) enclosed with tender document. | 2.00 | NOS |  | 476000.00 | 952000.00 | Not Quoted | Not Quoted | 850000.00 | 1700000.00 | 148500.00 | 297000.00 | Not Quoted | Not Quoted | 625000.00 | 1250000.00 | 760000.00 | 1520000.00 | 158652.00 | 317304.00 | Not Quoted | Not Quoted | Not Quoted | Not Quoted | 0.00 | 0.00 | 40000.00 | 80000.00 | 801150.00 | 1602300.00 | 1580000.00 | 3160000.00 | 836000.00 | 1672000.00 | 0.00 | mastek engineering private limited
159.00 | Electrical Works: Miscellaneous 240V SPN LTG. DB: Supply, installation, connection, testing and commissioning of safe area 240V lighting/power DB, wall mounting type, dust- tight (with hinged cover) sheet steel enclosure having 40 A, SPN DP MCB incomer and 8 Nos. outgoing single pole MCBs (upto 20 A) 9 kA type for outgoing circuit control with complete wiring, including cable termination, supply, connection and fixing of single compression Ni plated brass cable glands and copper crimping type lugs, including all labour and materials, as per approved drawings, specifications of this tender and directions of Engineer-in- Charge. | 4.00 | NOS |  | 29200.00 | 116800.00 | Not Quoted | Not Quoted | 125000.00 | 500000.00 | 71500.00 | 286000.00 | Not Quoted | Not Quoted | 38708.00 | 154832.00 | 47500.00 | 190000.00 | 76388.00 | 305552.00 | Not Quoted | Not Quoted | Not Quoted | Not Quoted | 0.00 | 0.00 | 35000.00 | 140000.00 | 36540.00 | 146160.00 | 125000.00 | 500000.00 | 198000.00 | 792000.00 | 0.00 | mastek engineering private limited
160.00 | Electrical Works: Miscellaneous LED ST-4(1X72W) - Supply, installation, testing and commissioning of following lighting fixtures and connecting to wiring junction box/marshalling box complete with lamps and necessary driver including supply of all connected materials like flexible conduit, clamps, supports, chains, anchor fastners, bolts, nuts and washers etc. as required, including supply and fixing of cable glands, lugs, including all labour and materials, as per approved drawings, data sheet for lighting fixture schedule, EIL installation standards, specifications of this tender and directions of Engineer-in- Charge. | 8.00 | NOS |  | 5000.00 | 40000.00 | Not Quoted | Not Quoted | 4200.00 | 33600.00 | 12650.00 | 101200.00 | Not Quoted | Not Quoted | 6628.00 | 53024.00 | 10450.00 | 83600.00 | 13515.00 | 108120.00 | Not Quoted | Not Quoted | Not Quoted | Not Quoted | 0.00 | 0.00 | 9000.00 | 72000.00 | 4665.00 | 37320.00 | 18900.00 | 151200.00 | 7040.00 | 56320.00 | 0.00 | mastek engineering private limited
161.00 | Electrical Works: Miscellaneous DOOR SWITCH FOR TELECOM/SCADA ROOM DOOR WITH PROVISION OF REMOTE STATUS INDICATION (i.e. DOOR OPEN OR CLOSED) | 4.00 | NOS |  | 23600.00 | 94400.00 | Not Quoted | Not Quoted | 25000.00 | 100000.00 | 17545.00 | 70180.00 | Not Quoted | Not Quoted | 31285.00 | 125140.00 | 8075.00 | 32300.00 | 18745.00 | 74980.00 | Not Quoted | Not Quoted | Not Quoted | Not Quoted | 0.00 | 0.00 | 225.00 | 900.00 | 5203.00 | 20812.00 | 6500.00 | 26000.00 | 2464.00 | 9856.00 | 0.00 | mastek engineering private limited
162.00 | Electrical Works: Miscellaneous Supply, installation, connection, testing and commissioning of addressable multi sensor detectors with junction box as per data sheets, EIL standard specification no. 6-51-0076, approved drawings, specifications of this tender and directions of Engineer-in charge. | 60.00 | NOS |  | 3600.00 | 216000.00 | Not Quoted | Not Quoted | 5500.00 | 330000.00 | 9350.00 | 561000.00 | Not Quoted | Not Quoted | 4772.00 | 286320.00 | 6175.00 | 370500.00 | 9990.00 | 599400.00 | Not Quoted | Not Quoted | Not Quoted | Not Quoted | 0.00 | 0.00 | 7500.00 | 450000.00 | 4402.00 | 264120.00 | 15500.00 | 930000.00 | 3080.00 | 184800.00 | 0.00 | mastek engineering private limited
163.00 | Electrical Works: Miscellaneous Supply, installation, connection, testing and commissioning of hazardous area addressable type break glass type fire alarm boxes (Manual call point- MCP) as per data sheets, EIL standard specification no. 6-51-0076, approved drawings, specifications of thistender and directions of Engineer-in-charge. | 8.00 | NOS |  | 10200.00 | 81600.00 | Not Quoted | Not Quoted | 9000.00 | 72000.00 | 18205.00 | 145640.00 | Not Quoted | Not Quoted | 13521.00 | 108168.00 | 17100.00 | 136800.00 | 19450.00 | 155600.00 | Not Quoted | Not Quoted | Not Quoted | Not Quoted | 0.00 | 0.00 | 2800.00 | 22400.00 | 8018.00 | 64144.00 | 18800.00 | 150400.00 | 7480.00 | 59840.00 | 0.00 | mastek engineering private limited
164.00 | Electrical Works: Miscellaneous Supply, installation, connection, testing and commissioning of safe area addressable typebreak glass type fire alarm boxes (Manual call point-MCP) as per data sheets, EIL standard specification no. 6-51-0076, approved drawings, specifications of this tender and directions of Engineer-in-charge. | 8.00 | NOS |  | 7800.00 | 62400.00 | Not Quoted | Not Quoted | 9000.00 | 72000.00 | 10450.00 | 83600.00 | Not Quoted | Not Quoted | 10340.00 | 82720.00 | 5700.00 | 45600.00 | 11165.00 | 89320.00 | Not Quoted | Not Quoted | Not Quoted | Not Quoted | 0.00 | 0.00 | 2800.00 | 22400.00 | 7287.00 | 58296.00 | 6500.00 | 52000.00 | 4840.00 | 38720.00 | 0.00 | mastek engineering private limited
165.00 | Electrical Works: Miscellaneous Supply, installation, connection, testing and commissioning of hooter suitable for indoor location as per data sheets, EIL standard specification no. 6-51- 0076, approved drawings, specifications of this tender and directions of Engineer-in-charge. | 4.00 | NOS |  | 9400.00 | 37600.00 | Not Quoted | Not Quoted | 4500.00 | 18000.00 | 11605.00 | 46420.00 | Not Quoted | Not Quoted | 12461.00 | 49844.00 | 6175.00 | 24700.00 | 12399.00 | 49596.00 | Not Quoted | Not Quoted | Not Quoted | Not Quoted | 0.00 | 0.00 | 1500.00 | 6000.00 | 3731.00 | 14924.00 | 9800.00 | 39200.00 | 2640.00 | 10560.00 | 0.00 | mastek engineering private limited
166.00 | Electrical Works: Miscellaneous Supply, installation, connection, testing and commissioning of hooter acknowledgement box suitable for indoor location as per data sheets, EIL standard specification no. 6-51-0076, approved drawings, specifications of this tender and directions of Engineerincharge. | 4.00 | NOS |  | 2000.00 | 8000.00 | Not Quoted | Not Quoted | 7500.00 | 30000.00 | 23815.00 | 95260.00 | Not Quoted | Not Quoted | 2651.00 | 10604.00 | 23750.00 | 95000.00 | 25444.00 | 101776.00 | Not Quoted | Not Quoted | Not Quoted | Not Quoted | 0.00 | 0.00 | 1500.00 | 6000.00 | 5935.00 | 23740.00 | 6500.00 | 26000.00 | 2640.00 | 10560.00 | 0.00 | mastek engineering private limited
167.00 | Electrical Works: Miscellaneous Supply, installation, connection, testing and commissioning of Fault isolator modules for loops connecting break glass units/detectors as per data sheets, EIL standard specification no. 6-51-0076, approved drawings, specifications of this tender and directions of Engineer-in-charge | 4.00 | NOS |  | 5240.00 | 20960.00 | Not Quoted | Not Quoted | 5300.00 | 21200.00 | 17820.00 | 71280.00 | Not Quoted | Not Quoted | 6946.00 | 27784.00 | 3800.00 | 15200.00 | 19039.00 | 76156.00 | Not Quoted | Not Quoted | Not Quoted | Not Quoted | 0.00 | 0.00 | 2500.00 | 10000.00 | 4199.00 | 16796.00 | 4500.00 | 18000.00 | 3960.00 | 15840.00 | 0.00 | mastek engineering private limited
168.00 | Electrical Works: Miscellaneous Supply, installation, connection, testing and commissioning of Fault isolator modules for loops connecting outdoor break glass units as per data sheets, EIL standard specification no. 6-51-0076, approved drawings, specifications of this tender and directions of Engineer-in-charge. | 4.00 | NOS |  | 5240.00 | 20960.00 | Not Quoted | Not Quoted | 5300.00 | 21200.00 | 26015.00 | 104060.00 | Not Quoted | Not Quoted | 6946.00 | 27784.00 | 4275.00 | 17100.00 | 27794.00 | 111176.00 | Not Quoted | Not Quoted | Not Quoted | Not Quoted | 0.00 | 0.00 | 2500.00 | 10000.00 | 4199.00 | 16796.00 | 5500.00 | 22000.00 | 5720.00 | 22880.00 | 0.00 | mastek engineering private limited
169.00 | Electrical Works: Miscellaneous Supply and installation of safe area FA Junction Boxes with 16 terminals and 4 cable entries as per data sheets, EIL standard specification no. 6-51-0076, approved drawings, specifications of this tender and directions of Engineer-in-charge. | 4.00 | NOS |  | 6280.00 | 25120.00 | Not Quoted | Not Quoted | 7300.00 | 29200.00 | 7150.00 | 28600.00 | Not Quoted | Not Quoted | 8325.00 | 33300.00 | 9025.00 | 36100.00 | 7639.00 | 30556.00 | Not Quoted | Not Quoted | Not Quoted | Not Quoted | 0.00 | 0.00 | 15000.00 | 60000.00 | 4135.00 | 16540.00 | 5500.00 | 22000.00 | 2508.00 | 10032.00 | 0.00 | mastek engineering private limited
170.00 | Electrical Works: Miscellaneous Supply of weatherproof 415V/240V, 3-phase/1-phase, 50Hz, AC DOL starter with suitable switch, fuse, contactor, bimetal relay with suitable switch, fuse, contactor, bimetal relay with single phase protection feature, ammeter & voltmeter with selector switch, indicating lamps, auto/manual selector switch, pushbuttons etc. including double compression brass plated cable glands, tinned copper lugs as per approved drawings, specifications of this tender and directions of Engineer-in-charge. | 2.00 | NOS |  | 55600.00 | 111200.00 | Not Quoted | Not Quoted | 2500.00 | 5000.00 | 16115.00 | 32230.00 | Not Quoted | Not Quoted | 73705.00 | 147410.00 | 17100.00 | 34200.00 | 17217.00 | 34434.00 | Not Quoted | Not Quoted | Not Quoted | Not Quoted | 0.00 | 0.00 | 3500.00 | 7000.00 | 13755.00 | 27510.00 | 89000.00 | 178000.00 | 3124.00 | 6248.00 | 0.00 | mastek engineering private limited
171.00 | Electrical Works: Miscellaneous LED-6 (11W) - Supply, installation, testing and commissioning of following lighting fixtures and connecting to wiring junction box/marshalling box complete with lamps and necessary driver including supply of all connected materials like flexible conduit, clamps, supports, chains, anchor fastners, bolts, nuts and washers etc. as required, including supply and fixing of cable glands, lugs, including all labour and materials, as per approved drawings, data sheet for lighting fixture schedule, EIL installation standards, specifications of this tender and directions of Engineer-in- Charge. | 12.00 | NOS |  | 4400.00 | 52800.00 | Not Quoted | Not Quoted | 1200.00 | 14400.00 | 8250.00 | 99000.00 | Not Quoted | Not Quoted | 5833.00 | 69996.00 | 3325.00 | 39900.00 | 8814.00 | 105768.00 | Not Quoted | Not Quoted | Not Quoted | Not Quoted | 0.00 | 0.00 | 1100.00 | 13200.00 | 1874.00 | 22488.00 | 3200.00 | 38400.00 | 1012.00 | 12144.00 | 0.00 | mastek engineering private limited
172.00 | Electrical Works: Miscellaneous Supply, installation, connection, testing and commissioning of 900W PV based Solar Electric Power System with battery backup and as indicated in Solar system job specification Doc. No- B398-000-16-50-SOW-0002 including the following: - Solar Charge Controllers (2 x 100%) - Ni-Cd Battery Bank (2 x 50%) - 24V DCDB - (-)48V DCDB - 230V ACDB - Grid Chargers for Solar Batteries (3 nos.single phase type) - 96V to 24V DC-DC Converter (2 x 100%) - 96V to (-)48V DC-DC Converter (2 x 100%) - 96V to 230V DC-AC Inverter. and all other accessories as per the details indicated in the single line diagram No. B398-000-16-50-3007 (Manual SV stations) , Doc. No.B398-000-16-50-SOW- 0002 (scope of work, job specification and instructions to vendor for Solar system), datasheet for solar system and EIL specifications attached with the tender. | 2.00 | NOS |  | 8600000.00 | 17200000.00 | Not Quoted | Not Quoted | 12300000.00 | 24600000.00 | 4500000.00 | 9000000.00 | Not Quoted | Not Quoted | 5500000.00 | 11000000.00 | 4085000.00 | 8170000.00 | 4113200.00 | 8226400.00 | Not Quoted | Not Quoted | Not Quoted | Not Quoted | 0.00 | 0.00 | 12000000.00 | 24000000.00 | 7374571.00 | 14749142.00 | 7400000.00 | 14800000.00 | 9000000.00 | 18000000.00 | 0.00 | mastek engineering private limited
173.00 | Electrical Works: Miscellaneous Supply, installation, connection, testing and commissioning 1650W PV based Solar Electric Power System with battery backup and as indicated in Solar system job specification Doc. No- B398-000-16-50-SOW-0002 including the following: - Solar Charge Controllers (2 x 100%) - Ni-Cd Battery Bank (2 x 50%) - 24V DCDB - (-)48V DCDB- 230V ACDB - Grid Chargers for Solar Batteries (3 nos.single phase type) - 96V to 24V DC-DC Converter (2 x 100%) - 96V to (-)48V DC-DC Converter (2 x 100%) - 96V to 230V DC-AC Inverter. and all other accessories as per the details indicated in the single line diagram No. B398-000-16-50-3001 (stations without CP) , Doc. No.B398-000-16-50-SOW- 0002 (scope of work, job specification and instructions to vendor for Solar system), datasheet for solar system and EIL specifications attached with the tender. | 1.00 | NOS |  | 12100000.00 | 12100000.00 | Not Quoted | Not Quoted | 20000000.00 | 20000000.00 | 7500000.00 | 7500000.00 | Not Quoted | Not Quoted | 11500000.00 | 11500000.00 | 7030000.00 | 7030000.00 | 8814000.00 | 8814000.00 | Not Quoted | Not Quoted | Not Quoted | Not Quoted | 0.00 | 0.00 | 18000000.00 | 18000000.00 | 11418566.00 | 11418566.00 | 11500000.00 | 11500000.00 | 12000000.00 | 12000000.00 | 0.00 | mastek engineering private limited
174.00 | Electrical Works: Miscellaneous Supply, installation, connection, testing and commissioning 2200W PV based Solar Electric Power System with battery backup and as indicated in Solar system job specification Doc. No- B398-000-16-50-SOW-0002 including the following: - Solar Charge Controllers (2 x 100%) - Ni-Cd Battery Bank (2 x 50%) - 24V DCDB - (-)48V DCDB - 230V ACDB - Grid Chargers for Solar Batteries (3 nos.single phase type) - 96V to 24V DC-DC Converter (2 x 100%) - 96V to (-)48V DC-DC Converter (2 x 100%) - 96V to 230V DC-AC Inverter and all other accessories as per the details indicated in the single line diagram No. B398-000-16-50-3003 (stations with CP) , Doc. No.B398-000-16-50-SOW-0002 (scope of work, job specification and instructions to vendor for Solar system), datasheet for solar system and EIL specifications attached with the tender. | 1.00 | NOS |  | 15400000.00 | 15400000.00 | Not Quoted | Not Quoted | 27111610.00 | 27111610.00 | 8500000.00 | 8500000.00 | Not Quoted | Not Quoted | 14500000.00 | 14500000.00 | 8360000.00 | 8360000.00 | 11752000.00 | 11752000.00 | Not Quoted | Not Quoted | Not Quoted | Not Quoted | 0.00 | 0.00 | 27000000.00 | 27000000.00 | 14891046.00 | 14891046.00 | 15000000.00 | 15000000.00 | 14900000.00 | 14900000.00 | 0.00 | mastek engineering private limited
175.00 | Electrical Works: Miscellaneous Supply, installation, testing, commissioning of 2 loop microprocessor based analogue Addressable fire alarm panel (FAP) as per data sheets, EIL standard specification no. 6-51-0076, approved drawings,specifications of this tender and directions of Engineer-incharge. | 4.00 | NOS |  | 372000.00 | 1488000.00 | Not Quoted | Not Quoted | 400000.00 | 1600000.00 | 181500.00 | 726000.00 | Not Quoted | Not Quoted | 351394.05 | 1405576.20 | 380000.00 | 1520000.00 | 193908.00 | 775632.00 | Not Quoted | Not Quoted | Not Quoted | Not Quoted | 0.00 | 0.00 | 35000.00 | 140000.00 | 341753.00 | 1367012.00 | 645000.00 | 2580000.00 | 110000.00 | 440000.00 | 0.00 | mastek engineering private limited
176.00 | Electrical Works: Miscellaneous Supply, installation, testing, commissioning of microprocessor based fire alarm repeater panel suitable for wall mounting as per data sheets, EIL standard specification no. 6-51-0076, approved drawings, specifications of this tender and directions of Engineerincharge. | 4.00 | NOS |  | 228000.00 | 912000.00 | Not Quoted | Not Quoted | 165000.00 | 660000.00 | 82500.00 | 330000.00 | Not Quoted | Not Quoted | 147235.00 | 588940.00 | 237500.00 | 950000.00 | 88140.00 | 352560.00 | Not Quoted | Not Quoted | Not Quoted | Not Quoted | 0.00 | 0.00 | 70000.00 | 280000.00 | 143196.00 | 572784.00 | 323000.00 | 1292000.00 | 110000.00 | 440000.00 | 0.00 | mastek engineering private limited
177.00 | Electrical Works: Miscellaneous Supply, installation, connection, testing and commissioning of wall mounted exit signs as per data sheets, EIL standard specification no. 6-51-0076, approved drawings, specifications of this tender and directions of Engineer in charge. | 10.00 | NOS |  | 4360.00 | 43600.00 | Not Quoted | Not Quoted | 5500.00 | 55000.00 | 10450.00 | 104500.00 | Not Quoted | Not Quoted | 5722.00 | 57220.00 | 4750.00 | 47500.00 | 11165.00 | 111650.00 | Not Quoted | Not Quoted | Not Quoted | Not Quoted | 0.00 | 0.00 | 12000.00 | 120000.00 | 5964.00 | 59640.00 | 15500.00 | 155000.00 | 1100.00 | 11000.00 | 0.00 | mastek engineering private limited
178.00 | Electrical Works: Miscellaneous Supply, installation, connection, testing and commissioning of 30 KVA , 230V±1%, 50Hz±1%, 1-phase, 12 hrs backup UPS along with associated ACDB and Ni-Cd batteries along with 230V AC to 24V DC AC to DC converter, 230V AC to (-)48V DC AC to DC converter along with the respective 24V DCDB and (-)48V DCDB as per the UPS data sheet, job specification, EILspecification 6-51-0017, single line diagram No.B398-000-16-50-3009. | 1.00 | NOS |  | 25200000.00 | 25200000.00 | Not Quoted | Not Quoted | 27500000.00 | 27500000.00 | 28435000.00 | 28435000.00 | Not Quoted | Not Quoted | 25000000.00 | 25000000.00 | 20900000.00 | 20900000.00 | 35256000.00 | 35256000.00 | Not Quoted | Not Quoted | Not Quoted | Not Quoted | 0.00 | 0.00 | 25000000.00 | 25000000.00 | 24055999.00 | 24055999.00 | 23500000.00 | 23500000.00 | 26400000.00 | 26400000.00 | 0.00 | mastek engineering private limited
179.00 | Instrumentation Works: OPTICAL FIBRE CABLE INSTALLATION Submission of OFC alignment sheets, as-built drawings and all documentation in accordance with the specifications. | 1.00 | LS |  | 135000.00 | 135000.00 | Not Quoted | Not Quoted | 25000.00 | 25000.00 | 385000.00 | 385000.00 | Not Quoted | Not Quoted | 45450.00 | 45450.00 | 85000.00 | 85000.00 | 176280.00 | 176280.00 | Not Quoted | Not Quoted | Not Quoted | Not Quoted | 0.00 | 0.00 | 125000.00 | 125000.00 | 55000.00 | 55000.00 | 350000.00 | 350000.00 | 176000.00 | 176000.00 | 0.00 | mastek engineering private limited
180.00 | Instrumentation Works: OPTICAL FIBRE CABLE INSTALLATION Supply & installation of OFC distance markers (metal plates on pipeline markers) at all pipeline marker locations as per specifications and direction of CLIENT/CONSULTANT. | 88.00 | NOS |  | 2000.00 | 176000.00 | Not Quoted | Not Quoted | 2500.00 | 220000.00 | 1100.00 | 96800.00 | Not Quoted | Not Quoted | 2222.00 | 195536.00 | 2550.00 | 224400.00 | 8227.00 | 723976.00 | Not Quoted | Not Quoted | Not Quoted | Not Quoted | 0.00 | 0.00 | 900.00 | 79200.00 | 2090.00 | 183920.00 | 5000.00 | 440000.00 | 880.00 | 77440.00 | 0.00 | mastek engineering private limited
181.00 | Instrumentation Works: OPTICAL FIBRE CABLE INSTALLATION Supply & installation of OFC distance markers (metal plates on pipeline markers) at all pipeline marker locations as per specifications and direction of CLIENT/CONSULTANT. OFC route marker (Metallic Marker) on the cable laying route inside the terminals | 35.00 | NOS |  | 3500.00 | 122500.00 | Not Quoted | Not Quoted | 2800.00 | 98000.00 | 2750.00 | 96250.00 | Not Quoted | Not Quoted | 3535.00 | 123725.00 | 2550.00 | 89250.00 | 9402.00 | 329070.00 | Not Quoted | Not Quoted | Not Quoted | Not Quoted | 0.00 | 0.00 | 500.00 | 17500.00 | 1760.00 | 61600.00 | 5000.00 | 175000.00 | 440.00 | 15400.00 | 0.00 | mastek engineering private limited
182.00 | Instrumentation Works: OPTICAL FIBRE CABLE INSTALLATION Supply of Jointing closures, Factory acceptance testing, storage, and transportation to site, loading, unloading, jointing of OFC all complete as per specifications provided in the bid document and direction of CLIENT/CONSULTANT. | 25.00 | NOS |  | 4000.00 | 100000.00 | Not Quoted | Not Quoted | 6500.00 | 162500.00 | 6050.00 | 151250.00 | Not Quoted | Not Quoted | 5454.00 | 136350.00 | 8500.00 | 212500.00 | 4266.00 | 106650.00 | Not Quoted | Not Quoted | Not Quoted | Not Quoted | 0.00 | 0.00 | 21200.00 | 530000.00 | 8250.00 | 206250.00 | 12000.00 | 300000.00 | 10560.00 | 264000.00 | 0.00 | mastek engineering private limited
183.00 | Instrumentation Works: OPTICAL FIBRE CABLE INSTALLATION Supply and installation of Jointing pits, including sand, OFC joint identification markers, etc all complete | 25.00 | NOS |  | 15000.00 | 375000.00 | Not Quoted | Not Quoted | 15000.00 | 375000.00 | 14300.00 | 357500.00 | Not Quoted | Not Quoted | 16160.00 | 404000.00 | 10200.00 | 255000.00 | 7052.00 | 176300.00 | Not Quoted | Not Quoted | Not Quoted | Not Quoted | 0.00 | 0.00 | 65000.00 | 1625000.00 | 9328.00 | 233200.00 | 12000.00 | 300000.00 | 21120.00 | 528000.00 | 0.00 | mastek engineering private limited
184.00 | Instrumentation Works: OPTICAL FIBRE CABLE INSTALLATION Supply and installation of Electronic marker system consisting of: Electronic joint location markers | 25.00 | NOS |  | 3000.00 | 75000.00 | Not Quoted | Not Quoted | 6500.00 | 162500.00 | 4180.00 | 104500.00 | Not Quoted | Not Quoted | 15150.00 | 378750.00 | 4250.00 | 106250.00 | 4784.00 | 119600.00 | Not Quoted | Not Quoted | Not Quoted | Not Quoted | 0.00 | 0.00 | 19000.00 | 475000.00 | 3113.00 | 77825.00 | 5500.00 | 137500.00 | 5280.00 | 132000.00 | 0.00 | mastek engineering private limited
185.00 | Instrumentation Works: OPTICAL FIBRE CABLE INSTALLATION Supply and installation of Electronic marker system consisting of: Marker locator | 1.00 | NOS |  | 350000.00 | 350000.00 | Not Quoted | Not Quoted | 350000.00 | 350000.00 | 275000.00 | 275000.00 | Not Quoted | Not Quoted | 404000.00 | 404000.00 | 425000.00 | 425000.00 | 452452.00 | 452452.00 | Not Quoted | Not Quoted | Not Quoted | Not Quoted | 0.00 | 0.00 | 350000.00 | 350000.00 | 407000.00 | 407000.00 | 300000.00 | 300000.00 | 528000.00 | 528000.00 | 0.00 | mastek engineering private limited
186.00 | Instrumentation Works: OPTICAL FIBRE CABLE INSTALLATION Site acceptance Testing of the laid OFC, all complete as per specification and direction of CLIENT/CONSULTANT. | 1.00 | LS |  | 100000.00 | 100000.00 | Not Quoted | Not Quoted | 350000.00 | 350000.00 | 1100000.00 | 1100000.00 | Not Quoted | Not Quoted | 252500.00 | 252500.00 | 42500.00 | 42500.00 | 117520.00 | 117520.00 | Not Quoted | Not Quoted | Not Quoted | Not Quoted | 0.00 | 0.00 | 150000.00 | 150000.00 | 110000.00 | 110000.00 | 250000.00 | 250000.00 | 440000.00 | 440000.00 | 0.00 | mastek engineering private limited
187.00 | Instrumentation Works: OPTICAL FIBRE CABLE INSTALLATION Supply of following Optical Fibre Cables (OFC) including FAT, storage, transportation to site, loading, unloading etc. all complete 24 fibres single mode (ITU-T G.652) Optical Fibre Cable | 92000.00 | M |  | 65.00 | 5980000.00 | Not Quoted | Not Quoted | 95.00 | 8740000.00 | 90.00 | 8280000.00 | Not Quoted | Not Quoted | 100.00 | 9200000.00 | 90.00 | 8280000.00 | 71.00 | 6532000.00 | Not Quoted | Not Quoted | Not Quoted | Not Quoted | 0.00 | 0.00 | 75.00 | 6900000.00 | 57.00 | 5244000.00 | 190.00 | 17480000.00 | 132.00 | 12144000.00 | 0.00 | mastek engineering private limited
188.00 | Instrumentation Works: OPTICAL FIBRE CABLE INSTALLATION Supply and installation of Blowing pits, including sand, Electronic marker, backfilling as required etc. all complete | 63.00 | Nos. |  | 15000.00 | 945000.00 | Not Quoted | Not Quoted | 15000.00 | 945000.00 | 14300.00 | 900900.00 | Not Quoted | Not Quoted | 15150.00 | 954450.00 | 10200.00 | 642600.00 | 13962.00 | 879606.00 | Not Quoted | Not Quoted | Not Quoted | Not Quoted | 0.00 | 0.00 | 75000.00 | 4725000.00 | 9328.00 | 587664.00 | 10000.00 | 630000.00 | 21120.00 | 1330560.00 | 0.00 | mastek engineering private limited
189.00 | Instrumentation Works: OPTICAL FIBRE CABLE INSTALLATION Supply of Permanently lubricated HDPE conduit for following sizes in required length of pressure rating 6 kgf/cm2 to be laid in pipeline trench or in separate trench directly or inside CS conduit including FAT, storage, transportation to site, loading, unloading etc. all complete Duct with nominal diameter 40 mm or less | 88700.00 | M |  | 70.00 | 6209000.00 | Not Quoted | Not Quoted | 80.00 | 7096000.00 | 90.00 | 7983000.00 | Not Quoted | Not Quoted | 82.00 | 7273400.00 | 90.00 | 7983000.00 | 71.00 | 6297700.00 | Not Quoted | Not Quoted | Not Quoted | Not Quoted | 0.00 | 0.00 | 75.00 | 6652500.00 | 61.00 | 5410700.00 | 155.00 | 13748500.00 | 132.00 | 11708400.00 | 0.00 | mastek engineering private limited
190.00 | Instrumentation Works: OPTICAL FIBRE CABLE INSTALLATION Laying, Testing and commissioning of the following sizes of HDPE duct/pipe of pressure rating 6 kgf/cm2, including supply of clamps, small iron structures, spacers, and duct accessories like push-fit couplers, bends and elbows, end plugs, simple plugs, sonic heads, etc, and including small civil works, cleaning with compressed air, calibrating, testing for air tightness, sealing of ends, including all labour and materials, as per directions of the Engineer-in-Charge. Duct with nominal diameter 40 mm or less | 88700.00 | M |  | 20.00 | 1774000.00 | Not Quoted | Not Quoted | 10.00 | 887000.00 | 10.00 | 887000.00 | Not Quoted | Not Quoted | 20.00 | 1774000.00 | 26.00 | 2306200.00 | 53.00 | 4701100.00 | Not Quoted | Not Quoted | Not Quoted | Not Quoted | 0.00 | 0.00 | 25.00 | 2217500.00 | 13.00 | 1153100.00 | 50.00 | 4435000.00 | 26.00 | 2306200.00 | 0.00 | mastek engineering private limited
191.00 | Instrumentation Works: OPTICAL FIBRE CABLE INSTALLATION Supply, installation, testing and commissioning of fibre-optic patch panel (light interface unit or fibre-termination closure), wall-mounted type in dust tight enclosure with hinged cover, end termination of fibre-optic cables, including supply of loop box (1000 mm (H) x 1000 mm (W) x 200 mm (D)), patch-cord/pigtail, including all labour and materials all complete for following FO cables FO cable with 17 or more fibres | 3.00 | Nos. |  | 17500.00 | 52500.00 | Not Quoted | Not Quoted | 45000.00 | 135000.00 | 38500.00 | 115500.00 | Not Quoted | Not Quoted | 72720.00 | 218160.00 | 34000.00 | 102000.00 | 58760.00 | 176280.00 | Not Quoted | Not Quoted | Not Quoted | Not Quoted | 0.00 | 0.00 | 120000.00 | 360000.00 | 23320.00 | 69960.00 | 50000.00 | 150000.00 | 39600.00 | 118800.00 | 0.00 | mastek engineering private limited
192.00 | Instrumentation Works: OPTICAL FIBRE CABLE INSTALLATION Installation & laying of OFC in pipeline trench through HDPE conduit by blowing method, trenching and excavation as required, padding, backfilling, restoration of land & other constructions, as applicable to original conditions etc. including supply and use of all materials required like couplers, end plugs etc. all complete | 87250.00 | M |  | 50.00 | 4362500.00 | Not Quoted | Not Quoted | 65.00 | 5671250.00 | 10.00 | 872500.00 | Not Quoted | Not Quoted | 40.00 | 3490000.00 | 34.00 | 2966500.00 | 48.00 | 4188000.00 | Not Quoted | Not Quoted | Not Quoted | Not Quoted | 0.00 | 0.00 | 40.00 | 3490000.00 | 26.00 | 2268500.00 | 45.00 | 3926250.00 | 26.00 | 2268500.00 | 0.00 | mastek engineering private limited
193.00 | Instrumentation Works: OPTICAL FIBRE CABLE INSTALLATION Installation and Laying of OFC through permanently Lubricated HDPE conduit (which is sub-ducted in CS conduit) including supply and use of all materials required like couplers, end plug etc. all complete as per the job specification (Supply & Installation of CS Conduit are covered in the Pipeline laying Section of the tender) | 550.00 | M |  | 100.00 | 55000.00 | Not Quoted | Not Quoted | 250.00 | 137500.00 | 110.00 | 60500.00 | Not Quoted | Not Quoted | 250.00 | 137500.00 | 298.00 | 163900.00 | 89.00 | 48950.00 | Not Quoted | Not Quoted | Not Quoted | Not Quoted | 0.00 | 0.00 | 60.00 | 33000.00 | 33.00 | 18150.00 | 45.00 | 24750.00 | 132.00 | 72600.00 | 0.00 | mastek engineering private limited
194.00 | Instrumentation Works: OPTICAL FIBRE CABLE INSTALLATION Installation & laying of OFC in separate trench directly or through HDPE/CS conduit by blowing method, trenching and excavation as required, padding, backfilling, restoration of land & other constructions, as applicable to original conditions etc., including supply and use of all materials required like warning mats, couplers, end plugs etc. all complete | 350.00 | M |  | 350.00 | 122500.00 | Not Quoted | Not Quoted | 450.00 | 157500.00 | 330.00 | 115500.00 | Not Quoted | Not Quoted | 455.00 | 159250.00 | 298.00 | 104300.00 | 588.00 | 205800.00 | Not Quoted | Not Quoted | Not Quoted | Not Quoted | 0.00 | 0.00 | 600.00 | 210000.00 | 202.00 | 70700.00 | 45.00 | 15750.00 | 132.00 | 46200.00 | 0.00 | mastek engineering private limited
195.00 | Instrumentation Works: PRESSURE GAUGES AND ACCESSORIES Installation of Line mounted or Remote mounted or Local Gauge Board mounted Pressure gauge/ Pressure gauge with Pulsation Dampener/ Syphon/ Overrange Protector (direct/ surface mounted/ diaphragm seal type) inclusive of mounting of instrument, supply of piping and tubing materials such as valves, fittings, pipes, tubes, compression fittings, as per specification, supply and erection of supports, mounting on support, (if support required) , laying of capillary on supports, fabrication and installation of manifolds/ impulse lines with supports as per standards indicated below, hydraulic testing and painting of supports but exclusive of Supply of Instrument, Gauge Board, Yoke, and Calibration. In Carbon Steel as per standard 7-52-1121 | 18.00 | NOS |  | 10280.00 | 185040.00 | Not Quoted | Not Quoted | 4500.00 | 81000.00 | 14135.00 | 254430.00 | Not Quoted | Not Quoted | 13627.00 | 245286.00 | 5950.00 | 107100.00 | 17217.00 | 309906.00 | Not Quoted | Not Quoted | Not Quoted | Not Quoted | 0.00 | 0.00 | 28000.00 | 504000.00 | 16275.00 | 292950.00 | 8250.00 | 148500.00 | 10560.00 | 190080.00 | 0.00 | mastek engineering private limited
196.00 | Instrumentation Works: PRESSURE INSTRUMENTS Installation of Pressure Transmitters/ Pressure Switches (with or without Pulsation Dampener, Overrange Protector)/ Diaphragm seal type Pressure Transmitters/ Diaphragm seal type Pressure Switches including mounting on Yoke/ Surface, supply of piping & tubing materials such as valves, fittings, pipes, tubes, compression fittings as per specifications enclosed, supply of supports for capillary, supply and erection of supports for impulse lines wherever required, fabrication and installation of manifolds/ impulse lines with supports as per Standard indicated below, laying of capillary on supports, hydraulic testing and painting of supports but exclusive of Supply of Instrument, all Electrical/ Pneumatic connections, Yoke and Calibration. In Carbon Steel as per standard 7-52-1153 | 5.00 | NOS |  | 19600.00 | 98000.00 | Not Quoted | Not Quoted | 7500.00 | 37500.00 | 26950.00 | 134750.00 | Not Quoted | Not Quoted | 25982.00 | 129910.00 | 12750.00 | 63750.00 | 19391.00 | 96955.00 | Not Quoted | Not Quoted | Not Quoted | Not Quoted | 0.00 | 0.00 | 12000.00 | 60000.00 | 23520.00 | 117600.00 | 49500.00 | 247500.00 | 14080.00 | 70400.00 | 0.00 | mastek engineering private limited
197.00 | Instrumentation Works: TEMPERATURE INSTRUMENTS Installation of Temperature Indicators/ Gauges (Filled system/ Bimetallic) RTD/ Thermocouple/ Temperature Switches/ Temperature transmitters with flanged thermowell inclusive of installation of machined/ builtup thermowells on the nozzle and installation of Instruments, Electrical/ Pneumatic connection but exclusive of Supply of Instruments/ Elements/ Thermowell, and Calibration. Skin Type Temperature Indicator/ Gauges (Filled System) | 4.00 | NOS |  | 10280.00 | 41120.00 | Not Quoted | Not Quoted | 7500.00 | 30000.00 | 14135.00 | 56540.00 | Not Quoted | Not Quoted | 13627.00 | 54508.00 | 8500.00 | 34000.00 | 11165.00 | 44660.00 | Not Quoted | Not Quoted | Not Quoted | Not Quoted | 0.00 | 0.00 | 55000.00 | 220000.00 | 9975.00 | 39900.00 | 3800.00 | 15200.00 | 17600.00 | 70400.00 | 0.00 | mastek engineering private limited
198.00 | Instrumentation Works: TEMPERATURE TRANSMITTERS (REMOTE MOUNTED) Thermocouple/ RTD element with thermowell, along with Temperature Transmitter remote mounted. Installation of transmitter including mounting on yoke, fabrication and erection of supports with clamps and laying of extension/RTD cable upto thermocouple, termination of cables at both ends, painting of supports but exclusive of Supply of Instruments, Cable, Yoke and Calibration. Temperature Transmitter and RTD with flanged well | 1.00 | NOS |  | 10280.00 | 10280.00 | Not Quoted | Not Quoted | 7500.00 | 7500.00 | 14135.00 | 14135.00 | Not Quoted | Not Quoted | 13627.00 | 13627.00 | 12750.00 | 12750.00 | 14690.00 | 14690.00 | Not Quoted | Not Quoted | Not Quoted | Not Quoted | 0.00 | 0.00 | 55000.00 | 55000.00 | 9975.00 | 9975.00 | 13750.00 | 13750.00 | 17600.00 | 17600.00 | 0.00 | mastek engineering private limited
199.00 | Instrumentation Works: TEMPERATURE TRANSMITTERS (REMOTE MOUNTED) Thermocouple/ RTD element with thermowell, along with Temperature Transmitter remote mounted. Installation of transmitter including mounting on yoke, fabrication and erection of supports with clamps and laying of extension/RTD cable upto thermocouple, termination of cables at both ends, painting of supports but exclusive of Supply of Instruments, Cable, Yoke and Calibration. Temperature Transmitter with skin type RTD (Welded) | 5.00 | NOS |  | 10280.00 | 51400.00 | Not Quoted | Not Quoted | 4000.00 | 20000.00 | 14135.00 | 70675.00 | Not Quoted | Not Quoted | 13627.00 | 68135.00 | 12750.00 | 63750.00 | 11165.00 | 55825.00 | Not Quoted | Not Quoted | Not Quoted | Not Quoted | 0.00 | 0.00 | 55000.00 | 275000.00 | 9975.00 | 49875.00 | 13750.00 | 68750.00 | 176000.00 | 880000.00 | 0.00 | mastek engineering private limited
200.00 | Instrumentation Works: DETECTOR SYSTEMS Installation of LEL and H2S detectors/monitors, beacon lights and hooters including supply of supports but exclusive of Supply of Detectors, Yoke and Calibration. LEL Detectors | 3.00 | NOS |  | 10000.00 | 30000.00 | Not Quoted | Not Quoted | 18000.00 | 54000.00 | 13750.00 | 41250.00 | Not Quoted | Not Quoted | 13256.00 | 39768.00 | 12750.00 | 38250.00 | 13692.00 | 41076.00 | Not Quoted | Not Quoted | Not Quoted | Not Quoted | 0.00 | 0.00 | 225000.00 | 675000.00 | 4725.00 | 14175.00 | 247500.00 | 742500.00 | 10560.00 | 31680.00 | 0.00 | mastek engineering private limited
201.00 | Instrumentation Works: DETECTOR SYSTEMS Installation of LEL and H2S detectors/monitors, beacon lights and hooters including supply of supports but exclusive of Supply of Detectors, Yoke and Calibration. Reset Push Button for Beacon Hooters | 2.00 | NOS |  | 10000.00 | 20000.00 | Not Quoted | Not Quoted | 4500.00 | 9000.00 | 13750.00 | 27500.00 | Not Quoted | Not Quoted | 5000.00 | 10000.00 | 12750.00 | 25500.00 | 13692.00 | 27384.00 | Not Quoted | Not Quoted | Not Quoted | Not Quoted | 0.00 | 0.00 | 20000.00 | 40000.00 | 3675.00 | 7350.00 | 125000.00 | 250000.00 | 4400.00 | 8800.00 | 0.00 | mastek engineering private limited
202.00 | Instrumentation Works: DETECTOR SYSTEMS Installation of LEL and H2S detectors/monitors, beacon lights and hooters including supply of supports but exclusive of Supply of Detectors, Yoke and Calibration. Beacon Lights | 1.00 | NOS |  | 2600.00 | 2600.00 | Not Quoted | Not Quoted | 5500.00 | 5500.00 | 3575.00 | 3575.00 | Not Quoted | Not Quoted | 5000.00 | 5000.00 | 12750.00 | 12750.00 | 13692.00 | 13692.00 | Not Quoted | Not Quoted | Not Quoted | Not Quoted | 0.00 | 0.00 | 20000.00 | 20000.00 | 2625.00 | 2625.00 | 55000.00 | 55000.00 | 4400.00 | 4400.00 | 0.00 | mastek engineering private limited
203.00 | Instrumentation Works: DETECTOR SYSTEMS Installation of LEL and H2S detectors/monitors, beacon lights and hooters including supply of supports but exclusive of Supply of Detectors, Yoke and Calibration. Hooters | 1.00 | NOS |  | 2600.00 | 2600.00 | Not Quoted | Not Quoted | 5500.00 | 5500.00 | 3575.00 | 3575.00 | Not Quoted | Not Quoted | 5000.00 | 5000.00 | 12750.00 | 12750.00 | 13692.00 | 13692.00 | Not Quoted | Not Quoted | Not Quoted | Not Quoted | 0.00 | 0.00 | 20000.00 | 20000.00 | 2625.00 | 2625.00 | 55000.00 | 55000.00 | 4400.00 | 4400.00 | 0.00 | mastek engineering private limited
204.00 | Instrumentation Works: LOCAL PANELS/ CABINETS/ GAUGE BOARDS Installation of local panels in field (Pressurized/ Non-pressurized/ Flame-proof) /PLC cabinets/ marshalling cabinets / Radiation Pyrometer monitor / H2S monitor panels/ local gauge board inside control room with or without instruments of following sizes including supply, fabrication and installation of base frames and installation of panel but exclusive of pneumatic/ electrical connections, supplying of local panels/ local gauge boards and painting of the same. Size 2200x800x800 mm (floor mounted) to be used as Telemetry Interface Cabinet (TIC) | 3.00 | NOS |  | 19880.00 | 59640.00 | Not Quoted | Not Quoted | 35000.00 | 105000.00 | 27335.00 | 82005.00 | Not Quoted | Not Quoted | 26353.00 | 79059.00 | 29750.00 | 89250.00 | 32318.00 | 96954.00 | Not Quoted | Not Quoted | Not Quoted | Not Quoted | 0.00 | 0.00 | 48500.00 | 145500.00 | 18375.00 | 55125.00 | 46750.00 | 140250.00 | 44000.00 | 132000.00 | 0.00 | mastek engineering private limited
205.00 | Instrumentation Works: CALIBRATION/ TESTING Cleaning, calibration of the instrument listed below including removal of instrument from reinstalled locations like panels, enclosures, racks, field etc., and fixing them back in respective places, providing equipments, necessary test jig, Instrument Air, Nitrogen Cylinders, test reports, all consumable and loop testing except for special imported test equipments for electronic instruments to be supplied by owner if available. Pressure gauges | 23.00 | NOS |  | 1960.00 | 45080.00 | Not Quoted | Not Quoted | 4000.00 | 92000.00 | 2695.00 | 61985.00 | Not Quoted | Not Quoted | 2598.00 | 59754.00 | 1700.00 | 39100.00 | 4114.00 | 94622.00 | Not Quoted | Not Quoted | Not Quoted | Not Quoted | 0.00 | 0.00 | 5000.00 | 115000.00 | 1575.00 | 36225.00 | 3850.00 | 88550.00 | 10560.00 | 242880.00 | 0.00 | mastek engineering private limited
206.00 | Instrumentation Works: CALIBRATION/ TESTING Cleaning, calibration of the instrument listed below including removal of instrument from reinstalled locations like panels, enclosures, racks, field etc., and fixing them back in respective places, providing equipments, necessary test jig, Instrument Air, Nitrogen Cylinders, test reports, all consumable and loop testing except for special imported test equipments for electronic instruments to be supplied by owner if available. Pressure transmitters | 9.00 | NOS |  | 3080.00 | 27720.00 | Not Quoted | Not Quoted | 7500.00 | 67500.00 | 4235.00 | 38115.00 | Not Quoted | Not Quoted | 4083.00 | 36747.00 | 1700.00 | 15300.00 | 4114.00 | 37026.00 | Not Quoted | Not Quoted | Not Quoted | Not Quoted | 0.00 | 0.00 | 5000.00 | 45000.00 | 2310.00 | 20790.00 | 13750.00 | 123750.00 | 8800.00 | 79200.00 | 0.00 | mastek engineering private limited
207.00 | Instrumentation Works: CALIBRATION/ TESTING Cleaning, calibration of the instrument listed below including removal of instrument from reinstalled locations like panels, enclosures, racks, field etc., and fixing them back in respective places, providing equipments, necessary test jig, Instrument Air, Nitrogen Cylinders, test reports, all consumable and loop testing except for special imported test equipments for electronic instruments to be supplied by owner if available. Temperature Transmitters | 9.00 | NOS |  | 3080.00 | 27720.00 | Not Quoted | Not Quoted | 7500.00 | 67500.00 | 4235.00 | 38115.00 | Not Quoted | Not Quoted | 4083.00 | 36747.00 | 1700.00 | 15300.00 | 4114.00 | 37026.00 | Not Quoted | Not Quoted | Not Quoted | Not Quoted | 0.00 | 0.00 | 5000.00 | 45000.00 | 1995.00 | 17955.00 | 6050.00 | 54450.00 | 8800.00 | 79200.00 | 0.00 | mastek engineering private limited
208.00 | Instrumentation Works: CALIBRATION/ TESTING Cleaning, calibration of the instrument listed below including removal of instrument from reinstalled locations like panels, enclosures, racks, field etc., and fixing them back in respective places, providing equipments, necessary test jig, Instrument Air, Nitrogen Cylinders, test reports, all consumable and loop testing except for special imported test equipments for electronic instruments to be supplied by owner if available. LEL Detectors | 7.00 | NOS |  | 10000.00 | 70000.00 | Not Quoted | Not Quoted | 16000.00 | 112000.00 | 13750.00 | 96250.00 | Not Quoted | Not Quoted | 13256.00 | 92792.00 | 1700.00 | 11900.00 | 4114.00 | 28798.00 | Not Quoted | Not Quoted | Not Quoted | Not Quoted | 0.00 | 0.00 | 5000.00 | 35000.00 | 2940.00 | 20580.00 | 15000.00 | 105000.00 | 10560.00 | 73920.00 | 0.00 | mastek engineering private limited
209.00 | Instrumentation Works: CALIBRATION/ TESTING Cleaning, adjusting stroke/ positioner, stroke speed checking of Control and On-off (Shutdown) valves. Providing equipments, necessary test jig, Instrument Air, Nitrogen Cylinders, test reports, all consumable and loop testing. Excludes flow calibration. Control Valves | 1.00 | NOS |  | 11600.00 | 11600.00 | Not Quoted | Not Quoted | 16000.00 | 16000.00 | 15950.00 | 15950.00 | Not Quoted | Not Quoted | 10000.00 | 10000.00 | 1700.00 | 1700.00 | 4114.00 | 4114.00 | Not Quoted | Not Quoted | Not Quoted | Not Quoted | 0.00 | 0.00 | 5000.00 | 5000.00 | 4200.00 | 4200.00 | 25000.00 | 25000.00 | 8800.00 | 8800.00 | 0.00 | mastek engineering private limited
210.00 | Instrumentation Works: CALIBRATION/ TESTING Cleaning, adjusting stroke/ positioner, stroke speed checking of Control and On-off (Shutdown) valves. Providing equipments, necessary test jig, Instrument Air, Nitrogen Cylinders, test reports, all consumable and loop testing. Excludes flow calibration. On-off valves (SDV/ ROV) | 2.00 | NOS |  | 10280.00 | 20560.00 | Not Quoted | Not Quoted | 16000.00 | 32000.00 | 14135.00 | 28270.00 | Not Quoted | Not Quoted | 10000.00 | 20000.00 | 1700.00 | 3400.00 | 5289.00 | 10578.00 | Not Quoted | Not Quoted | Not Quoted | Not Quoted | 0.00 | 0.00 | 5000.00 | 10000.00 | 4200.00 | 8400.00 | 15000.00 | 30000.00 | 8800.00 | 17600.00 | 0.00 | mastek engineering private limited
211.00 | Instrumentation Works: CALIBRATION/ TESTING Cleaning, adjusting stroke/ positioner, stroke speed checking of Control and On-off (Shutdown) valves. Providing equipments, necessary test jig, Instrument Air, Nitrogen Cylinders, test reports, all consumable and loop testing. Excludes flow calibration. Self Actuated Pressure reducing valves | 2.00 | NOS |  | 11600.00 | 23200.00 | Not Quoted | Not Quoted | 16000.00 | 32000.00 | 15950.00 | 31900.00 | Not Quoted | Not Quoted | 15000.00 | 30000.00 | 1700.00 | 3400.00 | 5289.00 | 10578.00 | Not Quoted | Not Quoted | Not Quoted | Not Quoted | 0.00 | 0.00 | 5000.00 | 10000.00 | 4200.00 | 8400.00 | 15000.00 | 30000.00 | 8800.00 | 17600.00 | 0.00 | mastek engineering private limited
212.00 | Instrumentation Works: CALIBRATION/ TESTING Cleaning, set pressure tests of Pressure Relief and Thermal Relief Valves. Providing equipments, necessary test jig, Instrument Air, Nitrogen Cylinders, test reports, all consumable and loop testing. Excludes flow calibration. Inlet Sizes upto 2" flanged, rating 150# to 2500# | 5.00 | NOS |  | 10800.00 | 54000.00 | Not Quoted | Not Quoted | 15000.00 | 75000.00 | 14850.00 | 74250.00 | Not Quoted | Not Quoted | 14317.00 | 71585.00 | 1700.00 | 8500.00 | 7639.00 | 38195.00 | Not Quoted | Not Quoted | Not Quoted | Not Quoted | 0.00 | 0.00 | 5000.00 | 25000.00 | 7350.00 | 36750.00 | 30250.00 | 151250.00 | 17600.00 | 88000.00 | 0.00 | mastek engineering private limited
213.00 | Instrumentation Works: CALIBRATION/ TESTING Cleaning, calibration of the instruments listed below including removal of instrument from reinstalled locations like panels, enclosures, racks, field etc., and fixing them back in respective places, providing equipments, necessary test jig, Instrument Air, Nitrogen Cylinders, test reports, all consumable, except for special imported test equipments for electronic instruments to be supplied by owner if available. Pig Signaller (Ultrasonic type) | 7.00 | NOS |  | 3080.00 | 21560.00 | Not Quoted | Not Quoted | 18000.00 | 126000.00 | 4235.00 | 29645.00 | Not Quoted | Not Quoted | 4083.00 | 28581.00 | 4250.00 | 29750.00 | 5289.00 | 37023.00 | Not Quoted | Not Quoted | Not Quoted | Not Quoted | 0.00 | 0.00 | 5000.00 | 35000.00 | 2100.00 | 14700.00 | 55000.00 | 385000.00 | 10560.00 | 73920.00 | 0.00 | mastek engineering private limited
214.00 | Instrumentation Works: CALIBRATION/ TESTING Cleaning, calibration of the instruments listed below including removal of instrument from reinstalled locations like panels, enclosures, racks, field etc., and fixing them back in respective places, providing equipments, necessary test jig, Instrument Air, Nitrogen Cylinders, test reports, all consumable, except for special imported test equipments for electronic instruments to be supplied by owner if available. Differential Pressure Transmitters for Flow, Level and D.P. | 2.00 | NOS |  | 3080.00 | 6160.00 | Not Quoted | Not Quoted | 15000.00 | 30000.00 | 4235.00 | 8470.00 | Not Quoted | Not Quoted | 5000.00 | 10000.00 | 1700.00 | 3400.00 | 6464.00 | 12928.00 | Not Quoted | Not Quoted | Not Quoted | Not Quoted | 0.00 | 0.00 | 5000.00 | 10000.00 | 2310.00 | 4620.00 | 15000.00 | 30000.00 | 10560.00 | 21120.00 | 0.00 | mastek engineering private limited
215.00 | Instrumentation Works: CALIBRATION/ TESTING Cleaning, calibration of the instruments listed below including removal of instrument from reinstalled locations like panels, enclosures, racks, field etc., and fixing them back in respective places, providing equipments, necessary test jig, Instrument Air, Nitrogen Cylinders, test reports, all consumable, except for special imported test equipments for electronic instruments to be supplied by owner if available. Temperature gauges | 6.00 | NOS |  | 3080.00 | 18480.00 | Not Quoted | Not Quoted | 15000.00 | 90000.00 | 4235.00 | 25410.00 | Not Quoted | Not Quoted | 4083.00 | 24498.00 | 1700.00 | 10200.00 | 4114.00 | 24684.00 | Not Quoted | Not Quoted | Not Quoted | Not Quoted | 0.00 | 0.00 | 5000.00 | 30000.00 | 1575.00 | 9450.00 | 3850.00 | 23100.00 | 10560.00 | 63360.00 | 0.00 | mastek engineering private limited
216.00 | Instrumentation Works: CALIBRATION/ TESTING Cleaning, checking and functional tests for flowmeters. Providing equipments, necessary test jig, Instrument Air, test reports, all consumable, except for special imported test equipments for electronic instruments to be supplied by owner if available. Excludes flow calibration. Ultrasonic flowmeters | 2.00 | NOS |  | 3400.00 | 6800.00 | Not Quoted | Not Quoted | 15000.00 | 30000.00 | 4675.00 | 9350.00 | Not Quoted | Not Quoted | 15000.00 | 30000.00 | 1700.00 | 3400.00 | 5289.00 | 10578.00 | Not Quoted | Not Quoted | Not Quoted | Not Quoted | 0.00 | 0.00 | 5000.00 | 10000.00 | 6825.00 | 13650.00 | 25000.00 | 50000.00 | 10560.00 | 21120.00 | 0.00 | mastek engineering private limited
217.00 | Instrumentation Works: LOOP CHECKING Loop checking (excluding calibration/ testing) of the instruments listed below including verifying the functional performance of all elements comprising the loop, thereby ensuring proper interconnections and operation, with all other specifications inline with clause 4.13 of Standard specification for Erection tender 6-52-0060. Pig Signaller (Ultrasonic type) | 7.00 | NOS |  | 600.00 | 4200.00 | Not Quoted | Not Quoted | 6000.00 | 42000.00 | 825.00 | 5775.00 | Not Quoted | Not Quoted | 795.00 | 5565.00 | 1700.00 | 11900.00 | 1763.00 | 12341.00 | Not Quoted | Not Quoted | Not Quoted | Not Quoted | 0.00 | 0.00 | 2000.00 | 14000.00 | 525.00 | 3675.00 | 1375.00 | 9625.00 | 5280.00 | 36960.00 | 0.00 | mastek engineering private limited
218.00 | Instrumentation Works: LOOP CHECKING Loop checking (excluding calibration/ testing) of the instruments listed below including verifying the functional performance of all elements comprising the loop, thereby ensuring proper interconnections and operation, with all other specifications inline with clause 4.13 of Standard specification for Erection tender 6-52-0060. Pressure transmitters | 9.00 | NOS |  | 600.00 | 5400.00 | Not Quoted | Not Quoted | 6000.00 | 54000.00 | 825.00 | 7425.00 | Not Quoted | Not Quoted | 795.00 | 7155.00 | 1700.00 | 15300.00 | 1763.00 | 15867.00 | Not Quoted | Not Quoted | Not Quoted | Not Quoted | 0.00 | 0.00 | 2000.00 | 18000.00 | 525.00 | 4725.00 | 2750.00 | 24750.00 | 5280.00 | 47520.00 | 0.00 | mastek engineering private limited
219.00 | Instrumentation Works: LOOP CHECKING Loop checking (excluding calibration/ testing) of the instruments listed below including verifying the functional performance of all elements comprising the loop, thereby ensuring proper interconnections and operation, with all other specifications inline with clause 4.13 of Standard specification for Erection tender 6-52-0060. Differential Pressure Transmitters for Flow, Level and D.P. | 2.00 | NOS |  | 600.00 | 1200.00 | Not Quoted | Not Quoted | 6000.00 | 12000.00 | 825.00 | 1650.00 | Not Quoted | Not Quoted | 5000.00 | 10000.00 | 1700.00 | 3400.00 | 1763.00 | 3526.00 | Not Quoted | Not Quoted | Not Quoted | Not Quoted | 0.00 | 0.00 | 2000.00 | 4000.00 | 525.00 | 1050.00 | 25000.00 | 50000.00 | 5280.00 | 10560.00 | 0.00 | mastek engineering private limited
220.00 | Instrumentation Works: LOOP CHECKING Loop checking (excluding calibration/ testing) of the instruments listed below including verifying the functional performance of all elements comprising the loop, thereby ensuring proper interconnections and operation, with all other specifications inline with clause 4.13 of Standard specification for Erection tender 6-52-0060. Temperature Transmitters | 9.00 | NOS |  | 600.00 | 5400.00 | Not Quoted | Not Quoted | 6000.00 | 54000.00 | 825.00 | 7425.00 | Not Quoted | Not Quoted | 795.00 | 7155.00 | 1700.00 | 15300.00 | 1763.00 | 15867.00 | Not Quoted | Not Quoted | Not Quoted | Not Quoted | 0.00 | 0.00 | 2000.00 | 18000.00 | 525.00 | 4725.00 | 2750.00 | 24750.00 | 5280.00 | 47520.00 | 0.00 | mastek engineering private limited
221.00 | Instrumentation Works: LOOP CHECKING Loop checking (excluding calibration/ testing) of the instruments listed below including verifying the functional performance of all elements comprising the loop, thereby ensuring proper interconnections and operation, with all other specifications inline with clause 4.13 of Standard specification for Erection tender 6-52-0060. Gas Detectors | 7.00 | NOS |  | 680.00 | 4760.00 | Not Quoted | Not Quoted | 6000.00 | 42000.00 | 935.00 | 6545.00 | Not Quoted | Not Quoted | 901.00 | 6307.00 | 1700.00 | 11900.00 | 1763.00 | 12341.00 | Not Quoted | Not Quoted | Not Quoted | Not Quoted | 0.00 | 0.00 | 2000.00 | 14000.00 | 525.00 | 3675.00 | 2750.00 | 19250.00 | 5280.00 | 36960.00 | 0.00 | mastek engineering private limited
222.00 | Instrumentation Works: LOOP CHECKING Loop checking (excluding calibration/ testing) of the instruments listed below including verifying the functional performance of all elements comprising the loop, thereby ensuring proper interconnections and operation, with all other specifications inline with clause 4.13 of Standard specification for Erection tender 6-52-0060. Hooter / Beacon | 2.00 | NOS |  | 600.00 | 1200.00 | Not Quoted | Not Quoted | 6000.00 | 12000.00 | 825.00 | 1650.00 | Not Quoted | Not Quoted | 2000.00 | 4000.00 | 1700.00 | 3400.00 | 1763.00 | 3526.00 | Not Quoted | Not Quoted | Not Quoted | Not Quoted | 0.00 | 0.00 | 2000.00 | 4000.00 | 525.00 | 1050.00 | 25000.00 | 50000.00 | 5800.00 | 11600.00 | 0.00 | mastek engineering private limited
223.00 | Instrumentation Works: LOOP CHECKING Loop checking (excluding calibration/ testing) of the instruments listed below including verifying the functional performance of all elements comprising the loop, thereby ensuring proper interconnections and operation, with all other specifications inline with clause 4.13 of Standard specification for Erection tender 6-52-0060. Control valve positioner | 1.00 | NOS |  | 1000.00 | 1000.00 | Not Quoted | Not Quoted | 6000.00 | 6000.00 | 1375.00 | 1375.00 | Not Quoted | Not Quoted | 2000.00 | 2000.00 | 1700.00 | 1700.00 | 1763.00 | 1763.00 | Not Quoted | Not Quoted | Not Quoted | Not Quoted | 0.00 | 0.00 | 2000.00 | 2000.00 | 525.00 | 525.00 | 10000.00 | 10000.00 | 8800.00 | 8800.00 | 0.00 | mastek engineering private limited
224.00 | Instrumentation Works: LOOP CHECKING Loop checking (excluding calibration/ testing) of the instruments listed below including verifying the functional performance of all elements comprising the loop, thereby ensuring proper interconnections and operation, with all other specifications inline with clause 4.13 of Standard specification for Erection tender 6-52-0060. Gas Chromatograph | 1.00 | NOS |  | 1000.00 | 1000.00 | Not Quoted | Not Quoted | 6000.00 | 6000.00 | 1375.00 | 1375.00 | Not Quoted | Not Quoted | 2000.00 | 2000.00 | 1700.00 | 1700.00 | 1763.00 | 1763.00 | Not Quoted | Not Quoted | Not Quoted | Not Quoted | 0.00 | 0.00 | 2000.00 | 2000.00 | 525.00 | 525.00 | 10000.00 | 10000.00 | 8800.00 | 8800.00 | 0.00 | mastek engineering private limited
225.00 | Instrumentation Works: LOOP CHECKING Loop checking (excluding calibration/ testing) of the flowmeters listed below including verifying the functional performance of all elements comprising the loop, thereby ensuring proper interconnections and operation, with all other specifications inline with clause 4.13 of Standard specification for Erection tender 6-52-0060. Ultrasonic flowmeters | 2.00 | NOS |  | 1480.00 | 2960.00 | Not Quoted | Not Quoted | 6000.00 | 12000.00 | 2035.00 | 4070.00 | Not Quoted | Not Quoted | 2000.00 | 4000.00 | 1700.00 | 3400.00 | 1763.00 | 3526.00 | Not Quoted | Not Quoted | Not Quoted | Not Quoted | 0.00 | 0.00 | 2000.00 | 4000.00 | 525.00 | 1050.00 | 10000.00 | 20000.00 | 5280.00 | 10560.00 | 0.00 | mastek engineering private limited
226.00 | Instrumentation Works: SUPPLY ITEMS Supply of Instrument items as per specifications enclosed elsewhere in the Tender. Pressure Gauges | 23.00 | NOS |  | 3880.00 | 89240.00 | Not Quoted | Not Quoted | 9500.00 | 218500.00 | 5335.00 | 122705.00 | Not Quoted | Not Quoted | 5143.00 | 118289.00 | 21250.00 | 488750.00 | 11165.00 | 256795.00 | Not Quoted | Not Quoted | Not Quoted | Not Quoted | 0.00 | 0.00 | 25000.00 | 575000.00 | 4200.00 | 96600.00 | 8250.00 | 189750.00 | 14080.00 | 323840.00 | 0.00 | mastek engineering private limited
227.00 | Instrumentation Works: SUPPLY ITEMS Supply of Instrument items as per specifications enclosed elsewhere in the Tender. Skin Type Temperature Gauges | 5.00 | NOS |  | 11600.00 | 58000.00 | Not Quoted | Not Quoted | 15000.00 | 75000.00 | 15950.00 | 79750.00 | Not Quoted | Not Quoted | 15377.00 | 76885.00 | 15300.00 | 76500.00 | 17570.00 | 87850.00 | Not Quoted | Not Quoted | Not Quoted | Not Quoted | 0.00 | 0.00 | 18000.00 | 90000.00 | 6090.00 | 30450.00 | 15950.00 | 79750.00 | 14080.00 | 70400.00 | 0.00 | mastek engineering private limited
228.00 | Instrumentation Works: SUPPLY ITEMS Supply of Instrument items as per specifications enclosed elsewhere in the Tender. Pressure Transmitter | 6.00 | NOS |  | 38800.00 | 232800.00 | Not Quoted | Not Quoted | 65000.00 | 390000.00 | 53350.00 | 320100.00 | Not Quoted | Not Quoted | 51434.00 | 308604.00 | 93500.00 | 561000.00 | 42895.00 | 257370.00 | Not Quoted | Not Quoted | Not Quoted | Not Quoted | 0.00 | 0.00 | 70000.00 | 420000.00 | 34650.00 | 207900.00 | 60500.00 | 363000.00 | 88000.00 | 528000.00 | 0.00 | mastek engineering private limited
229.00 | Instrumentation Works: SUPPLY ITEMS Supply of Instrument items as per specifications enclosed elsewhere in the Tender. Pressure Relief Valves | 1.00 | NOS |  | 62800.00 | 62800.00 | Not Quoted | Not Quoted | 70000.00 | 70000.00 | 86350.00 | 86350.00 | Not Quoted | Not Quoted | 83249.00 | 83249.00 | 34000.00 | 34000.00 | 99892.00 | 99892.00 | Not Quoted | Not Quoted | Not Quoted | Not Quoted | 0.00 | 0.00 | 15000.00 | 15000.00 | 54600.00 | 54600.00 | 121000.00 | 121000.00 | 10560.00 | 10560.00 | 0.00 | mastek engineering private limited
230.00 | Instrumentation Works: SUPPLY ITEMS Supply of Instrument items as per specifications enclosed elsewhere in the Tender. Temperature Tansmitter | 7.00 | NOS |  | 30800.00 | 215600.00 | Not Quoted | Not Quoted | 40000.00 | 280000.00 | 42350.00 | 296450.00 | Not Quoted | Not Quoted | 40829.00 | 285803.00 | 38250.00 | 267750.00 | 49946.00 | 349622.00 | Not Quoted | Not Quoted | Not Quoted | Not Quoted | 0.00 | 0.00 | 35000.00 | 245000.00 | 23100.00 | 161700.00 | 41250.00 | 288750.00 | 35200.00 | 246400.00 | 0.00 | mastek engineering private limited
231.00 | Instrumentation Works: SUPPLY ITEMS Supply of Instrument items as per specifications enclosed elsewhere in the Tender. Temperature Elements - RTD with thermowell | 2.00 | NOS |  | 18000.00 | 36000.00 | Not Quoted | Not Quoted | 12500.00 | 25000.00 | 24750.00 | 49500.00 | Not Quoted | Not Quoted | 23861.00 | 47722.00 | 12750.00 | 25500.00 | 22917.00 | 45834.00 | Not Quoted | Not Quoted | Not Quoted | Not Quoted | 0.00 | 0.00 | 45000.00 | 90000.00 | 9975.00 | 19950.00 | 19250.00 | 38500.00 | 35200.00 | 70400.00 | 0.00 | mastek engineering private limited
232.00 | Instrumentation Works: SUPPLY ITEMS Supply of Instrument items as per specifications enclosed elsewhere in the Tender. Skin Type Temperature Element(RTD) | 6.00 | NOS |  | 13200.00 | 79200.00 | Not Quoted | Not Quoted | 7000.00 | 42000.00 | 18150.00 | 108900.00 | Not Quoted | Not Quoted | 17498.00 | 104988.00 | 13600.00 | 81600.00 | 17217.00 | 103302.00 | Not Quoted | Not Quoted | Not Quoted | Not Quoted | 0.00 | 0.00 | 15000.00 | 90000.00 | 6090.00 | 36540.00 | 19250.00 | 115500.00 | 39600.00 | 237600.00 | 0.00 | mastek engineering private limited
233.00 | Instrumentation Works: SUPPLY ITEMS Supply of Instrument items as per specifications enclosed elsewhere in the Tender. MCT blocks & frames type of size 4 + 4 | 3.00 | NOS |  | 30800.00 | 92400.00 | Not Quoted | Not Quoted | 400000.00 | 1200000.00 | 42350.00 | 127050.00 | Not Quoted | Not Quoted | 40829.00 | 122487.00 | 29750.00 | 89250.00 | 146900.00 | 440700.00 | Not Quoted | Not Quoted | Not Quoted | Not Quoted | 0.00 | 0.00 | 14000.00 | 42000.00 | 33600.00 | 100800.00 | 121000.00 | 363000.00 | 26400.00 | 79200.00 | 0.00 | mastek engineering private limited
234.00 | Instrumentation Works: SUPPLY ITEMS Supply of Instrument items as per specifications enclosed elsewhere in the Tender. Floor Mounted type Telemetry Interface Cabinet (TIC) Size 2200x800x800 mm along with IS barriers, relays,termination hardwares, duly wired | 3.00 | NOS |  | 380000.00 | 1140000.00 | Not Quoted | Not Quoted | 900000.00 | 2700000.00 | 522500.00 | 1567500.00 | Not Quoted | Not Quoted | 503738.00 | 1511214.00 | 680000.00 | 2040000.00 | 2291640.00 | 6874920.00 | Not Quoted | Not Quoted | Not Quoted | Not Quoted | 0.00 | 0.00 | 18000.00 | 54000.00 | 430500.00 | 1291500.00 | 715000.00 | 2145000.00 | 52800.00 | 158400.00 | 0.00 | mastek engineering private limited
235.00 | Instrumentation Works: SUPPLY ITEMS Supply of Instrument items as per specifications enclosed elsewhere in the Tender. LEL Gas Detector | 4.00 | NOS |  | 113600.00 | 454400.00 | Not Quoted | Not Quoted | 300000.00 | 1200000.00 | 156200.00 | 624800.00 | Not Quoted | Not Quoted | 150591.00 | 602364.00 | 110500.00 | 442000.00 | 158652.00 | 634608.00 | Not Quoted | Not Quoted | Not Quoted | Not Quoted | 0.00 | 0.00 | 250000.00 | 1000000.00 | 189000.00 | 756000.00 | 160000.00 | 640000.00 | 176000.00 | 704000.00 | 0.00 | mastek engineering private limited
236.00 | Instrumentation Works: SUPPLY ITEMS Supply of Instrument items as per specifications enclosed elsewhere in the Tender. Signal cable as per standard specification 6-52-0046 size 1PX1.5 mm2,IS,FRLS | 500.00 | M |  | 106.00 | 53000.00 | Not Quoted | Not Quoted | 250.00 | 125000.00 | 145.00 | 72500.00 | Not Quoted | Not Quoted | 140.00 | 70000.00 | 213.00 | 106500.00 | 230.00 | 115000.00 | Not Quoted | Not Quoted | Not Quoted | Not Quoted | 0.00 | 0.00 | 110.00 | 55000.00 | 84.00 | 42000.00 | 140.00 | 70000.00 | 176.00 | 88000.00 | 0.00 | mastek engineering private limited
237.00 | Instrumentation Works: SUPPLY ITEMS Supply of Instrument items as per specifications enclosed elsewhere in the Tender. Signal Cable as per Standard Specification 6-52-0046size 6P X 1.5 mm2, IS, FRLS | 60.00 | M |  | 340.00 | 20400.00 | Not Quoted | Not Quoted | 350.00 | 21000.00 | 468.00 | 28080.00 | Not Quoted | Not Quoted | 451.00 | 27060.00 | 553.00 | 33180.00 | 547.00 | 32820.00 | Not Quoted | Not Quoted | Not Quoted | Not Quoted | 0.00 | 0.00 | 350.00 | 21000.00 | 364.00 | 21840.00 | 600.00 | 36000.00 | 792.00 | 47520.00 | 0.00 | mastek engineering private limited
238.00 | Instrumentation Works: SUPPLY ITEMS Supply of Instrument items as per specifications enclosed elsewhere in the Tender. Control cables as per Standard Specification 6-52-0046 size 1P X 1.5 mm2 , NIS, FRLS | 500.00 | M |  | 100.00 | 50000.00 | Not Quoted | Not Quoted | 250.00 | 125000.00 | 138.00 | 69000.00 | Not Quoted | Not Quoted | 133.00 | 66500.00 | 170.00 | 85000.00 | 194.00 | 97000.00 | Not Quoted | Not Quoted | Not Quoted | Not Quoted | 0.00 | 0.00 | 110.00 | 55000.00 | 84.00 | 42000.00 | 140.00 | 70000.00 | 176.00 | 88000.00 | 0.00 | mastek engineering private limited
239.00 | Instrumentation Works: SUPPLY ITEMS Supply of Instrument items as per specifications enclosed elsewhere in the Tender. Control cables as per Standard Specification 6-52-0046 size 6P X 1.5 mm2 , NIS, FRLS | 450.00 | M |  | 328.00 | 147600.00 | Not Quoted | Not Quoted | 350.00 | 157500.00 | 451.00 | 202950.00 | Not Quoted | Not Quoted | 435.00 | 195750.00 | 553.00 | 248850.00 | 529.00 | 238050.00 | Not Quoted | Not Quoted | Not Quoted | Not Quoted | 0.00 | 0.00 | 375.00 | 168750.00 | 364.00 | 163800.00 | 600.00 | 270000.00 | 792.00 | 356400.00 | 0.00 | mastek engineering private limited
240.00 | Instrumentation Works: SUPPLY ITEMS Supply of Instrument items as per specifications enclosed elsewhere in the Tender. Triad cables as per Standard Specification 6-52-0046 size1 T X 1.5 mm2, NIS, FR | 150.00 | M |  | 118.00 | 17700.00 | Not Quoted | Not Quoted | 392.00 | 58800.00 | 163.00 | 24450.00 | Not Quoted | Not Quoted | 157.00 | 23550.00 | 213.00 | 31950.00 | 347.00 | 52050.00 | Not Quoted | Not Quoted | Not Quoted | Not Quoted | 0.00 | 0.00 | 120.00 | 18000.00 | 126.00 | 18900.00 | 200.00 | 30000.00 | 202.00 | 30300.00 | 0.00 | mastek engineering private limited
241.00 | Instrumentation Works: SUPPLY ITEMS Supply of Instrument items as per specifications enclosed elsewhere in the Tender. Triad cables as per Standard Specification 6-52-0046 size 1 T X 1.5 mm2, IS, FRLS - RTD Cable | 30.00 | M |  | 125.00 | 3750.00 | Not Quoted | Not Quoted | 750.00 | 22500.00 | 172.00 | 5160.00 | Not Quoted | Not Quoted | 165.00 | 4950.00 | 213.00 | 6390.00 | 371.00 | 11130.00 | Not Quoted | Not Quoted | Not Quoted | Not Quoted | 0.00 | 0.00 | 150.00 | 4500.00 | 100.00 | 3000.00 | 200.00 | 6000.00 | 202.00 | 6060.00 | 0.00 | mastek engineering private limited
242.00 | Instrumentation Works: SUPPLY ITEMS Supply of Juncation boxes of various types and specifications Junction Box, WP type for 6 Pair Cable | 1.00 | Nos. |  | 11600.00 | 11600.00 | Not Quoted | Not Quoted | 25000.00 | 25000.00 | 15950.00 | 15950.00 | Not Quoted | Not Quoted | 15377.00 | 15377.00 | 8075.00 | 8075.00 | 16042.00 | 16042.00 | Not Quoted | Not Quoted | Not Quoted | Not Quoted | 0.00 | 0.00 | 15000.00 | 15000.00 | 9975.00 | 9975.00 | 20000.00 | 20000.00 | 17600.00 | 17600.00 | 0.00 | mastek engineering private limited
243.00 | Instrumentation Works: SUPPLY ITEMS Supply of Juncation boxes of various types and specifications Junction Box, WP + EP ( Gas Groups IIA/IIB) type for 6 Pair Cable | 2.00 | Nos. |  | 11600.00 | 23200.00 | Not Quoted | Not Quoted | 18000.00 | 36000.00 | 15950.00 | 31900.00 | Not Quoted | Not Quoted | 15377.00 | 30754.00 | 18700.00 | 37400.00 | 19391.00 | 38782.00 | Not Quoted | Not Quoted | Not Quoted | Not Quoted | 0.00 | 0.00 | 18000.00 | 36000.00 | 15225.00 | 30450.00 | 20000.00 | 40000.00 | 28160.00 | 56320.00 | 0.00 | mastek engineering private limited
244.00 | Instrumentation Works: SUPPLY ITEMS Supply of Cable glands of various types and specifications Double compression type Cable gland, weatherproof + Flameproof ( Gas Group IIA/IIB) type,Ni plated Brass material with PVC shroud, 1/2" NPTM | 50.00 | Nos. |  | 176.00 | 8800.00 | Not Quoted | Not Quoted | 210.00 | 10500.00 | 242.00 | 12100.00 | Not Quoted | Not Quoted | 233.00 | 11650.00 | 298.00 | 14900.00 | 312.00 | 15600.00 | Not Quoted | Not Quoted | Not Quoted | Not Quoted | 0.00 | 0.00 | 1400.00 | 70000.00 | 291.00 | 14550.00 | 420.00 | 21000.00 | 352.00 | 17600.00 | 0.00 | mastek engineering private limited
245.00 | Instrumentation Works: SUPPLY ITEMS Supply of Cable glands of various types and specifications Cable gland, WP + FLP ( Gas Group IIA/IIB),Ni plated Brass material with PVC shroud, 1" NPTM | 10.00 | Nos. |  | 396.00 | 3960.00 | Not Quoted | Not Quoted | 380.00 | 3800.00 | 545.00 | 5450.00 | Not Quoted | Not Quoted | 525.00 | 5250.00 | 383.00 | 3830.00 | 547.00 | 5470.00 | Not Quoted | Not Quoted | Not Quoted | Not Quoted | 0.00 | 0.00 | 1600.00 | 16000.00 | 446.00 | 4460.00 | 600.00 | 6000.00 | 1232.00 | 12320.00 | 0.00 | mastek engineering private limited
246.00 | Instrumentation Works: SUPPLY ITEMS Supply of Cable glands of various types and specifications Double compression type Cable gland, weatherproof + Flameproof ( Gas Group IIC),Ni plated Brass material with PVC shroud, 3/4" NPTM | 5.00 | Nos. |  | 180.00 | 900.00 | Not Quoted | Not Quoted | 290.00 | 1450.00 | 248.00 | 1240.00 | Not Quoted | Not Quoted | 239.00 | 1195.00 | 340.00 | 1700.00 | 441.00 | 2205.00 | Not Quoted | Not Quoted | Not Quoted | Not Quoted | 0.00 | 0.00 | 1500.00 | 7500.00 | 378.00 | 1890.00 | 530.00 | 2650.00 | 440.00 | 2200.00 | 0.00 | mastek engineering private limited
247.00 | Instrumentation Works: SUPPLY ITEMS Supply of Cable glands of various types and specifications Cable gland,Ni plated Brass material with PVC shroud, 1" ET with check nut | 15.00 | Nos. |  | 300.00 | 4500.00 | Not Quoted | Not Quoted | 450.00 | 6750.00 | 413.00 | 6195.00 | Not Quoted | Not Quoted | 398.00 | 5970.00 | 213.00 | 3195.00 | 547.00 | 8205.00 | Not Quoted | Not Quoted | Not Quoted | Not Quoted | 0.00 | 0.00 | 1650.00 | 24750.00 | 403.00 | 6045.00 | 500.00 | 7500.00 | 1320.00 | 19800.00 | 0.00 | mastek engineering private limited
248.00 | Instrumentation Works: SUPPLY ITEMS Supply of Cable glands of various types and specifications Weatherproof Cable gland,Ni plated Brass material with PVC shroud, 1/2" ET with check nut | 10.00 | Nos. |  | 168.00 | 1680.00 | Not Quoted | Not Quoted | 350.00 | 3500.00 | 231.00 | 2310.00 | Not Quoted | Not Quoted | 223.00 | 2230.00 | 153.00 | 1530.00 | 294.00 | 2940.00 | Not Quoted | Not Quoted | Not Quoted | Not Quoted | 0.00 | 0.00 | 1450.00 | 14500.00 | 263.00 | 2630.00 | 280.00 | 2800.00 | 1056.00 | 10560.00 | 0.00 | mastek engineering private limited
249.00 | Instrumentation Works: SUPPLY ITEMS Supply of Cable glands of various types and specifications Weatherproof Cable gland,Ni plated Brass material with PVC shroud, 3/4" ET with check nut | 5.00 | Nos. |  | 168.00 | 840.00 | Not Quoted | Not Quoted | 550.00 | 2750.00 | 231.00 | 1155.00 | Not Quoted | Not Quoted | 223.00 | 1115.00 | 170.00 | 850.00 | 406.00 | 2030.00 | Not Quoted | Not Quoted | Not Quoted | Not Quoted | 0.00 | 0.00 | 1550.00 | 7750.00 | 315.00 | 1575.00 | 420.00 | 2100.00 | 1232.00 | 6160.00 | 0.00 | mastek engineering private limited
250.00 | Instrumentation Works: JUNCTION BOX INSTALLATION Installation of weatherproof junction boxes including supply, fabrication and installation of supports, installation of junction boxes, supply of 14 SWG GI wire (max. length 10 m per Junction Box), laying and connection, screwing plugs for unused entries and painting but exclusive of supply of junction boxes and glands/ fittings. For cable size 6P x 0.5/ 1.5 mm² Signal/ Alarm/ Control | 3.00 | NOS |  | 10280.00 | 30840.00 | Not Quoted | Not Quoted | 15500.00 | 46500.00 | 14135.00 | 42405.00 | Not Quoted | Not Quoted | 13627.00 | 40881.00 | 5100.00 | 15300.00 | 5289.00 | 15867.00 | Not Quoted | Not Quoted | Not Quoted | Not Quoted | 0.00 | 0.00 | 550.00 | 1650.00 | 6825.00 | 20475.00 | 11000.00 | 33000.00 | 8800.00 | 26400.00 | 0.00 | mastek engineering private limited
251.00 | Instrumentation Works: JUNCTION BOX INSTALLATION Installation of weatherproof and flameproof junction boxes including supply, fabrication and installation of supports, installation of junction boxes, supply of 14 SWG GI wire (max. length 10 m per Junction Box), laying and connection, screwing plugs for unused entries and painting but exclusive of supply of junction boxes and glands/ fittings. For cable size 6P x 0.5/ 1.5 mm² Signal/ Alarm/ Control | 7.00 | NOS |  | 10280.00 | 71960.00 | Not Quoted | Not Quoted | 15500.00 | 108500.00 | 14135.00 | 98945.00 | Not Quoted | Not Quoted | 13627.00 | 95389.00 | 5100.00 | 35700.00 | 5289.00 | 37023.00 | Not Quoted | Not Quoted | Not Quoted | Not Quoted | 0.00 | 0.00 | 550.00 | 3850.00 | 6825.00 | 47775.00 | 11000.00 | 77000.00 | 14080.00 | 98560.00 | 0.00 | mastek engineering private limited
252.00 | Instrumentation Works: JUNCTION BOX INSTALLATION Installation of weatherproof and flameproof junction boxes including supply, fabrication and installation of supports, installation of junction boxes, supply of 14 SWG GI wire (max. length 10 m per Junction Box), laying and connection, screwing plugs for unused entries and painting but exclusive of supply of junction boxes and glands/ fittings. For cable size 8T x 1.5/ 2.5 mm² RTD/ Gas Detector | 1.00 | NOS |  | 10280.00 | 10280.00 | Not Quoted | Not Quoted | 15500.00 | 15500.00 | 14135.00 | 14135.00 | Not Quoted | Not Quoted | 10000.00 | 10000.00 | 5100.00 | 5100.00 | 5289.00 | 5289.00 | Not Quoted | Not Quoted | Not Quoted | Not Quoted | 0.00 | 0.00 | 550.00 | 550.00 | 7875.00 | 7875.00 | 10000.00 | 10000.00 | 15840.00 | 15840.00 | 0.00 | mastek engineering private limited
253.00 | Instrumentation Works: JUNCTION BOX INSTALLATION Installation of Multi Cable transit frames complete with all insert blocks, stay plates, unused blocks with cables piece inserted, enpackings etc. on wall for Cable entry including necessary civil works, welding, supply and installation of additional steel plate for unused portion of cutouts, fixing of frames, pulling cables to blocks and installation of blocks on frames as per manufacturer's recommendation. MCT Block & frame of size 4 + 4 | 3.00 | No. |  | 26000.00 | 78000.00 | Not Quoted | Not Quoted | 15500.00 | 46500.00 | 35750.00 | 107250.00 | Not Quoted | Not Quoted | 34466.00 | 103398.00 | 12750.00 | 38250.00 | 9402.00 | 28206.00 | Not Quoted | Not Quoted | Not Quoted | Not Quoted | 0.00 | 0.00 | 550.00 | 1650.00 | 10500.00 | 31500.00 | 12000.00 | 36000.00 | 26400.00 | 79200.00 | 0.00 | mastek engineering private limited
254.00 | Instrumentation Works: LAYING OF CABLES Laying of instrumentation cables for signal, alarm, shutdown, control and signal cable on ducts, main trays, perforated trays, angle trays, trenches (including opening of cable duct covers if required through IRCs {Instrument Road Crossings}) including clamping, glanding the cables, termination at both ends including shield/ drain/ communication wire, providing and fixing identifying tags and megger testing but exclusive of supply of cables and erection of ducts, main tray, perforated tray/ angle trays and preparation of cable trench. Signal / Alarm / Control Cables of cable sizes 1P x 1.5 / 2.5 mm² | 1000.00 | M |  | 44.00 | 44000.00 | Not Quoted | Not Quoted | 125.00 | 125000.00 | 60.00 | 60000.00 | Not Quoted | Not Quoted | 58.00 | 58000.00 | 68.00 | 68000.00 | 65.00 | 65000.00 | Not Quoted | Not Quoted | Not Quoted | Not Quoted | 0.00 | 0.00 | 45.00 | 45000.00 | 26.00 | 26000.00 | 60.00 | 60000.00 | 88.00 | 88000.00 | 0.00 | mastek engineering private limited
255.00 | Instrumentation Works: LAYING OF CABLES Laying of instrumentation cables for signal, alarm, shutdown, control and signal cable on ducts, main trays, perforated trays, angle trays, trenches (including opening of cable duct covers if required through IRCs {Instrument Road Crossings}) including clamping, glanding the cables, termination at both ends including shield/ drain/ communication wire, providing and fixing identifying tags and megger testing but exclusive of supply of cables and erection of ducts, main tray, perforated tray/ angle trays and preparation of cable trench. Signal/ Alarm/ Control Cables of cable sizes 6P x 1.5 mm² | 1400.00 | M |  | 55.00 | 77000.00 | Not Quoted | Not Quoted | 150.00 | 210000.00 | 75.00 | 105000.00 | Not Quoted | Not Quoted | 73.00 | 102200.00 | 85.00 | 119000.00 | 89.00 | 124600.00 | Not Quoted | Not Quoted | Not Quoted | Not Quoted | 0.00 | 0.00 | 45.00 | 63000.00 | 32.00 | 44800.00 | 160.00 | 224000.00 | 396.00 | 554400.00 | 0.00 | mastek engineering private limited
256.00 | Instrumentation Works: LAYING OF CABLES Laying of thermocouple/ RTD/ LEL Detector/ H2S Detector cables on ducts, main trays, perforated trays, angle trays, trenches (including through IRCs {Instrument Road Crossings}) including opening of cable duct covers if required clamping, glanding the cables, termination at both ends including shield/ drain/communication wire providing and fixing of identifying tags and megger testing but exclusive of supply of multi cables and erection of ducts, main tray, perforated tray/angle tray and preparation of cable trench. 1 Triad/ Quad x 1.5 mm² RTD/ LEL Cable | 200.00 | M |  | 44.00 | 8800.00 | Not Quoted | Not Quoted | 175.00 | 35000.00 | 60.00 | 12000.00 | Not Quoted | Not Quoted | 58.00 | 11600.00 | 68.00 | 13600.00 | 65.00 | 13000.00 | Not Quoted | Not Quoted | Not Quoted | Not Quoted | 0.00 | 0.00 | 45.00 | 9000.00 | 28.00 | 5600.00 | 60.00 | 12000.00 | 88.00 | 17600.00 | 0.00 | mastek engineering private limited
257.00 | Instrumentation Works: LAYING OF CABLES Laying of thermocouple/ RTD/ LEL Detector/ H2S Detector cables on ducts, main trays, perforated trays, angle trays, trenches (including through IRCs {Instrument Road Crossings}) including opening of cable duct covers if required clamping, glanding the cables, termination at both ends including shield/ drain/communication wire providing and fixing of identifying tags and megger testing but exclusive of supply of multi cables and erection of ducts, main tray, perforated tray/angle tray and preparation of cable trench. 8 Triad/ Quad x 1.5 mm² RTD/ LEL Cable | 60.00 | M |  | 55.00 | 3300.00 | Not Quoted | Not Quoted | 200.00 | 12000.00 | 75.00 | 4500.00 | Not Quoted | Not Quoted | 75.00 | 4500.00 | 213.00 | 12780.00 | 112.00 | 6720.00 | Not Quoted | Not Quoted | Not Quoted | Not Quoted | 0.00 | 0.00 | 45.00 | 2700.00 | 42.00 | 2520.00 | 50.00 | 3000.00 | 704.00 | 42240.00 | 0.00 | mastek engineering private limited
258.00 | Instrumentation Works: LAYING OF CABLES Laying of power cables on ducts, main trays, perforated trays, angle trays, trenches (including through IRCs) including opening of cable duct covers if required clamping, glanding the cables, termination at both ends including shield/ drain/ communication wire providing and fixing of identifying tags and megger testing but exclusive of supply of multi cables and erection of ducts, main tray, perforated tray/ angle tray and preparation of cable trench Size 2C/3C x 2.5 mm² | 100.00 | M |  | 44.00 | 4400.00 | Not Quoted | Not Quoted | 250.00 | 25000.00 | 60.00 | 6000.00 | Not Quoted | Not Quoted | 75.00 | 7500.00 | 128.00 | 12800.00 | 65.00 | 6500.00 | Not Quoted | Not Quoted | Not Quoted | Not Quoted | 0.00 | 0.00 | 45.00 | 4500.00 | 26.00 | 2600.00 | 50.00 | 5000.00 | 704.00 | 70400.00 | 0.00 | mastek engineering private limited
259.00 | Instrumentation Works: TRENCH WORK Excavation of trenches for burying the cable, preparation of same for laying of cable, filling with sand, laying of brick, back filling and compacting of the excavated earth as per specifications including supply of sand and bricks and as per cable trench layout and removal of surplus earth as per instructions of Engineer- in-Charge. Trench size 300 mm (W) x 300 mm (D) | 150.00 | M |  | 520.00 | 78000.00 | Not Quoted | Not Quoted | 300.00 | 45000.00 | 715.00 | 107250.00 | Not Quoted | Not Quoted | 689.00 | 103350.00 | 255.00 | 38250.00 | 136.00 | 20400.00 | Not Quoted | Not Quoted | Not Quoted | Not Quoted | 0.00 | 0.00 | 800.00 | 120000.00 | 525.00 | 78750.00 | 1650.00 | 247500.00 | 264.00 | 39600.00 | 0.00 | mastek engineering private limited
260.00 | Instrumentation Works: EARTHING Supply, laying and termination of both ends of earthing cables from earth grid pit to the DCS/ Local panels/ Barrier earth bus bars in trays/ conduits/ trenches as required. At both ends of earth grid/ Instruments of GI wire (12 AWG) in trays and conduits as required excluding earth-pit preparation and electrode installation. | 80.00 | M |  | 38.00 | 3040.00 | Not Quoted | Not Quoted | 1200.00 | 96000.00 | 53.00 | 4240.00 | Not Quoted | Not Quoted | 51.00 | 4080.00 | 85.00 | 6800.00 | 112.00 | 8960.00 | Not Quoted | Not Quoted | Not Quoted | Not Quoted | 0.00 | 0.00 | 90.00 | 7200.00 | 79.00 | 6320.00 | 170.00 | 13600.00 | 264.00 | 21120.00 | 0.00 | mastek engineering private limited
261.00 | Instrumentation Works: STRUCTURAL Supply and Erection of prefabricated Galvanised Iron perforated trays and its supports including tees, bends and elbows as per drawing. Trays of 60mm (W) X 20mm (H) | 150.00 | M |  | 360.00 | 54000.00 | Not Quoted | Not Quoted | 2500.00 | 375000.00 | 495.00 | 74250.00 | Not Quoted | Not Quoted | 477.00 | 71550.00 | 340.00 | 51000.00 | 277.00 | 41550.00 | Not Quoted | Not Quoted | Not Quoted | Not Quoted | 0.00 | 0.00 | 590.00 | 88500.00 | 368.00 | 55200.00 | 600.00 | 90000.00 | 2112.00 | 316800.00 | 0.00 | mastek engineering private limited
262.00 | Instrumentation Works: GENERAL SITE WORK Supply of Prefabricated FRP canopies along with mounting accessories for local instruments, Transmitters, Junction Box, local panel /cabinet etc. for mounting on the stanchion and alignment. Canopy for local instruments,transmitters | 20.00 | NOS |  | 4640.00 | 92800.00 | Not Quoted | Not Quoted | 7200.00 | 144000.00 | 6380.00 | 127600.00 | Not Quoted | Not Quoted | 6151.00 | 123020.00 | 4250.00 | 85000.00 | 7639.00 | 152780.00 | Not Quoted | Not Quoted | Not Quoted | Not Quoted | 0.00 | 0.00 | 1100.00 | 22000.00 | 2310.00 | 46200.00 | 7200.00 | 144000.00 | 5280.00 | 105600.00 | 0.00 | mastek engineering private limited
263.00 | Instrumentation Works: GENERAL SITE WORK Supply of Yoke supports for transmitters/ preamplifiers (wherever applicable) including supply, fabrication and erection of instrument yoke of all types and painting of yoke supports but exclusive of mounting of Instrument on supports. 2" Yoke supports as per standard 7-52-0101 | 20.00 | NOS |  | 3080.00 | 61600.00 | Not Quoted | Not Quoted | 7200.00 | 144000.00 | 4235.00 | 84700.00 | Not Quoted | Not Quoted | 4083.00 | 81660.00 | 4250.00 | 85000.00 | 5289.00 | 105780.00 | Not Quoted | Not Quoted | Not Quoted | Not Quoted | 0.00 | 0.00 | 800.00 | 16000.00 | 2100.00 | 42000.00 | 3600.00 | 72000.00 | 2640.00 | 52800.00 | 0.00 | mastek engineering private limited
264.00 | Instrumentation Works: GENERAL SITE WORK Identification of instrument items wherever required including supply of approved colour of paint/ paints (Fluorescent), painting of tag number (approx 25-50 mm high) on instrument item like transmitter, switches, level gauges, control valves etc. as specified by Engineer-in-Charge. Identification of instrument items | 50.00 | NOS |  | 520.00 | 26000.00 | Not Quoted | Not Quoted | 1250.00 | 62500.00 | 715.00 | 35750.00 | Not Quoted | Not Quoted | 689.00 | 34450.00 | 170.00 | 8500.00 | 529.00 | 26450.00 | Not Quoted | Not Quoted | Not Quoted | Not Quoted | 0.00 | 0.00 | 650.00 | 32500.00 | 525.00 | 26250.00 | 500.00 | 25000.00 | 1320.00 | 66000.00 | 0.00 | mastek engineering private limited
265.00 | Mechanical Eqpt Works: Miscellaneous 3 MT (SAFE WORKING LOAD) JIB CRANE @ JHARSUGUDA RT (QUANTITY: 1 No.) Design, engineering, manufacture, procurement of materials and bought out components, fabrication, assembly at shop, inspection, testing at manufacturer's works, painting at shop, packing, supply of Manually operated Self-supported pillar type JIB CRANE (for HAZARDOUS AREA installation), including supply of all commissioning spares, special tools and tackles (if any), grouting material, first fill of lubricants, erection material, transportation (i.e. from vendor's works to OWNER/EIL's designated storage site, storage site to work site), storage & handling at work site, assembly at site, erection, including minor civil/ structural works (like chipping of foundations, levelling, fixing, aligning, grouting etc.,), installation, testing, painting, commissioning, performance test (*), handing over to OWNER/EIL as per enclosed Scope of Work Scope of Work (doc. no. B398-000-80-42-SOW-9502), datasheet (doc. no. B398-000-80-42-DS-9502), job specification and other documents/drawings referred there in forming part of this tender. Jib Radius (Radius of Approach of Centreline of Jib Hook from Pillar Centre Line) (Max / Min), mm = 4500 mm / 2000 mm (* Contractor shall arrange/bring adequate certified test load during testing at each Jib crane location. To and Fro Transportation of test loads with cage (including loading, handling, unloading etc.), including taking back of test load after successful performance test from worksite). | 1.00 | NOS |  | 600000.00 | 600000.00 | Not Quoted | Not Quoted | 700000.00 | 700000.00 | 907500.00 | 907500.00 | Not Quoted | Not Quoted | 636300.00 | 636300.00 | 680000.00 | 680000.00 | 1055330.00 | 1055330.00 | Not Quoted | Not Quoted | Not Quoted | Not Quoted | 0.00 | 0.00 | 700000.00 | 700000.00 | 54000.00 | 54000.00 | 500000.00 | 500000.00 | 528000.00 | 528000.00 | 0.00 | mastek engineering private limited
266.00 | Mechanical Eqpt Works: Miscellaneous 3 Nos (2 Working + 1 Standby) x Capacity 3 TR @ SV-40 (Telecom/SCADA Room of Repeater Building) Supply of Air-Cooled ceiling mounted cassette type split air conditioners having minimum 4-way flow with compatible stabilizer (copper winding) complete with all accessories and fittings, including supply of first fill of refrigerants (CFC free and eco-friendly) in all respect. Cassette AC unit shall have ceiling mounted indoor unit and outside located air cooled condenser (outdoor unit) with insulated refrigerant piping, Controls and line accessories, Electrical and civil works (e.g. civil work related to concealing of refrigerant piping, drain piping to the nearest drain, cabling in AC units) as required including the structural steel framework, pedestal/ bracket to mount the indoor & outdoor units, supports & clamps for indoor & outdoor units, refrigerant piping/cables, stabilizer, hold down nuts & bolts, Spares for commissioning and start up. Cost of these spares shall be included by Vender in the base price of equipment. (Note: Units shall be equipped with automatic switchover as per the planned operation sequence.) | 1.00 | LOT |  | 345000.00 | 345000.00 | Not Quoted | Not Quoted | 400000.00 | 400000.00 | 379500.00 | 379500.00 | Not Quoted | Not Quoted | 363600.00 | 363600.00 | 382500.00 | 382500.00 | 881400.00 | 881400.00 | Not Quoted | Not Quoted | Not Quoted | Not Quoted | 0.00 | 0.00 | 395000.00 | 395000.00 | 408332.00 | 408332.00 | 1080000.00 | 1080000.00 | 616000.00 | 616000.00 | 0.00 | mastek engineering private limited
267.00 | Mechanical Eqpt Works: Miscellaneous 3 Nos (2 Working + 1 Standby) x Capacity 3 TR @ SV-42 (Telecom/SCADA Room of Repeater Building) Supply of Air-Cooled ceiling mounted cassette type split air conditioners having minimum 4-way flow with compatible stabilizer (copper winding) complete with all accessories and fittings, including supply of first fill of refrigerants (CFC free and eco-friendly) in all respect. Cassette AC unit shall have ceiling mounted indoor unit and outside located air cooled condenser (outdoor unit) with insulated refrigerant piping, Controls and line accessories, Electrical and civil works (e.g. civil work related to concealing of refrigerant piping, drain piping to the nearest drain, cabling in AC units) as required including the structural steel framework, pedestal/ bracket to mount the indoor & outdoor units, supports & clamps for indoor & outdoor units, refrigerant piping/cables, stabilizer, hold down nuts & bolts, Spares for commissioning and start up. Cost of these spares shall be included by Vender in the base price of equipment. (Note: Units shall be equipped with automatic switchover as per the planned operation sequence.) | 1.00 | LOT |  | 345000.00 | 345000.00 | Not Quoted | Not Quoted | 400000.00 | 400000.00 | 379500.00 | 379500.00 | Not Quoted | Not Quoted | 363600.00 | 363600.00 | 382500.00 | 382500.00 | 881400.00 | 881400.00 | Not Quoted | Not Quoted | Not Quoted | Not Quoted | 0.00 | 0.00 | 395000.00 | 395000.00 | 408332.00 | 408332.00 | 1080000.00 | 1080000.00 | 616000.00 | 616000.00 | 0.00 | mastek engineering private limited
268.00 | Civil-Structural and Architectural Works: FLOOR FINISHING Providing and laying average 25mm cement concrete flooring in panels consisting of base course of 1:2:4 grade cement concrete (6mm down size stone aggregate) laid over sub-base of cement concrete and finishing with a layer of floating coat of neat cement slurry @ 2.75kg. of cement per Sq. M. of area including cleaning the sub-base surface, applying neat cement slurry @ 2.75 kg of cement per Sq. M. of area over the sub- base to receive the base course, compacting, tamping, trowelling, finishing, curing, providing, shuttering to the edges etc. all complete CEMENT SUPPLIED BY THE CONTRACTOR AT THEIR COST | 344.00 | Sq.M. |  | 277.00 | 95288.00 | Not Quoted | Not Quoted | 600.00 | 206400.00 | 1513.00 | 520472.00 | Not Quoted | Not Quoted | 600.00 | 206400.00 | 773.00 | 265912.00 | 349.00 | 120056.00 | Not Quoted | Not Quoted | Not Quoted | Not Quoted | 0.00 | 0.00 | 800.00 | 275200.00 | 417.00 | 143448.00 | 500.00 | 172000.00 | 440.00 | 151360.00 | 0.00 | mastek engineering private limited
269.00 | Civil-Structural and Architectural Works: FLOOR FINISHING Providing and laying cement concrete granolithic flooring in panels consisting of base course (under layer of 1:2:4 grade cement concrete, 6mm down size stone aggregates) laid over sub-base, wearing top- layer of cement mortar (1 cement: 3 coarse sand by volume) finished smooth by tamping, trowelling, and with a finishing floating coat of neat cement slurry @ 2.75kg. of cement per Sq. M. of area including cleaning the sub-base surface, applying neat cement slurry over the sub- base @ 2.75Kg of cement per Sq. M of area to receive the base course, compacting, tamping, trowelling, finishing, curing, providing, shuttering to the edges etc. all complete. With average 25mm thick under-layer and 15mm thick top layer. CEMENT SUPPLIED BY THE CONTRACTOR AT THEIR COST. | 280.00 | Sq.M. |  | 385.00 | 107800.00 | Not Quoted | Not Quoted | 650.00 | 182000.00 | 1265.00 | 354200.00 | Not Quoted | Not Quoted | 850.00 | 238000.00 | 944.00 | 264320.00 | 428.00 | 119840.00 | Not Quoted | Not Quoted | Not Quoted | Not Quoted | 0.00 | 0.00 | 1200.00 | 336000.00 | 707.00 | 197960.00 | 60.00 | 16800.00 | 572.00 | 160160.00 | 0.00 | mastek engineering private limited
270.00 | Civil-Structural and Architectural Works: FLOOR FINISHING Providing and laying average 50mm thick heavy duty flooring in panels consisting of base course of 35mm thick cement concrete (1 cement : 1.5 coarse sand : 3.5 stone aggregates of 10mm to 6mm size by volume) laid over sub-base and 15mm thick finishing layer consisting of cement and integral hardening compound mixed in ratio of 4 cement :1 hardenar (by weight) :2 stone agrgregates of 6mm and down size laid integral with base course and finished smooth including cleaning the sub-base surface, applying neat cement slurry @2.75 Kg of cement per Sq.M of area over sub-base to receive the base course, levelling, tamping, trowelling, finishing, curing, providing shuttering to the edges etc. all complete. CEMENT SUPPLIED BY THE CONTRACTOR AT THEIR COST. | 380.00 | Sq.M. |  | 920.00 | 349600.00 | Not Quoted | Not Quoted | 750.00 | 285000.00 | 1540.00 | 585200.00 | Not Quoted | Not Quoted | 1100.00 | 418000.00 | 1116.00 | 424080.00 | 519.00 | 197220.00 | Not Quoted | Not Quoted | Not Quoted | Not Quoted | 0.00 | 0.00 | 1000.00 | 380000.00 | 698.00 | 265240.00 | 770.00 | 292600.00 | 704.00 | 267520.00 | 0.00 | mastek engineering private limited
271.00 | Civil-Structural and Architectural Works: FLOOR FINISHING Providing and laying 125mm high cement plaster skirting with 1:3 cement mortar (1 cement : 3 coarse sand by volume) finished with a floating coat of neat cement slurry @ 2.75kg. of cement per Sq.M of area including rounding of junctions with floor, preparing the wall surface, making recess in the wall, finishing, curing etc. all complete. 12mm thick. CEMENT SUPPLIED BY THE CONTACTOR AT THEIR COST. | 852.00 | RM |  | 171.00 | 145692.00 | Not Quoted | Not Quoted | 325.00 | 276900.00 | 193.00 | 164436.00 | Not Quoted | Not Quoted | 350.00 | 298200.00 | 172.00 | 146544.00 | 68.00 | 57936.00 | Not Quoted | Not Quoted | Not Quoted | Not Quoted | 0.00 | 0.00 | 450.00 | 383400.00 | 42.00 | 35784.00 | 100.00 | 85200.00 | 70.00 | 59640.00 | 0.00 | mastek engineering private limited
272.00 | Civil-Structural and Architectural Works: FLOOR FINISHING Providing and fixing panel dividers in flooring/dado including maintaining slope, line, chipping of the uneven base, grinding etc. all complete. P.V.C. panel dividers ( 3mm x 20mm size.) | 588.00 | RM |  | 167.00 | 98196.00 | Not Quoted | Not Quoted | 120.00 | 70560.00 | 303.00 | 178164.00 | Not Quoted | Not Quoted | 90.00 | 52920.00 | 44.00 | 25872.00 | 412.00 | 242256.00 | Not Quoted | Not Quoted | Not Quoted | Not Quoted | 0.00 | 0.00 | 60.00 | 35280.00 | 26.00 | 15288.00 | 20.00 | 11760.00 | 110.00 | 64680.00 | 0.00 | mastek engineering private limited
273.00 | Civil-Structural and Architectural Works: FLOOR FINISHING Providing and fixing panel dividers in flooring/dado including maintaining slope, line, chipping of the uneven base, grinding etc. all complete. P.V.C. panel dividers ( 3mm x 35mm size.) | 440.00 | RM |  | 267.00 | 117480.00 | Not Quoted | Not Quoted | 130.00 | 57200.00 | 440.00 | 193600.00 | Not Quoted | Not Quoted | 160.00 | 70400.00 | 53.00 | 23320.00 | 529.00 | 232760.00 | Not Quoted | Not Quoted | Not Quoted | Not Quoted | 0.00 | 0.00 | 145.00 | 63800.00 | 53.00 | 23320.00 | 35.00 | 15400.00 | 128.00 | 56320.00 | 0.00 | mastek engineering private limited
274.00 | Civil-Structural and Architectural Works: FLOOR FINISHING Providing and fixing panel dividers in flooring/dado including maintaining slope, line, chipping of the uneven base, grinding etc. all complete. P.V.C. panel dividers ( 3mm x 40mm size.) | 640.00 | RM |  | 293.00 | 187520.00 | Not Quoted | Not Quoted | 140.00 | 89600.00 | 539.00 | 344960.00 | Not Quoted | Not Quoted | 180.00 | 115200.00 | 66.00 | 42240.00 | 617.00 | 394880.00 | Not Quoted | Not Quoted | Not Quoted | Not Quoted | 0.00 | 0.00 | 165.00 | 105600.00 | 79.00 | 50560.00 | 40.00 | 25600.00 | 132.00 | 84480.00 | 0.00 | mastek engineering private limited
275.00 | Civil-Structural and Architectural Works: FLOOR FINISHING Providing and laying machine cut chissel dressed kota stone slab of approved shade in floor tread, landing, riser, skirting, dado over and including a bed of cement mortar including preparing the base surface, applying neat cement slurry @ 2.75 Kg of cement per Sq.M of area to receive the mortar, providing neat cement slurry @ 4.4kg. of cement /Sq.M of area over the mortar bed, jointing each slab with neat cement paste/ grouting white cement and pigment ( conforming to IS : 2114, Table-1, matching the shade of slabs), machine cutting of the slab edges square, true & plumb finishing, grinding, polishing, finishing etc. all complete. 25mm thick kota stone slab (with tolerance +_2mm for thickness, +_2mm for length/ breadth) in floor, landing tread over average 15mm thick cement mortar 1:4(1 Cement : 4 coarse sand by volume). CEMENT SUPPLIED BY THE CONTRACTOR AT THEIR COST. | 356.00 | Sq.M. |  | 2119.00 | 754364.00 | Not Quoted | Not Quoted | 1500.00 | 534000.00 | 1595.00 | 567820.00 | Not Quoted | Not Quoted | 2625.00 | 934500.00 | 1715.00 | 610540.00 | 2478.00 | 882168.00 | Not Quoted | Not Quoted | Not Quoted | Not Quoted | 0.00 | 0.00 | 1200.00 | 427200.00 | 1838.00 | 654328.00 | 1020.00 | 363120.00 | 1936.00 | 689216.00 | 0.00 | mastek engineering private limited
276.00 | Civil-Structural and Architectural Works: FLOOR FINISHING Providing and laying machine cut chissel dressed kota stone slab of approved shade in floor tread, landing, riser, skirting, dado over and including a bed of cement mortar including preparing the base surface, applying neat cement slurry @ 2.75 Kg of cement per Sq.M of area to receive the mortar, providing neat cement slurry @ 4.4kg. of cement /Sq.M of area over the mortar bed, jointing each slab with neat cement paste/ grouting white cement and pigment ( conforming to IS : 2114, Table-1, matching the shade of slabs), machine cutting of the slab edges square, true & plumb finishing, grinding, polishing, finishing etc. all complete. 18mm thick kota stone slab in riser, dado, skirting over average12mm thick cement mortar1:3(1 cement:3 coarse sand by volume). CEMENT SUPPLIED BY THE CONTRACTOR AT THEIR COST. | 108.00 | Sq.M. |  | 1760.00 | 190080.00 | Not Quoted | Not Quoted | 1600.00 | 172800.00 | 2035.00 | 219780.00 | Not Quoted | Not Quoted | 21000.00 | 2268000.00 | 1715.00 | 185220.00 | 2234.00 | 241272.00 | Not Quoted | Not Quoted | Not Quoted | Not Quoted | 0.00 | 0.00 | 1100.00 | 118800.00 | 1943.00 | 209844.00 | 1020.00 | 110160.00 | 1584.00 | 171072.00 | 0.00 | mastek engineering private limited
277.00 | Civil-Structural and Architectural Works: FLOOR FINISHING Providing and laying machine cut chissel dressed kota stone slab of approved shade in floor tread, landing, riser, skirting, dado over and including a bed of cement mortar including preparing the base surface, applying neat cement slurry @ 2.75 Kg of cement per Sq.M of area to receive the mortar, providing neat cement slurry @ 4.4kg. of cement /Sq.M of area over the mortar bed, jointing each slab with neat cement paste/ grouting white cement and pigment ( conforming to IS : 2114, Table-1, matching the shade of slabs), machine cutting of the slab edges square, true & plumb finishing, grinding, polishing, finishing etc. all complete. Extra for providing round nosing by machine cutting of the slab. | 196.00 | RM |  | 1746.00 | 342216.00 | Not Quoted | Not Quoted | 450.00 | 88200.00 | 385.00 | 75460.00 | Not Quoted | Not Quoted | 1515.00 | 296940.00 | 258.00 | 50568.00 | 647.00 | 126812.00 | Not Quoted | Not Quoted | Not Quoted | Not Quoted | 0.00 | 0.00 | 250.00 | 49000.00 | 79.00 | 15484.00 | 1275.00 | 249900.00 | 88.00 | 17248.00 | 0.00 | mastek engineering private limited
278.00 | Civil-Structural and Architectural Works: FLOOR FINISHING Providing and laying tiles in flooring , dado, skirting etc. in approved colour, design and pattern, laid over and including a coating of approved adhesive as per manufacturers specifications, flush pointing of joints of tiles with cement paste/ grouting with white cement and pigment (conforming to IS:2114, Table-1, matching the shade of tiles) finishing, cleaning etc. all complete. Ceramic, matt finished non-slip type tiles of approved make and shade(s) in approved design/ pattern including cleaning the finished surface with oxalic acid, wax polishing etc. for size 300mm x 300mm x 8mm (+5%) thick tiles for flooring. | 60.00 | Sq.M. |  | 1675.00 | 100500.00 | Not Quoted | Not Quoted | 1600.00 | 96000.00 | 1540.00 | 92400.00 | Not Quoted | Not Quoted | 1615.00 | 96900.00 | 1887.00 | 113220.00 | 1486.00 | 89160.00 | Not Quoted | Not Quoted | Not Quoted | Not Quoted | 0.00 | 0.00 | 1350.00 | 81000.00 | 2888.00 | 173280.00 | 850.00 | 51000.00 | 1672.00 | 100320.00 | 0.00 | mastek engineering private limited
279.00 | Civil-Structural and Architectural Works: FLOOR FINISHING Providing and laying tiles in flooring , dado, skirting etc. in approved colour, design and pattern, laid over and including a coating of approved adhesive as per manufacturers specifications, flush pointing of joints of tiles with cement paste/ grouting with white cement and pigment (conforming to IS:2114, Table-1, matching the shade of tiles) finishing, cleaning etc. all complete. Ceramic, matt/ glazed/ semi-glazed finished tiles of approved make & shade(s) in approved design/ pattern including cleaning the finished surface with oxalic acid, wax polishing etc. for size 300mm x 450mm x 8.5mm thick (minimum) tiles | 260.00 | Sq.M. |  | 1746.00 | 453960.00 | Not Quoted | Not Quoted | 1900.00 | 494000.00 | 1760.00 | 457600.00 | Not Quoted | Not Quoted | 1870.00 | 486200.00 | 1973.00 | 512980.00 | 1604.00 | 417040.00 | Not Quoted | Not Quoted | Not Quoted | Not Quoted | 0.00 | 0.00 | 2100.00 | 546000.00 | 3150.00 | 819000.00 | 765.00 | 198900.00 | 1760.00 | 457600.00 | 0.00 | mastek engineering private limited
280.00 | Civil-Structural and Architectural Works: FLOOR FINISHING Providing and laying tiles in flooring , dado, skirting etc. in approved colour, design and pattern, laid over and including a coating of approved adhesive as per manufacturers specifications, flush pointing of joints of tiles with cement paste/ grouting with white cement and pigment (conforming to IS:2114, Table-1, matching the shade of tiles) finishing, cleaning etc. all complete. Decorative, matt/ mirror finish homogeneous double charge Vitrified porcelain tiles of minimum size 600mm x 600mm x 10mm thick in approved quality, colour, make, design/ pattern | 368.00 | Sq.M. |  | 1903.00 | 700304.00 | Not Quoted | Not Quoted | 2000.00 | 736000.00 | 2035.00 | 748880.00 | Not Quoted | Not Quoted | 2350.00 | 864800.00 | 1973.00 | 726064.00 | 1856.00 | 683008.00 | Not Quoted | Not Quoted | Not Quoted | Not Quoted | 0.00 | 0.00 | 2100.00 | 772800.00 | 1470.00 | 540960.00 | 1190.00 | 437920.00 | 1848.00 | 680064.00 | 0.00 | mastek engineering private limited
281.00 | Civil-Structural and Architectural Works: FLOOR FINISHING Providing and applying pigmented (approved shade) chemical and abrasion resistant, solvent based self levelling floor coating based on epoxy resin with amine curing agents, in 2 coats @ 125 gms/sq.m. (min.)per coat by brush or spraying over a levelling screed (min. 3mm thick) of a 3 part solvent free combination of epoxy resin, amine hardeners and graded chemically inert aggregate filler, laid over a coat of 2-part epoxy resin primer applied over existing flooring etc. all as per manufacturer's specifications. | 180.00 | Sq.M. |  | 2060.00 | 370800.00 | Not Quoted | Not Quoted | 2200.00 | 396000.00 | 4180.00 | 752400.00 | Not Quoted | Not Quoted | 550.00 | 99000.00 | 2230.00 | 401400.00 | 449.00 | 80820.00 | Not Quoted | Not Quoted | Not Quoted | Not Quoted | 0.00 | 0.00 | 325.00 | 58500.00 | 2100.00 | 378000.00 | 2125.00 | 382500.00 | 2640.00 | 475200.00 | 0.00 | mastek engineering private limited
282.00 | Civil-Structural and Architectural Works: FLOOR FINISHING Providing and applying pigmented (approved shade) chemical and abrasion resistant, solvent based coating (on dado/wall) of epoxy resin with amine curing agents, in 2 coats @ 125 gms/sq.m. (min.) per coat by brush over plastering/ concrete surfaces including surface preparation, curing etc. all as per manufacturer's specification. | 300.00 | Sq.M. |  | 2237.00 | 671100.00 | Not Quoted | Not Quoted | 2230.00 | 669000.00 | 1540.00 | 462000.00 | Not Quoted | Not Quoted | 700.00 | 210000.00 | 2573.00 | 771900.00 | 478.00 | 143400.00 | Not Quoted | Not Quoted | Not Quoted | Not Quoted | 0.00 | 0.00 | 325.00 | 97500.00 | 2310.00 | 693000.00 | 2550.00 | 765000.00 | 2640.00 | 792000.00 | 0.00 | mastek engineering private limited
283.00 | Civil-Structural and Architectural Works: FLOOR FINISHING Providing and laying minimum 18mm thick approved premium quality and shade polished granite stone slabs in flooring, counters, treads, risers, skirting, dado etc. over and including a bed of cement mortar including preparing the base surface, applying neat cement slurry @ 2.75 kg. of cement per sq. mtr. of area to receive the mortar bed, jointing each slab with neat cement paste/ grout with white cement maixed with pigment (conforming to IS:2114, Table-1) to match the colour of the granite stone slabs, finishing etc. all complete. Granite stone slabs in flooring, counters, treads etc.(perfectly levelled) over and including a bed of cement mortar 1:4 (1 cement: 4 coarse sand by volume) CEMENT SUPPLIED BY THE CONTRACTOR AT THEIR COST. | 10.00 | Sq.M |  | 2636.00 | 26360.00 | Not Quoted | Not Quoted | 2300.00 | 23000.00 | 4950.00 | 49500.00 | Not Quoted | Not Quoted | 2500.00 | 25000.00 | 4288.00 | 42880.00 | 4295.00 | 42950.00 | Not Quoted | Not Quoted | Not Quoted | Not Quoted | 0.00 | 0.00 | 5500.00 | 55000.00 | 4935.00 | 49350.00 | 4250.00 | 42500.00 | 2640.00 | 26400.00 | 0.00 | mastek engineering private limited
284.00 | Civil-Structural and Architectural Works: FLOOR FINISHING Providing and laying minimum 18mm thick approved premium quality and shade polished granite stone slabs in flooring, counters, treads, risers, skirting, dado etc. over and including a bed of cement mortar including preparing the base surface, applying neat cement slurry @ 2.75 kg. of cement per sq. mtr. of area to receive the mortar bed, jointing each slab with neat cement paste/ grout with white cement maixed with pigment (conforming to IS:2114, Table-1) to match the colour of the granite stone slabs, finishing etc. all complete. Granite stone slabs in risers, skirting, dado etc. over and including a bed of cement mortar 1:3 (1cement: 3 coarse sand by volume) CEMENT SUPPLIED BY THE CONTRACTOR AT THEIR COST. | 5.00 | Sq.M |  | 2636.00 | 13180.00 | Not Quoted | Not Quoted | 2250.00 | 11250.00 | 4950.00 | 24750.00 | Not Quoted | Not Quoted | 3500.00 | 17500.00 | 4288.00 | 21440.00 | 4295.00 | 21475.00 | Not Quoted | Not Quoted | Not Quoted | Not Quoted | 0.00 | 0.00 | 6500.00 | 32500.00 | 5250.00 | 26250.00 | 4675.00 | 23375.00 | 2640.00 | 13200.00 | 0.00 | mastek engineering private limited
285.00 | Civil-Structural and Architectural Works: FLOOR FINISHING Providing and laying minimum 18mm thick approved premium quality and shade polished granite stone slabs in flooring, counters, treads, risers, skirting, dado etc. over and including a bed of cement mortar including preparing the base surface, applying neat cement slurry @ 2.75 kg. of cement per sq. mtr. of area to receive the mortar bed, jointing each slab with neat cement paste/ grout with white cement maixed with pigment (conforming to IS:2114, Table-1) to match the colour of the granite stone slabs, finishing etc. all complete. Extra for round nosing/ moulded edges (as per approved design) to Granite stone slabs. | 2.00 | RM |  | 2601.00 | 5202.00 | Not Quoted | Not Quoted | 900.00 | 1800.00 | 495.00 | 990.00 | Not Quoted | Not Quoted | 2500.00 | 5000.00 | 343.00 | 686.00 | 441.00 | 882.00 | Not Quoted | Not Quoted | Not Quoted | Not Quoted | 0.00 | 0.00 | 1800.00 | 3600.00 | 1313.00 | 2626.00 | 425.00 | 850.00 | 176.00 | 352.00 | 0.00 | mastek engineering private limited
286.00 | Civil-Structural and Architectural Works: FLOOR FINISHING Extra over marble/ kota stone flooring/ skirting/ dado items for providing mirror polishing (in place of normal polishing) by grinding machine (suitable for mirror polishing) comprising of multiple grindings up to 6 nos. with carborundum stone (in descending order of hardness of grinding stone), one no. grinding with Italian grinding stone and one no. grinding with foam buffer set and polishing with Teno-oxide granite powder etc. all complete to give a smooth and mirror-like shining surface. | 10.00 | Sq.M |  | 2494.00 | 24940.00 | Not Quoted | Not Quoted | 550.00 | 5500.00 | 2090.00 | 20900.00 | Not Quoted | Not Quoted | 2700.00 | 27000.00 | 343.00 | 3430.00 | 412.00 | 4120.00 | Not Quoted | Not Quoted | Not Quoted | Not Quoted | 0.00 | 0.00 | 2500.00 | 25000.00 | 3150.00 | 31500.00 | 125.00 | 1250.00 | 264.00 | 2640.00 | 0.00 | mastek engineering private limited
287.00 | Civil-Structural and Architectural Works: FLOOR FINISHING Providing 3 nos. of 3mm grooves at spacing of 30mm in Kota/ Marble/ granite stone laid in stairs¿ treads/ landings all complete as per the direction of Engineer-In-Charge. (Single measurement shall be considered for 3 parallel grooves) | 1360.00 | RM |  | 114.00 | 155040.00 | Not Quoted | Not Quoted | 150.00 | 204000.00 | 303.00 | 412080.00 | Not Quoted | Not Quoted | 240.00 | 326400.00 | 130.00 | 176800.00 | 353.00 | 480080.00 | Not Quoted | Not Quoted | Not Quoted | Not Quoted | 0.00 | 0.00 | 250.00 | 340000.00 | 79.00 | 107440.00 | 250.00 | 340000.00 | 176.00 | 239360.00 | 0.00 | mastek engineering private limited
288.00 | Civil-Structural and Architectural Works: WOOD WORK Providing and fixing wooden frames of doors, windows, ventilators including cutting, shaping, jointing, applying a coat of bituminous paint on concealed surface, wood primer on exposed surface, fixing in masonry/RCC by means of 300mm x 25mm x 6mm thick M.S. hold fasts screwed to frame @ 600mm max vertically and grouted with M-15 grade concrete in min. 350mm x 100mm x 100mm sized hole made in masonry/96mm long, 12mm dia M.S. dash fastener, painting with two coats of approved shade and make (ICI or equivalent) synthetic enamel paint over approved quality primer coat, finishing etc. all complete. Wooden frames with approved quality local hard wood (Champ, Sisam, Sal etc. conforming to IS : 4021). | .40 | Cu.M. |  | 81938.00 | 32775.20 | Not Quoted | Not Quoted | 5533.00 | 2213.20 | 275000.00 | 110000.00 | Not Quoted | Not Quoted | 165000.00 | 66000.00 | 171475.00 | 68590.00 | 61200.00 | 24480.00 | Not Quoted | Not Quoted | Not Quoted | Not Quoted | 0.00 | 0.00 | 155000.00 | 62000.00 | 315000.00 | 126000.00 | 127500.00 | 51000.00 | 2200.00 | 880.00 | 0.00 | mastek engineering private limited
289.00 | Civil-Structural and Architectural Works: WOOD WORK Providing and fixing Factory made, overall 35mm thick block board flush shutter consisting of solid core block board bonded with phenol phormaldehyde synthetic resin conforming to IS : 848 and faced on both faces with commercial type plywood/teakwood veneering/ lamination bonded with phenol formaldehyde synthetic resin conforming to IS : 848, including providing and fixing second class teakwood perimeter beading fixed by means of approved quality neoprene based adhesive and nailing @ 300 mm max.. painting exposed surface with two coats of approved shade and make synthetic enamel paint over approved quality primer coat, providing and fixing 125mm long M.S. butt hinges [for each shutter (vertical spacing not exceeding 600mm)] including fixing with door frame, finishing etc. all conforming to IS : 2202. Door shutter faced with 1mm thick approved quality lamination of approved shade/brand. | 20.00 | Sq.M. |  | 3848.00 | 76960.00 | Not Quoted | Not Quoted | 6000.00 | 120000.00 | 7150.00 | 143000.00 | Not Quoted | Not Quoted | 7500.00 | 150000.00 | 12862.00 | 257240.00 | 23300.00 | 466000.00 | Not Quoted | Not Quoted | Not Quoted | Not Quoted | 0.00 | 0.00 | 4500.00 | 90000.00 | 5250.00 | 105000.00 | 2100.00 | 42000.00 | 1056.00 | 21120.00 | 0.00 | mastek engineering private limited
290.00 | Civil-Structural and Architectural Works: WOOD WORK Providing and fixing in position following items including all necessary fixtures, fittings, finishing etc. all complete. Approved make heavy duty overhead hydraulic door closer with adjustable spanners, metal screws etc. conforming to IS : 3564 | 8.00 | Unit |  | 2708.00 | 21664.00 | Not Quoted | Not Quoted | 6000.00 | 48000.00 | 6050.00 | 48400.00 | Not Quoted | Not Quoted | 2600.00 | 20800.00 | 10289.00 | 82312.00 | 882.00 | 7056.00 | Not Quoted | Not Quoted | Not Quoted | Not Quoted | 0.00 | 0.00 | 8500.00 | 68000.00 | 2888.00 | 23104.00 | 6000.00 | 48000.00 | 3520.00 | 28160.00 | 0.00 | mastek engineering private limited
291.00 | Civil-Structural and Architectural Works: WOOD WORK Providing and fixing in position following items including all necessary fixtures, fittings, finishing etc. all complete. Approved make Chromium plated metallic (brass body) mortice lock, 6 levers conforming to IS : 2209 (inclusive of pair of handles of pressure die cast zinc alloy,satin finished). | 8.00 | Unit |  | 2209.00 | 17672.00 | Not Quoted | Not Quoted | 6300.00 | 50400.00 | 1980.00 | 15840.00 | Not Quoted | Not Quoted | 4700.00 | 37600.00 | 5145.00 | 41160.00 | 1117.00 | 8936.00 | Not Quoted | Not Quoted | Not Quoted | Not Quoted | 0.00 | 0.00 | 9500.00 | 76000.00 | 2625.00 | 21000.00 | 4000.00 | 32000.00 | 2200.00 | 17600.00 | 0.00 | mastek engineering private limited
292.00 | Civil-Structural and Architectural Works: WOOD WORK Providing and fixing in position following items including all necessary fixtures, fittings, finishing etc. all complete. Approved make pressure die cast zinc alloy, chromium plated door handle. 150mm long | 8.00 | Unit |  | 1781.00 | 14248.00 | Not Quoted | Not Quoted | 1545.00 | 12360.00 | 1320.00 | 10560.00 | Not Quoted | Not Quoted | 1510.00 | 12080.00 | 3430.00 | 27440.00 | 294.00 | 2352.00 | Not Quoted | Not Quoted | Not Quoted | Not Quoted | 0.00 | 0.00 | 1500.00 | 12000.00 | 1838.00 | 14704.00 | 500.00 | 4000.00 | 352.00 | 2816.00 | 0.00 | mastek engineering private limited
293.00 | Civil-Structural and Architectural Works: WOOD WORK Providing and fixing in position following items including all necessary fixtures, fittings, finishing etc. all complete. Approved quality 3mm thick plastic kick/push plate fixed with brass screws. | 4.00 | Sq.M. |  | 635.00 | 2540.00 | Not Quoted | Not Quoted | 850.00 | 3400.00 | 3080.00 | 12320.00 | Not Quoted | Not Quoted | 2700.00 | 10800.00 | 2145.00 | 8580.00 | 529.00 | 2116.00 | Not Quoted | Not Quoted | Not Quoted | Not Quoted | 0.00 | 0.00 | 1500.00 | 6000.00 | 1575.00 | 6300.00 | 400.00 | 1600.00 | 1232.00 | 4928.00 | 0.00 | mastek engineering private limited
294.00 | Civil-Structural and Architectural Works: WOOD WORK Providing and fixing in position following items including all necessary fixtures, fittings, finishing etc. all complete. Approved quality anodized aluminium aldrop 300mm long, 19.05mm dia in bronze colour. | 4.00 | Unit |  | 920.00 | 3680.00 | Not Quoted | Not Quoted | 780.00 | 3120.00 | 2420.00 | 9680.00 | Not Quoted | Not Quoted | 2450.00 | 9800.00 | 1287.00 | 5148.00 | 706.00 | 2824.00 | Not Quoted | Not Quoted | Not Quoted | Not Quoted | 0.00 | 0.00 | 1500.00 | 6000.00 | 1313.00 | 5252.00 | 800.00 | 3200.00 | 704.00 | 2816.00 | 0.00 | mastek engineering private limited
295.00 | Civil-Structural and Architectural Works: WOOD WORK Providing and fixing in position following items including all necessary fixtures, fittings, finishing etc. all complete. Approved quality anodized aluminium tower bolts conforming to IS-204 in Bronze colour, 250 x 10mm. | 8.00 | Unit |  | 698.00 | 5584.00 | Not Quoted | Not Quoted | 925.00 | 7400.00 | 1045.00 | 8360.00 | Not Quoted | Not Quoted | 700.00 | 5600.00 | 1287.00 | 10296.00 | 89.00 | 712.00 | Not Quoted | Not Quoted | Not Quoted | Not Quoted | 0.00 | 0.00 | 1500.00 | 12000.00 | 1050.00 | 8400.00 | 800.00 | 6400.00 | 308.00 | 2464.00 | 0.00 | mastek engineering private limited
296.00 | Civil-Structural and Architectural Works: WOOD WORK Providing and fixing in position following items including all necessary fixtures, fittings, finishing etc. all complete. Approved quality anodized aluminium tower bolts conforming to IS-204 in Bronze colour, 150 x 10mm. | 4.00 | Unit |  | 635.00 | 2540.00 | Not Quoted | Not Quoted | 829.00 | 3316.00 | 825.00 | 3300.00 | Not Quoted | Not Quoted | 500.00 | 2000.00 | 1287.00 | 5148.00 | 71.00 | 284.00 | Not Quoted | Not Quoted | Not Quoted | Not Quoted | 0.00 | 0.00 | 950.00 | 3800.00 | 919.00 | 3676.00 | 800.00 | 3200.00 | 220.00 | 880.00 | 0.00 | mastek engineering private limited
297.00 | Civil-Structural and Architectural Works: WOOD WORK Providing and fixing in position following items including all necessary fixtures, fittings, finishing etc. all complete. Approved quality zinc alloy pressure die cast, chromium plated spring loaded round door stopper with double heavy duty rubber shoes. | 8.00 | Unit |  | 855.00 | 6840.00 | Not Quoted | Not Quoted | 1400.00 | 11200.00 | 7150.00 | 57200.00 | Not Quoted | Not Quoted | 1810.00 | 14480.00 | 2145.00 | 17160.00 | 647.00 | 5176.00 | Not Quoted | Not Quoted | Not Quoted | Not Quoted | 0.00 | 0.00 | 500.00 | 4000.00 | 840.00 | 6720.00 | 600.00 | 4800.00 | 3520.00 | 28160.00 | 0.00 | mastek engineering private limited
298.00 | Civil-Structural and Architectural Works: WOOD WORK Providing and fixing in position following items including all necessary fixtures, fittings, finishing etc. all complete. Approved quality 75mm long aluminium toilet door latch with vacant/occupied indicator. | 8.00 | Unit |  | 570.00 | 4560.00 | Not Quoted | Not Quoted | 1466.00 | 11728.00 | 990.00 | 7920.00 | Not Quoted | Not Quoted | 500.00 | 4000.00 | 2145.00 | 17160.00 | 647.00 | 5176.00 | Not Quoted | Not Quoted | Not Quoted | Not Quoted | 0.00 | 0.00 | 1200.00 | 9600.00 | 1050.00 | 8400.00 | 1700.00 | 13600.00 | 308.00 | 2464.00 | 0.00 | mastek engineering private limited
299.00 | Civil-Structural and Architectural Works: WOOD WORK Providing and fixing in position following items including all necessary fixtures, fittings, finishing etc. all complete. Approved quality chromium plated brass coat and hat hook fixed with chromium plated brass screws. | 8.00 | Unit |  | 1354.00 | 10832.00 | Not Quoted | Not Quoted | 1680.00 | 13440.00 | 1980.00 | 15840.00 | Not Quoted | Not Quoted | 900.00 | 7200.00 | 2145.00 | 17160.00 | 647.00 | 5176.00 | Not Quoted | Not Quoted | Not Quoted | Not Quoted | 0.00 | 0.00 | 500.00 | 4000.00 | 840.00 | 6720.00 | 1200.00 | 9600.00 | 132.00 | 1056.00 | 0.00 | mastek engineering private limited
300.00 | Civil-Structural and Architectural Works: WOOD WORK Providing and fixing in position following items including all necessary fixtures, fittings, finishing etc. all complete. Approved quality cylindrical door lock (Wafer pin Tumbler cylinder system) with knobs. | 4.00 | Unit |  | 5700.00 | 22800.00 | Not Quoted | Not Quoted | 2123.00 | 8492.00 | 2310.00 | 9240.00 | Not Quoted | Not Quoted | 2750.00 | 11000.00 | 1287.00 | 5148.00 | 764.00 | 3056.00 | Not Quoted | Not Quoted | Not Quoted | Not Quoted | 0.00 | 0.00 | 1200.00 | 4800.00 | 1575.00 | 6300.00 | 8000.00 | 32000.00 | 1232.00 | 4928.00 | 0.00 | mastek engineering private limited
301.00 | Civil-Structural and Architectural Works: WOOD WORK Providing and fixing minimum 12mm thick X 50mm wide teak wood Architrave (moulding) of approved design along frames etc. including lacquer polishing/ painting matching with adjoining wood work. | 40.00 | RM |  | 1781.00 | 71240.00 | Not Quoted | Not Quoted | 450.00 | 18000.00 | 935.00 | 37400.00 | Not Quoted | Not Quoted | 270.00 | 10800.00 | 343.00 | 13720.00 | 353.00 | 14120.00 | Not Quoted | Not Quoted | Not Quoted | Not Quoted | 0.00 | 0.00 | 350.00 | 14000.00 | 1260.00 | 50400.00 | 800.00 | 32000.00 | 88.00 | 3520.00 | 0.00 | mastek engineering private limited
302.00 | Civil-Structural and Architectural Works: STEEL/ ALUMINIUM/ GLAZED/ FULLY GLASS/ PVC ETC. DOORS, WINDOWS AND VENTILATORS Supplying, fabricating, and installing steel glazed/ louvered window/ ventilators in accordance with EIL standards consisting of Mild steel sections for frame and shutters including mitred jointing, welding, fixing (with 100mm x 15mm x 6mm MS lugs grouted with M-20 concrete in minimum 150mm x 50mm x 50mm sized hole in masonry/ anchor fasteners (minimum size 6mm dia, 75mm long ) @ 600mm maximum spacing in RCC) , all hardware such as hinges, peg stays, handles, weather bars, striking plates, coupling bars etc., glazing, MS sheet louvers, painting (minimum 2 coats of synthetic enamel paint including & over primer coat & finishing Reference EIL standards: 7-75-0027, 0028,0029,0031, 0032 M.S. sheet louvered window/ ventilator with sections as per IS : 7452/1038 | 16.00 | Sq.M. |  | 6769.00 | 108304.00 | Not Quoted | Not Quoted | 2641.00 | 42256.00 | 11550.00 | 184800.00 | Not Quoted | Not Quoted | 10600.00 | 169600.00 | 10289.00 | 164624.00 | 4043.00 | 64688.00 | Not Quoted | Not Quoted | Not Quoted | Not Quoted | 0.00 | 0.00 | 8500.00 | 136000.00 | 10500.00 | 168000.00 | 2100.00 | 33600.00 | 5280.00 | 84480.00 | 0.00 | mastek engineering private limited
303.00 | Civil-Structural and Architectural Works: STEEL/ ALUMINIUM/ GLAZED/ FULLY GLASS/ PVC ETC. DOORS, WINDOWS AND VENTILATORS Providing and fixing M.S. angle door frame fabricated by welding 40mm x 6mm thick M.S. angle to 50mm x 6mm thick M.S. flat, fixing the frame with masonry/R.C.C. by means of 300mm x 25mm x 6mm M.S. hold fast welded to frame @ 600mm (max.) c/c and grouted with M- 15 grade concrete in min. 350mm x 100mm x 100mm sized hole in masonry/96mm long 12mm dia, dash fasteners, including making provisions for hinges, 3 way locking devices and other hardware, painting all metallic surfaces with 2 coats of synthetic enamel paint of approved quality over a coat of red oxide zinc chromate primer etc. all complete. | 24.00 | RM |  | 6769.00 | 162456.00 | Not Quoted | Not Quoted | 2224.00 | 53376.00 | 8580.00 | 205920.00 | Not Quoted | Not Quoted | 7250.00 | 174000.00 | 686.00 | 16464.00 | 775.00 | 18600.00 | Not Quoted | Not Quoted | Not Quoted | Not Quoted | 0.00 | 0.00 | 3500.00 | 84000.00 | 1260.00 | 30240.00 | 600.00 | 14400.00 | 352.00 | 8448.00 | 0.00 | mastek engineering private limited
304.00 | Civil-Structural and Architectural Works: STEEL/ ALUMINIUM/ GLAZED/ FULLY GLASS/ PVC ETC. DOORS, WINDOWS AND VENTILATORS Providing and fixing pressed steel sheet door shutter made of 18 SWG galvanized pressed steel sheet bent to form hollow box of 40 mm overall thickness; and consisting of/ including: (i) 3 mm thick MS flat all along perimeter (ii) Packing the shutter with mineral wool (48 kg/cum) without gap (iii) Strengthening with 18 SWG GI vertical stiffeners @200 c/c (iv) 3 mm thick MS pad plates welded inside at required locations for fixing of hardware etc. (v) Fixing to door frame by 100 mm long SS 304 grade heavy duty ball bearing hinge @600 c/c maximum (vi) Hardware and vision panel as required. (vii) Grinding and smoothening of welding, cleaning, finishing (synthetic enamel painting/ polyurethane (PU) coating/ electrostatic powder coating), making true alignments and surfaces etc. all complete. Notes: 1. Reference shall be made to EIL standard nos. 7-75-0070, 7-75-0071 Only the net shutter(s) area shall be measured for payment Single shutter painted with Electrostatic powder coating with following hardware: (i) Over head hydraulic door closer (heavy duty). (ii) SS 304 grade 16 mm dia 250mm long aldrop on both sides of shutter. (iii) Spring loaded heavy duty door stopper (iv) SS 304 grade 19 mm dia.200 mm long handle on both side of shutter. (v) 10 mm dia SS 304 tower bolt (250mm long for 2100mm height & 600mm long for 2500mm height) | 12.00 | Sq M |  | 10046.00 | 120552.00 | Not Quoted | Not Quoted | 4175.00 | 50100.00 | 9350.00 | 112200.00 | Not Quoted | Not Quoted | 10000.00 | 120000.00 | 11147.00 | 133764.00 | 882.00 | 10584.00 | Not Quoted | Not Quoted | Not Quoted | Not Quoted | 0.00 | 0.00 | 8500.00 | 102000.00 | 15750.00 | 189000.00 | 12000.00 | 144000.00 | 5280.00 | 63360.00 | 0.00 | mastek engineering private limited
305.00 | Civil-Structural and Architectural Works: STEEL/ ALUMINIUM/ GLAZED/ FULLY GLASS/ PVC ETC. DOORS, WINDOWS AND VENTILATORS Providing and fixing pressed steel sheet door shutter made of 18 SWG galvanized pressed steel sheet bent to form hollow box of 40 mm overall thickness; and consisting of/ including: (i) 3 mm thick MS flat all along perimeter (ii) Packing the shutter with mineral wool (48 kg/cum) without gap (iii) Strengthening with 18 SWG GI vertical stiffeners @200 c/c (iv) 3 mm thick MS pad plates welded inside at required locations for fixing of hardware etc. (v) Fixing to door frame by 100 mm long SS 304 grade heavy duty ball bearing hinge @600 c/c maximum (vi) Hardware and vision panel as required. (vii) Grinding and smoothening of welding, cleaning, finishing (synthetic enamel painting/ polyurethane (PU) coating/ electrostatic powder coating), making true alignments and surfaces etc. all complete. Notes: 1. Reference shall be made to EIL standard nos. 7-75-0070, 7-75-0071 Only the net shutter(s) area shall be measured for payment Double shutter painted with Electrostatic powder coating with following hardware: (i) Over head hydraulic door closer (heavy duty). (ii) SS 304 grade 16 mm dia 300mm long aldrop on both sides of shutter. (iii) Spring loaded heavy duty door stopper. (iv) SS 304 grade 19 mm dia.200 mm long handle on both side of shutter. (v) 10 mm dia SS 304 tower bolt ( 250mm long for 2100mm height & 600mm long for 2500mm height) (vi) 2mm thick 25mmx 25mm GI angles (vertical) welded to each shutter at the meeting point of double shutter. | 24.00 | Sq M |  | 10046.00 | 241104.00 | Not Quoted | Not Quoted | 4376.00 | 105024.00 | 9350.00 | 224400.00 | Not Quoted | Not Quoted | 10000.00 | 240000.00 | 11147.00 | 267528.00 | 7639.00 | 183336.00 | Not Quoted | Not Quoted | Not Quoted | Not Quoted | 0.00 | 0.00 | 9100.00 | 218400.00 | 10500.00 | 252000.00 | 12000.00 | 288000.00 | 5280.00 | 126720.00 | 0.00 | mastek engineering private limited
306.00 | Civil-Structural and Architectural Works: STEEL/ ALUMINIUM/ GLAZED/ FULLY GLASS/ PVC ETC. DOORS, WINDOWS AND VENTILATORS Providing and fixing aluminium work for doors, windows, ventilators and partitions with extruded built up standard tubular sections/ appropriate Z sections and other sections of approved make conforming to IS: 733 and IS: 1285, fixing with dash fasteners of required dia and size, including necessary filling up the gaps at junctions, i.e. at top, bottom and sides with required EPDM rubber/ neoprene gasket etc. Aluminium sections shall be smooth, rust free, straight, mitred and jointed mechanically wherever required including cleat angle, Aluminium snap beading for glazing / paneling, C.P. brass / stainless steel screws, all complete as per architectural drawings and the directions of Engineer-in-charge. (Glazing, paneling and dash fasteners to be paid for separately) : For fixed portion of aluminium doors, windows, ventilators and partitions made from Powder coated aluminium (minimum thickness of powder coating 50 micron) | 300.00 | Kg |  | 314.00 | 94200.00 | Not Quoted | Not Quoted | 1187.00 | 356100.00 | 935.00 | 280500.00 | Not Quoted | Not Quoted | 540.00 | 162000.00 | 430.00 | 129000.00 | 529.00 | 158700.00 | Not Quoted | Not Quoted | Not Quoted | Not Quoted | 0.00 | 0.00 | 850.00 | 255000.00 | 614.00 | 184200.00 | 400.00 | 120000.00 | 660.00 | 198000.00 | 0.00 | mastek engineering private limited
307.00 | Civil-Structural and Architectural Works: STEEL/ ALUMINIUM/ GLAZED/ FULLY GLASS/ PVC ETC. DOORS, WINDOWS AND VENTILATORS Providing and fixing aluminium work for doors, windows, ventilators and partitions with extruded built up standard tubular sections/ appropriate Z sections and other sections of approved make conforming to IS: 733 and IS: 1285, fixing with dash fasteners of required dia and size, including necessary filling up the gaps at junctions, i.e. at top, bottom and sides with required EPDM rubber/ neoprene gasket etc. Aluminium sections shall be smooth, rust free, straight, mitred and jointed mechanically wherever required including cleat angle, Aluminium snap beading for glazing / paneling, C.P. brass / stainless steel screws, all complete as per architectural drawings and the directions of Engineer-in-charge. (Glazing, paneling and dash fasteners to be paid for separately) : For shutters of doors, windows & ventilators made from Powder coated aluminium (minimum thickness of powder coating 50 micron) including providing and fixing hinges/ pivots and making provision for fixing of fittings wherever required including the cost of EPDM rubber / neoprene gasket required (Fittings shall be paid for separately) | 1120.00 | Kg |  | 314.00 | 351680.00 | Not Quoted | Not Quoted | 1198.00 | 1341760.00 | 935.00 | 1047200.00 | Not Quoted | Not Quoted | 600.00 | 672000.00 | 430.00 | 481600.00 | 529.00 | 592480.00 | Not Quoted | Not Quoted | Not Quoted | Not Quoted | 0.00 | 0.00 | 1200.00 | 1344000.00 | 614.00 | 687680.00 | 340.00 | 380800.00 | 660.00 | 739200.00 | 0.00 | mastek engineering private limited
308.00 | Civil-Structural and Architectural Works: STEEL/ ALUMINIUM/ GLAZED/ FULLY GLASS/ PVC ETC. DOORS, WINDOWS AND VENTILATORS Providing and fixing aluminium work for doors, windows, ventilators and partitions with extruded built up standard tubular sections/ appropriate Z sections and other sections of approved make conforming to IS: 733 and IS: 1285, fixing with dash fasteners of required dia and size, including necessary filling up the gaps at junctions, i.e. at top, bottom and sides with required EPDM rubber/ neoprene gasket etc. Aluminium sections shall be smooth, rust free, straight, mitred and jointed mechanically wherever required including cleat angle, Aluminium snap beading for glazing / paneling, C.P. brass / stainless steel screws, all complete as per architectural drawings and the directions of Engineer-in-charge. (Glazing, paneling and dash fasteners to be paid for separately) : Providing and fixing 12 mm thick pre-laminated particle board flat pressed three layer or graded wood particle board conforming to IS: 12823 Grade l Type lI, with decorative lamination on both sides, in panelling fixed in aluminum doors, windows shutters and partition frames with C.P. brass / stainless steel screws etc. complete as per architectural drawings and directions of engineer-in-charge. | 4.00 | Sq M |  | 6555.00 | 26220.00 | Not Quoted | Not Quoted | 2700.00 | 10800.00 | 11550.00 | 46200.00 | Not Quoted | Not Quoted | 5050.00 | 20200.00 | 11147.00 | 44588.00 | 353.00 | 1412.00 | Not Quoted | Not Quoted | Not Quoted | Not Quoted | 0.00 | 0.00 | 9100.00 | 36400.00 | 10500.00 | 42000.00 | 6000.00 | 24000.00 | 6600.00 | 26400.00 | 0.00 | mastek engineering private limited
309.00 | Civil-Structural and Architectural Works: STEEL/ ALUMINIUM/ GLAZED/ FULLY GLASS/ PVC ETC. DOORS, WINDOWS AND VENTILATORS Providing and fixing aluminium work for doors, windows, ventilators and partitions with extruded built up standard tubular sections/ appropriate Z sections and other sections of approved make conforming to IS: 733 and IS: 1285, fixing with dash fasteners of required dia and size, including necessary filling up the gaps at junctions, i.e. at top, bottom and sides with required EPDM rubber/ neoprene gasket etc. Aluminium sections shall be smooth, rust free, straight, mitred and jointed mechanically wherever required including cleat angle, Aluminium snap beading for glazing / paneling, C.P. brass / stainless steel screws, all complete as per architectural drawings and the directions of Engineer-in-charge. (Glazing, paneling and dash fasteners to be paid for separately) : Providing and fixing double action hydraulic floor spring of approved brand and manufacture conforming to IS : 6315, having brand logo embossed on the body / plate with double spring mechanism and door weight upto 125 kg, for doors, including cost of cutting floors, embedding in floors as required and making good the same matching to the existing floor finishing and stainless steel cover plate of minimum thickness 1.25 mm with brass pivot and single piece M.S. sheet outer box with slide plate etc. complete as per the direction of Engineer-in-charge. | 16.00 | Each |  | 22800.00 | 364800.00 | Not Quoted | Not Quoted | 4800.00 | 76800.00 | 8580.00 | 137280.00 | Not Quoted | Not Quoted | 10900.00 | 174400.00 | 430.00 | 6880.00 | 66105.00 | 1057680.00 | Not Quoted | Not Quoted | Not Quoted | Not Quoted | 0.00 | 0.00 | 2100.00 | 33600.00 | 2625.00 | 42000.00 | 6800.00 | 108800.00 | 7040.00 | 112640.00 | 0.00 | mastek engineering private limited
310.00 | Civil-Structural and Architectural Works: STEEL/ ALUMINIUM/ GLAZED/ FULLY GLASS/ PVC ETC. DOORS, WINDOWS AND VENTILATORS Providing and fixing aluminium work for doors, windows, ventilators and partitions with extruded built up standard tubular sections/ appropriate Z sections and other sections of approved make conforming to IS: 733 and IS: 1285, fixing with dash fasteners of required dia and size, including necessary filling up the gaps at junctions, i.e. at top, bottom and sides with required EPDM rubber/ neoprene gasket etc. Aluminium sections shall be smooth, rust free, straight, mitred and jointed mechanically wherever required including cleat angle, Aluminium snap beading for glazing / paneling, C.P. brass / stainless steel screws, all complete as per architectural drawings and the directions of Engineer-in-charge. (Glazing, paneling and dash fasteners to be paid for separately) : Providing and fixing machine moulded aluminium covering of approved pattern & design, made out of machine cut Anodised aluminium sheet, 2.5mm thick (anodised transparent or dyed to required shade according to IS: 1868, Minimum anodic coating of grade AC 15) and machine holed for receiving dash fastener, over expansion joints on vertical surfaces/ceiling floors, the fixing on plate in one row on one side of joint only shall be done with stainless steel dash fasteners of 8 mm dia and 75 mm long bolt including providing aluminium washers 2 mm thick & 15 mm dia , at a staggered pitch of 200mm centre to centre including drilling holes in the receiving surface and providing expandable plastic sleeves in holes etc. complete as per direction of Engineer-in-charge. | 120.00 | Kg |  | 242.00 | 29040.00 | Not Quoted | Not Quoted | 850.00 | 102000.00 | 935.00 | 112200.00 | Not Quoted | Not Quoted | 850.00 | 102000.00 | 343.00 | 41160.00 | 529.00 | 63480.00 | Not Quoted | Not Quoted | Not Quoted | Not Quoted | 0.00 | 0.00 | 950.00 | 114000.00 | 630.00 | 75600.00 | 400.00 | 48000.00 | 792.00 | 95040.00 | 0.00 | mastek engineering private limited
311.00 | Civil-Structural and Architectural Works: STEEL/ ALUMINIUM/ GLAZED/ FULLY GLASS/ PVC ETC. DOORS, WINDOWS AND VENTILATORS Providing and fixing aluminium work for doors, windows, ventilators and partitions with extruded built up standard tubular sections/ appropriate Z sections and other sections of approved make conforming to IS: 733 and IS: 1285, fixing with dash fasteners of required dia and size, including necessary filling up the gaps at junctions, i.e. at top, bottom and sides with required EPDM rubber/ neoprene gasket etc. Aluminium sections shall be smooth, rust free, straight, mitred and jointed mechanically wherever required including cleat angle, Aluminium snap beading for glazing / paneling, C.P. brass / stainless steel screws, all complete as per architectural drawings and the directions of Engineer-in-charge. (Glazing, paneling and dash fasteners to be paid for separately) : Filling gaps of size upto 5mm depth and 5 mm width in between aluminium frame & adjacent RCC/ Brick/ Stone work by providing weather silicon sealant over backer rod of approved quality as per architectural drawings and direction of Engineer-in-charge complete | 608.00 | RM |  | 641.00 | 389728.00 | Not Quoted | Not Quoted | 360.00 | 218880.00 | 495.00 | 300960.00 | Not Quoted | Not Quoted | 360.00 | 218880.00 | 515.00 | 313120.00 | 353.00 | 214624.00 | Not Quoted | Not Quoted | Not Quoted | Not Quoted | 0.00 | 0.00 | 400.00 | 243200.00 | 79.00 | 48032.00 | 1800.00 | 1094400.00 | 132.00 | 80256.00 | 0.00 | mastek engineering private limited
312.00 | Civil-Structural and Architectural Works: STEEL/ ALUMINIUM/ GLAZED/ FULLY GLASS/ PVC ETC. DOORS, WINDOWS AND VENTILATORS Providing and fixing aluminium work for doors, windows, ventilators and partitions with extruded built up standard tubular sections/ appropriate Z sections and other sections of approved make conforming to IS: 733 and IS: 1285, fixing with dash fasteners of required dia and size, including necessary filling up the gaps at junctions, i.e. at top, bottom and sides with required EPDM rubber/ neoprene gasket etc. Aluminium sections shall be smooth, rust free, straight, mitred and jointed mechanically wherever required including cleat angle, Aluminium snap beading for glazing / paneling, C.P. brass / stainless steel screws, all complete as per architectural drawings and the directions of Engineer-in-charge. (Glazing, paneling and dash fasteners to be paid for separately) : Providing and fixing 205 X 19 mm adjustable friction window stays of approved quality made from Stainless Steel (SS 304 grade) with necessary stainless steel screws etc. to the side hung windows as per direction of Engineer-charge complete. | 60.00 | Each |  | 3848.00 | 230880.00 | Not Quoted | Not Quoted | 563.00 | 33780.00 | 13200.00 | 792000.00 | Not Quoted | Not Quoted | 5350.00 | 321000.00 | 601.00 | 36060.00 | 236.00 | 14160.00 | Not Quoted | Not Quoted | Not Quoted | Not Quoted | 0.00 | 0.00 | 300.00 | 18000.00 | 315.00 | 18900.00 | 340.00 | 20400.00 | 352.00 | 21120.00 | 0.00 | mastek engineering private limited
313.00 | Civil-Structural and Architectural Works: STEEL/ ALUMINIUM/ GLAZED/ FULLY GLASS/ PVC ETC. DOORS, WINDOWS AND VENTILATORS Providing and fixing aluminium work for doors, windows, ventilators and partitions with extruded built up standard tubular sections/ appropriate Z sections and other sections of approved make conforming to IS: 733 and IS: 1285, fixing with dash fasteners of required dia and size, including necessary filling up the gaps at junctions, i.e. at top, bottom and sides with required EPDM rubber/ neoprene gasket etc. Aluminium sections shall be smooth, rust free, straight, mitred and jointed mechanically wherever required including cleat angle, Aluminium snap beading for glazing / paneling, C.P. brass / stainless steel screws, all complete as per architectural drawings and the directions of Engineer-in-charge. (Glazing, paneling and dash fasteners to be paid for separately) : Providing and fixing 255 X 19 mm adjustable friction window stays of approved quality made from Stainless Steel (SS 304 grade) with necessary stainless steel screws etc. to the side hung windows as per direction of Engineer-charge complete. | 60.00 | Each |  | 3848.00 | 230880.00 | Not Quoted | Not Quoted | 610.00 | 36600.00 | 13200.00 | 792000.00 | Not Quoted | Not Quoted | 6375.00 | 382500.00 | 1029.00 | 61740.00 | 294.00 | 17640.00 | Not Quoted | Not Quoted | Not Quoted | Not Quoted | 0.00 | 0.00 | 350.00 | 21000.00 | 420.00 | 25200.00 | 425.00 | 25500.00 | 440.00 | 26400.00 | 0.00 | mastek engineering private limited
314.00 | Civil-Structural and Architectural Works: STEEL/ ALUMINIUM/ GLAZED/ FULLY GLASS/ PVC ETC. DOORS, WINDOWS AND VENTILATORS Providing and fixing aluminium work for doors, windows, ventilators and partitions with extruded built up standard tubular sections/ appropriate Z sections and other sections of approved make conforming to IS: 733 and IS: 1285, fixing with dash fasteners of required dia and size, including necessary filling up the gaps at junctions, i.e. at top, bottom and sides with required EPDM rubber/ neoprene gasket etc. Aluminium sections shall be smooth, rust free, straight, mitred and jointed mechanically wherever required including cleat angle, Aluminium snap beading for glazing / paneling, C.P. brass / stainless steel screws, all complete as per architectural drawings and the directions of Engineer-in-charge. (Glazing, paneling and dash fasteners to be paid for separately) : Providing and fixing Powder coated aluminium (minimum thickness of powder coating - 50 micron) tubular handle bar 32 mm outer dia, 3.0 mm thick & 2100 mm long with SS screws etc complete as per direction of Engineer-in-Charge. | 32.00 | Each |  | 991.00 | 31712.00 | Not Quoted | Not Quoted | 1400.00 | 44800.00 | 3190.00 | 102080.00 | Not Quoted | Not Quoted | 2514.00 | 80448.00 | 1287.00 | 41184.00 | 5289.00 | 169248.00 | Not Quoted | Not Quoted | Not Quoted | Not Quoted | 0.00 | 0.00 | 1200.00 | 38400.00 | 1050.00 | 33600.00 | 425.00 | 13600.00 | 616.00 | 19712.00 | 0.00 | mastek engineering private limited
315.00 | Civil-Structural and Architectural Works: STEEL/ ALUMINIUM/ GLAZED/ FULLY GLASS/ PVC ETC. DOORS, WINDOWS AND VENTILATORS Providing and fixing aluminium work for doors, windows, ventilators and partitions with extruded built up standard tubular sections/ appropriate Z sections and other sections of approved make conforming to IS: 733 and IS: 1285, fixing with dash fasteners of required dia and size, including necessary filling up the gaps at junctions, i.e. at top, bottom and sides with required EPDM rubber/ neoprene gasket etc. Aluminium sections shall be smooth, rust free, straight, mitred and jointed mechanically wherever required including cleat angle, Aluminium snap beading for glazing / paneling, C.P. brass / stainless steel screws, all complete as per architectural drawings and the directions of Engineer-in-charge. (Glazing, paneling and dash fasteners to be paid for separately) : Providing and fixing 100mm brass locks (best make of approved quality) for aluminium doors including necessary cutting and making good etc. complete. | 16.00 | Each |  | 1069.00 | 17104.00 | Not Quoted | Not Quoted | 2185.00 | 34960.00 | 3080.00 | 49280.00 | Not Quoted | Not Quoted | 2541.00 | 40656.00 | 1029.00 | 16464.00 | 2821.00 | 45136.00 | Not Quoted | Not Quoted | Not Quoted | Not Quoted | 0.00 | 0.00 | 1200.00 | 19200.00 | 1260.00 | 20160.00 | 1700.00 | 27200.00 | 880.00 | 14080.00 | 0.00 | mastek engineering private limited
316.00 | Civil-Structural and Architectural Works: STEEL/ ALUMINIUM/ GLAZED/ FULLY GLASS/ PVC ETC. DOORS, WINDOWS AND VENTILATORS Providing and fixing aluminium work for doors, windows, ventilators and partitions with extruded built up standard tubular sections/ appropriate Z sections and other sections of approved make conforming to IS: 733 and IS: 1285, fixing with dash fasteners of required dia and size, including necessary filling up the gaps at junctions, i.e. at top, bottom and sides with required EPDM rubber/ neoprene gasket etc. Aluminium sections shall be smooth, rust free, straight, mitred and jointed mechanically wherever required including cleat angle, Aluminium snap beading for glazing / paneling, C.P. brass / stainless steel screws, all complete as per architectural drawings and the directions of Engineer-in-charge. (Glazing, paneling and dash fasteners to be paid for separately) : Providing and fixing Powder coated minimum thickness 50 micron aluminium round shape handle of outer dia 100 mm with SS screws etc. complete as per direction of Engineer in-charge | 32.00 | Each |  | 635.00 | 20320.00 | Not Quoted | Not Quoted | 1283.00 | 41056.00 | 2090.00 | 66880.00 | Not Quoted | Not Quoted | 3600.00 | 115200.00 | 1029.00 | 32928.00 | 2116.00 | 67712.00 | Not Quoted | Not Quoted | Not Quoted | Not Quoted | 0.00 | 0.00 | 1000.00 | 32000.00 | 1260.00 | 40320.00 | 425.00 | 13600.00 | 616.00 | 19712.00 | 0.00 | mastek engineering private limited
317.00 | Civil-Structural and Architectural Works: STEEL/ ALUMINIUM/ GLAZED/ FULLY GLASS/ PVC ETC. DOORS, WINDOWS AND VENTILATORS Providing and fixing aluminium work for doors, windows, ventilators and partitions with extruded built up standard tubular sections/ appropriate Z sections and other sections of approved make conforming to IS: 733 and IS: 1285, fixing with dash fasteners of required dia and size, including necessary filling up the gaps at junctions, i.e. at top, bottom and sides with required EPDM rubber/ neoprene gasket etc. Aluminium sections shall be smooth, rust free, straight, mitred and jointed mechanically wherever required including cleat angle, Aluminium snap beading for glazing / paneling, C.P. brass / stainless steel screws, all complete as per architectural drawings and the directions of Engineer-in-charge. (Glazing, paneling and dash fasteners to be paid for separately) : Providing and fixing 100 mm long aluminium handles, ISI marked, anodised (anodic coating not less than grade AC 10 as per IS : 1868) transparent or dyed to required colour or shade, with necessary screws etc. complete | 176.00 | Nos |  | 478.00 | 84128.00 | Not Quoted | Not Quoted | 1200.00 | 211200.00 | 1265.00 | 222640.00 | Not Quoted | Not Quoted | 915.00 | 161040.00 | 1029.00 | 181104.00 | 882.00 | 155232.00 | Not Quoted | Not Quoted | Not Quoted | Not Quoted | 0.00 | 0.00 | 750.00 | 132000.00 | 1155.00 | 203280.00 | 425.00 | 74800.00 | 352.00 | 61952.00 | 0.00 | mastek engineering private limited
318.00 | Civil-Structural and Architectural Works: STEEL/ ALUMINIUM/ GLAZED/ FULLY GLASS/ PVC ETC. DOORS, WINDOWS AND VENTILATORS Providing and fixing aluminium work for doors, windows, ventilators and partitions with extruded built up standard tubular sections/ appropriate Z sections and other sections of approved make conforming to IS: 733 and IS: 1285, fixing with dash fasteners of required dia and size, including necessary filling up the gaps at junctions, i.e. at top, bottom and sides with required EPDM rubber/ neoprene gasket etc. Aluminium sections shall be smooth, rust free, straight, mitred and jointed mechanically wherever required including cleat angle, Aluminium snap beading for glazing / paneling, C.P. brass / stainless steel screws, all complete as per architectural drawings and the directions of Engineer-in-charge. (Glazing, paneling and dash fasteners to be paid for separately) : Providing and fixing aluminium tower bolts of size 100mm x 10mm , ISI marked, anodised (anodic coating not less than grade AC 10 as per IS : 1868 ) transparent or dyed to required colour or shade, with necessary screws etc. complete | 96.00 | Nos |  | 478.00 | 45888.00 | Not Quoted | Not Quoted | 1100.00 | 105600.00 | 1045.00 | 100320.00 | Not Quoted | Not Quoted | 360.00 | 34560.00 | 1029.00 | 98784.00 | 59.00 | 5664.00 | Not Quoted | Not Quoted | Not Quoted | Not Quoted | 0.00 | 0.00 | 500.00 | 48000.00 | 1050.00 | 100800.00 | 1020.00 | 97920.00 | 352.00 | 33792.00 | 0.00 | mastek engineering private limited
319.00 | Civil-Structural and Architectural Works: STEEL/ ALUMINIUM/ GLAZED/ FULLY GLASS/ PVC ETC. DOORS, WINDOWS AND VENTILATORS Providing and fixing aluminium work for doors, windows, ventilators and partitions with extruded built up standard tubular sections/ appropriate Z sections and other sections of approved make conforming to IS: 733 and IS: 1285, fixing with dash fasteners of required dia and size, including necessary filling up the gaps at junctions, i.e. at top, bottom and sides with required EPDM rubber/ neoprene gasket etc. Aluminium sections shall be smooth, rust free, straight, mitred and jointed mechanically wherever required including cleat angle, Aluminium snap beading for glazing / paneling, C.P. brass / stainless steel screws, all complete as per architectural drawings and the directions of Engineer-in-charge. (Glazing, paneling and dash fasteners to be paid for separately) : Providing and fixing toughened glass panes of 6.0 mm thickness in aluminium door, window, ventilator shutters and partitions etc. with EPDM rubber/ neoprene gasket etc. complete as per the architectural drawings and the directions of engineer-in-charge. (Cost of aluminium snap beading shall be paid in basic item) | 192.00 | Sq.M |  | 385.00 | 73920.00 | Not Quoted | Not Quoted | 2000.00 | 384000.00 | 9350.00 | 1795200.00 | Not Quoted | Not Quoted | 1825.00 | 350400.00 | 6003.00 | 1152576.00 | 2670.00 | 512640.00 | Not Quoted | Not Quoted | Not Quoted | Not Quoted | 0.00 | 0.00 | 1600.00 | 307200.00 | 2625.00 | 504000.00 | 6800.00 | 1305600.00 | 1584.00 | 304128.00 | 0.00 | mastek engineering private limited
320.00 | Civil-Structural and Architectural Works: STEEL/ ALUMINIUM/ GLAZED/ FULLY GLASS/ PVC ETC. DOORS, WINDOWS AND VENTILATORS Providing and fixing pressed steel door and window frames of size (assorted size out of) Overall 125mm x 60mm section, of required profile conforming to IS: 4351, made of 16 SWG pressed steel including/ consisting of: i)3 mm thick MS flat spacers welded to frame @ 500mm c/c and at holdfast locations. ii)Filling the hollow frame section with concrete. iii)MS angle (20mmx20mmx3mm) horizontal tie member below floor finish. iv)MS holdfasts (200mmx25mmx6mm) welded to spacers. v)Fixing to masonry (by grouting the holdfasts with M-15 grade concrete in minimum 250mm x 100mm x 100mm sized hole)/ fixing to RCC (by minimum 100mm long, 12 mm dia metallic counter sunk anchor fasteners) vi)MS pad plates (40mm x 150mm x 3mm) & GI mortar guard welded to frame at hinge and other hardware locations. vii)Metering of joints between horizontal and vertical members, grinding and smoothening of welding, cleaning of frame surface, finishing (synthetic enamel painting/ electrostatic powder coating/ polyurethane (PU) coating), making true alignments and surfaces etc. all complete. Notes: 1)Reference shall be made to EIL standard nos. 7-75- 0070, 7-75-0071 2)Cumulative length of all horizontal and vertical frame members shall be measured for payment. Frames painted with Synthetic enamel paint over approved red oxide/ zinc chromate primer. | 48.00 | RM |  | 2280.00 | 109440.00 | Not Quoted | Not Quoted | 1647.00 | 79056.00 | 7150.00 | 343200.00 | Not Quoted | Not Quoted | 2750.00 | 132000.00 | 1459.00 | 70032.00 | 706.00 | 33888.00 | Not Quoted | Not Quoted | Not Quoted | Not Quoted | 0.00 | 0.00 | 3500.00 | 168000.00 | 1575.00 | 75600.00 | 750.00 | 36000.00 | 5280.00 | 253440.00 | 0.00 | mastek engineering private limited
321.00 | Civil-Structural and Architectural Works: STEEL/ ALUMINIUM/ GLAZED/ FULLY GLASS/ PVC ETC. DOORS, WINDOWS AND VENTILATORS Providing and fixing pressed steel door and window frames of size (assorted size out of) Overall 125mm x 60mm section, of required profile conforming to IS: 4351, made of 16 SWG pressed steel including/ consisting of: i)3 mm thick MS flat spacers welded to frame @ 500mm c/c and at holdfast locations. ii)Filling the hollow frame section with concrete. iii)MS angle (20mmx20mmx3mm) horizontal tie member below floor finish. iv)MS holdfasts (200mmx25mmx6mm) welded to spacers. v)Fixing to masonry (by grouting the holdfasts with M-15 grade concrete in minimum 250mm x 100mm x 100mm sized hole)/ fixing to RCC (by minimum 100mm long, 12 mm dia metallic counter sunk anchor fasteners) vi)MS pad plates (40mm x 150mm x 3mm) & GI mortar guard welded to frame at hinge and other hardware locations. vii)Metering of joints between horizontal and vertical members, grinding and smoothening of welding, cleaning of frame surface, finishing (synthetic enamel painting/ electrostatic powder coating/ polyurethane (PU) coating), making true alignments and surfaces etc. all complete. Notes: 1)Reference shall be made to EIL standard nos. 7-75- 0070, 7-75-0071 2)Cumulative length of all horizontal and vertical frame members shall be measured for payment. Frames painted with Electrostatic Powder coating. | 48.00 | RM |  | 2280.00 | 109440.00 | Not Quoted | Not Quoted | 1798.00 | 86304.00 | 7480.00 | 359040.00 | Not Quoted | Not Quoted | 3000.00 | 144000.00 | 1459.00 | 70032.00 | 764.00 | 36672.00 | Not Quoted | Not Quoted | Not Quoted | Not Quoted | 0.00 | 0.00 | 1500.00 | 72000.00 | 2625.00 | 126000.00 | 750.00 | 36000.00 | 5280.00 | 253440.00 | 0.00 | mastek engineering private limited
322.00 | Civil-Structural and Architectural Works: STEEL/ ALUMINIUM/ GLAZED/ FULLY GLASS/ PVC ETC. DOORS, WINDOWS AND VENTILATORS Providing and fixing pressed steel door and window frames of size (assorted size out of) Overall 125mm x 60mm section, of required profile conforming to IS: 4351, made of 16 SWG pressed steel including/ consisting of: i)3 mm thick MS flat spacers welded to frame @ 500mm c/c and at holdfast locations. ii)Filling the hollow frame section with concrete. iii)MS angle (20mmx20mmx3mm) horizontal tie member below floor finish. iv)MS holdfasts (200mmx25mmx6mm) welded to spacers. v)Fixing to masonry (by grouting the holdfasts with M-15 grade concrete in minimum 250mm x 100mm x 100mm sized hole)/ fixing to RCC (by minimum 100mm long, 12 mm dia metallic counter sunk anchor fasteners) vi)MS pad plates (40mm x 150mm x 3mm) & GI mortar guard welded to frame at hinge and other hardware locations. vii)Metering of joints between horizontal and vertical members, grinding and smoothening of welding, cleaning of frame surface, finishing (synthetic enamel painting/ electrostatic powder coating/ polyurethane (PU) coating), making true alignments and surfaces etc. all complete. Notes: 1)Reference shall be made to EIL standard nos. 7-75- 0070, 7-75-0071 2)Cumulative length of all horizontal and vertical frame members shall be measured for payment. Extra for box type transoms & mullions | 8.00 | RM |  | 2280.00 | 18240.00 | Not Quoted | Not Quoted | 1279.00 | 10232.00 | 7480.00 | 59840.00 | Not Quoted | Not Quoted | 2750.00 | 22000.00 | 1459.00 | 11672.00 | 353.00 | 2824.00 | Not Quoted | Not Quoted | Not Quoted | Not Quoted | 0.00 | 0.00 | 4500.00 | 36000.00 | 2625.00 | 21000.00 | 750.00 | 6000.00 | 5280.00 | 42240.00 | 0.00 | mastek engineering private limited
323.00 | Civil-Structural and Architectural Works: PLASTERING & POINTING Providing plain cement plaster in cement mortar (1 cement:4/6 fine sand by volume) on masonry, PCC/ RCC including preperation of base, finishing, curing etc; also including providing 20 gauge chicken wire mesh stretched tight at all RCC/ PCC and masonry meeting points in 300mm wide strips (150mm on on each surface) fixed with G.I. "U" type nails before plastering. Ordinary plain cement plaster Average 15mm thick 1:4 (1 cement : 4 sand). Cement supplied by the Contractor at their cost. | 1080.00 | Sq.M |  | 278.00 | 300240.00 | Not Quoted | Not Quoted | 300.00 | 324000.00 | 319.00 | 344520.00 | Not Quoted | Not Quoted | 400.00 | 432000.00 | 323.00 | 348840.00 | 407.00 | 439560.00 | Not Quoted | Not Quoted | Not Quoted | Not Quoted | 0.00 | 0.00 | 375.00 | 405000.00 | 343.00 | 370440.00 | 250.00 | 270000.00 | 396.00 | 427680.00 | 0.00 | mastek engineering private limited
324.00 | Civil-Structural and Architectural Works: PLASTERING & POINTING Providing plain cement plaster in cement mortar (1 cement:4/6 fine sand by volume) on masonry, PCC/ RCC including preperation of base, finishing, curing etc; also including providing 20 gauge chicken wire mesh stretched tight at all RCC/ PCC and masonry meeting points in 300mm wide strips (150mm on on each surface) fixed with G.I. "U" type nails before plastering. Ordinary plain cement plaster Average 12mm thick 1:4 (1 cement : 4 sand). Cement supplied by the Contractor at their cost. | 3360.00 | Sq.M |  | 299.00 | 1004640.00 | Not Quoted | Not Quoted | 270.00 | 907200.00 | 308.00 | 1034880.00 | Not Quoted | Not Quoted | 340.00 | 1142400.00 | 302.00 | 1014720.00 | 378.00 | 1270080.00 | Not Quoted | Not Quoted | Not Quoted | Not Quoted | 0.00 | 0.00 | 375.00 | 1260000.00 | 298.00 | 1001280.00 | 272.00 | 913920.00 | 330.00 | 1108800.00 | 0.00 | mastek engineering private limited
325.00 | Civil-Structural and Architectural Works: PLASTERING & POINTING Providing plain cement plaster in cement mortar (1 cement:4/6 fine sand by volume) on masonry, PCC/ RCC including preperation of base, finishing, curing etc; also including providing 20 gauge chicken wire mesh stretched tight at all RCC/ PCC and masonry meeting points in 300mm wide strips (150mm on on each surface) fixed with G.I. "U" type nails before plastering. Ordinary plain cement plaster Average 6 mm thick 1:4 (1 cement : 4 sand). Cement supplied by the Contractor at their cost. | 1640.00 | Sq.M |  | 267.00 | 437880.00 | Not Quoted | Not Quoted | 250.00 | 410000.00 | 319.00 | 523160.00 | Not Quoted | Not Quoted | 275.00 | 451000.00 | 258.00 | 423120.00 | 348.00 | 570720.00 | Not Quoted | Not Quoted | Not Quoted | Not Quoted | 0.00 | 0.00 | 375.00 | 615000.00 | 251.00 | 411640.00 | 350.00 | 574000.00 | 220.00 | 360800.00 | 0.00 | mastek engineering private limited
326.00 | Civil-Structural and Architectural Works: PLASTERING & POINTING Providing plain cement plaster in cement mortar (1 cement:4/6 fine sand by volume) on masonry, PCC/ RCC including preperation of base, finishing, curing etc; also including providing 20 gauge chicken wire mesh stretched tight at all RCC/ PCC and masonry meeting points in 300mm wide strips (150mm on on each surface) fixed with G.I. "U" type nails before plastering. Plain cement plaster with waterproofing compound conforming to IS-2645 (CICO/ approved equivalent) mixed to cement mortar @ 3% by weight, Average 18mm thick 1:6 (1 cement : 6 sand) Cement supplied by the Contractor at their cost. | 6548.00 | Sq.M |  | 32.00 | 209536.00 | Not Quoted | Not Quoted | 350.00 | 2291800.00 | 396.00 | 2593008.00 | Not Quoted | Not Quoted | 450.00 | 2946600.00 | 515.00 | 3372220.00 | 1289.00 | 8440372.00 | Not Quoted | Not Quoted | Not Quoted | Not Quoted | 0.00 | 0.00 | 375.00 | 2455500.00 | 429.00 | 2809092.00 | 320.00 | 2095360.00 | 440.00 | 2881120.00 | 0.00 | mastek engineering private limited
327.00 | Civil-Structural and Architectural Works: PLASTERING & POINTING Providing plain cement plaster in cement mortar (1 cement:4/6 fine sand by volume) on masonry, PCC/ RCC including preperation of base, finishing, curing etc; also including providing 20 gauge chicken wire mesh stretched tight at all RCC/ PCC and masonry meeting points in 300mm wide strips (150mm on on each surface) fixed with G.I. "U" type nails before plastering. Plain cement plaster with waterproofing compound conforming to IS-2645 (CICO/ approved equivalent) mixed to cement mortar @ 3% by weight, Average 12mm thick 1:4 (1 cement : 4 sand) Cement supplied by the Contractor at their cost. | 2849.00 | Sq.M |  | 23.00 | 65527.00 | Not Quoted | Not Quoted | 340.00 | 968660.00 | 358.00 | 1019942.00 | Not Quoted | Not Quoted | 375.00 | 1068375.00 | 473.00 | 1347577.00 | 1265.00 | 3603985.00 | Not Quoted | Not Quoted | Not Quoted | Not Quoted | 0.00 | 0.00 | 375.00 | 1068375.00 | 298.00 | 849002.00 | 280.00 | 797720.00 | 330.00 | 940170.00 | 0.00 | mastek engineering private limited
328.00 | Civil-Structural and Architectural Works: PLASTERING & POINTING Providing plain cement plaster in cement mortar (1 cement:4/6 fine sand by volume) on masonry, PCC/ RCC including preperation of base, finishing, curing etc; also including providing 20 gauge chicken wire mesh stretched tight at all RCC/ PCC and masonry meeting points in 300mm wide strips (150mm on on each surface) fixed with G.I. "U" type nails before plastering. Plain cement plaster with waterproofing compound conforming to IS-2645 (CICO/ approved equivalent) mixed to cement mortar @ 3% by weight. Average 6mm thick 1:4 (1 cement : 4 sand) Average 6mm thick 1:4 (1 cement : 4 sand). Cement supplied by the Contractor at their cost. | 1128.00 | Sq.M |  | 19.00 | 21432.00 | Not Quoted | Not Quoted | 300.00 | 338400.00 | 308.00 | 347424.00 | Not Quoted | Not Quoted | 275.00 | 310200.00 | 430.00 | 485040.00 | 1230.00 | 1387440.00 | Not Quoted | Not Quoted | Not Quoted | Not Quoted | 0.00 | 0.00 | 375.00 | 423000.00 | 251.00 | 283128.00 | 250.00 | 282000.00 | 220.00 | 248160.00 | 0.00 | mastek engineering private limited
329.00 | Civil-Structural and Architectural Works: PLASTERING & POINTING Providing 20mm x 10mm Grooves in plastering in perfect straight line, plumb and uniform size throughout including finishing etc. all complete. | 1240.00 | RM |  | 100.00 | 124000.00 | Not Quoted | Not Quoted | 105.00 | 130200.00 | 154.00 | 190960.00 | Not Quoted | Not Quoted | 25.00 | 31000.00 | 44.00 | 54560.00 | 89.00 | 110360.00 | Not Quoted | Not Quoted | Not Quoted | Not Quoted | 0.00 | 0.00 | 120.00 | 148800.00 | 21.00 | 26040.00 | 50.00 | 62000.00 | 44.00 | 54560.00 | 0.00 | mastek engineering private limited
330.00 | Civil-Structural and Architectural Works: PLASTERING & POINTING Providing a floating coat of neat cement @2.75Kg per Sq.M of area over plaster including preparation of surface,finishing,curing etc. all complete. Cement supplied by the Contractor at their cost.. | 40.00 | Sq.M |  | 65.00 | 2600.00 | Not Quoted | Not Quoted | 280.00 | 11200.00 | 154.00 | 6160.00 | Not Quoted | Not Quoted | 265.00 | 10600.00 | 87.00 | 3480.00 | 126.00 | 5040.00 | Not Quoted | Not Quoted | Not Quoted | Not Quoted | 0.00 | 0.00 | 345.00 | 13800.00 | 39.00 | 1560.00 | 40.00 | 1600.00 | 88.00 | 3520.00 | 0.00 | mastek engineering private limited
331.00 | Civil-Structural and Architectural Works: ROOFING TREATMENT Providing and laying cement concrete (1 cement : 2 coarse sand : 4 aggregate) over concrete surfaces, laid to slope at all heights including, finishing, curing, tamping etc. all Cement supplied by the Contractor at their cost. | 260.00 | Cu.M |  | 4197.00 | 1091220.00 | Not Quoted | Not Quoted | 5600.00 | 1456000.00 | 7150.00 | 1859000.00 | Not Quoted | Not Quoted | 6850.00 | 1781000.00 | 6431.00 | 1672060.00 | 6464.00 | 1680640.00 | Not Quoted | Not Quoted | Not Quoted | Not Quoted | 0.00 | 0.00 | 7500.00 | 1950000.00 | 7225.00 | 1878500.00 | 4000.00 | 1040000.00 | 6160.00 | 1601600.00 | 0.00 | mastek engineering private limited
332.00 | Civil-Structural and Architectural Works: ROOFING TREATMENT Providing and laying 4mm thick A.P.P (atactic polypropelene) modified reinforced bituminous waterproofing membrane over terrace and parapet including cleaning and preperation of the surface consisting of making good all the cracks and damages, filling potholes/ depressions, removing weak foam concrete/ plaster and refilling with same wherever required thus preparing smooth surface of the terrace; providing and applying one coat of cold applied bitumen based primer @ 0.2 to 0.4 litre per sq. mtr.; laying the membrane by torch welding over primer, providing 100mm overlaps and appropriately pressing the membrane to remove any entrapped air, including fixing on parapet after providing 10mm x 20mm continuous groove in parapet for terminating the membrane and filling the groove with polyurethane sealant and continuing this treatment at rain water outlet points; providing finishing protective layer of 35 mm thk. P.C.C. (1:2:4) in panels of maximum size 1200mm x 1200mm chequered finish with 24 SWG chicken wiremesh interposed in between finished smooth with joints between panels sealed with suitable polyurethane sealant; providing fillets of 75 mm radius with P.C.C. (1:2:4) at junctions of horizontal and vertical surfaces finished smooth; providing 450mm x 450mm khuras (rain water collecting pits) in 1:2:4 cement concrete at all outlets, levelled down by min. 25mm, finishing, curing etc. all complete as per approved manufacturer's standard specifications and recommendations. . Cement supplied by the contractor at their cost | 1224.00 | Sq.M |  | 1268.00 | 1552032.00 | Not Quoted | Not Quoted | 800.00 | 979200.00 | 1980.00 | 2423520.00 | Not Quoted | Not Quoted | 365.00 | 446760.00 | 515.00 | 630360.00 | 2057.00 | 2517768.00 | Not Quoted | Not Quoted | Not Quoted | Not Quoted | 0.00 | 0.00 | 1200.00 | 1468800.00 | 1995.00 | 2441880.00 | 1100.00 | 1346400.00 | 2112.00 | 2585088.00 | 0.00 | mastek engineering private limited
333.00 | Civil-Structural and Architectural Works: WHITEWASHING, PAINTING & POLISHING Providing and applying two or more coats (to give a smooth and even shade) of premium plastic emulsion paint conforming to IS:5411 of approved make and shade including cleaning and preperation of surface consisting of application of Plaster of Paris punning over entire surface, filling all holes and depressions with plaster of Paris, applying a coat of cement primer, two or more coats of oil based putty (as per manufacturer's recommendations to give a paste like putty), sandpapering etc. all complete. | 1940.00 | Sq.M |  | 207.00 | 401580.00 | Not Quoted | Not Quoted | 300.00 | 582000.00 | 286.00 | 554840.00 | Not Quoted | Not Quoted | 274.00 | 531560.00 | 258.00 | 500520.00 | 147.00 | 285180.00 | Not Quoted | Not Quoted | Not Quoted | Not Quoted | 0.00 | 0.00 | 235.00 | 455900.00 | 221.00 | 428740.00 | 170.00 | 329800.00 | 352.00 | 682880.00 | 0.00 | mastek engineering private limited
334.00 | Civil-Structural and Architectural Works: WHITEWASHING, PAINTING & POLISHING Providing and applying two coats of distempering of approved quality and shade including cleaning and preparation of surfaces etc. all complete. Oil bound distempering conforming to IS : 428 including preparation of surfaces (making good of uneven plaster with plaster of paris mixed with water, sand papering), providing a priming coat of alkali resistant/ distemper primer. | 4400.00 | Sq.M |  | 171.00 | 752400.00 | Not Quoted | Not Quoted | 300.00 | 1320000.00 | 270.00 | 1188000.00 | Not Quoted | Not Quoted | 185.00 | 814000.00 | 216.00 | 950400.00 | 194.00 | 853600.00 | Not Quoted | Not Quoted | Not Quoted | Not Quoted | 0.00 | 0.00 | 185.00 | 814000.00 | 168.00 | 739200.00 | 120.00 | 528000.00 | 246.00 | 1082400.00 | 0.00 | mastek engineering private limited
335.00 | Civil-Structural and Architectural Works: WHITEWASHING, PAINTING & POLISHING Providing and applying two coats of synthetic enamel paint of approved make and shade to give an even shade including cleaning and preparation of surfaces, providing 2 coats of primer, stopping and filling etc. complete. | 52.00 | Sq.M |  | 189.00 | 9828.00 | Not Quoted | Not Quoted | 274.00 | 14248.00 | 270.00 | 14040.00 | Not Quoted | Not Quoted | 275.00 | 14300.00 | 258.00 | 13416.00 | 218.00 | 11336.00 | Not Quoted | Not Quoted | Not Quoted | Not Quoted | 0.00 | 0.00 | 250.00 | 13000.00 | 205.00 | 10660.00 | 150.00 | 7800.00 | 264.00 | 13728.00 | 0.00 | mastek engineering private limited
336.00 | Civil-Structural and Architectural Works: WHITEWASHING, PAINTING & POLISHING Providing and applying min 2 mm thick white cement and polymer based wall putty (JK Wall care/ Birla Putty/ SARA or approved equivalent) over plastered surfaces (masonry wall/ RCC) and smoothening the surface with sand paper etc., preparation of surface etc. all complete as per the approved manufacturers recommendations and directions of Engineer-in-charge. | 192.00 | Sq.M |  | 122.00 | 23424.00 | Not Quoted | Not Quoted | 250.00 | 48000.00 | 132.00 | 25344.00 | Not Quoted | Not Quoted | 75.00 | 14400.00 | 302.00 | 57984.00 | 294.00 | 56448.00 | Not Quoted | Not Quoted | Not Quoted | Not Quoted | 0.00 | 0.00 | 225.00 | 43200.00 | 100.00 | 19200.00 | 170.00 | 32640.00 | 132.00 | 25344.00 | 0.00 | mastek engineering private limited
337.00 | Civil-Structural and Architectural Works: WHITEWASHING, PAINTING & POLISHING Providing and applying/ finishing the walls/ RCC surfaces with Premium Acrylic smooth exterior paint with silicon additives with low VOC (Volatile Organic Compound) content (Snowcryl-XT of 'Snowcem India Ltd. or approved equivalent) of required shades on new work applied in two or more coats at the rate of 1.43 ltr/ 10 sq.m over and including base coat of waterproof cement paint (of Snowcem Plus or approved equivalent) including cleaning, preparation of surfaces, curing etc. all complete. | 10449.00 | SQM |  | 153.00 | 1598697.00 | Not Quoted | Not Quoted | 250.00 | 2612250.00 | 286.00 | 2988414.00 | Not Quoted | Not Quoted | 275.00 | 2873475.00 | 216.00 | 2256984.00 | 431.00 | 4503519.00 | Not Quoted | Not Quoted | Not Quoted | Not Quoted | 0.00 | 0.00 | 175.00 | 1828575.00 | 226.00 | 2361474.00 | 150.00 | 1567350.00 | 282.00 | 2946618.00 | 0.00 | mastek engineering private limited
338.00 | Civil-Structural and Architectural Works: ROOFING Providing and fixing rain water pipes with M.S. holder clamps including fixing/embedding into masonry/concrete, providing connections like shoes, vents, specials, bends etc. fixing in perfect plumb etc. all complete. 160mm dia O.D. Size. exposed PVC rain water pipe jointed with bonding solution of approved quality and make with pressure rating of 4kg/cm2 including clamps, connections etc. all as per approved manufacturer's details. | 24.00 | RM |  | 1411.00 | 33864.00 | Not Quoted | Not Quoted | 400.00 | 9600.00 | 1595.00 | 38280.00 | Not Quoted | Not Quoted | 700.00 | 16800.00 | 430.00 | 10320.00 | 1411.00 | 33864.00 | Not Quoted | Not Quoted | Not Quoted | Not Quoted | 0.00 | 0.00 | 1200.00 | 28800.00 | 840.00 | 20160.00 | 170.00 | 4080.00 | 880.00 | 21120.00 | 0.00 | mastek engineering private limited
339.00 | Civil-Structural and Architectural Works: ROOFING Providing and fixing rain water pipes with M.S. holder clamps including fixing/embedding into masonry/concrete, providing connections like shoes, vents, specials, bends etc. fixing in perfect plumb etc. all complete. 160mm dia O.D. Size. embedded PVC rain water pipe jointed with bonding solution of approved quality and make with pressure rating of 4kg/cm2 including clamps, connections etc. all as per approved manufacturer's details | 80.00 | RM |  | 1411.00 | 112880.00 | Not Quoted | Not Quoted | 480.00 | 38400.00 | 1595.00 | 127600.00 | Not Quoted | Not Quoted | 700.00 | 56000.00 | 601.00 | 48080.00 | 764.00 | 61120.00 | Not Quoted | Not Quoted | Not Quoted | Not Quoted | 0.00 | 0.00 | 1200.00 | 96000.00 | 2625.00 | 210000.00 | 1020.00 | 81600.00 | 1056.00 | 84480.00 | 0.00 | mastek engineering private limited
340.00 | Civil-Structural and Architectural Works: ROOFING Providing and laying in position approved quality profiled, precoated, steel sheets (for roofing, cladding etc.) made from cold rolled high tensile Zincalume/ Galvalume Steel of 550 MPA yield stress conforming to IS:513, IS:15961 and ASTM AS: 1397; the substrate shall be hot dip metallic coating of aluminium- zinc alloy (150 grams per sq. mtr. Total on both sides, coating class AZ150); the bottom unexposed surface shall be provided with alkyd backer of minimum 5 microns over a 5 micron coat of primer; top exposed surface shall have SDP (Super Durable Polyester) paint system MINIMUM 20 microns in approved shade applied over 5 microns primer; overall coated thickness of sheets not less than 0.52 mm having base metal thickness of minimum 0.45mm (negative tolerance not acceptable), profile depth not less than 28mm and pitch of 195 to 255mm; including cutting, mitering, laps, providing cutouts for fixing accessories, necessary fastners (approved quality anti corrosive polyester polymer coated, rivets, nuts, bolts, self drilling screws/ fasteners with integral washers and EPDM seals, and nylon colour caps and natural cure type joint sealants etc.) All complete as per approved manufacturer's specifications. Note: The steel sheet shall have brand marking of coated steel manufacturer (product details, date, mfg name, etc) on back side at regular interval confirming genuinity of the material. | 30.00 | Sq.M |  | 1568.00 | 47040.00 | Not Quoted | Not Quoted | 2125.00 | 63750.00 | 4950.00 | 148500.00 | Not Quoted | Not Quoted | 3615.00 | 108450.00 | 2573.00 | 77190.00 | 1058.00 | 31740.00 | Not Quoted | Not Quoted | Not Quoted | Not Quoted | 0.00 | 0.00 | 1500.00 | 45000.00 | 945.00 | 28350.00 | 1100.00 | 33000.00 | 2376.00 | 71280.00 | 0.00 | mastek engineering private limited
341.00 | Civil-Structural and Architectural Works: ROOFING Providing and laying in position roofing and cladding accessories like ridge piece, corner piece, north light curve piece, apron piece, gutter, flashing etc. fabricated out of 0.5mm precoated Zincalume/ Galvalume Steel steel sheets of same material/ quality etc. as that of sheeting; bent and profiled to match with the roofing and cladding, including all cutting, fabrication, rivetting, fastners etc. all complete. | 10.00 | Sq.M |  | 278.00 | 2780.00 | Not Quoted | Not Quoted | 2197.00 | 21970.00 | 9350.00 | 93500.00 | Not Quoted | Not Quoted | 4535.00 | 45350.00 | 2573.00 | 25730.00 | 1323.00 | 13230.00 | Not Quoted | Not Quoted | Not Quoted | Not Quoted | 0.00 | 0.00 | 1700.00 | 17000.00 | 1260.00 | 12600.00 | 1250.00 | 12500.00 | 2464.00 | 24640.00 | 0.00 | mastek engineering private limited
342.00 | Civil-Structural and Architectural Works: ROOFING Providing and fixing in position (for roofing and cladding) machine made 2mm thick corrugated polycarbonate sheets (conforming to IS :14434, 14443) of approved manufacturer (in approved shade) extruded from polycarbonate resin, having profiles as approved/ matching exactly with the surrounding pre-coated roofing/ cladding sheets and having following properties: (a) Specific gravity 1.2 g/ cm3 (b) Hardness 119 M Scale (c) Tensile Strength 64 Mpa (d) Compressive strength 66Mpa (e) Impact Strength 900 J/m The item includes fixing to steel structure members (truss/ purlins)/ brick masonry walls by means of polymer coated 'J' or 'L' hooks, bolts, nuts 8mm dia G.I. bitumen washers etc. all complete as per approved manufacturer's recommendations and specifications. | 2.00 | Sq.M |  | 2779.00 | 5558.00 | Not Quoted | Not Quoted | 1921.00 | 3842.00 | 3520.00 | 7040.00 | Not Quoted | Not Quoted | 5475.00 | 10950.00 | 3430.00 | 6860.00 | 1401.00 | 2802.00 | Not Quoted | Not Quoted | Not Quoted | Not Quoted | 0.00 | 0.00 | 2100.00 | 4200.00 | 2100.00 | 4200.00 | 2100.00 | 4200.00 | 2376.00 | 4752.00 | 0.00 | mastek engineering private limited
343.00 | Civil-Structural and Architectural Works: ROOFING Providing and fixing industrial grade wind driven turbine ventilator/ air-extractor having rotating turbine vents made of anodized aluminium (grade H24), with teflon bearings, teflon bush, teflon cap, translucent FRP base, stainless steel shaft having zero friction rotation etc. all complete as per manufacturer¿s specifications, including fixing on pitched metallic roof sheeting with required overlapping, providing supporting framework, anticorrosive polyester coated nuts, bolts, screws, sealing of all joints so that there shall not be any accumulation or leakage of water, making them waterproof etc. all complete. approx. size 700 mm outer dia. with minimum 2500 CFM capacity | 2.00 | Nos. |  | 22800.00 | 45600.00 | Not Quoted | Not Quoted | 15000.00 | 30000.00 | 10450.00 | 20900.00 | Not Quoted | Not Quoted | 10000.00 | 20000.00 | 12862.00 | 25724.00 | 5289.00 | 10578.00 | Not Quoted | Not Quoted | Not Quoted | Not Quoted | 0.00 | 0.00 | 35000.00 | 70000.00 | 12600.00 | 25200.00 | 21000.00 | 42000.00 | 44000.00 | 88000.00 | 0.00 | mastek engineering private limited
344.00 | Civil-Structural and Architectural Works: SANITARY FITTINGS & FIXTURES Providing and fixing white glazed Earthenware Orissa pan type water closet with integral footrest of 550mmx440mm size conforming to IS : 2556, Part - III including glazed earthenware flushing cistern supported on MS brackets conforming to IS:774 of 10 litre capacity with CP brass handles,32mm dia telescopic flush pipe with fittings & clamps,15 mm dia overflow pipe with mosquitoproof net,15mm dia PVC connection pipe 450mm long,painting of all exposed metalic surfaces with 2 coats of approved shade and quality synthetic enamel paint (ICI or approved equivalent) over a priming coat of approved qualityred oxide zinc chromate, cutting walls, floors and making good of same,finishing, soldered joints, making inlet/ outlet connections,providing min. 150mm thick sand cushion, finishing etc. all complete. | 4.00 | Unit |  | 3563.00 | 14252.00 | Not Quoted | Not Quoted | 3500.00 | 14000.00 | 12650.00 | 50600.00 | Not Quoted | Not Quoted | 14500.00 | 58000.00 | 10289.00 | 41156.00 | 2938.00 | 11752.00 | Not Quoted | Not Quoted | Not Quoted | Not Quoted | 0.00 | 0.00 | 3500.00 | 14000.00 | 14700.00 | 58800.00 | 4200.00 | 16800.00 | 5280.00 | 21120.00 | 0.00 | mastek engineering private limited
345.00 | Civil-Structural and Architectural Works: SANITARY FITTINGS & FIXTURES Providing and fixing white glazed Earthen ware double trap, syphonic pattern wash down water closet conforming to IS : 2556 Part II including white plastic solid seat and cover conforming to IS : 2548, CP brass hinges and rubber buffers,10 litres capacity glazed Earthenware low level cistern conforming to IS:774 with internal overflow system & fittings,CP brass 40mm dia flush pipe,15 mm dia ,450mm long PVC connection pipe,ball valve, painting of all exposed matalic surfaces with 2 coats of approved shade and quality synthetic enamel paint (ICI or approved equivalent) over a priming coat of approved quality red oxide zinc chromate, cutting walls, floors and making good of same, making inlet and outlet connections, finishing etc. all complete. | 4.00 | Unit |  | 9975.00 | 39900.00 | Not Quoted | Not Quoted | 17136.00 | 68544.00 | 21450.00 | 85800.00 | Not Quoted | Not Quoted | 17900.00 | 71600.00 | 8574.00 | 34296.00 | 5524.00 | 22096.00 | Not Quoted | Not Quoted | Not Quoted | Not Quoted | 0.00 | 0.00 | 18000.00 | 72000.00 | 15750.00 | 63000.00 | 8500.00 | 34000.00 | 15840.00 | 63360.00 | 0.00 | mastek engineering private limited
346.00 | Civil-Structural and Architectural Works: SANITARY FITTINGS & FIXTURES Providing and fixing white glazed ceramic, flat back half stall type Urinals of 610mm x 400mm x 380mm size conforming to IS:2556 Part-VI including automatic glazed Earthenware cistern for every one 15mm dia CP brass cistern outlet 750mm long,32mm dia GI waste pipe with brass union,CP brass bottle trap,CP brass spreader,tee,distribution pipe etc.,MS brackets for cistern, painting of all exposed mettalic surface with 2 coats of approved shade and quality synthetic enamel paint (ICI or approved equivalent) over a priming coat of approved quality red oxide zinc chromate, making inlet and outlet connections, fixing with C.P. brass screws, finishing etc. all complete. One urinal.(with 5 litre capacity cistern) | 4.00 | Unit |  | 7838.00 | 31352.00 | Not Quoted | Not Quoted | 13544.00 | 54176.00 | 12650.00 | 50600.00 | Not Quoted | Not Quoted | 1000.00 | 4000.00 | 10289.00 | 41156.00 | 7874.00 | 31496.00 | Not Quoted | Not Quoted | Not Quoted | Not Quoted | 0.00 | 0.00 | 4500.00 | 18000.00 | 12600.00 | 50400.00 | 6800.00 | 27200.00 | 26400.00 | 105600.00 | 0.00 | mastek engineering private limited
347.00 | Civil-Structural and Architectural Works: SANITARY FITTINGS & FIXTURES Providing and fixing minimum 17mm thick, marble partitions (approved quality & shade) with round edges for urinals including cutting walls, inserting (upto 100mm depth) and fixing the slab with Cement Mortar (1 cement : 3 coarse sand by volume). fixing with M.S. channels at bottom, suitably embedded in wall with grouting, painting all exposed metallic surfaces with 2 coats of approved shade and quality synthetic enamel paint (ICI or approved equivalent) over an approved quality priming of red oxide zinc chromate, making good of all damaged work,finishing etc. all complete. | 8.00 | Sq.M |  | 2494.00 | 19952.00 | Not Quoted | Not Quoted | 3011.00 | 24088.00 | 6050.00 | 48400.00 | Not Quoted | Not Quoted | 3575.00 | 28600.00 | 2573.00 | 20584.00 | 1882.00 | 15056.00 | Not Quoted | Not Quoted | Not Quoted | Not Quoted | 0.00 | 0.00 | 3200.00 | 25600.00 | 4200.00 | 33600.00 | 2100.00 | 16800.00 | 2640.00 | 21120.00 | 0.00 | mastek engineering private limited
348.00 | Civil-Structural and Architectural Works: SANITARY FITTINGS & FIXTURES Providing and fixing glazed Earthenware Hand Wash Basin with antisplash rims on 3 sides, of 550mm x 400mm size conforming to IS : 2556 Part-IV, including approved M.S./C.I. brackets conforming to IS : 775, one 15mm dia CP brass pillar cock, rubber plug with CP brass chain,32mm CP Waste fitting of standard pattern pipe with 32mm dia GI pipe, C.P. brass bottle trap, cutting walls, floors and making good the same, painting all exposed metallic surfaces with 2 coats of approved shade and quality synthetic enamel paint (ICI or approved equivalent) over an approved quality priming coat of red oxide zinc chromate making all connections, finishing etc. all complete. Providing Handwash basin of white glazed earthen-ware. | 4.00 | Unit |  | 4275.00 | 17100.00 | Not Quoted | Not Quoted | 11546.00 | 46184.00 | 10450.00 | 41800.00 | Not Quoted | Not Quoted | 8750.00 | 35000.00 | 12862.00 | 51448.00 | 5289.00 | 21156.00 | Not Quoted | Not Quoted | Not Quoted | Not Quoted | 0.00 | 0.00 | 4500.00 | 18000.00 | 12600.00 | 50400.00 | 4200.00 | 16800.00 | 7920.00 | 31680.00 | 0.00 | mastek engineering private limited
349.00 | Civil-Structural and Architectural Works: SANITARY FITTINGS & FIXTURES Providing and fixing 600mm x 120mm x 4mm thick Glass shelf of approved quality with CP brass bracket and guard rails including fixing to wall with wooden cleats and CP brass screws, cutting walls and making good the same, finishing etc.all complete. | 8.00 | Unit |  | 2423.00 | 19384.00 | Not Quoted | Not Quoted | 6021.00 | 48168.00 | 10450.00 | 83600.00 | Not Quoted | Not Quoted | 3580.00 | 28640.00 | 2145.00 | 17160.00 | 1117.00 | 8936.00 | Not Quoted | Not Quoted | Not Quoted | Not Quoted | 0.00 | 0.00 | 2000.00 | 16000.00 | 1260.00 | 10080.00 | 4200.00 | 33600.00 | 4400.00 | 35200.00 | 0.00 | mastek engineering private limited
350.00 | Civil-Structural and Architectural Works: SANITARY FITTINGS & FIXTURES Providing and fixing approved quality chromium plated brass towel rail of 20mm dia, 600mm length and 1.25mm thickness including fixing to wall with wooden cleats and CP brass screws, cutting walls and making good the same, finishing etc. all complete. | 4.00 | Unit |  | 2494.00 | 9976.00 | Not Quoted | Not Quoted | 5305.00 | 21220.00 | 1760.00 | 7040.00 | Not Quoted | Not Quoted | 1820.00 | 7280.00 | 1287.00 | 5148.00 | 1822.00 | 7288.00 | Not Quoted | Not Quoted | Not Quoted | Not Quoted | 0.00 | 0.00 | 1500.00 | 6000.00 | 1050.00 | 4200.00 | 4200.00 | 16800.00 | 2640.00 | 10560.00 | 0.00 | mastek engineering private limited
351.00 | Civil-Structural and Architectural Works: SANITARY FITTINGS & FIXTURES Providing and fixing approved quality chromium plated liquid soap container including fixing to wall with wooden cleats and CP brass screws, cutting walls and making good the same,finishing etc. all complete. | 4.00 | Unit |  | 1211.00 | 4844.00 | Not Quoted | Not Quoted | 5399.00 | 21596.00 | 2860.00 | 11440.00 | Not Quoted | Not Quoted | 1225.00 | 4900.00 | 686.00 | 2744.00 | 1469.00 | 5876.00 | Not Quoted | Not Quoted | Not Quoted | Not Quoted | 0.00 | 0.00 | 1100.00 | 4400.00 | 1050.00 | 4200.00 | 4200.00 | 16800.00 | 2640.00 | 10560.00 | 0.00 | mastek engineering private limited
352.00 | Civil-Structural and Architectural Works: SANITARY FITTINGS & FIXTURES Providing and fixing Heavy grade Bib cocks/ stop cocks of spring loaded self closing type conforming to IS : 781 including making connections, cutting walls and making good the same etc. all complete. 15mm dia CP Brass stop cock. | 16.00 | Unit |  | 1283.00 | 20528.00 | Not Quoted | Not Quoted | 5655.00 | 90480.00 | 2640.00 | 42240.00 | Not Quoted | Not Quoted | 1820.00 | 29120.00 | 601.00 | 9616.00 | 1763.00 | 28208.00 | Not Quoted | Not Quoted | Not Quoted | Not Quoted | 0.00 | 0.00 | 5000.00 | 80000.00 | 1050.00 | 16800.00 | 1700.00 | 27200.00 | 1320.00 | 21120.00 | 0.00 | mastek engineering private limited
353.00 | Civil-Structural and Architectural Works: SANITARY FITTINGS & FIXTURES Providing and fixing Heavy grade Bib cocks/ stop cocks of spring loaded self closing type conforming to IS : 781 including making connections, cutting walls and making good the same etc. all complete. 15mm dia CP Brass bib cock. | 16.00 | Unit |  | 1283.00 | 20528.00 | Not Quoted | Not Quoted | 3021.00 | 48336.00 | 3025.00 | 48400.00 | Not Quoted | Not Quoted | 1750.00 | 28000.00 | 686.00 | 10976.00 | 2175.00 | 34800.00 | Not Quoted | Not Quoted | Not Quoted | Not Quoted | 0.00 | 0.00 | 3500.00 | 56000.00 | 1050.00 | 16800.00 | 1700.00 | 27200.00 | 2200.00 | 35200.00 | 0.00 | mastek engineering private limited
354.00 | Civil-Structural and Architectural Works: SANITARY FITTINGS & FIXTURES Providing and fixing white glazed half round channel of 100mm dia in slope with white cement slurry, finishing etc.all complete. | 8.00 | RM |  | 641.00 | 5128.00 | Not Quoted | Not Quoted | 650.00 | 5200.00 | 2420.00 | 19360.00 | Not Quoted | Not Quoted | 750.00 | 6000.00 | 858.00 | 6864.00 | 1411.00 | 11288.00 | Not Quoted | Not Quoted | Not Quoted | Not Quoted | 0.00 | 0.00 | 750.00 | 6000.00 | 1260.00 | 10080.00 | 800.00 | 6400.00 | 440.00 | 3520.00 | 0.00 | mastek engineering private limited
355.00 | Civil-Structural and Architectural Works: SANITARY FITTINGS & FIXTURES Providing and fixing CP brass shower rose conforming to IS-2064: 100mm dia shower rose. | 4.00 | Unit |  | 2850.00 | 11400.00 | Not Quoted | Not Quoted | 4500.00 | 18000.00 | 9350.00 | 37400.00 | Not Quoted | Not Quoted | 3650.00 | 14600.00 | 2145.00 | 8580.00 | 2938.00 | 11752.00 | Not Quoted | Not Quoted | Not Quoted | Not Quoted | 0.00 | 0.00 | 2100.00 | 8400.00 | 1260.00 | 5040.00 | 1700.00 | 6800.00 | 1760.00 | 7040.00 | 0.00 | mastek engineering private limited
356.00 | Civil-Structural and Architectural Works: SANITARY FITTINGS & FIXTURES Providing and fixing CP Brass Toilet paper holder of approved make with CP brass brackets including fixing to wall with wooden cleats, CP brass screws,cutting walls and making good the same, finishing etc. all complete. | 4.00 | Unit |  | 1354.00 | 5416.00 | Not Quoted | Not Quoted | 3850.00 | 15400.00 | 1980.00 | 7920.00 | Not Quoted | Not Quoted | 900.00 | 3600.00 | 773.00 | 3092.00 | 1381.00 | 5524.00 | Not Quoted | Not Quoted | Not Quoted | Not Quoted | 0.00 | 0.00 | 750.00 | 3000.00 | 1260.00 | 5040.00 | 800.00 | 3200.00 | 880.00 | 3520.00 | 0.00 | mastek engineering private limited
357.00 | Civil-Structural and Architectural Works: SANITARY FITTINGS & FIXTURES Providing and fixing stainless steel Kitchen/ Laboratory sink of approx. Size 610mm x 450mm x 200mm made of min. 1mm thick stainless steel sheet of `Salem Steel' or equivalent supported on and including M.S. brackets conforming to IS: 775; one 15mm dia C.P brass long body bib cock (if fixed to wall) or swivel type pillar cock (if fixed to counter), 15mm dia PVC/ G.I. connections to floor trap with unions etc.; painting all exposed metallic surfaces with min. 2 coats of synthetic enamel paint of approved make and shade over acoat of red oxide zinc chromate primer; cutting floor, walls, counter etc. and making good the same, making all connections, finishing etc. all complete. | 8.00 | Nos. |  | 4275.00 | 34200.00 | Not Quoted | Not Quoted | 11560.00 | 92480.00 | 16500.00 | 132000.00 | Not Quoted | Not Quoted | 10500.00 | 84000.00 | 17148.00 | 137184.00 | 8814.00 | 70512.00 | Not Quoted | Not Quoted | Not Quoted | Not Quoted | 0.00 | 0.00 | 15000.00 | 120000.00 | 18900.00 | 151200.00 | 4000.00 | 32000.00 | 10560.00 | 84480.00 | 0.00 | mastek engineering private limited
358.00 | Civil-Structural and Architectural Works: SANITARY FITTINGS & FIXTURES Providing and fixing minimum 17mm thick polished granite stone partitions (in approved quality, shade and design/ shape) with round edges for urinals including cutting walls, inserting (up to 100mm depth) and fixing the slab with Cement Mortar (1 cement : 3 coarse sand by volume), making good of all damaged work, finishing etc. all complete | 8.00 | Sq.M |  | 3206.00 | 25648.00 | Not Quoted | Not Quoted | 2645.00 | 21160.00 | 7150.00 | 57200.00 | Not Quoted | Not Quoted | 4575.00 | 36600.00 | 3430.00 | 27440.00 | 4295.00 | 34360.00 | Not Quoted | Not Quoted | Not Quoted | Not Quoted | 0.00 | 0.00 | 3100.00 | 24800.00 | 5250.00 | 42000.00 | 4000.00 | 32000.00 | 3080.00 | 24640.00 | 0.00 | mastek engineering private limited
359.00 | Civil-Structural and Architectural Works: SANITARY FITTINGS & FIXTURES Providing and fixing round edged mirror of 6mm thick float glass with 6mm thick waterproof marine ply backing and rounded/ beveled edging, fixed on wall with wooden cleats and CP brass screws including cutting walls/ tiles, making good the same, finishing etc. all complete. | 4.00 | Sq.M |  | 1496.00 | 5984.00 | Not Quoted | Not Quoted | 3021.00 | 12084.00 | 4180.00 | 16720.00 | Not Quoted | Not Quoted | 3657.00 | 14628.00 | 1287.00 | 5148.00 | 8168.00 | 32672.00 | Not Quoted | Not Quoted | Not Quoted | Not Quoted | 0.00 | 0.00 | 2100.00 | 8400.00 | 2625.00 | 10500.00 | 2500.00 | 10000.00 | 1584.00 | 6336.00 | 0.00 | mastek engineering private limited
360.00 | Civil-Structural and Architectural Works: SANITARY FITTINGS & FIXTURES Providing and fixing CP Brass hand shower (health Faucet, of Jaquar or approved equivalent ) with 8 mm Dia, 1 metre long PVC Tube and Wall hook in approved colour and finish with all necessary fittings etc. all complete. | 4.00 | NOS |  | 2066.00 | 8264.00 | Not Quoted | Not Quoted | 4836.00 | 19344.00 | 5940.00 | 23760.00 | Not Quoted | Not Quoted | 5475.00 | 21900.00 | 2145.00 | 8580.00 | 1117.00 | 4468.00 | Not Quoted | Not Quoted | Not Quoted | Not Quoted | 0.00 | 0.00 | 2100.00 | 8400.00 | 1575.00 | 6300.00 | 2100.00 | 8400.00 | 3080.00 | 12320.00 | 0.00 | mastek engineering private limited
361.00 | Civil-Structural and Architectural Works: SANITARY FITTINGS & FIXTURES Providing and fixing approved quality chromium plated brass towel ring of 150mm dia including fixing to wall with wooden cleats and CP brass screws, cutting walls and making good the same, finishing etc. all complete. | 8.00 | NOS |  | 1283.00 | 10264.00 | Not Quoted | Not Quoted | 3025.00 | 24200.00 | 1540.00 | 12320.00 | Not Quoted | Not Quoted | 1800.00 | 14400.00 | 430.00 | 3440.00 | 764.00 | 6112.00 | Not Quoted | Not Quoted | Not Quoted | Not Quoted | 0.00 | 0.00 | 2500.00 | 20000.00 | 1050.00 | 8400.00 | 2500.00 | 20000.00 | 1320.00 | 10560.00 | 0.00 | mastek engineering private limited
362.00 | Civil-Structural and Architectural Works: SANITARY FITTINGS & FIXTURES Providing and fixing approved quality chromium plated brass towel rack with towel rail, of 250mm width and 600mm length including fixing to wall with wooden cleats and CP brass screws, cutting walls and making good the same, finishing etc. all complete. | 4.00 | NOS |  | 4988.00 | 19952.00 | Not Quoted | Not Quoted | 4807.00 | 19228.00 | 1705.00 | 6820.00 | Not Quoted | Not Quoted | 5475.00 | 21900.00 | 1029.00 | 4116.00 | 1411.00 | 5644.00 | Not Quoted | Not Quoted | Not Quoted | Not Quoted | 0.00 | 0.00 | 2500.00 | 10000.00 | 1260.00 | 5040.00 | 2500.00 | 10000.00 | 2640.00 | 10560.00 | 0.00 | mastek engineering private limited
363.00 | Civil-Structural and Architectural Works: SANITARY FITTINGS & FIXTURES Providing and fixing approved quality chromium plated brass Soap dish of 100mm width and 130mm length including fixing to wall with wooden cleats and CP brass screws, cutting walls and making good the same, finishing etc. all complete. | 12.00 | NOS |  | 998.00 | 11976.00 | Not Quoted | Not Quoted | 1985.00 | 23820.00 | 1045.00 | 12540.00 | Not Quoted | Not Quoted | 915.00 | 10980.00 | 515.00 | 6180.00 | 1469.00 | 17628.00 | Not Quoted | Not Quoted | Not Quoted | Not Quoted | 0.00 | 0.00 | 950.00 | 11400.00 | 1050.00 | 12600.00 | 1700.00 | 20400.00 | 704.00 | 8448.00 | 0.00 | mastek engineering private limited
364.00 | Civil-Structural and Architectural Works: SANITARY FITTINGS & FIXTURES Providing, fixing, testing and commissioning C.P. brass 2 way bib cock quarter turn type for health faucet of following make or approved equivalent 15 mm nominal bore, all complete as per standard design, specifications and direction of Engineer-in-charge. | 12.00 | NOS |  | 2280.00 | 27360.00 | Not Quoted | Not Quoted | 4975.00 | 59700.00 | 3190.00 | 38280.00 | Not Quoted | Not Quoted | 4575.00 | 54900.00 | 1715.00 | 20580.00 | 2292.00 | 27504.00 | Not Quoted | Not Quoted | Not Quoted | Not Quoted | 0.00 | 0.00 | 7500.00 | 90000.00 | 1575.00 | 18900.00 | 1700.00 | 20400.00 | 2112.00 | 25344.00 | 0.00 | mastek engineering private limited
365.00 | Civil-Structural and Architectural Works: SANITARY FITTINGS & FIXTURES Providing, fixing, testing and commissioning C.P. brass wall mount Lavatory faucet mixer for wash basin of following make or approved equivalent 15 mm nominal bore, all complete as per standard design, specifications and direction of Engineer-in-charge. | 8.00 | NOS |  | 8550.00 | 68400.00 | Not Quoted | Not Quoted | 8925.00 | 71400.00 | 6050.00 | 48400.00 | Not Quoted | Not Quoted | 10000.00 | 80000.00 | 1887.00 | 15096.00 | 1305.00 | 10440.00 | Not Quoted | Not Quoted | Not Quoted | Not Quoted | 0.00 | 0.00 | 5500.00 | 44000.00 | 1575.00 | 12600.00 | 2900.00 | 23200.00 | 3080.00 | 24640.00 | 0.00 | mastek engineering private limited
366.00 | Civil-Structural and Architectural Works: SANITARY FITTINGS & FIXTURES Providing and fixing 600mm x 120mm x 6mm thick Glass shelf of approved quality with 'D' or 'F' bracket (Stainless Steel 202 grade) and guard rails including fixing to wall with plastic rawl plugs and SS screws, drilling walls and making good the same, finishing etc., all complete. | 8.00 | Unit |  | 2280.00 | 18240.00 | Not Quoted | Not Quoted | 3988.00 | 31904.00 | 7480.00 | 59840.00 | Not Quoted | Not Quoted | 3675.00 | 29400.00 | 4288.00 | 34304.00 | 1359.00 | 10872.00 | Not Quoted | Not Quoted | Not Quoted | Not Quoted | 0.00 | 0.00 | 3500.00 | 28000.00 | 1575.00 | 12600.00 | 2500.00 | 20000.00 | 1320.00 | 10560.00 | 0.00 | mastek engineering private limited
367.00 | Civil-Structural and Architectural Works: FALSE CEILING, FALSE FLOORING, UNDERDECK INSULATION, PARTITIONING Providing and fixing False Ceiling grid framework for supporting ceiling tiles consisting of main and cross runners supported from roof slab at desired height in desired pattern including finishing, making the frame work perfectly levelled and aligned etc. all complete. Anodised (25 micron) aluminium grid framework consisting of extruded anodized aluminium ( 2.50mm thick) main runners (`T'shaped, 25mm x 35mm size), cross runners (`T'shaped 25mm x 25mm size),Wall angles including suspending the main runners @ 600mm c/c max, by means of 6mm dia M.S. hooks slotted in 25mm x 25mmx3mm thick M.S. angle fixed to roof slab with dash fasteners and connected to 3mm thick M.S. clamp (connected to main runners with 25mm long M.S. Nut) with levelling nut @ 1200mm c/c max. assembling the main and cross runners by means of aluminium angle cleats inter locking each other to forn the grid work of 600mm of 600mm size (max) fixing the aluminium wall angles with dash fastners etc. all complete. | 200.00 | Sq.M |  | 1354.00 | 270800.00 | Not Quoted | Not Quoted | 1650.00 | 330000.00 | 3080.00 | 616000.00 | Not Quoted | Not Quoted | 5375.00 | 1075000.00 | 1287.00 | 257400.00 | 3232.00 | 646400.00 | Not Quoted | Not Quoted | Not Quoted | Not Quoted | 0.00 | 0.00 | 3500.00 | 700000.00 | 3150.00 | 630000.00 | 1000.00 | 200000.00 | 1760.00 | 352000.00 | 0.00 | mastek engineering private limited
368.00 | Civil-Structural and Architectural Works: FALSE CEILING, FALSE FLOORING, UNDERDECK INSULATION, PARTITIONING Providing and fixing Tray type Aluminium plank false ceiling consisting of 254/305mm x 1264mm or 600mm x 600mm size Aluminium planks (profiled for positive engagement into clip-in profiles and demounting of individual planks) manufactured out of 0.7mm thk. Aluminium alloy 3105/3005/5052 (as per ASTM 209M) with stove enamelled (coil coated) finish in approved colour and suspension system consisting of 0.5mm thk. 40mm x 20mm galvanised steel clip-in main runner profiles (@ 1264mm or 600mm as per plank size) supported by and including 0.5mm thk. 25mm x 16mm GI suspension angle,1mm thk. 25mm x 34mm x 76mm CRCA zinc plated steel ceiling brackets (@ max. 1264mm c/c or 600mm as per profile) fixed to roof slab/beam,0.5mm thk. 40mm wide, 105mm high G.I. hold on clamps slotted for level adjustment, perimeter angles including providing slit openings for fixing supply/return air grill, lighting fixtures, AC ducts etc. all complete. . | 200.00 | Sq.M |  | 2708.00 | 541600.00 | Not Quoted | Not Quoted | 1650.00 | 330000.00 | 3080.00 | 616000.00 | Not Quoted | Not Quoted | 4550.00 | 910000.00 | 2145.00 | 429000.00 | 3820.00 | 764000.00 | Not Quoted | Not Quoted | Not Quoted | Not Quoted | 0.00 | 0.00 | 3500.00 | 700000.00 | 4515.00 | 903000.00 | 1100.00 | 220000.00 | 4400.00 | 880000.00 | 0.00 | mastek engineering private limited
369.00 | Civil-Structural and Architectural Works: FALSE CEILING, FALSE FLOORING, UNDERDECK INSULATION, PARTITIONING Providing and fixing in position underdeck insulation consisting of rigid Polyisocyanurate foam (PIR) slabs of size 1000 x 500mm and thickness of 30mm (covered on one side with glass fibre tissue/ Aluminium foil having 50mm overlap) conforming to IS:12436 having density not less than 32 kg./ Cu. M., thermal conductivity (K- value) not more than 0.023 w/mk measured at 10 deg. C; classified as 'Class I' for surface spread of flame as per BS 476, part 7; fixed to R.C.C. slab by hot blow grade bitumen of 85/25 grade or cold adhesive CPRX applied over a coat of bituminous primer @ 0.5 Litres/ Sq.M. applied to bare R.C.C. surface and to the two surface of each PIR panel and pressed in position (while the bitumen is still tacky) with the help of G.I. screws (No. 8 x 75mm long) fixed into rawl plugs (holes in R.C.C. for the rawl plugs shall be drilled prior to applying coat of bituminous primer) of size 8 x 25mm inserted (5 nos. for each slab- One each at 4 corners and one at center) and G.I washers 25mm dia; including covering the overlaps with approved quality sealing compound (MAS-94 or equivalent); chicken wire mesh 24G x 19mm shall then be fixed to G.I screws and tightened with lacing wire; including preparation of surface consisting of cleaning R.C.C surface of all dust, dirt and loose particles by wire brushing; etc. all complete as per approved manufacturer's standard specifications and recommendations. | 200.00 | Sq.M |  | 1333.00 | 266600.00 | Not Quoted | Not Quoted | 1650.00 | 330000.00 | 4620.00 | 924000.00 | Not Quoted | Not Quoted | 3650.00 | 730000.00 | 4716.00 | 943200.00 | 6401.00 | 1280200.00 | Not Quoted | Not Quoted | Not Quoted | Not Quoted | 0.00 | 0.00 | 5500.00 | 1100000.00 | 2625.00 | 525000.00 | 3400.00 | 680000.00 | 1232.00 | 246400.00 | 0.00 | mastek engineering private limited
370.00 | Civil-Structural and Architectural Works: FALSE CEILING, FALSE FLOORING, UNDERDECK INSULATION, PARTITIONING Providing and fixing false ceiling at all height including providing and fixing of frame work made of special sections, power pressed from M.S. sheets and galvanized with zinc coating of 120 gms/sqm (both side inclusive) as per IS : 277 and consisting of angle cleats of size 25 mm wide x 1.6 mm thick with flanges of 27 mm and 37mm, at 1200 mm centre to centre, one flange fixed to the ceiling with dash fastener 12.5 mm dia x 50mm long with 6mm dia bolts, other flange of cleat fixed to the angle hangers of 25x10x0.50 mm of required length with nuts & bolts of required size and other end of angle hanger fixed with intermediate G.I. channels 45x15x0.9 mm running at the spacing of 1200 mm centre to centre, to which the ceiling section 0.5 mm thick bottom wedge of 80 mm with tapered flanges of 26 mm each having lips of 10.5 mm, at 450 mm centre to centre, shall be fixed in a direction perpendicular to G.I. intermediate channel with connecting clips made out of 2.64 mm dia x 230 mm long G.I. wire at every junction, including fixing perimeter channels 0.5 mm thick 27 mm high having flanges of 20 mm and 30 mm long, the perimeter of ceiling fixed to wall/partition with the help of rawl plugs at 450 mm centre, with 25mm long dry wall screws @ 230 mm interval, including fixing of gypsum board to ceiling section and perimeter channel with the help of dry wall screws of size 3.5 x 25 mm at 230 mm c/c, including jointing and finishing to a flush finish of tapered and square edges of the board with recomme-nded jointing compound , jointing tapes , finishing with jointing compound in 3 layers covering upto 150 mm on both sides of joint and two coats of primer suitable for board, all as per manufacturer¿s specification and also including the cost of making openings for light fittings, grills, diffusers, cutouts made with frame of perimeter channels suitably fixed, all complete as per drawings, specification and direction of the Engineer in Charge but excluding the cost of painting with: 12.5 mm thick tapered edge gypsum fire resistant board conforming to IS: 2095- Part I | 100.00 | Sq.M |  | 1275.00 | 127500.00 | Not Quoted | Not Quoted | 1550.00 | 155000.00 | 3080.00 | 308000.00 | Not Quoted | Not Quoted | 2752.00 | 275200.00 | 1715.00 | 171500.00 | 2997.00 | 299700.00 | Not Quoted | Not Quoted | Not Quoted | Not Quoted | 0.00 | 0.00 | 5500.00 | 550000.00 | 5565.00 | 556500.00 | 1700.00 | 170000.00 | 2640.00 | 264000.00 | 0.00 | mastek engineering private limited
371.00 | Civil-Structural and Architectural Works: FALSE CEILING, FALSE FLOORING, UNDERDECK INSULATION, PARTITIONING Providing and fixing tiled false ceiling of approved materials of size 595x595 mm in true horizontal level, suspended on inter locking metal grid of hot dipped galvanized steel sections ( galvanized @ 120 grams/ sqm, both side inclusive) consisting of main ¿T¿ runner with suitably spaced joints to get required length and of size 24x38 mm made from 0.30 mm thick (minimum) sheet, spaced at 1200 mm center to center and cross ¿T¿ of size 24x25 mm made of 0.30 mm thick (minimum) sheet, 1200 mm long spaced between main ¿T¿ at 600 mm center to center to form a grid of 1200x600 mm and secondary cross ¿T¿ of length 600 mm and size 24x25 mm made of 0.30 mm thick (minimum) sheet to be interlocked at middle of the 1200x600 mm panel to form grids of 600x600 mm and wall angle of size 24x24x0.3 mm and laying false ceiling tiles of approved texture in the grid including, required cutting/making, opening for services like diffusers, grills, light fittings, fixtures, smoke detectors etc. Main ¿T¿ runners to be suspended from ceiling using GI slotted cleats of size 27 x 37 x 25 x1.6 mm fixed to ceiling with 12.5 mm dia and 50 mm long dash fasteners, 4 mm GI adjustable rods with galvanised butterfly level clips of size 85 x 30 x 0.8 mm spaced at 1200 mm center to center along main T, bottom exposed width of 24 mm of all T-sections shall be pre-painted with polyester paint, all complete for all heights as per specifications, drawings and as directed by Engineer-in-charge. 12.5 mm thick square edge PVC Laminated Gypsum Tile of size 595x595 mm, made of Gypsum plasterboard, manufactured from natural gypsum as per IS 2095 part I and laminated with white 0.16mm thick fire retardant PVC film on the face side and 12micron metalized polyester on the back side with all edges sealed with the face side PVC film which goes around and wraps the edges and is bonded to the edges and the back side metalized polyester film so as to make the tile a completely sealed unit. | 100.00 | Sq.M |  | 1354.00 | 135400.00 | Not Quoted | Not Quoted | 1200.00 | 120000.00 | 3080.00 | 308000.00 | Not Quoted | Not Quoted | 3455.00 | 345500.00 | 1715.00 | 171500.00 | 2997.00 | 299700.00 | Not Quoted | Not Quoted | Not Quoted | Not Quoted | 0.00 | 0.00 | 6500.00 | 650000.00 | 5460.00 | 546000.00 | 1200.00 | 120000.00 | 3520.00 | 352000.00 | 0.00 | mastek engineering private limited
372.00 | Civil-Structural and Architectural Works: MISCELLANEOUS ITEMS Sealing 25mm thick expansion joints with premium grade two part poly-sulphide sealant (based on LP liquid sulphide) over and including primer (specially developed for use with polysulphide sealant material and as approved) and back-up materials of polyethylene strip or other bondbreaker (all as per manufacturer's specification), sealant being mixed (the base and the curing agent thoroughly mixed with slow speed electric mixer) and applied by sealant gun and `sealant application kit' including drying of surfaces before application by wire brushing, finishing etc. all complete. | 60.00 | RM |  | 185.00 | 11100.00 | Not Quoted | Not Quoted | 1675.00 | 100500.00 | 1265.00 | 75900.00 | Not Quoted | Not Quoted | 915.00 | 54900.00 | 216.00 | 12960.00 | 177.00 | 10620.00 | Not Quoted | Not Quoted | Not Quoted | Not Quoted | 0.00 | 0.00 | 250.00 | 15000.00 | 158.00 | 9480.00 | 400.00 | 24000.00 | 1056.00 | 63360.00 | 0.00 | mastek engineering private limited
373.00 | Civil-Structural and Architectural Works: MISCELLANEOUS ITEMS Providing and laying plinth protection with Bldg. drain as per EIL STD. No. 7-75-0065 consisting of Plinth protection of PCC (1:3:6) laid over rammed earth to slope and trowel finished. Cement supplied by the Contractor at their cost. | 408.00 | Sq.M |  | 492.00 | 200736.00 | Not Quoted | Not Quoted | 1350.00 | 550800.00 | 1705.00 | 695640.00 | Not Quoted | Not Quoted | 1805.00 | 736440.00 | 1287.00 | 525096.00 | 996.00 | 406368.00 | Not Quoted | Not Quoted | Not Quoted | Not Quoted | 0.00 | 0.00 | 850.00 | 346800.00 | 630.00 | 257040.00 | 650.00 | 265200.00 | 1408.00 | 574464.00 | 0.00 | mastek engineering private limited
374.00 | Civil-Structural and Architectural Works: MISCELLANEOUS ITEMS Providing and laying plinth protection with Bldg. drain as per EIL STD. No. 7-75-0065 consisting of Building drain consisting of brick work, PCC (1:3:6) laid over rammed earth and finished with 15mm thick plain cement plaster topped with neat cement finish @ 2.75kg. of cement per Sq.M of area including finishing curing etc. all complete. Cement supplied by the Contractor at their cost. | 408.00 | Sq.M |  | 492.00 | 200736.00 | Not Quoted | Not Quoted | 1550.00 | 632400.00 | 1320.00 | 538560.00 | Not Quoted | Not Quoted | 1815.00 | 740520.00 | 1715.00 | 699720.00 | 2420.00 | 987360.00 | Not Quoted | Not Quoted | Not Quoted | Not Quoted | 0.00 | 0.00 | 400.00 | 163200.00 | 4566.00 | 1862928.00 | 850.00 | 346800.00 | 2112.00 | 861696.00 | 0.00 | mastek engineering private limited
375.00 | Civil-Structural and Architectural Works: MISCELLANEOUS ITEMS Providing and laying plinth protection with Bldg. drain as per EIL STD. No. 7-75-0065 consisting of Extra for providing 600mm long MS grating drain cover as per EIL STD No. 7-75-0065 made of 40mm x 6mm M.S. flat framework with 40mm x 6mm MS flats welded @ 35mm c/c including providing & fixing 50mm x 50mm x 6mm M.S. angle frame fixed to concrete portion of the drain. | 700.00 | Unit |  | 2209.00 | 1546300.00 | Not Quoted | Not Quoted | 1800.00 | 1260000.00 | 5390.00 | 3773000.00 | Not Quoted | Not Quoted | 1875.00 | 1312500.00 | 515.00 | 360500.00 | 6627.00 | 4638900.00 | Not Quoted | Not Quoted | Not Quoted | Not Quoted | 0.00 | 0.00 | 5000.00 | 3500000.00 | 2249.00 | 1574300.00 | 2100.00 | 1470000.00 | 1056.00 | 739200.00 | 0.00 | mastek engineering private limited
376.00 | Civil-Structural and Architectural Works: MISCELLANEOUS ITEMS Providing and laying plinth protection with Bldg. drain as per EIL STD. No. 7-75-0065 consisting of Building drain consisting of brick work, M20 concrete laid over rammed earth and finished with 15mm thick plain cement plaster topped with neat cement finish @ 2.75kg. of cement per Sq.M of area including finishing curing etc. all complete. Cement supplied by the Contractor at their cost. | 408.00 | Sq.M |  | 342.00 | 139536.00 | Not Quoted | Not Quoted | 390.00 | 159120.00 | 1430.00 | 583440.00 | Not Quoted | Not Quoted | 1725.00 | 703800.00 | 1544.00 | 629952.00 | 2473.00 | 1008984.00 | Not Quoted | Not Quoted | Not Quoted | Not Quoted | 0.00 | 0.00 | 450.00 | 183600.00 | 4566.00 | 1862928.00 | 2800.00 | 1142400.00 | 528.00 | 215424.00 | 0.00 | mastek engineering private limited
377.00 | Civil-Structural and Architectural Works: MISCELLANEOUS ITEMS Providing and fixing in position 50mm dia GI pipe spouts to slope for drainage of canopy, chajja etc., including puncturing the masonry /RCC and grouting with M-15 grade concrete, finishing etc. all complete. | 16.00 | RM |  | 635.00 | 10160.00 | Not Quoted | Not Quoted | 340.00 | 5440.00 | 1540.00 | 24640.00 | Not Quoted | Not Quoted | 725.00 | 11600.00 | 430.00 | 6880.00 | 553.00 | 8848.00 | Not Quoted | Not Quoted | Not Quoted | Not Quoted | 0.00 | 0.00 | 750.00 | 12000.00 | 1575.00 | 25200.00 | 85.00 | 1360.00 | 396.00 | 6336.00 | 0.00 | mastek engineering private limited
378.00 | Civil-Structural and Architectural Works: MISCELLANEOUS ITEMS Providing and applying Anti-Termite coating conforming to I.S. 401 coating to all woodwork (panel/frame) with approved quality aldrine- chlorinated phenol compound conforming to I.S. 401 to be applied in 3 or more coats (covering capacity-3 sq.m per coat) as required before finishing of the surface if any (viz.painting lamination etc.) all complete. | 76.00 | Sq.M |  | 132.00 | 10032.00 | Not Quoted | Not Quoted | 350.00 | 26600.00 | 385.00 | 29260.00 | Not Quoted | Not Quoted | 450.00 | 34200.00 | 430.00 | 32680.00 | 130.00 | 9880.00 | Not Quoted | Not Quoted | Not Quoted | Not Quoted | 0.00 | 0.00 | 250.00 | 19000.00 | 184.00 | 13984.00 | 170.00 | 12920.00 | 396.00 | 30096.00 | 0.00 | mastek engineering private limited
379.00 | Civil-Structural and Architectural Works: MISCELLANEOUS ITEMS Providing and fixing hand railing up to 1000mm high above finished floor level over stair and landing consisting of one 25mm square M.S. baluster embedded or fixed to floor/steps by 6mm thk. x 20mm wide M.S. clamps anchored into floor/ steps in floor and each step grouted with M-15 grade concrete in cut out of 50mm x 50mm x 100mm size block, teakwood moulded/ M.S. pipe handrail fixed on baluster, 40mm x 40mm x 6mm M.S. flat shoe welded at the bottom of baluster, including painting the balusters, M.S. surfaces with double coating of approved shade and make synthetic enamel paint over a coat of approved quality red oxide zinc chromate primer coat, finishing etc. all complete. (Only length of top handrail shall be considered for payment, not the cumulative length of individual members). 32 mm dia N.B. (medium) M.S. pipe handrail welded to baluster and painted with double coating of synthetic enamel paint over priming coat as per EIL STD NO. 7-75-0036. | 88.00 | RM |  | 1268.00 | 111584.00 | Not Quoted | Not Quoted | 1750.00 | 154000.00 | 6050.00 | 532400.00 | Not Quoted | Not Quoted | 3000.00 | 264000.00 | 1544.00 | 135872.00 | 3232.00 | 284416.00 | Not Quoted | Not Quoted | Not Quoted | Not Quoted | 0.00 | 0.00 | 2500.00 | 220000.00 | 2835.00 | 249480.00 | 2500.00 | 220000.00 | 1584.00 | 139392.00 | 0.00 | mastek engineering private limited
380.00 | Civil-Structural and Architectural Works: MISCELLANEOUS ITEMS Supplying, assembling and installing 1000 mm high satin finish stainless steel (SS 304 grade) tubular railing of approved design in staircases, ramps, around floor cut outs etc. consisting of: 1. 50mm dia SS pipe top handrail 2. 32 mm dia SS pipe balusters (at every third step for staircase, @ maximum 1200mm c/c for ramp, floor cutouts) 3. 3 nos minimum 18mm dia SS pipe intermediate handrails. Including: 1. Fixing balusters to floor with 4 nos bolts änd 8mm thick, 100mm dia SS base plate & SS cap/collar. 2. Fixing top handrail to the balusters with 12mm dia SS bar connector & 6mm thick SS saddle plate. 3. Fixing intermediate handrails to the balusters with 12mm dia SS bar connector. 4. All end caps, decorative caps over balustrades,necessary bending, welding, polishing of all welded joints (Length of top handrail shall be measured for payment). | 8.00 | RM |  | 2117.00 | 16936.00 | Not Quoted | Not Quoted | 2875.00 | 23000.00 | 6050.00 | 48400.00 | Not Quoted | Not Quoted | 7275.00 | 58200.00 | 3002.00 | 24016.00 | 5187.00 | 41496.00 | Not Quoted | Not Quoted | Not Quoted | Not Quoted | 0.00 | 0.00 | 2100.00 | 16800.00 | 9450.00 | 75600.00 | 2500.00 | 20000.00 | 3960.00 | 31680.00 | 0.00 | mastek engineering private limited
381.00 | Civil-Structural and Architectural Works: MISCELLANEOUS ITEMS Providing and fixing in position Steel Entrance Gates consisting of 40mm x 80mm x 3.2mm M.S. tubular frame, 80mm x 40mm x 3.2mm rectangular M.S. hollow sections & 32x32x2.6 mm MS rectangular hollow sections, both horizontal & vertical members welded to the framework and intermediate curved rectangular hollow section as per standard design, locking arrangement, 25mm thick, 75mm dia M.S. wheel with ball bearing including fixing the gate to RCC/ masonry by M.S. hinge arrangement (fabricated/ machined as per detail) and M.S. hold fast (25 x 6 x 200mm long) grouted with M-20 grade concrete, providing and fixing M.S. pivot, 50mm x 50mm x 6mm M.S. Tee bent to shape and embedded in road surface for gate opening track, gate stopper, painting the gate with approved shade and quality synthetic enamel paint (two coats) and a coat of approved quality primer, ensuring smooth operation of the gate etc. all complete as per EIL- STD-No. 7-75-0054. | 64.00 | Sq M |  | 6983.00 | 446912.00 | Not Quoted | Not Quoted | 10500.00 | 672000.00 | 6050.00 | 387200.00 | Not Quoted | Not Quoted | 5114.00 | 327296.00 | 10289.00 | 658496.00 | 16759.00 | 1072576.00 | Not Quoted | Not Quoted | Not Quoted | Not Quoted | 0.00 | 0.00 | 15000.00 | 960000.00 | 4200.00 | 268800.00 | 5900.00 | 377600.00 | 5280.00 | 337920.00 | 0.00 | mastek engineering private limited
382.00 | Civil-Structural and Architectural Works: Fire rated Doors/ Windows and Partitions Providing and fixing 2 hours fire rated, single shutter steel doors consisting of steel door frame, shutter, vision panel, insulation and hardware such as hinges, panic bar, locks/ trims for panic bar, door closer, door stopper, concealed flush bolt etc. including fixing with masonry, partition etc. all complete as per specification and approved Manufacturer's details. | 20.00 | Sq M |  | 10046.00 | 200920.00 | Not Quoted | Not Quoted | 4400.00 | 88000.00 | 35200.00 | 704000.00 | Not Quoted | Not Quoted | 5141.00 | 102820.00 | 12862.00 | 257240.00 | 7639.00 | 152780.00 | Not Quoted | Not Quoted | Not Quoted | Not Quoted | 0.00 | 0.00 | 9100.00 | 182000.00 | 31500.00 | 630000.00 | 12700.00 | 254000.00 | 21120.00 | 422400.00 | 0.00 | mastek engineering private limited
383.00 | Civil-Structural and Architectural Works: Fire rated Doors/ Windows and Partitions Providing and fixing 2 hours fire rated, double shutter steel doors consisting of steel door frame, shutter, vision panel, insulation and hardware such as hinges hinges, panic bar, locks/ trims for panic bar, door closer, door stopper, concealed flush bolt including fixing with masonry, partition etc. all complete as per specification and approved Manufacturer's details. | 60.00 | Sq M |  | 10046.00 | 602760.00 | Not Quoted | Not Quoted | 4300.00 | 258000.00 | 35200.00 | 2112000.00 | Not Quoted | Not Quoted | 6357.00 | 381420.00 | 12862.00 | 771720.00 | 15866.00 | 951960.00 | Not Quoted | Not Quoted | Not Quoted | Not Quoted | 0.00 | 0.00 | 12000.00 | 720000.00 | 31500.00 | 1890000.00 | 12700.00 | 762000.00 | 21120.00 | 1267200.00 | 0.00 | mastek engineering private limited
384.00 | Civil-Structural and Architectural Works: Miscellaneous Providing & fixing Louvered portion of Aluminium windows/ ventilators made of heavy duty louvers of Aluminium sections (JINDAL or approved equivalent) with similar finishing of windows/ ventilators. (Refer ITEM no.A004.04.13 & A004.04.14 for other details) | 40.00 | SQM |  | 4047.00 | 161880.00 | Not Quoted | Not Quoted | 4750.00 | 190000.00 | 10450.00 | 418000.00 | Not Quoted | Not Quoted | 9574.00 | 382960.00 | 8574.00 | 342960.00 | 8638.00 | 345520.00 | Not Quoted | Not Quoted | Not Quoted | Not Quoted | 0.00 | 0.00 | 8500.00 | 340000.00 | 12600.00 | 504000.00 | 6800.00 | 272000.00 | 4400.00 | 176000.00 | 0.00 | mastek engineering private limited
385.00 | Civil-Structural and Architectural Works: COMPOUND WALL (SPEC. NO.6-65-0010) Supplying, fixing and tensioning in position 2.5mm(12gauge), 2 ply, 4 points, GI Barbed wire designation A-1 conforming to IS:278 in horizontal rows and cross diagonals for compound wall "Y" shaped overhang etc. with necessary GI staples, clips and pins, GI straining bolts and binding wire with all labour and materials etc. complete as per drawings, specifications and directions of Engineer-in-Charge.(The barbed wire shall be measured in linear length of the barbed wire actually fixed) | 26400.00 | M |  | 19.00 | 501600.00 | Not Quoted | Not Quoted | 60.00 | 1584000.00 | 66.00 | 1742400.00 | Not Quoted | Not Quoted | 20.00 | 528000.00 | 61.00 | 1610400.00 | 529.00 | 13965600.00 | Not Quoted | Not Quoted | Not Quoted | Not Quoted | 0.00 | 0.00 | 25.00 | 660000.00 | 32.00 | 844800.00 | 20.00 | 528000.00 | 44.00 | 1161600.00 | 0.00 | mastek engineering private limited
386.00 | Civil-Structural and Architectural Works: COMPOUND WALL (SPEC. NO.6-65-0010) Supplying, fabricating and fixing in position structural steel line posts, straining posts, struts for 'Y' shaped overhang etc. conforming to IS:2062 over brick/stone Masonry/ RCC compound walls/ columns, cutting to required size as per drawings and specifications, welding where necessary, embedding in position, holding to correct level and line, any auxiliary structure for dummy supports, drilling holes and painting as per painting specification attached with tender, cutting brick/rubble/concrete surfaces if necessary, grouting with M20 grade concrete including cost of grout with all labour and material etc. complete as per drawings, specifications and directions of Engineer-in-Charge.( All materials including cement shall be supplied by contractor) For Normal Corrosive Environment | 3.00 | MT |  | 85500.00 | 256500.00 | Not Quoted | Not Quoted | 120000.00 | 360000.00 | 159500.00 | 478500.00 | Not Quoted | Not Quoted | 120500.00 | 361500.00 | 128607.00 | 385821.00 | 123843.00 | 371529.00 | Not Quoted | Not Quoted | Not Quoted | Not Quoted | 0.00 | 0.00 | 125000.00 | 375000.00 | 106349.00 | 319047.00 | 93500.00 | 280500.00 | 114400.00 | 343200.00 | 0.00 | mastek engineering private limited
387.00 | Civil-Structural and Architectural Works: CHAIN LINK FENCING (SPEC. NO.6-65-0013) Providing and laying plain cement concrete in sill beam of size 230 mm width and 300 mm depth of M-20 grade at ground level below chain link fencing including tamping, curing, shuttering, embedding of any fixture etc. complete as per drawings, specifications and directions of Engineer-in-Charge. Cement Supplied by contractor | 4.50 | CU.M. |  | 5130.00 | 23085.00 | Not Quoted | Not Quoted | 7600.00 | 34200.00 | 7150.00 | 32175.00 | Not Quoted | Not Quoted | 8750.00 | 39375.00 | 7289.00 | 32800.50 | 6464.00 | 29088.00 | Not Quoted | Not Quoted | Not Quoted | Not Quoted | 0.00 | 0.00 | 8500.00 | 38250.00 | 11298.00 | 50841.00 | 5100.00 | 22950.00 | 10560.00 | 47520.00 | 0.00 | mastek engineering private limited
388.00 | Civil-Structural and Architectural Works: CHAIN LINK FENCING (SPEC. NO.6-65-0013) Supplying, fixing and tensioning in position, 2.5mm (12 gauge), 2 ply, 4 points, GI barbed wire (designation A- 1) conforming to IS:278 in horizontal rows and cross diagonals for chain link fencing overhang etc. with necessary GI staples, clips and pins, GI straining bolts and binding wire etc. complete as per drawings, specifications and directions of Engineer-in-Charge.(The barbed wire shall be measured in linear length of the barbed wire actually fixed) | 230.00 | M |  | 1211.00 | 278530.00 | Not Quoted | Not Quoted | 500.00 | 115000.00 | 66.00 | 15180.00 | Not Quoted | Not Quoted | 20.00 | 4600.00 | 70.00 | 16100.00 | 1705.00 | 392150.00 | Not Quoted | Not Quoted | Not Quoted | Not Quoted | 0.00 | 0.00 | 550.00 | 126500.00 | 32.00 | 7360.00 | 22.00 | 5060.00 | 44.00 | 10120.00 | 0.00 | mastek engineering private limited
389.00 | Civil-Structural and Architectural Works: CHAIN LINK FENCING (SPEC. NO.6-65-0013) Supplying, fabricating and fixing G.I. chain link fencing with 3.5mm dia. wire, 50x50mm diamond mesh chain link fence fabric conforming to IS:2721 fixed to steel/RCC posts/struts above ground level, including supply of chain link fencing fabric in 1.9 metre wide rolls, stretcher bars, staples, etc. required for fixing the fencing, fixing of chain link fencing between straining posts, fixing of bottom of fencing to a concrete sill beams by means of hairpin staples, including supply and fixing line wires, complete as per drawings, specifications and directions of Engineer -in-Charge (All materials shall be supplied by Contractor). (The measurement of chain link fencing shall be on linear basis for 1.9 m wide fencing fabric) | 80.00 | M |  | 2066.00 | 165280.00 | Not Quoted | Not Quoted | 2200.00 | 176000.00 | 1045.00 | 83600.00 | Not Quoted | Not Quoted | 2575.00 | 206000.00 | 3859.00 | 308720.00 | 2175.00 | 174000.00 | Not Quoted | Not Quoted | Not Quoted | Not Quoted | 0.00 | 0.00 | 3100.00 | 248000.00 | 2624.00 | 209920.00 | 1200.00 | 96000.00 | 3960.00 | 316800.00 | 0.00 | mastek engineering private limited
390.00 | Civil-Structural and Architectural Works: CHAIN LINK FENCING (SPEC. NO.6-65-0013) Supplying and fixing of hot dipped galvanized concertina wire (made as per following: Diameter of the wire: 2.56mm, Blade thickens: 0.53mm, Blade length: 12.60mm, Blade width: 12.73mm, Avg. blade spacing 25.00mm, Spacing of each ring / coil: 150mm) on longitudinal runs of barbed wires supported on angle iron frame over compound wall/Chain link fencing for all height including supply of all materials and consumables (approved type), tools, scaffolding etc. required for fixing the wire complete in all respect as per specifications, standards, drawing and direction of Engineer-in-Charge. Payment shall be made based on running length of compound wall/chain link fencing over which it is fixed. Contractor shall quote taking into account the coil spacing. For following nominal size ( Dia - 610 mm ) | 1100.00 | M |  | 635.00 | 698500.00 | Not Quoted | Not Quoted | 800.00 | 880000.00 | 66.00 | 72600.00 | Not Quoted | Not Quoted | 1157.00 | 1272700.00 | 645.00 | 709500.00 | 288.00 | 316800.00 | Not Quoted | Not Quoted | Not Quoted | Not Quoted | 0.00 | 0.00 | 750.00 | 825000.00 | 541.00 | 595100.00 | 600.00 | 660000.00 | 440.00 | 484000.00 | 0.00 | mastek engineering private limited
391.00 | Civil-Structural and Architectural Works: SITE GRADING & ROCK CUTTING FOR SITE GRADING (SPEC. NO. 6-65-0017). Cutting down trees having a girth above 30cms and upto and including of 60 cms (girth measured at a height of one metre from ground level) including cutting of trunk and branches, digging and grubbing of roots upto a depth of 1 meter below ground level, filling the hollows produced by removal of roots with approved available earth for all leads and lifts, watering, ramming and compacting the filled earth to obtain 90% of maximum laboratory dry density, disposing the unserviceable materials beyond plant boundary at suitable location to be decided by the Contractor and stacking the serviceable materials within plant boundary etc. complete as per specifications and directions of Engineer-in-Charge. | 5.00 | EACH |  | 2850.00 | 14250.00 | Not Quoted | Not Quoted | 35000.00 | 175000.00 | 3300.00 | 16500.00 | Not Quoted | Not Quoted | 4045.00 | 20225.00 | 1287.00 | 6435.00 | 2938.00 | 14690.00 | Not Quoted | Not Quoted | Not Quoted | Not Quoted | 0.00 | 0.00 | 3500.00 | 17500.00 | 788.00 | 3940.00 | 700.00 | 3500.00 | 2200.00 | 11000.00 | 0.00 | mastek engineering private limited
392.00 | Civil-Structural and Architectural Works: SITE GRADING & ROCK CUTTING FOR SITE GRADING (SPEC. NO. 6-65-0017). Cutting down trees having a girth above 60 cms, and upto and including of 120 cms (girth measured at a height of one metre from ground level) including cutting of trunk and branches, digging and grubbing of roots upto a depth of 1 metre below ground level, filling the hollows produced by removal of roots with approved available earth for all leads and lifts, watering, ramming and compacting the filled earth to obtain 90% of maximum laboratory dry density, disposing the unserviceable materials beyond plant boundary at suitable location to be decided by the Contractor and stacking the serviceable material within plant boundary etc. complete as per specifications and directions of Engineer-in-Charge. | 5.00 | EACH |  | 8550.00 | 42750.00 | Not Quoted | Not Quoted | 40000.00 | 200000.00 | 3850.00 | 19250.00 | Not Quoted | Not Quoted | 8075.00 | 40375.00 | 4288.00 | 21440.00 | 6464.00 | 32320.00 | Not Quoted | Not Quoted | Not Quoted | Not Quoted | 0.00 | 0.00 | 4500.00 | 22500.00 | 1575.00 | 7875.00 | 1700.00 | 8500.00 | 5280.00 | 26400.00 | 0.00 | mastek engineering private limited
393.00 | Civil-Structural and Architectural Works: SITE GRADING & ROCK CUTTING FOR SITE GRADING (SPEC. NO. 6-65-0017). Cutting down trees having a girth above 120 cms and upto and including 180 cms (girth measured at a height of one metre from ground level) including cutting of trunk and branches, digging and grubbing of roots upto a depth of 1 meter below ground level, filling the hollows produced by removal of roots with approved available earth for all leads and lifts, watering, ramming and compacting the filled earth to obtain 90% of maximum laboratory dry density, disposing the unserviceable materials beyond plant boundary at suitable location to be decided by the Contractor and stacking the serviceable material within plant boundary etc. complete as per specifications and directions of Engineer-in-Charge. | 5.00 | EACH |  | 9975.00 | 49875.00 | Not Quoted | Not Quoted | 45000.00 | 225000.00 | 4180.00 | 20900.00 | Not Quoted | Not Quoted | 12125.00 | 60625.00 | 6859.00 | 34295.00 | 9990.00 | 49950.00 | Not Quoted | Not Quoted | Not Quoted | Not Quoted | 0.00 | 0.00 | 5500.00 | 27500.00 | 2625.00 | 13125.00 | 4000.00 | 20000.00 | 10560.00 | 52800.00 | 0.00 | mastek engineering private limited
394.00 | Civil-Structural and Architectural Works: SITE GRADING & ROCK CUTTING FOR SITE GRADING (SPEC. NO. 6-65-0017). Earthwork in excavation for general site grading, roads, embankments, etc. for all heights and depths in all types of soils except soft and hard rock, including clearing and stripping of the areas earmarked for excavation, removing shrubs, grass, bushes, vegetables growth and other objectionable materials, trees upto and inclusive of a girth of 30 cms. (girth measured at a height of one meter from ground level) including uprooting of roots, etc. taking spot levels, excavating to required depth, leveling, dressing and consolidating the excavated surface, sorting out the excavated soil into serviceable and unserviceable materials, transporting and stacking serviceable materials and unserviceable materials to demarcated areas anywhere inside plant boundary limit as per instructions of Engineer-in-charge. All complete as per drawings, specifications and directions of Engineer-in-Charge. | 305.00 | CUM |  | 242.00 | 73810.00 | Not Quoted | Not Quoted | 250.00 | 76250.00 | 308.00 | 93940.00 | Not Quoted | Not Quoted | 310.00 | 94550.00 | 430.00 | 131150.00 | 130.00 | 39650.00 | Not Quoted | Not Quoted | Not Quoted | Not Quoted | 0.00 | 0.00 | 375.00 | 114375.00 | 184.00 | 56120.00 | 170.00 | 51850.00 | 220.00 | 67100.00 | 0.00 | mastek engineering private limited
395.00 | Civil-Structural and Architectural Works: SITE GRADING & ROCK CUTTING FOR SITE GRADING (SPEC. NO. 6-65-0017). Earthwork in excavation and filling in all types of soil except soft rock and hard rock for general site grading for all heights and depths including clearing and stripping etc. in excavation areas, removing shrubs, grass, bushes, vegetable growth and other objectionable materials, trees upto and inclusive of a girth of 30 cms. (girth measured at a height of one metre above ground level) including uprooting of roots, etc., dewatering, if necessary, sorting out the excavated soil into serviceable and unserviceable materials in excavation areas and including filling in filling areas with serviceable material for general site grading and roads for all heights and depths to proper levels, slopes, grades and camber including clearing and stripping in filling areas as per specifications, consolidating exposed natural soil to 90% of max. laboratory dry density as per IS:2720 Part-VII, cutting of trees of girth upto and inclusive of 30 cms, removal of vegetation, breaking clods, spreading in layers not exceeding 30 cms loose thickness, watering, ramming and compacting with power road rollers to give at least 90% of max. laboratory dry density, dressing, leveling, testing, etc. and disposal of unserviceable materials/surplus earth if any, as directed by Engineer-in-Charge including stacking and/or dumping and dressing the same in demarcated areas etc. complete as per specifications, drawings and directions of Engineer-in-Charge. (The leads for the above mentioned operations shall be within the boundary limit of the plant and measurement shall be taken in the cutting area only). | 625.00 | CUM |  | 364.00 | 227500.00 | Not Quoted | Not Quoted | 350.00 | 218750.00 | 1045.00 | 653125.00 | Not Quoted | Not Quoted | 390.00 | 243750.00 | 387.00 | 241875.00 | 277.00 | 173125.00 | Not Quoted | Not Quoted | Not Quoted | Not Quoted | 0.00 | 0.00 | 425.00 | 265625.00 | 368.00 | 230000.00 | 210.00 | 131250.00 | 396.00 | 247500.00 | 0.00 | mastek engineering private limited
396.00 | Civil-Structural and Architectural Works: SITE GRADING & ROCK CUTTING FOR SITE GRADING (SPEC. NO. 6-65-0017). Earthwork in filling with borrow earth for all heights and depths for site grading or at any other place as directed to proper levels, slopes, grades and camber with selected earth obtained from approved borrow areas for all leads from Complex Limit including excavation of earth at borrow areas, clearing and stripping at borrow areas (if necessary),loading, unloading, transportation etc. clearing and stripping at filling areas, uprooting of vegetation, roots and disposal of the shrubs, bushes, roots etc., consolidating exposed natural soil to 90% of maximum laboratory dry density as per IS:2720 Part-VII, breaking clods, spreading in layers not exceeding 30 cm loose thickness, watering, ramming and compacting with road roller to give at least 90% of max. laboratory dry density as per IS:2720 Part-VII, providing testing apparatus and testing the degree of consolidation, dressing and leveling, etc. complete, including disposal of all unserviceable materials if any beyond the plant boundary limits for all leads etc., as per drawings, specifications and directions of Engineer-in-Charge. (Borrow areas shall be arranged by Contractor at his own cost. The rate quoted shall include all royalties, right-of-way etc. complete). | 23800.00 | CUM |  | 364.00 | 8663200.00 | Not Quoted | Not Quoted | 650.00 | 15470000.00 | 495.00 | 11781000.00 | Not Quoted | Not Quoted | 445.00 | 10591000.00 | 515.00 | 12257000.00 | 811.00 | 19301800.00 | Not Quoted | Not Quoted | Not Quoted | Not Quoted | 0.00 | 0.00 | 750.00 | 17850000.00 | 612.00 | 14565600.00 | 260.00 | 6188000.00 | 440.00 | 10472000.00 | 0.00 | mastek engineering private limited
397.00 | Civil-Structural and Architectural Works: ROADS & FLEXIBLE PAVEMENT (UPTO WBM LAYER) (SPEC. NO.6-65-0018) Earthwork in filling with borrow earth for all heights and depths for road embankments, shoulders or any other place as directed to proper levels, slopes, grades and camber with selected earth obtained from approved borrow areas for all leads from Complex limit including excavation of earth at borrow areas, clearing and stripping at borrow areas (if necessary) for all leads and lifts, loading, unloading, transportation etc., clearing and stripping as per specifications, cutting of trees of girth upto and inclusive of 30 cm (girth measured at a height of 1.0 M above ground level), uprooting of vegetation, roots and disposal of the shrubs, bushes, roots etc., breaking clods, spreading in layers not exceeding 20 cm loose thickness, watering, ramming and compacting with road roller to give at least 95% of max. laboratory dry density as per IS:2720 Part-VIII, providing testing apparatus and testing the degree of consolidation, dressing and leveling, etc. complete as per drawings, specifications and directions of Engineer-in-Charge. (Borrow area shall be arranged by Contractor at his own cost. The rate quoted shall include all royalties, right-of-way etc. | 250.00 | CUM |  | 364.00 | 91000.00 | Not Quoted | Not Quoted | 760.00 | 190000.00 | 495.00 | 123750.00 | Not Quoted | Not Quoted | 495.00 | 123750.00 | 686.00 | 171500.00 | 811.00 | 202750.00 | Not Quoted | Not Quoted | Not Quoted | Not Quoted | 0.00 | 0.00 | 750.00 | 187500.00 | 612.00 | 153000.00 | 680.00 | 170000.00 | 440.00 | 110000.00 | 0.00 | mastek engineering private limited
398.00 | Civil-Structural and Architectural Works: ROADS & FLEXIBLE PAVEMENT (UPTO WBM LAYER) (SPEC. NO.6-65-0018) Earthwork in filling with borrow earth for all heights and depths for road embankments, shoulders or any other place as directed to proper levels, slopes, grades and camber with selected earth (having CBR 8%) obtained from approved borrow areas for all leads from Complex Limit including excavation of earth at borrow areas, clearing and stripping at borrow areas (if necessary) loading, unloading, transportation etc., clearing and stripping as per specifications, uprooting of vegetation, roots and disposal of the shrubs, bushes, roots etc., breaking clods, spreading in layers not exceeding 20 cm loose thickness, watering, ramming and compacting with road roller to give at least 97% of laboratry dry density with heavy compaction as per IS:2720 Part-VIII, providing testing apparatus and testing the degree of consolidation, dressing and leveling, etc. complete including disposal of all unserviceable materials if any beyond the boundary limit for all leads etc. as per drawings, specifications and directions of Engineer-in- Charge. (Borrow areas shall be arranged by Contractor at his own cost. The rate quoted shall include all royalties, right-of-way etc. complete) | 440.00 | CUM |  | 364.00 | 160160.00 | Not Quoted | Not Quoted | 700.00 | 308000.00 | 495.00 | 217800.00 | Not Quoted | Not Quoted | 505.00 | 222200.00 | 3002.00 | 1320880.00 | 800.00 | 352000.00 | Not Quoted | Not Quoted | Not Quoted | Not Quoted | 0.00 | 0.00 | 750.00 | 330000.00 | 612.00 | 269280.00 | 680.00 | 299200.00 | 440.00 | 193600.00 | 0.00 | mastek engineering private limited
399.00 | Civil-Structural and Architectural Works: ROADS & FLEXIBLE PAVEMENT (UPTO WBM LAYER) (SPEC. NO.6-65-0018) Supplying and Laying of Wet Mix Macadam (WMM) in BASE COURSE (Section 406 of MORTH Specification of Road & Bridge works) using tough, clean, sound & durable stone aggregates including premixing the material (mixing in Plug Mill/ Pan Type Mixer), including transportation to site, laying & spreading in layers not exceeding 125 mm compacted thickness & rolling with vibratory roller 80-100 KN static weight or equivalent capacity to proper grade, camber & level with all leads & lifts etc. complete as per drawing, specifications (MORTH, EIL) & directions of Engineer-in-Charge. | 190.00 | CUM |  | 2772.00 | 526680.00 | Not Quoted | Not Quoted | 2800.00 | 532000.00 | 6050.00 | 1149500.00 | Not Quoted | Not Quoted | 3650.00 | 693500.00 | 3859.00 | 733210.00 | 2703.00 | 513570.00 | Not Quoted | Not Quoted | Not Quoted | Not Quoted | 0.00 | 0.00 | 3100.00 | 589000.00 | 2835.00 | 538650.00 | 2550.00 | 484500.00 | 2640.00 | 501600.00 | 0.00 | mastek engineering private limited
400.00 | Civil-Structural and Architectural Works: CONCRETE PAVEMENTS (SPEC NO.6-65-0019) Providing and laying Reinforced Cement Concrete with 20mm and down size graded crushed stone aggregates in flooring, pavements etc. including leaving pockets, if necessary, making recess/drains, laying in alternate panels, etc. for all depths including shuttering, tamping, curing, etc. as specified in any shape, thickness, position and finishing the top surface smooth etc. all complete as per drawings, specifications and directions of Engineer-in-Charge. For RCC of M-25 grade concrete (all materials including cement but excluding cost of providing & fixing reinforcement and joint sealing shall be supplied by the contractor). | 220.00 | CUM |  | 5102.00 | 1122440.00 | Not Quoted | Not Quoted | 9800.00 | 2156000.00 | 8580.00 | 1887600.00 | Not Quoted | Not Quoted | 9550.00 | 2101000.00 | 7975.00 | 1754500.00 | 8168.00 | 1796960.00 | Not Quoted | Not Quoted | Not Quoted | Not Quoted | 0.00 | 0.00 | 9100.00 | 2002000.00 | 10792.00 | 2374240.00 | 6000.00 | 1320000.00 | 10560.00 | 2323200.00 | 0.00 | mastek engineering private limited
401.00 | Civil-Structural and Architectural Works: CONCRETE PAVEMENTS (SPEC NO.6-65-0019) Providing 20mm wide Expansion Joints in pavement slabs as per std. No.7-65-0404 including cleaning the joints of all loose material, filling with 20mm thick impregnated fibre boards for the full depth of slab except for 25mm depth from top and sealing the top 25mm wth approved Joint Sealing Compound as per IS:1834 Type-B etc. all complete as per drawings, specifications and directions of Engineer-in-Charge. For type-I pavement (Upto and inclusive of thickness of 200 mm). (Including providing and laying MS dowel bar, painting as required, GI pipe and cap and cotton waste). | 500.00 | M |  | 1568.00 | 784000.00 | Not Quoted | Not Quoted | 1500.00 | 750000.00 | 1650.00 | 825000.00 | Not Quoted | Not Quoted | 750.00 | 375000.00 | 258.00 | 129000.00 | 177.00 | 88500.00 | Not Quoted | Not Quoted | Not Quoted | Not Quoted | 0.00 | 0.00 | 650.00 | 325000.00 | 210.00 | 105000.00 | 1700.00 | 850000.00 | 528.00 | 264000.00 | 0.00 | mastek engineering private limited
402.00 | Civil-Structural and Architectural Works: CONCRETE PAVEMENTS (SPEC NO.6-65-0019) Providing joints in pavements and around foundations as per std no.7-65-404 including cleaning the joints of all loose materials and sealing with sealing compound conforming to IS:1834 Type B as required etc. complete as per drawings, specifications and directions of Engineer -in-Charge for; Construction joints 20mm wide x 25mm deep. | 25.00 | M |  | 1112.00 | 27800.00 | Not Quoted | Not Quoted | 1800.00 | 45000.00 | 605.00 | 15125.00 | Not Quoted | Not Quoted | 350.00 | 8750.00 | 172.00 | 4300.00 | 294.00 | 7350.00 | Not Quoted | Not Quoted | Not Quoted | Not Quoted | 0.00 | 0.00 | 250.00 | 6250.00 | 210.00 | 5250.00 | 400.00 | 10000.00 | 528.00 | 13200.00 | 0.00 | mastek engineering private limited
403.00 | Civil-Structural and Architectural Works: CONCRETE PAVEMENTS (SPEC NO.6-65-0019) Supplying and laying of 150 micron thick HM HDPE (Grade-I) FILM lining conforming to IS 10889 below concrete pavements, Hard stand, at any other place etc. including royalties, taxes, handling, transportation, unloading, storage, joining etc. all complete as per drawings, manufacturer's specifications and directions of Engineer-in-charge. | 1060.00 | Sqm |  | 93.00 | 98580.00 | Not Quoted | Not Quoted | 600.00 | 636000.00 | 121.00 | 128260.00 | Not Quoted | Not Quoted | 200.00 | 212000.00 | 172.00 | 182320.00 | 177.00 | 187620.00 | Not Quoted | Not Quoted | Not Quoted | Not Quoted | 0.00 | 0.00 | 60.00 | 63600.00 | 79.00 | 83740.00 | 170.00 | 180200.00 | 88.00 | 93280.00 | 0.00 | mastek engineering private limited
404.00 | Civil-Structural and Architectural Works: CONCRETE PAVEMENTS (SPEC NO.6-65-0019) Supply of all materials and Construction of DRY LEAN CEMENT CONCRETE SUB-BASE ( 7 days compressive strength of 10.0 MPa) with 26.5mm and down size aggregate including ordinary portland cement 43 Grade, water, and approved additives on a prepared sub-grade, mixed in batching plant, transported to site, for all leads & lifts, laid, compacted, finished and cured etc. complete as per IRC:SP:49 (Guidelines for the use of Dry Lean Concrete as Sub-Base), drawings, standards, specifications and directions of Engineer-in-charge. | 100.00 | cum |  | 2772.00 | 277200.00 | Not Quoted | Not Quoted | 4200.00 | 420000.00 | 9020.00 | 902000.00 | Not Quoted | Not Quoted | 6215.00 | 621500.00 | 4288.00 | 428800.00 | 5818.00 | 581800.00 | Not Quoted | Not Quoted | Not Quoted | Not Quoted | 0.00 | 0.00 | 7500.00 | 750000.00 | 6564.00 | 656400.00 | 4080.00 | 408000.00 | 5280.00 | 528000.00 | 0.00 | mastek engineering private limited
405.00 | Civil-Structural and Architectural Works: RCC PIPE CULVERTS & ELECTRICAL ROAD CROSSINGS ETC. SPEC. NO.6-65-0021) Supplying and laying in position RCC pipes with collars conforming to IS:458 for pipe culverts, cable crossings etc. including cutting the pipe if necessary, lowering, laying in position to proper levels, slopes etc. caulking the joints with spun yarn soaked in neat cement slurry and finishing with cement mortar 1:2 (1 cement : 2 sand) curing etc. all complete as per drawings, specifications and directions of Engineer-in-Charge. For following Class and Internal PIPE DIA (MM) ( Dia (internal) - 500 mm, Pipe Class - NP3 ) | 45.00 | M |  | 2708.00 | 121860.00 | Not Quoted | Not Quoted | 500.00 | 22500.00 | 2750.00 | 123750.00 | Not Quoted | Not Quoted | 3575.00 | 160875.00 | 5145.00 | 231525.00 | 1411.00 | 63495.00 | Not Quoted | Not Quoted | Not Quoted | Not Quoted | 0.00 | 0.00 | 4500.00 | 202500.00 | 4200.00 | 189000.00 | 4200.00 | 189000.00 | 4400.00 | 198000.00 | 0.00 | mastek engineering private limited
406.00 | Civil-Structural and Architectural Works: RCC PIPE CULVERTS & ELECTRICAL ROAD CROSSINGS ETC. SPEC. NO.6-65-0021) Supplying and laying in position PVC pipes conforming to IS:4985 Class - I for cable crossings, including cutting the pipe if necessary, lowering, laying in position to proper levels, slopes ,providing proper jointing as per code requirements or manufacturers recommendations, sealing the open ends of pipes with gunny bags etc. all complete as per drawings, specifications and directions of Engineer-in-Charge. For following NOMINAL OUTSIDE PIPE DIA (MM) ( Dia (outer) - 160 mm, Piping Material Class - I ) | 320.00 | M |  | 1347.00 | 431040.00 | Not Quoted | Not Quoted | 850.00 | 272000.00 | 1320.00 | 422400.00 | Not Quoted | Not Quoted | 1100.00 | 352000.00 | 601.00 | 192320.00 | 241.00 | 77120.00 | Not Quoted | Not Quoted | Not Quoted | Not Quoted | 0.00 | 0.00 | 750.00 | 240000.00 | 893.00 | 285760.00 | 1200.00 | 384000.00 | 528.00 | 168960.00 | 0.00 | mastek engineering private limited
407.00 | Civil-Structural and Architectural Works: RCC PIPE CULVERTS & ELECTRICAL ROAD CROSSINGS ETC. SPEC. NO.6-65-0021) Supplying and fixing in the encasement concrete, cable crossing indicator, made out of 4mm thick MS circular of dia. 150mm welded to 16mm dia. MS Rod of approximately 1.0M length, painted with 2 coats of approved enamel paint over a coat of red oxide primer etc. complete. (All materials in contractor's scope of supply). | 20.00 | EACH |  | 2708.00 | 54160.00 | Not Quoted | Not Quoted | 950.00 | 19000.00 | 495.00 | 9900.00 | Not Quoted | Not Quoted | 1775.00 | 35500.00 | 1287.00 | 25740.00 | 7639.00 | 152780.00 | Not Quoted | Not Quoted | Not Quoted | Not Quoted | 0.00 | 0.00 | 2500.00 | 50000.00 | 10500.00 | 210000.00 | 800.00 | 16000.00 | 1320.00 | 26400.00 | 0.00 | mastek engineering private limited
408.00 | Civil-Structural and Architectural Works: MISC. CIVIL AND STRUCTURAL WORKS FOR U/G PIPING AND OTHER CIVIL WORKS Providing and laying brick masonry with locally available bricks of specified class (Brick of class lower than specified shall not be accepted) in cement mortar 1:4 (1 cement : 4 Coarse sand) in one or more brick thickness and in any shape in foundation and plinth for valve pits, drains, circular/square maholes, wing walls, etc. including providing recesses, openings, etc. including curing, finishing the joints flush below ground level and raking out joints in plinth with all labour and material, etc. complete as per drawings, specifications and direction of Engineer-in-Charge. For following Brick Class. All materials including cement supplied by the Contractor and. ( Brick Class - 5 ) | 750.00 | CU.M. |  | 5890.00 | 4417500.00 | Not Quoted | Not Quoted | 4500.00 | 3375000.00 | 7480.00 | 5610000.00 | Not Quoted | Not Quoted | 8050.00 | 6037500.00 | 6859.00 | 5144250.00 | 5465.00 | 4098750.00 | Not Quoted | Not Quoted | Not Quoted | Not Quoted | 0.00 | 0.00 | 7500.00 | 5625000.00 | 8533.00 | 6399750.00 | 4500.00 | 3375000.00 | 7920.00 | 5940000.00 | 0.00 | mastek engineering private limited
409.00 | Civil-Structural and Architectural Works: MISC. CIVIL AND STRUCTURAL WORKS FOR U/G PIPING AND OTHER CIVIL WORKS Providing 13mm thick average cement plaster in cement mortar 1:3 (1 cement: 3 sand) on brick walls/stone masonry/pitching or on concrete surfaces for manholes, valves pits, culverts, wing walls, etc. including cleaning and preparation of the surface, scaffolding, curing etc. for all depths and heights complete as per drawings specifications and direction of Engineer-in-Charge. All materials including cement supplied by the Contractor. | 130.00 | SQ.M. |  | 278.00 | 36140.00 | Not Quoted | Not Quoted | 280.00 | 36400.00 | 319.00 | 41470.00 | Not Quoted | Not Quoted | 400.00 | 52000.00 | 258.00 | 33540.00 | 324.00 | 42120.00 | Not Quoted | Not Quoted | Not Quoted | Not Quoted | 0.00 | 0.00 | 350.00 | 45500.00 | 317.00 | 41210.00 | 250.00 | 32500.00 | 317.00 | 41210.00 | 0.00 | mastek engineering private limited
410.00 | Civil-Structural and Architectural Works: MISC. CIVIL AND STRUCTURAL WORKS FOR U/G PIPING AND OTHER CIVIL WORKS Providing 16mm thick average cement plaster in cement mortar 1:3 (1 cement: 3 sand) on brick walls/stone masonry/pitching or on concrete surfaces for manholes, valves pits, inspection chambers, septic tanks,Compound wall, culverts, wing walls, etc. including cleaning and preparation of the surface, scaffolding, curing etc. for all depths and heights complete as per drawings specifications and direction of Engineer-in-Charge. All materials including cement supplied by the Contractor. | 100.00 | SQ.M. |  | 314.00 | 31400.00 | Not Quoted | Not Quoted | 350.00 | 35000.00 | 352.00 | 35200.00 | Not Quoted | Not Quoted | 457.00 | 45700.00 | 302.00 | 30200.00 | 230.00 | 23000.00 | Not Quoted | Not Quoted | Not Quoted | Not Quoted | 0.00 | 0.00 | 375.00 | 37500.00 | 367.00 | 36700.00 | 255.00 | 25500.00 | 352.00 | 35200.00 | 0.00 | mastek engineering private limited
411.00 | Civil-Structural and Architectural Works: MISC. CIVIL AND STRUCTURAL WORKS FOR U/G PIPING AND OTHER CIVIL WORKS Providing flush/recessed cement pointing on brick masonry/stone masonry with cement mortar 1:3 (1 cement: 3 sand) including scaffolding, raking out joints if necessary, curing etc. complete as per drawing specifications an direction of Engineer-in-Charge. All materials including cement supplied by the Contractor. | 925.00 | SQ.M. |  | 399.00 | 369075.00 | Not Quoted | Not Quoted | 210.00 | 194250.00 | 495.00 | 457875.00 | Not Quoted | Not Quoted | 275.00 | 254375.00 | 430.00 | 397750.00 | 177.00 | 163725.00 | Not Quoted | Not Quoted | Not Quoted | Not Quoted | 0.00 | 0.00 | 150.00 | 138750.00 | 263.00 | 243275.00 | 102.00 | 94350.00 | 132.00 | 122100.00 | 0.00 | mastek engineering private limited
412.00 | Civil-Structural and Architectural Works: MISC. CIVIL AND STRUCTURAL WORKS FOR U/G PIPING AND OTHER CIVIL WORKS Providing cement mortar grouting on brick masonry wall for filling free space between pipe body and masonry wall/concrete wall with 1:2 (1 cement: 2 sand) mortar including packing, consolidating, curing, finishing, etc. complete as per drawings specifications and directions of Engineer-in-Charge. All materials including cement supplied by the Contractor. | .50 | CU.M. |  | 7111.00 | 3555.50 | Not Quoted | Not Quoted | 12000.00 | 6000.00 | 13750.00 | 6875.00 | Not Quoted | Not Quoted | 90000.00 | 45000.00 | 6431.00 | 3215.50 | 17628.00 | 8814.00 | Not Quoted | Not Quoted | Not Quoted | Not Quoted | 0.00 | 0.00 | 7000.00 | 3500.00 | 26250.00 | 13125.00 | 8500.00 | 4250.00 | 3080.00 | 1540.00 | 0.00 | mastek engineering private limited
413.00 | Civil-Structural and Architectural Works: MISC. CIVIL AND STRUCTURAL WORKS FOR U/G PIPING AND OTHER CIVIL WORKS Supply and laying of gravel/ crush stone ofsize ranging between 27mm to 37mm in compacted thickness of 100mm in valve pit, open area within the unit battery limit or at any other place as directed, etc. complete as per drawings, specifications and direction of Engineer-in-Charge. | 875.00 | SQM |  | 328.00 | 287000.00 | Not Quoted | Not Quoted | 400.00 | 350000.00 | 3850.00 | 3368750.00 | Not Quoted | Not Quoted | 575.00 | 503125.00 | 2573.00 | 2251375.00 | 241.00 | 210875.00 | Not Quoted | Not Quoted | Not Quoted | Not Quoted | 0.00 | 0.00 | 325.00 | 284375.00 | 223.00 | 195125.00 | 500.00 | 437500.00 | 308.00 | 269500.00 | 0.00 | mastek engineering private limited
414.00 | Civil-Structural and Architectural Works: PLUMBING AND BUILDING DRAINAGE (Spec. No. 6-65-0053) Supplying and fixing approved quality heavy grade cast iron Floor/Nahani Trap with CP pressed steel grating including cutting floors and making good the same, etc., making inlet and outlet connections, etc. complete for 100mm inlet and 100mm outlet as per drawings, specifications and directions of Engineer-in-Charge. | 5.00 | Each |  | 1838.00 | 9190.00 | Not Quoted | Not Quoted | 945.00 | 4725.00 | 3850.00 | 19250.00 | Not Quoted | Not Quoted | 3650.00 | 18250.00 | 2573.00 | 12865.00 | 1117.00 | 5585.00 | Not Quoted | Not Quoted | Not Quoted | Not Quoted | 0.00 | 0.00 | 2100.00 | 10500.00 | 1575.00 | 7875.00 | 1700.00 | 8500.00 | 616.00 | 3080.00 | 0.00 | mastek engineering private limited
415.00 | Civil-Structural and Architectural Works: PLUMBING AND BUILDING DRAINAGE (Spec. No. 6-65-0053) Supplying and fixing approved quality heavy grade cast iron Floor/Nahani Trap with CP pressed steel grating including cutting floors and making good the same, etc., making inlet and outlet connections, etc. complete for 100mm inlet and 80mm outlet as per drawings, specifications and directions of Engineer-in-Charge. | 10.00 | Each |  | 1838.00 | 18380.00 | Not Quoted | Not Quoted | 735.00 | 7350.00 | 3850.00 | 38500.00 | Not Quoted | Not Quoted | 2725.00 | 27250.00 | 2145.00 | 21450.00 | 999.00 | 9990.00 | Not Quoted | Not Quoted | Not Quoted | Not Quoted | 0.00 | 0.00 | 3100.00 | 31000.00 | 1050.00 | 10500.00 | 1700.00 | 17000.00 | 528.00 | 5280.00 | 0.00 | mastek engineering private limited
416.00 | Civil-Structural and Architectural Works: PLUMBING AND BUILDING DRAINAGE (Spec. No. 6-65-0053) Supplying and laying cast iron soil waste and vent pipe conforming to IS:1729 above ground including specials, bends, such as Y junction, T junction (both single and double) including plugs, shoes, cowls, jointing with jute gasket dipped in bitumen, caulking the joints in Cement mortar 1:2 (1 cement: 2 sand) and testing, cutting floors/walls and making good the same etc. complete as per drawings, specifications and directions of Engineer-in-Charge. 80mm dia (All materials including cement supplied by contractor) | 25.00 | M |  | 1781.00 | 44525.00 | Not Quoted | Not Quoted | 750.00 | 18750.00 | 1155.00 | 28875.00 | Not Quoted | Not Quoted | 1025.00 | 25625.00 | 1715.00 | 42875.00 | 1693.00 | 42325.00 | Not Quoted | Not Quoted | Not Quoted | Not Quoted | 0.00 | 0.00 | 1500.00 | 37500.00 | 1050.00 | 26250.00 | 1700.00 | 42500.00 | 1056.00 | 26400.00 | 0.00 | mastek engineering private limited
417.00 | Civil-Structural and Architectural Works: PLUMBING AND BUILDING DRAINAGE (Spec. No. 6-65-0053) Supplying and fixing gun metal globe valve conforming to IS:778, complete as per specifications and directions of Engineer-in-Charge. ( Dia - 25 mm ) | 5.00 | EACH |  | 1347.00 | 6735.00 | Not Quoted | Not Quoted | 8500.00 | 42500.00 | 5390.00 | 26950.00 | Not Quoted | Not Quoted | 2735.00 | 13675.00 | 2573.00 | 12865.00 | 6464.00 | 32320.00 | Not Quoted | Not Quoted | Not Quoted | Not Quoted | 0.00 | 0.00 | 11000.00 | 55000.00 | 1575.00 | 7875.00 | 1700.00 | 8500.00 | 2640.00 | 13200.00 | 0.00 | mastek engineering private limited
418.00 | Civil-Structural and Architectural Works: PLUMBING AND BUILDING DRAINAGE (Spec. No. 6-65-0053) Construction of soak pit conforming to IS:2470 Part-I and as per EIL drg. No. 7-65-0217, masonry, filling and hand packing brick bats of size ranging between 40mm to 50, connecting with septic tank with necessary fittings, piping etc.including excavation, back filling and disposal of surplus earth for all leads, complete as per drawings, specifications and directions of Engineer-in-Charge. for following users ( Users - 10 NOS ) | 5.00 | EACH |  | 85500.00 | 427500.00 | Not Quoted | Not Quoted | 150000.00 | 750000.00 | 121000.00 | 605000.00 | Not Quoted | Not Quoted | 75000.00 | 375000.00 | 128607.00 | 643035.00 | 88140.00 | 440700.00 | Not Quoted | Not Quoted | Not Quoted | Not Quoted | 0.00 | 0.00 | 85000.00 | 425000.00 | 78750.00 | 393750.00 | 68000.00 | 340000.00 | 105600.00 | 528000.00 | 0.00 | mastek engineering private limited
419.00 | Civil-Structural and Architectural Works: PLUMBING AND BUILDING DRAINAGE (Spec. No. 6-65-0053) Constructing of brick masonry valve chamber in 1:4 Cement mortar(1 cement: 4 sand) with CI frame & cover fixed on M-20 grade cement concrete , necessary excavation, M-20 grade foundation concrete, 13mm thick 1:3 cement plaster on inside & all exposed surfaces, backfilling, removal of surplus earth for all leads within the complex limit etc. complete as per standards, drawings, specifications and directions of Engineer-in-Charge. For following Valve size and Brick Class (All materials including Cement supplied by contractor ) ( Dia - 25 mm, Brick Class - 5 ) | 5.00 | Each |  | 9975.00 | 49875.00 | Not Quoted | Not Quoted | 150000.00 | 750000.00 | 247500.00 | 1237500.00 | Not Quoted | Not Quoted | 25000.00 | 125000.00 | 21435.00 | 107175.00 | 29380.00 | 146900.00 | Not Quoted | Not Quoted | Not Quoted | Not Quoted | 0.00 | 0.00 | 75000.00 | 375000.00 | 15750.00 | 78750.00 | 8500.00 | 42500.00 | 8800.00 | 44000.00 | 0.00 | mastek engineering private limited
420.00 | Civil-Structural and Architectural Works: PLUMBING AND BUILDING DRAINAGE (Spec. No. 6-65-0053) Supplying, laying and fixing mild steel galvanised pipes as per piping material Specification class in trenches, floors, walls including embedding if necessary, jointing with white lead and yarn, with socket and screw and/or flanged joints including bends, elbows, tees, reducers, sockets, unions and other specials, supplying and fixing with hooks in wooden plugs or embedding in walls and floors, cutting pipes to required lengths, making connections, threading, cutting chases or holes in walls & making good the same, testing, disposal of unserviceable material within a lead of 500m as directed etc. all complete as per drawings, specifications and directions of Engineer-in-Charge. For the following Nominal Bore(NB) pipe : ( Nominal Dia - 25 mm, Piping Material Class - J2A ) | 60.00 | M |  | 898.00 | 53880.00 | Not Quoted | Not Quoted | 9500.00 | 570000.00 | 1760.00 | 105600.00 | Not Quoted | Not Quoted | 290.00 | 17400.00 | 430.00 | 25800.00 | 503.00 | 30180.00 | Not Quoted | Not Quoted | Not Quoted | Not Quoted | 0.00 | 0.00 | 450.00 | 27000.00 | 420.00 | 25200.00 | 400.00 | 24000.00 | 8800.00 | 528000.00 | 0.00 | mastek engineering private limited
421.00 | Civil-Structural and Architectural Works: PLUMBING AND BUILDING DRAINAGE (Spec. No. 6-65-0053) Supplying, laying and fixing mild steel galvanised pipes as per piping material Specification class in trenches, floors, walls including embedding if necessary, jointing with white lead and yarn, with socket and screw and/or flanged joints including bends, elbows, tees, reducers, sockets, unions and other specials, supplying and fixing with hooks in wooden plugs or embedding in walls and floors, cutting pipes to required lengths, making connections, threading, cutting chases or holes in walls & making good the same, testing, disposal of unserviceable material within a lead of 500m as directed etc. all complete as per drawings, specifications and directions of Engineer-in-Charge. For the following Nominal Bore(NB) pipe : ( Nominal Dia - 15 mm, Piping Material Class - J2A ) | 60.00 | M |  | 1119.00 | 67140.00 | Not Quoted | Not Quoted | 7500.00 | 450000.00 | 1375.00 | 82500.00 | Not Quoted | Not Quoted | 190.00 | 11400.00 | 343.00 | 20580.00 | 336.00 | 20160.00 | Not Quoted | Not Quoted | Not Quoted | Not Quoted | 0.00 | 0.00 | 450.00 | 27000.00 | 368.00 | 22080.00 | 350.00 | 21000.00 | 8800.00 | 528000.00 | 0.00 | mastek engineering private limited
422.00 | Civil-Structural and Architectural Works: PLUMBING AND BUILDING DRAINAGE (Spec. No. 6-65-0053) Providing and fixing approved stone ware 100mmx100mm dia. gully trap as per EIL Std. no.7-65-0214 including grating with CI frame and cover 300mmx300mm including brick masonry (brick class shall be as mentioned below) chamber in 1:4 cement mortar( 1 cement: 4 sand) on M-20 grade cement concrete foundation, plastered inside and outside surfaces with 1:3 cement mortar (1 cement: 3 sand) with 13mm average thickness including providing and fixing light duty CI frame and cover, painting CI frame and cover with two coats of chlorinated rubber zinc phosphate primer @ 40µ DFT per coat and finish painting consists of two coats of chlorinated rubber paint @40µ DFT per coat, earth work in excavation, backfilling, removal of surplus earth, benching with M-20 grade cement concrete and rendering smooth with a neat coat of cement slurry etc. all complete as per drawings, specifications and directions of Engineer-in-Charge. All materials including cement supplied by contractor and ( Brick Class - 5 ) | 5.00 | EACH |  | 2708.00 | 13540.00 | Not Quoted | Not Quoted | 75000.00 | 375000.00 | 4290.00 | 21450.00 | Not Quoted | Not Quoted | 2490.00 | 12450.00 | 12862.00 | 64310.00 | 882.00 | 4410.00 | Not Quoted | Not Quoted | Not Quoted | Not Quoted | 0.00 | 0.00 | 7500.00 | 37500.00 | 7350.00 | 36750.00 | 1700.00 | 8500.00 | 8800.00 | 44000.00 | 0.00 | mastek engineering private limited
423.00 | Civil-Structural and Architectural Works: PLUMBING AND BUILDING DRAINAGE (Spec. No. 6-65-0053) Construction, supplying, installation, testing and commissioning of septic tank as per standards and IS:2470 Part-I , with all necessary accessories like inlet, outlet vent pipes, manhole covers, rungs etc. including earthwork in excavation in all type of soil except soft and hard rock, backfilling and disposal of surplus earth for all leads etc. complete as per standards, drawings, specifications and directions of Engineer-in-Charge. All material including cement supplied by contractor for ( Users - 10 NOS ) | 5.00 | EACH |  | 85500.00 | 427500.00 | Not Quoted | Not Quoted | 150000.00 | 750000.00 | 148500.00 | 742500.00 | Not Quoted | Not Quoted | 124500.00 | 622500.00 | 128607.00 | 643035.00 | 235040.00 | 1175200.00 | Not Quoted | Not Quoted | Not Quoted | Not Quoted | 0.00 | 0.00 | 130000.00 | 650000.00 | 183750.00 | 918750.00 | 85000.00 | 425000.00 | 132000.00 | 660000.00 | 0.00 | mastek engineering private limited
424.00 | Civil-Structural and Architectural Works: ERECTION OF TUBEWELLS (Spec. No.6-65-0055) Supplying and lowering in the bore hole tubewell assembly pipe screwed & socketted as per IS:4270 and specials of diameter 219.075mm (8-5/8") O.D. with minimum wall thickness of 5.56mm (0.219") including bottom-most piece of bail plug and painting of pipes with two coats of approved anticorrosive paint on outer faces of the pipe and specials, including supplying all labour, equipments and materials complete as per specifications and directions of Engineer-in-Charge. | 150.00 | M |  | 2779.00 | 416850.00 | Not Quoted | Not Quoted | 3800.00 | 570000.00 | 6050.00 | 907500.00 | Not Quoted | Not Quoted | 4500.00 | 675000.00 | 3430.00 | 514500.00 | 1176.00 | 176400.00 | Not Quoted | Not Quoted | Not Quoted | Not Quoted | 0.00 | 0.00 | 2500.00 | 375000.00 | 5150.00 | 772500.00 | 4200.00 | 630000.00 | 3080.00 | 462000.00 | 0.00 | mastek engineering private limited
425.00 | Civil-Structural and Architectural Works: ERECTION OF TUBEWELLS (Spec. No.6-65-0055) Supplying and lowering 219.075mm (8-5/8") O.D. screwed & socketted slotted pipe with minimum wall thickness of 5.56mm (0.219") all necesary fittings and painting with anticorrosive paint on outer faces before lowering including supplying all labour, equipments and materials complete as per specifications and directions of Engineer-in-Charge. | 175.00 | M |  | 2779.00 | 486325.00 | Not Quoted | Not Quoted | 3200.00 | 560000.00 | 6050.00 | 1058750.00 | Not Quoted | Not Quoted | 5445.00 | 952875.00 | 3430.00 | 600250.00 | 529.00 | 92575.00 | Not Quoted | Not Quoted | Not Quoted | Not Quoted | 0.00 | 0.00 | 2800.00 | 490000.00 | 5150.00 | 901250.00 | 4200.00 | 735000.00 | 2640.00 | 462000.00 | 0.00 | mastek engineering private limited
426.00 | Civil-Structural and Architectural Works: ERECTION OF TUBEWELLS (Spec. No.6-65-0055) Supplying & lowering 219.075 mm x 355.6 mm (8"x14") dia O.D. ERW Steel reducer, painting with two coats of anticorrosive bitumastic paints before fixing includng supplying all labour, equipments and materials complete as per specifications and directions of Engineer-in-Charge. | 5.00 | EACH |  | 4988.00 | 24940.00 | Not Quoted | Not Quoted | 1500.00 | 7500.00 | 3850.00 | 19250.00 | Not Quoted | Not Quoted | 6875.00 | 34375.00 | 2573.00 | 12865.00 | 58760.00 | 293800.00 | Not Quoted | Not Quoted | Not Quoted | Not Quoted | 0.00 | 0.00 | 12000.00 | 60000.00 | 7350.00 | 36750.00 | 4200.00 | 21000.00 | 2640.00 | 13200.00 | 0.00 | mastek engineering private limited
427.00 | Civil-Structural and Architectural Works: ERECTION OF TUBEWELLS (Spec. No.6-65-0055) Supplying & lowering 355.6mm (14") O.D. with minimum wall thickness of 6.35mm (0.25") ERW MS housing pipe as per IS:4270 with all specials and fittings and painting with two coats of approved bitumastic paint outside of the same before lowering including all labour, equipment and materials complete as per specifications and directions of Engineer-in-Charge. | 175.00 | M |  | 3206.00 | 561050.00 | Not Quoted | Not Quoted | 4000.00 | 700000.00 | 9350.00 | 1636250.00 | Not Quoted | Not Quoted | 7205.00 | 1260875.00 | 5145.00 | 900375.00 | 441.00 | 77175.00 | Not Quoted | Not Quoted | Not Quoted | Not Quoted | 0.00 | 0.00 | 3500.00 | 612500.00 | 7079.00 | 1238825.00 | 8500.00 | 1487500.00 | 2640.00 | 462000.00 | 0.00 | mastek engineering private limited
428.00 | Civil-Structural and Architectural Works: ERECTION OF TUBEWELLS (Spec. No.6-65-0055) Supplying & fixing MS centre guides at every 10M as per specifications and directions of Engineer-in-Charge. | 50.00 | EACH |  | 1283.00 | 64150.00 | Not Quoted | Not Quoted | 5000.00 | 250000.00 | 1045.00 | 52250.00 | Not Quoted | Not Quoted | 1045.00 | 52250.00 | 601.00 | 30050.00 | 8814.00 | 440700.00 | Not Quoted | Not Quoted | Not Quoted | Not Quoted | 0.00 | 0.00 | 2000.00 | 100000.00 | 10500.00 | 525000.00 | 1700.00 | 85000.00 | 1760.00 | 88000.00 | 0.00 | mastek engineering private limited
429.00 | Civil-Structural and Architectural Works: ERECTION OF TUBEWELLS (Spec. No.6-65-0055) Supplying and fixing MS well cap of 355.6mm (14") dia and housing clamp made out of 20 to 25mm thick mild steel plate of 150mm width including 4 nos. of 20mm diameter 100mm long bolts & nuts, extending 300mm beyond face of the housing pipe on either side and painting with two coats of anticorrosive bitumastic paint applied to it before fixing the same into the concrete block of M-20 of size 1Mx1M and thickness 1M to be constructed by contractor including all labour, equipments and materials complete as per specifications and directions of Engineer-in-Charge. | 5.00 | SET |  | 2494.00 | 12470.00 | Not Quoted | Not Quoted | 2600.00 | 13000.00 | 2860.00 | 14300.00 | Not Quoted | Not Quoted | 5045.00 | 25225.00 | 5145.00 | 25725.00 | 529.00 | 2645.00 | Not Quoted | Not Quoted | Not Quoted | Not Quoted | 0.00 | 0.00 | 5000.00 | 25000.00 | 15043.00 | 75215.00 | 17000.00 | 85000.00 | 2640.00 | 13200.00 | 0.00 | mastek engineering private limited
430.00 | Civil-Structural and Architectural Works: ERECTION OF TUBEWELLS (Spec. No.6-65-0055) Supplying gravel of approved quality in stacks and then packing the same into the annular space between the tubewell assembly and bore hole from the bottom upto 25M above the top of the upper most slotted pipe, including supplying all labour, equipments and materials complete as per specifications and directions of Engineer-in-Charge. | 600.00 | PerM Ht |  | 278.00 | 166800.00 | Not Quoted | Not Quoted | 600.00 | 360000.00 | 3850.00 | 2310000.00 | Not Quoted | Not Quoted | 875.00 | 525000.00 | 430.00 | 258000.00 | 374.00 | 224400.00 | Not Quoted | Not Quoted | Not Quoted | Not Quoted | 0.00 | 0.00 | 400.00 | 240000.00 | 452.00 | 271200.00 | 340.00 | 204000.00 | 1056.00 | 633600.00 | 0.00 | mastek engineering private limited
431.00 | Civil-Structural and Architectural Works: ERECTION OF TUBEWELLS (Spec. No.6-65-0055) Supplying & laying cement concrete of M-20 grade with approved water proofing additive and quick setting cement in the annular space between the bore hole and the tubewell assembly 600mm thick including all labour & material complete, as per specifications and directions of Engineer-in-Charge. | 5.00 | CU.M. |  | 5771.00 | 28855.00 | Not Quoted | Not Quoted | 12250.00 | 61250.00 | 7150.00 | 35750.00 | Not Quoted | Not Quoted | 9900.00 | 49500.00 | 9432.00 | 47160.00 | 6464.00 | 32320.00 | Not Quoted | Not Quoted | Not Quoted | Not Quoted | 0.00 | 0.00 | 8500.00 | 42500.00 | 11298.00 | 56490.00 | 4200.00 | 21000.00 | 9680.00 | 48400.00 | 0.00 | mastek engineering private limited
432.00 | Civil-Structural and Architectural Works: ERECTION OF TUBEWELLS (Spec. No.6-65-0055) Supplying approved quality materials such as clay or as approved by the Engineer-in-Charge and packing the same in the annular space between the tubewell assembly and bore hole above concrete layer upto the top of the tubewell. | 50.00 | PerM Ht |  | 635.00 | 31750.00 | Not Quoted | Not Quoted | 390.00 | 19500.00 | 3850.00 | 192500.00 | Not Quoted | Not Quoted | 445.00 | 22250.00 | 343.00 | 17150.00 | 42.00 | 2100.00 | Not Quoted | Not Quoted | Not Quoted | Not Quoted | 0.00 | 0.00 | 200.00 | 10000.00 | 452.00 | 22600.00 | 400.00 | 20000.00 | 1056.00 | 52800.00 | 0.00 | mastek engineering private limited
433.00 | Civil-Structural and Architectural Works: ERECTION OF TUBEWELLS (Spec. No.6-65-0055) Carrying out the step draw down test and acquifer performance test and development of tubewell with contractor's own air compressor and turbine pump and engine, temporary piping arrangement etc. complete as per specifications and directions of Engineer-in-Charge. | 5.00 | Lumpsum |  | 15675.00 | 78375.00 | Not Quoted | Not Quoted | 25000.00 | 125000.00 | 11550.00 | 57750.00 | Not Quoted | Not Quoted | 5445.00 | 27225.00 | 17148.00 | 85740.00 | 8814.00 | 44070.00 | Not Quoted | Not Quoted | Not Quoted | Not Quoted | 0.00 | 0.00 | 25000.00 | 125000.00 | 26250.00 | 131250.00 | 21000.00 | 105000.00 | 1584.00 | 7920.00 | 0.00 | mastek engineering private limited
434.00 | Civil-Structural and Architectural Works: ERECTION OF TUBEWELLS (Spec. No.6-65-0055) Collecting water samples from the developed tubewell, testing and submitting water analysis test etc. complete as per specifications and directions of Engineer-in-Charge. | 5.00 | Lumpsum |  | 4275.00 | 21375.00 | Not Quoted | Not Quoted | 5600.00 | 28000.00 | 7150.00 | 35750.00 | Not Quoted | Not Quoted | 11000.00 | 55000.00 | 6003.00 | 30015.00 | 4114.00 | 20570.00 | Not Quoted | Not Quoted | Not Quoted | Not Quoted | 0.00 | 0.00 | 2500.00 | 12500.00 | 52500.00 | 262500.00 | 8500.00 | 42500.00 | 5280.00 | 26400.00 | 0.00 | mastek engineering private limited
435.00 | Civil-Structural and Architectural Works: ERECTION OF TUBEWELLS (Spec. No.6-65-0055) Drilling a bore hole by using direct percussion reverse circulation rig including supply of all labour equipment and all other materials, collecting, packing and furnishing of strata samples, complete as per specifications and directions of Engineer-in-Charge. For following bore hole dia. (mm) and depth (M) For depth from 0 M upto and inclusive of 20 M and ( Bore Hole Dia - 150 mm ) | 100.00 | M |  | 1568.00 | 156800.00 | Not Quoted | Not Quoted | 645.00 | 64500.00 | 1375.00 | 137500.00 | Not Quoted | Not Quoted | 1790.00 | 179000.00 | 1715.00 | 171500.00 | 1117.00 | 111700.00 | Not Quoted | Not Quoted | Not Quoted | Not Quoted | 0.00 | 0.00 | 1000.00 | 100000.00 | 1050.00 | 105000.00 | 850.00 | 85000.00 | 1320.00 | 132000.00 | 0.00 | mastek engineering private limited
436.00 | Civil-Structural and Architectural Works: ERECTION OF TUBEWELLS (Spec. No.6-65-0055) Drilling a bore hole by using direct percussion reverse circulation rig including supply of all labour equipment and all other materials, collecting, packing and furnishing of strata samples, complete as per specifications and directions of Engineer-in-Charge. For following bore hole dia. (mm) and depth (M) For depth beyond 20 M upto and inclusive of 40 M and ( Bore Hole Dia - 150 mm ) | 100.00 | M |  | 1781.00 | 178100.00 | Not Quoted | Not Quoted | 695.00 | 69500.00 | 1595.00 | 159500.00 | Not Quoted | Not Quoted | 2180.00 | 218000.00 | 1887.00 | 188700.00 | 1293.00 | 129300.00 | Not Quoted | Not Quoted | Not Quoted | Not Quoted | 0.00 | 0.00 | 1200.00 | 120000.00 | 1260.00 | 126000.00 | 1700.00 | 170000.00 | 1760.00 | 176000.00 | 0.00 | mastek engineering private limited
437.00 | Civil-Structural and Architectural Works: ERECTION OF TUBEWELLS (Spec. No.6-65-0055) Drilling a bore hole by using direct percussion reverse circulation rig including supply of all labour equipment and all other materials, collecting, packing and furnishing of strata samples, complete as per specifications and directions of Engineer-in-Charge. For following bore hole dia. (mm) and depth (M) For depth beyond 40 M upto and inclusive of 60 M and ( Bore Hole Dia - 150 mm ) | 100.00 | M |  | 2066.00 | 206600.00 | Not Quoted | Not Quoted | 745.00 | 74500.00 | 1705.00 | 170500.00 | Not Quoted | Not Quoted | 2510.00 | 251000.00 | 2145.00 | 214500.00 | 1440.00 | 144000.00 | Not Quoted | Not Quoted | Not Quoted | Not Quoted | 0.00 | 0.00 | 1250.00 | 125000.00 | 1470.00 | 147000.00 | 2550.00 | 255000.00 | 2200.00 | 220000.00 | 0.00 | mastek engineering private limited
438.00 | Civil-Structural and Architectural Works: ERECTION OF TUBEWELLS (Spec. No.6-65-0055) Drilling a bore hole by using direct percussion reverse circulation rig including supply of all labour equipment and all other materials, collecting, packing and furnishing of strata samples, complete as per specifications and directions of Engineer-in-Charge. For following bore hole dia. (mm) and depth (M) For depth beyond 60 M upto and inclusive of 80 M and ( Bore Hole Dia - 150 mm ) | 100.00 | M |  | 2280.00 | 228000.00 | Not Quoted | Not Quoted | 1000.00 | 100000.00 | 1623.00 | 162300.00 | Not Quoted | Not Quoted | 3510.00 | 351000.00 | 2573.00 | 257300.00 | 1558.00 | 155800.00 | Not Quoted | Not Quoted | Not Quoted | Not Quoted | 0.00 | 0.00 | 1300.00 | 130000.00 | 1680.00 | 168000.00 | 3400.00 | 340000.00 | 3520.00 | 352000.00 | 0.00 | mastek engineering private limited
439.00 | Civil-Structural and Architectural Works: ERECTION OF TUBEWELLS (Spec. No.6-65-0055) Drilling a bore hole by using direct percussion reverse circulation rig including supply of all labour equipment and all other materials, collecting, packing and furnishing of strata samples, complete as per specifications and directions of Engineer-in-Charge. For following bore hole dia. (mm) and depth (M) For depth beyond 80 M upto and inclusive of 100 M and ( Bore Hole Dia - 150 mm ) | 100.00 | M |  | 2423.00 | 242300.00 | Not Quoted | Not Quoted | 1200.00 | 120000.00 | 1843.00 | 184300.00 | Not Quoted | Not Quoted | 4075.00 | 407500.00 | 2573.00 | 257300.00 | 1646.00 | 164600.00 | Not Quoted | Not Quoted | Not Quoted | Not Quoted | 0.00 | 0.00 | 1350.00 | 135000.00 | 1890.00 | 189000.00 | 4250.00 | 425000.00 | 3960.00 | 396000.00 | 0.00 | mastek engineering private limited
440.00 | Civil-Structural and Architectural Works: ERECTION OF TUBEWELLS (Spec. No.6-65-0055) Drilling a bore hole by using direct percussion reverse circulation rig including supply of all labour equipment and all other materials, collecting, packing and furnishing of strata samples, complete as per specifications and directions of Engineer-in-Charge. For following bore hole dia. (mm) and depth (M) For depth beyond 100 M upto and inclusive of 120 M and ( Bore Hole Dia - 150 mm ) | 100.00 | M |  | 2636.00 | 263600.00 | Not Quoted | Not Quoted | 1300.00 | 130000.00 | 1881.00 | 188100.00 | Not Quoted | Not Quoted | 4575.00 | 457500.00 | 2744.00 | 274400.00 | 1763.00 | 176300.00 | Not Quoted | Not Quoted | Not Quoted | Not Quoted | 0.00 | 0.00 | 1400.00 | 140000.00 | 2100.00 | 210000.00 | 5100.00 | 510000.00 | 4400.00 | 440000.00 | 0.00 | mastek engineering private limited
441.00 | Civil-Structural and Architectural Works: ERECTION OF TUBEWELLS (Spec. No.6-65-0055) Drilling a bore hole by using direct percussion reverse circulation rig including supply of all labour equipment and all other materials, collecting, packing and furnishing of strata samples, complete as per specifications and directions of Engineer-in-Charge. For following bore hole dia. (mm) and depth (M) For depth beyond 120 M upto and inclusive of 140 M and ( Bore Hole Dia - 150 mm ) | 100.00 | M |  | 2993.00 | 299300.00 | Not Quoted | Not Quoted | 1500.00 | 150000.00 | 1804.00 | 180400.00 | Not Quoted | Not Quoted | 5075.00 | 507500.00 | 2916.00 | 291600.00 | 1881.00 | 188100.00 | Not Quoted | Not Quoted | Not Quoted | Not Quoted | 0.00 | 0.00 | 1450.00 | 145000.00 | 2310.00 | 231000.00 | 5900.00 | 590000.00 | 5280.00 | 528000.00 | 0.00 | mastek engineering private limited
442.00 | Civil-Structural and Architectural Works: MISCELLANEOUS ITEMS Supplying and fixing in position entrance gate in complex boundary wall fencing manufactured out of steel frame work and square MS bars of 20 mm at 100 c/c and horizontal name plate band at lock rail level suitably hinged with box type steel post embedded in cement concrete i.e. providing the tension bar for smooth operation and locking arrangement etc. complete as per std. No. 7-75-0054, including painting with two coats of anti-corrosive paint and two coats of approved aluminium/synthetic enamel paint etc. complete as per drawings, specifications and directions of Engineer-in-Charge. 5.5M clear opening width of gate in two panels. | 5.00 | EACH |  | 85500.00 | 427500.00 | Not Quoted | Not Quoted | 120000.00 | 600000.00 | 137500.00 | 687500.00 | Not Quoted | Not Quoted | 124500.00 | 622500.00 | 55730.00 | 278650.00 | 88140.00 | 440700.00 | Not Quoted | Not Quoted | Not Quoted | Not Quoted | 0.00 | 0.00 | 115000.00 | 575000.00 | 105000.00 | 525000.00 | 85000.00 | 425000.00 | 105600.00 | 528000.00 | 0.00 | mastek engineering private limited
443.00 | Civil-Structural and Architectural Works: MISCELLANEOUS ITEMS Supplying & laying random rubble pitching 225mm thick in 1:6 cement mortar (1 cement: 6 coarse sand) in one layer for embankments, road side slopes, holding ponds bunds, drains, channels or at any other place as directed including cost of stones, all royalties & taxes, transportation to site with all leads and lifts, dressing, preparation of sub grade for pitching, flush pointing in 1:4 cement mortar (1 cement: 4 sand), curing etc. complete as per drawings, specifications and directions of Engineer-in-Charge. On horizontal surfaces(All materials including cement supplied by contractor) | 50.00 | SQ.M. |  | 1753.00 | 87650.00 | Not Quoted | Not Quoted | 2200.00 | 110000.00 | 1540.00 | 77000.00 | Not Quoted | Not Quoted | 1200.00 | 60000.00 | 1287.00 | 64350.00 | 493.00 | 24650.00 | Not Quoted | Not Quoted | Not Quoted | Not Quoted | 0.00 | 0.00 | 1100.00 | 55000.00 | 315.00 | 15750.00 | 1200.00 | 60000.00 | 2288.00 | 114400.00 | 0.00 | mastek engineering private limited
444.00 | Civil-Structural and Architectural Works: MISCELLANEOUS ITEMS Supplying & laying random rubble pitching 225mm thick in 1:6 cement mortar (1 cement: 6 coarse sand) in one layer for embankments, road side slopes, holding ponds bunds, drains, channels or at any other place as directed including cost of stones, all royalties & taxes, transportation to site with all leads and lifts, dressing, preparation of sub grade for pitching, flush pointing in 1:4 cement mortar (1 cement: 4 sand), curing etc. complete as per drawings, specifications and directions of Engineer-in-Charge. On sloped surfaces (All materials including cement supplied by contractor) | 320.00 | SQ.M. |  | 1995.00 | 638400.00 | Not Quoted | Not Quoted | 3200.00 | 1024000.00 | 1595.00 | 510400.00 | Not Quoted | Not Quoted | 1200.00 | 384000.00 | 1287.00 | 411840.00 | 493.00 | 157760.00 | Not Quoted | Not Quoted | Not Quoted | Not Quoted | 0.00 | 0.00 | 1100.00 | 352000.00 | 315.00 | 100800.00 | 1000.00 | 320000.00 | 2288.00 | 732160.00 | 0.00 | mastek engineering private limited
445.00 | Civil-Structural and Architectural Works: MISCELLANEOUS ITEMS Supplying & Laying interlocking Paver Blocks for roads, footpaths and any other place etc. including providing 50 mm thick sand filling below Paver Blocks including compaction of sand layer, filling the joints by dry sand, providing precast kerb stone of PCC M-20 at edges, including preparation of compacted sub-grade etc. all complete as per drawing, standard and directions of Engineer-in-Charge. (All material including cement supplied by contractor, paver blocks shall confirm to IS: 15658. Colour and shape of paver block shall be as per Owner requirement.). For following thickness of Paver blocks ( Thickness - 60 mm ) | 175.00 | SqM |  | 998.00 | 174650.00 | Not Quoted | Not Quoted | 3100.00 | 542500.00 | 1375.00 | 240625.00 | Not Quoted | Not Quoted | 1200.00 | 210000.00 | 1715.00 | 300125.00 | 999.00 | 174825.00 | Not Quoted | Not Quoted | Not Quoted | Not Quoted | 0.00 | 0.00 | 1700.00 | 297500.00 | 1785.00 | 312375.00 | 1000.00 | 175000.00 | 2464.00 | 431200.00 | 0.00 | mastek engineering private limited
446.00 | Civil-Structural and Architectural Works: MISCELLANEOUS ITEMS Supplying & Laying interlocking Paver Blocks for roads, footpaths and any other place etc. including providing 50 mm thick sand filling below Paver Blocks including compaction of sand layer, filling the joints by dry sand, providing precast kerb stone of PCC M-20 at edges, including preparation of compacted sub-grade etc. all complete as per drawing, standard and directions of Engineer-in-Charge. (All material including cement supplied by contractor, paver blocks shall confirm to IS: 15658. Colour and shape of paver block shall be as per Owner requirement.). For following thickness of Paver blocks ( Thickness - 100 mm ) | 330.00 | SqM |  | 1924.00 | 634920.00 | Not Quoted | Not Quoted | 3500.00 | 1155000.00 | 1375.00 | 453750.00 | Not Quoted | Not Quoted | 1600.00 | 528000.00 | 1973.00 | 651090.00 | 1117.00 | 368610.00 | Not Quoted | Not Quoted | Not Quoted | Not Quoted | 0.00 | 0.00 | 1850.00 | 610500.00 | 2100.00 | 693000.00 | 1000.00 | 330000.00 | 2816.00 | 929280.00 | 0.00 | mastek engineering private limited
447.00 | Civil-Structural and Architectural Works: Supply and installation on terrace, high density polyethylene drinking water circular tank as per IS:12701 and ISI marked including supply and installation of all fittings, cover with suitable locking arrangement, float valve, making necessary holes for inlet, outlet and overflow connection and vent pipe etc. and the base supports for tank including supply of all necessary material all complete as per specifications and directions of Engineer-in-charge. (Sintex or equivalent having valid ISI license) for following capacities ( Capacity - 500 Litres ) | 5.00 | EACH |  | 8550.00 | 42750.00 | Not Quoted | Not Quoted | 25000.00 | 125000.00 | 9350.00 | 46750.00 | Not Quoted | Not Quoted | 11000.00 | 55000.00 | 12862.00 | 64310.00 | 5289.00 | 26445.00 | Not Quoted | Not Quoted | Not Quoted | Not Quoted | 0.00 | 0.00 | 15000.00 | 75000.00 | 7350.00 | 36750.00 | 4200.00 | 21000.00 | 8800.00 | 44000.00 | 0.00 | mastek engineering private limited
448.00 | Civil-Structural and Architectural Works: Construction of rain water recharging well including earthwork in excavation in all types of soils including soft rock but excluding hard rock, excavation in hard rock shall be paid under relevant item, backfilling and disposal of the debris/surplus earth within a lead of 100 m, supply of all filler materials, mild steel perforated pipe, precast cover slab, brick masonry etc all complete as per EIL standard drawings, specifications and directions of Engineer-in-charge. Depth from 0.0m upto and inclusive of 10 m. For catchment area: Above 3000 sqm and upto 5 hectare | 5.00 | EACH |  | 85500.00 | 427500.00 | Not Quoted | Not Quoted | 250000.00 | 1250000.00 | 495000.00 | 2475000.00 | Not Quoted | Not Quoted | 54450.00 | 272250.00 | 192910.00 | 964550.00 | 76388.00 | 381940.00 | Not Quoted | Not Quoted | Not Quoted | Not Quoted | 0.00 | 0.00 | 125000.00 | 625000.00 | 288421.00 | 1442105.00 | 106000.00 | 530000.00 | 308000.00 | 1540000.00 | 0.00 | mastek engineering private limited
449.00 | Civil-Structural and Architectural Works: Portable/ trolley mounted Extinguishers Supply and installation of portable DCP (sodium carbonate based Dry Chemical Powder Type) extinguisher including transporting to worksite, fixing in position including all accessories and all labor and material etc. complete as per drawings, specification and directions of Engineer-in-Charge. ( Capacity - 9 Kg ) | 10.00 | NOS |  | 2423.00 | 24230.00 | Not Quoted | Not Quoted | 8900.00 | 89000.00 | 9900.00 | 99000.00 | Not Quoted | Not Quoted | 9000.00 | 90000.00 | 8574.00 | 85740.00 | 5289.00 | 52890.00 | Not Quoted | Not Quoted | Not Quoted | Not Quoted | 0.00 | 0.00 | 12000.00 | 120000.00 | 6137.00 | 61370.00 | 5000.00 | 50000.00 | 4400.00 | 44000.00 | 0.00 | mastek engineering private limited
450.00 | Civil-Structural and Architectural Works: Portable/ trolley mounted Extinguishers Supply and installation of portable CO2 extinguishers including transporting to worksite, fixing in position including all accessories and all labor and material etc. complete as per drawings, specification, data sheet and directions of Engineer-in-Charge. ( Capacity - 2 Kg ) | 5.00 | NOS |  | 1276.00 | 6380.00 | Not Quoted | Not Quoted | 10000.00 | 50000.00 | 4950.00 | 24750.00 | Not Quoted | Not Quoted | 5450.00 | 27250.00 | 2573.00 | 12865.00 | 7639.00 | 38195.00 | Not Quoted | Not Quoted | Not Quoted | Not Quoted | 0.00 | 0.00 | 8000.00 | 40000.00 | 4244.00 | 21220.00 | 8000.00 | 40000.00 | 5280.00 | 26400.00 | 0.00 | mastek engineering private limited
451.00 | Civil-Structural and Architectural Works: Water System Galvanised Pressure Piping (Under Ground) (Screwed) Supplying and laying carbon steel galvanised pipes as per piping materials specification Class including supply of all necessory fittings including Tee, reducing Tee, reducing Coupling, nipple, coupling, elbows etc. supply of teflon tapes, PTFE tape, white lead, etc. cutting the pipes to required lengths, making threads, earthwork in excavation for trenches, etc. in all types of soil including laying of pipes in trenches, jointing the pipes and fittings with threaded connections, hydrostatic testing of the piping, backfilling the trenches with selected/approved earth fill material, cutting of roads wherever required, making good the road surface after laying, disposal of surplus earth at a designated area anywhere within complex limit etc., complete as per specifications, drawings and directions of Engineer-in-Charge. For following Nominal Size and Piping Material Class. ( Nom. Dia - 1.5 Inch, Pipe class - J2A ) | 80.00 | M |  | 1347.00 | 107760.00 | Not Quoted | Not Quoted | 5000.00 | 400000.00 | 1815.00 | 145200.00 | Not Quoted | Not Quoted | 1525.00 | 122000.00 | 515.00 | 41200.00 | 706.00 | 56480.00 | Not Quoted | Not Quoted | Not Quoted | Not Quoted | 0.00 | 0.00 | 750.00 | 60000.00 | 630.00 | 50400.00 | 1020.00 | 81600.00 | 352.00 | 28160.00 | 0.00 | mastek engineering private limited
452.00 | Civil-Structural and Architectural Works: Miscellaneous Design, engineering, supply of all materials, fabrication, performance guaranteeing of total flooding CO2 fire extinguishing system for the TELECOM & SCADA room, Electrical Equipment room and Battery room of buildings mentioned below, including supply of CO2 Storage Cylinders (with 100% filled up standby cylinders), piping, valves, CO2 discharge nozzles, instruments, CO2 panels, piping supports, release system, directional valves, cables etc. System supplied and design calculations shall be approved by UL/FM/Vds/LPC. All equipment shall be approved by UL/FM/Vds/LPC and cylinder along with cylinder valve assemblies shall be seamless and PESO approved. The entire CO2 system shall be as per NFPA-12 (latest) complete as per scope of work, specification and Arch./Strl. drawings. Handling, transportation from vendor's workshop to site, storage at site, assembly at site, installation, erection, testing, pre-commissioning, painting, commissioning, performance guarantee run, handing over to client and other field works including civil structural work and supply of commissioning spares as per the enclosed EIL standard specifications, instructions to vendors, and data sheets etc. Supply of mandatory spares as per enclosed list/ instructions to vendor as per scope of work and specification, drawings and documents as per attached vendor Data requirement for all supplies and services etc. complete. Total flooding CO2 fire extinguishing system for following buildings ( Building name - REPEATER BUILDING ) | 5.00 | LS |  | 2300000.00 | 11500000.00 | Not Quoted | Not Quoted | 4200000.00 | 21000000.00 | 2750000.00 | 13750000.00 | Not Quoted | Not Quoted | 4975000.00 | 24875000.00 | 3429500.00 | 17147500.00 | 587600.00 | 2938000.00 | Not Quoted | Not Quoted | Not Quoted | Not Quoted | 0.00 | 0.00 | 4500000.00 | 22500000.00 | 4187988.00 | 20939940.00 | 1800000.00 | 9000000.00 | 2464000.00 | 12320000.00 | 0.00 | mastek engineering private limited
453.00 | Civil-Structural and Architectural Works: Miscellaneous Providing precast RCC posts and struts of M-25 grade with 20mm and down size graded stone aggregate for chain link fencing as per drawings, including all leads and levels, concreting, scaffolding, all moulds, vibrating, tamping, curing and finishing smooth with 1:3 cement mortar (1 cement : 3 fine sand) including leaving pockets, embedding fixtures for fixing of chain link fencing, transportation to site, aligning and fixing in position, etc. complete as per drawings, specifications and directions of Engineer-in-Charge, (excluding the cost of reinforcement but including cost of shuttering). _ Cement Supplied by contractor | 4.00 | CUM |  | 8906.00 | 35624.00 | Not Quoted | Not Quoted | 12500.00 | 50000.00 | 24200.00 | 96800.00 | Not Quoted | Not Quoted | 12500.00 | 50000.00 | 10289.00 | 41156.00 | 10577.00 | 42308.00 | Not Quoted | Not Quoted | Not Quoted | Not Quoted | 0.00 | 0.00 | 15000.00 | 60000.00 | 10792.00 | 43168.00 | 5950.00 | 23800.00 | 13200.00 | 52800.00 | 0.00 | mastek engineering private limited
454.00 | Civil-Structural and Architectural Works: Miscellaneous Supplying and laying HDPE pipes conforming to IS:4984 of approved make to proper grade and alignment, including earthwork in excavation for trenches etc. in all types of soil except soft and hard rock including dewatering till completion of subsequent works, shoring and strutting, if necessary, dressing the sides, leveling, grading and ramming the bottom, jointing the pipes using hot plates as per manufacturer's recommendation, lowering, providing and laying 1:5:10 (1 cement : 5 sand : 10 aggregate) plain cement concrete of minimum 100mm thickness on bottom and side of pipe as directed, connecting the pipes to manholes and grouting the pipes to manhole/valve chamber walls, including supplying and fixing the specials and fittings, such as bends, reducers, tees, elbows, caps etc. conforming to IS:8008 or fabricated from pipes as per specification, supplying and fixing of flanges, fixing of online valves, including fixing of bolts, nuts and gaskets etc. as per specifications, testing, draining of water and cleaning of pipes after testing, backfilling the trenches with select material from available excavated soil including re excavating the deposited soil excavated earlier breaking clods and laying in layers of 15cm compacted thickness, watering and compacting with mechanical means like vibro rammers etc. to 90% standard proctor density as per IS:2720 Part-VII, making good the surface, disposal of surplus earth/ unserviceable material to demarcated area anywhere within the complex limit, cutting of road wherever required, making good the same etc. complete for all depths as per drawings, specification and instruction of Engineer-in- Charge.For the following nominal diameter (mm) Pressure Rating(Kg/Cm2) ( Dia (Internal) - 100 mm , Pressure Rating - 12.5 Kg/sqcm , HDPE Pipes ( PE80, PN 12.5 ), | 25.00 | M |  | 2138.00 | 53450.00 | Not Quoted | Not Quoted | 8000.00 | 200000.00 | 5720.00 | 143000.00 | Not Quoted | Not Quoted | 3000.00 | 75000.00 | 430.00 | 10750.00 | 529.00 | 13225.00 | Not Quoted | Not Quoted | Not Quoted | Not Quoted | 0.00 | 0.00 | 2500.00 | 62500.00 | 1785.00 | 44625.00 | 1020.00 | 25500.00 | 660.00 | 16500.00 | 0.00 | mastek engineering private limited
455.00 | Civil-Structural and Architectural Works: Miscellaneous Supplying and laying HDPE pipes conforming to IS:4984 of approved make to proper grade and alignment, including earthwork in excavation for trenches etc. in all types of soil except soft and hard rock including dewatering till completion of subsequent works, shoring and strutting, if necessary, dressing the sides, leveling, grading and ramming the bottom, jointing the pipes using hot plates as per manufacturer's recommendation, lowering, providing and laying 1:5:10 (1 cement : 5 sand : 10 aggregate) plain cement concrete of minimum 100mm thickness on bottom and side of pipe as directed, connecting the pipes to manholes and grouting the pipes to manhole/valve chamber walls, including supplying and fixing the specials and fittings, such as bends, reducers, tees, elbows, caps etc. conforming to IS:8008 or fabricated from pipes as per specification, supplying and fixing of flanges, fixing of online valves, including fixing of bolts, nuts and gaskets etc. as per specifications, testing, draining of water and cleaning of pipes after testing, backfilling the trenches with select material from available excavated soil including re excavating the deposited soil excavated earlier breaking clods and laying in layers of 15cm compacted thickness, watering and compacting with mechanical means like vibro rammers etc. to 90% standard proctor density as per IS:2720 Part-VII, making good the surface, disposal of surplus earth/ unserviceable material to demarcated area anywhere within the complex limit, cutting of road wherever required, making good the same etc. complete for all depths as per drawings, specification and instruction of Engineer-in- Charge.For the following nominal diameter (mm) Pressure Rating(Kg/Cm2) ( Dia (Internal) - 150 mm , Pressure Rating - 12.5 Kg/sqcm , HDPE Pipes ( PE80, PN 12.5 ), | 25.00 | M |  | 2494.00 | 62350.00 | Not Quoted | Not Quoted | 8000.00 | 200000.00 | 4950.00 | 123750.00 | Not Quoted | Not Quoted | 3000.00 | 75000.00 | 686.00 | 17150.00 | 647.00 | 16175.00 | Not Quoted | Not Quoted | Not Quoted | Not Quoted | 0.00 | 0.00 | 4100.00 | 102500.00 | 2100.00 | 52500.00 | 1020.00 | 25500.00 | 660.00 | 16500.00 | 0.00 | mastek engineering private limited
456.00 | Civil-Structural and Architectural Works: Miscellaneous Supplying and fixing approved quality Cast Iron soil/waste pipe conforming to IS:3989 below ground with necessary specials, bends such as Y-junction,T- junction (both single and double) including plugs, shoes, cowls, jointing with lead caulked joints and testing, cutting in floors, earth work in excavation, encasing the pipe in 50mm THK, PCC M20, backfilling and removal of surplus earth upto a lead of 50M etc. complete as per drawings, specifications and directions of Engineer-in-Complete. 150mm dia (All materials including cement supplied by contractor | 25.00 | M |  | 2280.00 | 57000.00 | Not Quoted | Not Quoted | 7500.00 | 187500.00 | 4290.00 | 107250.00 | Not Quoted | Not Quoted | 3000.00 | 75000.00 | 858.00 | 21450.00 | 1763.00 | 44075.00 | Not Quoted | Not Quoted | Not Quoted | Not Quoted | 0.00 | 0.00 | 4500.00 | 112500.00 | 2625.00 | 65625.00 | 1200.00 | 30000.00 | 880.00 | 22000.00 | 0.00 | mastek engineering private limited
457.00 | Civil-Structural and Architectural Works: Miscellaneous Supplying and fixing approved quality Cast Iron soil/waste pipe conforming to IS:3989 below ground with necessary specials, bends such as Y-junction,T- junction (both single and double) including plugs, shoes, cowls, jointing with lead caulked joints and testing, cutting in floors, earth work in excavation, encasing the pipe in 50mm THK, PCC M20, backfilling and removal of surplus earth upto a lead of 50M etc. complete as per drawings, specifications and directions of Engineer-in-Complete. 100mm dia (All materials including cement supplied by contractor), | 25.00 | M |  | 1903.00 | 47575.00 | Not Quoted | Not Quoted | 6000.00 | 150000.00 | 3740.00 | 93500.00 | Not Quoted | Not Quoted | 2500.00 | 62500.00 | 686.00 | 17150.00 | 1763.00 | 44075.00 | Not Quoted | Not Quoted | Not Quoted | Not Quoted | 0.00 | 0.00 | 4100.00 | 102500.00 | 2100.00 | 52500.00 | 1700.00 | 42500.00 | 880.00 | 22000.00 | 0.00 | mastek engineering private limited
458.00 | Civil-Structural and Architectural Works: Miscellaneous Supplying and fixing approved quality Cast Iron soil/waste pipe conforming to IS:3989 below ground with necessary specials, bends such as Y-junction,T- junction (both single and double) including plugs, shoes, cowls, jointing with lead caulked joints and testing, cutting in floors, earth work in excavation, encasing the pipe in 50mm THK, PCC M20, backfilling and removal of surplus earth upto a lead of 50M etc. complete as per drawings, specifications and directions of Engineer-in-Complete 80mm dia (All materials including cement supplied by contractor | 25.00 | M |  | 1347.00 | 33675.00 | Not Quoted | Not Quoted | 5500.00 | 137500.00 | 3520.00 | 88000.00 | Not Quoted | Not Quoted | 2000.00 | 50000.00 | 515.00 | 12875.00 | 1763.00 | 44075.00 | Not Quoted | Not Quoted | Not Quoted | Not Quoted | 0.00 | 0.00 | 3800.00 | 95000.00 | 1575.00 | 39375.00 | 1200.00 | 30000.00 | 968.00 | 24200.00 | 0.00 | mastek engineering private limited
459.00 | Civil-Structural and Architectural Works: Miscellaneous Construction as per EIL Std.7-65-0215 of brick masonry (brick class shall be as mentioned below) inspection chambers/manholes of 750mmx750mm internal size 1000mm deep(Max.) in cement mortar 1:4 (1 cement: 4 sand) with CI frame and cover 500mm clear dia, (circular Medium duty of grade MD-10) conforming to IS:1726 fixed on RCC slab of M-25 grade, necessary excavation, supplying, fixing 4 Nos. 16mm dia M.S. rungs, M-20 grade foundation concrete 1:3 cement mortar(1 cement: 3 sand) plastering of 13mm average thickness for inside & 16mm avg. thickness for outside exposed surfaces, backfilling, disposal of surplus earth upto a lead of 100M, benching with M-20 grade cement concrete and rendering smooth with a neat coat of cement slurry, painting the C.I. frame and cover with two coats of chlorinated rubber zinc phosphate primer @ 40? DFT per coat and finish painting consists of two coats of chlorinated rubber paint @40? DFT per coat etc. all complete as per drawings, specifications and directions of Engineer-in- Charge. All materials including cement supplied by contractor and ( Brick Class - 5 ) , | 5.00 | NOS |  | 14963.00 | 74815.00 | Not Quoted | Not Quoted | 150000.00 | 750000.00 | 31900.00 | 159500.00 | Not Quoted | Not Quoted | 35000.00 | 175000.00 | 38583.00 | 192915.00 | 15366.00 | 76830.00 | Not Quoted | Not Quoted | Not Quoted | Not Quoted | 0.00 | 0.00 | 35000.00 | 175000.00 | 31500.00 | 157500.00 | 18500.00 | 92500.00 | 22000.00 | 110000.00 | 0.00 | mastek engineering private limited
460.00 | Civil-Structural and Architectural Works: Miscellaneous Supplying, construction , testing & commissioning of RCC Neutralisation pit of M-25 grade concrete , providing lean concrete 1:5:10 (1 cement : 5 sand : 10 aggregate) at bottom of Neutralisation pit and PCC 1:2:4 at Finished Grade Level, rungs, lime fill, acid proof lining, chequered plate with lifting hooks, grouting in 1:2 cement mortar(1 cement :2 sand ), painting with bitumen primer and Epoxy paint, grouting between pipe and pit wall in 1:2 cement mortar (1 cement : 2 sand), reinforcement steel including straightening, cleaning, cutting, bending, keeping in proper position, centering, shuttering etc. including earth work in excavation in all type of soil except soft rock and hard rock, backfilling & disposal of surplus earth for all leads within the complex limit etc. complete as per standards, drawings, specifications and directions of Engineer-in-charge. All material including cement supplied by the Contractor. | 5.00 | NOS |  | 14963.00 | 74815.00 | Not Quoted | Not Quoted | 188000.00 | 940000.00 | 192500.00 | 962500.00 | Not Quoted | Not Quoted | 151000.00 | 755000.00 | 128607.00 | 643035.00 | 1212.00 | 6060.00 | Not Quoted | Not Quoted | Not Quoted | Not Quoted | 0.00 | 0.00 | 35000.00 | 175000.00 | 108578.00 | 542890.00 | 30000.00 | 150000.00 | 704.00 | 3520.00 | 0.00 | mastek engineering private limited
461.00 | Civil-Structural and Architectural Works: Miscellaneous Supplying, installing and commissioning of submersible pumps & motors as per IS: 8034 & IS: 9283 of following pumping capacity and head (Required at above grade near Tubwell for further pumping) along with pump shaft as per specifications and satisfaction of the EngineerinCharge (parameters of pump capacity and head of the pumps are to be checked depending upon the discharge and Draw down test meeting the above required head). Pumping Capacity 5 m3/hr , Head 20 mtr | 5.00 | NOS |  | 2266.00 | 11330.00 | Not Quoted | Not Quoted | 125000.00 | 625000.00 | 63800.00 | 319000.00 | Not Quoted | Not Quoted | 45400.00 | 227000.00 | 85738.00 | 428690.00 | 1135.00 | 5675.00 | Not Quoted | Not Quoted | Not Quoted | Not Quoted | 0.00 | 0.00 | 65000.00 | 325000.00 | 105000.00 | 525000.00 | 200000.00 | 1000000.00 | 250000.00 | 1250000.00 | 0.00 | mastek engineering private limited
462.00 | Pipeline & Structural Works: EARTH WORK (REFER SPECIFICATION NO. 6-68-0003) Earthwork excavation in soil Earth work in EXCAVATION below ground level for all kinds of works in ALL TYPES OF SOILS EXCEPT SOFT ROCK AND HARD ROCK as classified in specification for a depth upto 1.5m including removal of vegetation, shrubs and debris, cutting and dressing of sides in slopes, levelling, grading and ramming of bottoms, dewatering of accumulated water from any source and keeping the surface dry for subsequent works and disposal or stacking of excavated material within a lead of 100m, as directed including providing temporary supports to existing service lines like water pipes, sewage pipes, electric overhead and underground cables etc. all complete, but excluding shoring and strutting. | 8500.00 | Cu.m. |  | 242.00 | 2057000.00 | Not Quoted | Not Quoted | 150.00 | 1275000.00 | 198.00 | 1683000.00 | Not Quoted | Not Quoted | 275.00 | 2337500.00 | 387.00 | 3289500.00 | 130.00 | 1105000.00 | Not Quoted | Not Quoted | Not Quoted | Not Quoted | 0.00 | 0.00 | 350.00 | 2975000.00 | 184.00 | 1564000.00 | 70.00 | 595000.00 | 158.00 | 1343000.00 | 0.00 | mastek engineering private limited
463.00 | Pipeline & Structural Works: EARTH WORK (REFER SPECIFICATION NO. 6-68-0003) Earthwork excavation in soil Earth work in EXCAVATION below ground level for all kinds of works in ALL TYPES OF SOILS EXCEPT SOFT ROCK AND HARD ROCK as classified in specification for a depth beyond 1.5m and upto and inclusive of 3.0m including removal of vegetation, shrubs and debris, cutting and dressing of sides in slopes, levelling, grading and ramming of bottoms, dewatering of accumulated water from any source and keeping the surface dry for subsequent works and disposal or stacking of excavated material within a lead of 100m, as directed including providing temporary supports to existing service lines like water pipes, sewage pipes, electric overhead and underground cables etc. all complete, but excluding shoring and strutting. | 1215.00 | Cu.m. |  | 264.00 | 320760.00 | Not Quoted | Not Quoted | 200.00 | 243000.00 | 297.00 | 360855.00 | Not Quoted | Not Quoted | 325.00 | 394875.00 | 473.00 | 574695.00 | 159.00 | 193185.00 | Not Quoted | Not Quoted | Not Quoted | Not Quoted | 0.00 | 0.00 | 400.00 | 486000.00 | 236.00 | 286740.00 | 70.00 | 85050.00 | 220.00 | 267300.00 | 0.00 | mastek engineering private limited
464.00 | Pipeline & Structural Works: EARTH WORK (REFER SPECIFICATION NO. 6-68-0003) Earthwork excavation in soil Earth work in EXCAVATION below ground level for all kinds of works in ALL TYPES OF SOILS EXCEPT SOFT ROCK AND HARD ROCK as classified in specification for a depth beyond 3.0m and upto & inclusive of 4.5m including removal of vegetation, shrubs and debris, cutting and dressing of sides in slopes, levelling, grading and ramming of bottoms, dewatering of accumulated water from any source and keeping the surface dry for subsequent works and disposal or stacking of excavated material within a lead of 100m, as directed including providing temporary supports to existing service lines like water pipes, sewage pipes, electric overhead and underground cables etc. all complete, but excluding shoring and strutting. | 100.00 | Cu.m. |  | 293.00 | 29300.00 | Not Quoted | Not Quoted | 400.00 | 40000.00 | 446.00 | 44600.00 | Not Quoted | Not Quoted | 425.00 | 42500.00 | 559.00 | 55900.00 | 206.00 | 20600.00 | Not Quoted | Not Quoted | Not Quoted | Not Quoted | 0.00 | 0.00 | 450.00 | 45000.00 | 315.00 | 31500.00 | 70.00 | 7000.00 | 792.00 | 79200.00 | 0.00 | mastek engineering private limited
465.00 | Pipeline & Structural Works: EARTH WORK (REFER SPECIFICATION NO. 6-68-0003) Earthwork excavation in soil Earth work in EXCAVATION below ground level for all kinds of works in ALL TYPES OF SOILS EXCEPT SOFT ROCK AND HARD ROCK as classified in specification for a depth beyond 4.5m and upto & inclusive of 6.0m including removal of vegetation, shrubs and debris, cutting and dressing of sides in slopes, levelling, grading and ramming of bottoms, dewatering of accumulated water from any source and keeping the surface dry for subsequent works and disposal or stacking of excavated material within a lead of 100m, as directed including providing temporary supports to existing service lines like water pipes, sewage pipes, electric overhead and underground cables etc. all complete, but excluding shoring and strutting. | 10.00 | Cu.m. |  | 385.00 | 3850.00 | Not Quoted | Not Quoted | 600.00 | 6000.00 | 446.00 | 4460.00 | Not Quoted | Not Quoted | 825.00 | 8250.00 | 645.00 | 6450.00 | 247.00 | 2470.00 | Not Quoted | Not Quoted | Not Quoted | Not Quoted | 0.00 | 0.00 | 500.00 | 5000.00 | 446.00 | 4460.00 | 400.00 | 4000.00 | 1056.00 | 10560.00 | 0.00 | mastek engineering private limited
466.00 | Pipeline & Structural Works: EARTH WORK (REFER SPECIFICATION NO. 6-68-0003) Earthwork excavation in soft rock Earth work in EXCAVATION below ground level for all kinds of works in SOFT ROCK as classified in specification for a depth upto 1.5m including removal of vegetation, shrubs and debris, cutting and dressing of sides in slopes, levelling, grading and ramming of bottoms, dewatering of accumulated water from any source and keeping the surface dry for subsequent works and disposal or stacking of excavated material within a lead of 100m, as directed including providing temporary supports to existing service lines like water pipes, sewage pipes, electric overhead and underground cables etc. all complete, but excluding shoring and strutting. | 2060.00 | Cu.m. |  | 905.00 | 1864300.00 | Not Quoted | Not Quoted | 300.00 | 618000.00 | 253.00 | 521180.00 | Not Quoted | Not Quoted | 750.00 | 1545000.00 | 1287.00 | 2651220.00 | 412.00 | 848720.00 | Not Quoted | Not Quoted | Not Quoted | Not Quoted | 0.00 | 0.00 | 1200.00 | 2472000.00 | 368.00 | 758080.00 | 260.00 | 535600.00 | 616.00 | 1268960.00 | 0.00 | mastek engineering private limited
467.00 | Pipeline & Structural Works: EARTH WORK (REFER SPECIFICATION NO. 6-68-0003) Earthwork excavation in soft rock Earth work in EXCAVATION below ground level for all kinds of works in SOFT ROCK as classified in specification for a depth beyond 1.5m and upto & inclusive of 3.0m including removal of vegetation, shrubs and debris, cutting and dressing of sides in slopes, levelling, grading and ramming of bottoms, dewatering of accumulated water from any source and keeping the surface dry for subsequent works and disposal or stacking of excavated material within a lead of 100m, as directed including providing temporary supports to existing service lines like water pipes, sewage pipes, electric overhead and underground cables etc. all complete, but excluding shoring and strutting. | 945.00 | Cu.m. |  | 1133.00 | 1070685.00 | Not Quoted | Not Quoted | 350.00 | 330750.00 | 380.00 | 359100.00 | Not Quoted | Not Quoted | 850.00 | 803250.00 | 1544.00 | 1459080.00 | 482.00 | 455490.00 | Not Quoted | Not Quoted | Not Quoted | Not Quoted | 0.00 | 0.00 | 1400.00 | 1323000.00 | 315.00 | 297675.00 | 250.00 | 236250.00 | 792.00 | 748440.00 | 0.00 | mastek engineering private limited
468.00 | Pipeline & Structural Works: EARTH WORK (REFER SPECIFICATION NO. 6-68-0003) Earthwork excavation in soft rock Earth work in EXCAVATION below ground level for all kinds of works in SOFT ROCK as classified in specification for a depth beyond 3.0m and upto & inclusive of 4.5m including removal of vegetation, shrubs and debris, cutting and dressing of sides in slopes, levelling, grading and ramming of bottoms, dewatering of accumulated water from any source and keeping the surface dry for subsequent works and disposal or stacking of excavated material within a lead of 100m, as directed including providing temporary supports to existing service lines like water pipes, sewage pipes, electric overhead and underground cables etc. all complete, but excluding shoring and strutting. | 35.00 | Cu.m. |  | 1568.00 | 54880.00 | Not Quoted | Not Quoted | 450.00 | 15750.00 | 572.00 | 20020.00 | Not Quoted | Not Quoted | 1095.00 | 38325.00 | 1715.00 | 60025.00 | 559.00 | 19565.00 | Not Quoted | Not Quoted | Not Quoted | Not Quoted | 0.00 | 0.00 | 1500.00 | 52500.00 | 420.00 | 14700.00 | 250.00 | 8750.00 | 1056.00 | 36960.00 | 0.00 | mastek engineering private limited
469.00 | Pipeline & Structural Works: EARTH WORK (REFER SPECIFICATION NO. 6-68-0003) Earthwork excavation in soft rock Earth work in EXCAVATION below ground level for all kinds of works in SOFT ROCK as classified in specification for a depth beyond 4.5m and upto & inclusive of 6.0m including removal of vegetation, shrubs and debris, cutting and dressing of sides in slopes, levelling, grading and ramming of bottoms, dewatering of accumulated water from any source and keeping the surface dry for subsequent works and disposal or stacking of excavated material within a lead of 100m, as directed including providing temporary supports to existing service lines like water pipes, sewage pipes, electric overhead and underground cables etc. all complete, but excluding shoring and strutting. | 10.00 | Cu.m. |  | 2060.00 | 20600.00 | Not Quoted | Not Quoted | 650.00 | 6500.00 | 858.00 | 8580.00 | Not Quoted | Not Quoted | 2075.00 | 20750.00 | 1887.00 | 18870.00 | 617.00 | 6170.00 | Not Quoted | Not Quoted | Not Quoted | Not Quoted | 0.00 | 0.00 | 2100.00 | 21000.00 | 551.00 | 5510.00 | 250.00 | 2500.00 | 1584.00 | 15840.00 | 0.00 | mastek engineering private limited
470.00 | Pipeline & Structural Works: EARTH WORK (REFER SPECIFICATION NO. 6-68-0003) Earthwork excavation by chiselling Earth work in EXCAVATION below ground level for all kinds of works in HARD ROCKS for a depth upto 1.5m by CHISELLING (pneumatic or manual), wedging or any other agreed methods (where blasting is prohibited for any reason or as decided) including all related works, all equipments required for chiselling, and cutting upto required levels, dressing and trimming of sides, levelling and grading of bottoms, dewatering of accumulated water from any source and keeping the surface dry for subsequent works and disposal of spoils to spoil heaps and stacking of usable excavated materials within a lead of 100m etc. all complete as directed including providing temporary supports to existing service lines like waterpipes, sewage pipes, electric overhead and underground cables etc. all complete. | 410.00 | Cu.m. |  | 1568.00 | 642880.00 | Not Quoted | Not Quoted | 650.00 | 266500.00 | 1045.00 | 428450.00 | Not Quoted | Not Quoted | 1500.00 | 615000.00 | 4288.00 | 1758080.00 | 706.00 | 289460.00 | Not Quoted | Not Quoted | Not Quoted | Not Quoted | 0.00 | 0.00 | 2500.00 | 1025000.00 | 1260.00 | 516600.00 | 1100.00 | 451000.00 | 704.00 | 288640.00 | 0.00 | mastek engineering private limited
471.00 | Pipeline & Structural Works: EARTH WORK (REFER SPECIFICATION NO. 6-68-0003) Earthwork excavation by chiselling Earth work in EXCAVATION below ground level for all kinds of works in HARD ROCKS for a depth beyond 1.5m and upto & inclusive of 3.0m by CHISELLING (pneumatic or manual), wedging or any other agreed methods (where blasting is prohibited for any reason or as decided) including all related works, all equipments required for chiselling, and cutting upto required levels, dressing and trimming of sides, levelling and grading of bottoms, dewatering of accumulated water from any source and keeping the surface dry for subsequent works and disposal of spoils to spoil heaps and stacking of usable excavated materials within a lead of 100m etc. all complete as directed including providing temporary supports to existing service lines like waterpipes, sewage pipes, electric overhead and underground cables etc. all complete. | 540.00 | Cu.m. |  | 1924.00 | 1038960.00 | Not Quoted | Not Quoted | 750.00 | 405000.00 | 1568.00 | 846720.00 | Not Quoted | Not Quoted | 1600.00 | 864000.00 | 5145.00 | 2778300.00 | 764.00 | 412560.00 | Not Quoted | Not Quoted | Not Quoted | Not Quoted | 0.00 | 0.00 | 3000.00 | 1620000.00 | 1575.00 | 850500.00 | 1100.00 | 594000.00 | 1144.00 | 617760.00 | 0.00 | mastek engineering private limited
472.00 | Pipeline & Structural Works: EARTH WORK (REFER SPECIFICATION NO. 6-68-0003) Earthwork excavation by chiselling Earth work in EXCAVATION below ground level for all kinds of works in HARD ROCKS for a depth beyond 3.0m and upto & inclusive of 4.5m by CHISELLING (pneumatic or manual), wedging or any other agreed methods (where blasting is prohibited for any reason or as decided) including all related works, all equipments required for chiselling, and cutting upto required levels, dressing and trimming of sides, levelling and grading of bottoms, dewatering of accumulated water from any source and keeping the surface dry for subsequent works and disposal of spoils to spoil heaps and stacking of usable excavated materials within a lead of 100m etc. all complete as directed including providing temporary supports to existing service lines like waterpipes, sewage pipes, electric overhead and underground cables etc. all complete. | 55.00 | Cu.m. |  | 2280.00 | 125400.00 | Not Quoted | Not Quoted | 820.00 | 45100.00 | 2349.00 | 129195.00 | Not Quoted | Not Quoted | 1800.00 | 99000.00 | 6003.00 | 330165.00 | 853.00 | 46915.00 | Not Quoted | Not Quoted | Not Quoted | Not Quoted | 0.00 | 0.00 | 3500.00 | 192500.00 | 2205.00 | 121275.00 | 1100.00 | 60500.00 | 1760.00 | 96800.00 | 0.00 | mastek engineering private limited
473.00 | Pipeline & Structural Works: EARTH WORK (REFER SPECIFICATION NO. 6-68-0003) Earthwork excavation by chiselling Earth work in EXCAVATION below ground level for all kinds of works in HARD ROCKS for a depth beyond 4.5m and upto & inclusive of 6.0m by CHISELLING (pneumatic or manual), wedging or any other agreed methods (where blasting is prohibited for any reason or as decided) including all related works, all equipments required for chiselling, and cutting upto required levels, dressing and trimming of sides, levelling and grading of bottoms, dewatering of accumulated water from any source and keeping the surface dry for subsequent works and disposal of spoils to spoil heaps and stacking of usable excavated materials within a lead of 100m etc. all complete as directed including providing temporary supports to existing service lines like waterpipes, sewage pipes, electric overhead and underground cables etc. all complete. | 10.00 | Cu.m. |  | 2993.00 | 29930.00 | Not Quoted | Not Quoted | 950.00 | 9500.00 | 3520.00 | 35200.00 | Not Quoted | Not Quoted | 2974.00 | 29740.00 | 6859.00 | 68590.00 | 999.00 | 9990.00 | Not Quoted | Not Quoted | Not Quoted | Not Quoted | 0.00 | 0.00 | 3800.00 | 38000.00 | 2888.00 | 28880.00 | 1100.00 | 11000.00 | 2640.00 | 26400.00 | 0.00 | mastek engineering private limited
474.00 | Pipeline & Structural Works: EARTH WORK (REFER SPECIFICATION NO. 6-68-0003) SHORING AND STRUTTING Providing and installing approved type of "SHORING AND STRUTTING" by open timbering method for all depths to retain earth including dismantling and removal of the same etc. from site after completion of work etc. all complete as directed. | 50.00 | Sq.m. |  | 428.00 | 21400.00 | Not Quoted | Not Quoted | 200.00 | 10000.00 | 66.00 | 3300.00 | Not Quoted | Not Quoted | 600.00 | 30000.00 | 1029.00 | 51450.00 | 529.00 | 26450.00 | Not Quoted | Not Quoted | Not Quoted | Not Quoted | 0.00 | 0.00 | 750.00 | 37500.00 | 158.00 | 7900.00 | 250.00 | 12500.00 | 1056.00 | 52800.00 | 0.00 | mastek engineering private limited
475.00 | Pipeline & Structural Works: EARTH WORK (REFER SPECIFICATION NO. 6-68-0003) SHORING AND STRUTTING Providing and installing approved type of "SHORING AND STRUTTING" by close timbering method for all depths to retain earth including dismantling and removal of the same etc. from site after completion of work etc. all complete as directed. | 50.00 | Sq.m. |  | 428.00 | 21400.00 | Not Quoted | Not Quoted | 350.00 | 17500.00 | 77.00 | 3850.00 | Not Quoted | Not Quoted | 600.00 | 30000.00 | 1029.00 | 51450.00 | 529.00 | 26450.00 | Not Quoted | Not Quoted | Not Quoted | Not Quoted | 0.00 | 0.00 | 850.00 | 42500.00 | 158.00 | 7900.00 | 250.00 | 12500.00 | 1584.00 | 79200.00 | 0.00 | mastek engineering private limited
476.00 | Pipeline & Structural Works: EARTH WORK (REFER SPECIFICATION NO. 6-68-0003) Backfilling after exceution of work BACKFILLING after execution of the WORK to proper grade and level with selected materials from available excavated soil from spoil heaps within a LEAD OF 100M, including re- excavating the deposited soil excavated earlier, breaking clods, laying at all depths and heights in layers of thickness not exceeding 15 Cms. watering, rolling and ramming by manual methods/ mechanical compactors to achieve 90% laboratory maximum dry density, dressing, trimming etc. in foundations, plinths, trenches, pits etc. all complete. | 8205.00 | Cu.m. |  | 96.00 | 787680.00 | Not Quoted | Not Quoted | 150.00 | 1230750.00 | 132.00 | 1083060.00 | Not Quoted | Not Quoted | 125.00 | 1025625.00 | 430.00 | 3528150.00 | 106.00 | 869730.00 | Not Quoted | Not Quoted | Not Quoted | Not Quoted | 0.00 | 0.00 | 150.00 | 1230750.00 | 158.00 | 1296390.00 | 70.00 | 574350.00 | 158.00 | 1296390.00 | 0.00 | mastek engineering private limited
477.00 | Pipeline & Structural Works: EARTH WORK (REFER SPECIFICATION NO. 6-68-0003) Backfilling after exceution of work BACKFILLING after execution of the WORK to proper grade and level with selected materials from available excavated soil from spoil heaps beyond a LEAD OF 100M AND UPTO & INCLUSIVE OF 500M including re-excavating the deposited soil excavated earlier, breaking clods, laying at all depths and heights in layers of thickness not exceeding 15 Cms. watering, rolling and ramming by manual methods/mechanical compactors to achieve 90% laboratory maximum dry density, dressing, trimming etc. in foundations, plinths, trenches, pits etc. all complete. | 500.00 | Cu.m. |  | 136.00 | 68000.00 | Not Quoted | Not Quoted | 200.00 | 100000.00 | 319.00 | 159500.00 | Not Quoted | Not Quoted | 175.00 | 87500.00 | 430.00 | 215000.00 | 130.00 | 65000.00 | Not Quoted | Not Quoted | Not Quoted | Not Quoted | 0.00 | 0.00 | 175.00 | 87500.00 | 184.00 | 92000.00 | 70.00 | 35000.00 | 317.00 | 158500.00 | 0.00 | mastek engineering private limited
478.00 | Pipeline & Structural Works: EARTH WORK (REFER SPECIFICATION NO. 6-68-0003) Earthwork Filling by excavation EARTHWORK IN FILLING by excavating the earth from BORROW AREAS arranged by CONTRACTOR for all leads, transporting the earth from borrow area including cleaning & stripping the earth at borrow areas, breaking clods, loading, unloading and laying at all depths and heights in layers of thickness not exceeding 15 cms., watering, rolling and ramming by manual methods/mechanical compactors to achieve 90% of the maximum laboratory dry density, dressing, trimming, levelling the top surface etc. in foundations, plinths, trenches etc. all complete. | 1435.00 | Cu.m. |  | 385.00 | 552475.00 | Not Quoted | Not Quoted | 450.00 | 645750.00 | 495.00 | 710325.00 | Not Quoted | Not Quoted | 500.00 | 717500.00 | 559.00 | 802165.00 | 623.00 | 894005.00 | Not Quoted | Not Quoted | Not Quoted | Not Quoted | 0.00 | 0.00 | 750.00 | 1076250.00 | 612.00 | 878220.00 | 300.00 | 430500.00 | 440.00 | 631400.00 | 0.00 | mastek engineering private limited
479.00 | Pipeline & Structural Works: EARTH WORK (REFER SPECIFICATION NO. 6-68-0003) Transporting & Disposing the SURPLUS EARTH AND DEBRIS Transporting and disposing the SURPLUS EARTH AND DEBRIS including shrubs and vegetations from construction areas to areas ANYWHERE OUTSIDE THE PLANT BOUNDARY, including re-excavating the deposited soil excavated earlier, loading, transportation, unloading, laying at all depths and heights, stacking, levelling and dressing both the area (viz. from where the earth is transported and where it is deposited) to required levels and slopes complete with all lifts as directed. For carting on the basis of truck measurements (volume of truck reduced by 30% for voids). DISPOSAL AREAS OUTSIDE PLANT BOUNDARY TO BE ARRANGED BY THE CONTRACTOR. Royalty as applicable for disposal outside plant limits to be borne by the Contractor. | 4035.00 | CUM |  | 118.00 | 476130.00 | Not Quoted | Not Quoted | 120.00 | 484200.00 | 319.00 | 1287165.00 | Not Quoted | Not Quoted | 155.00 | 625425.00 | 216.00 | 871560.00 | 294.00 | 1186290.00 | Not Quoted | Not Quoted | Not Quoted | Not Quoted | 0.00 | 0.00 | 250.00 | 1008750.00 | 184.00 | 742440.00 | 170.00 | 685950.00 | 440.00 | 1775400.00 | 0.00 | mastek engineering private limited
480.00 | Pipeline & Structural Works: EARTH WORK (REFER SPECIFICATION NO. 6-68-0003) Transportation of ROCK material Transportation of ROCK material coming out of operation of item Nos. S001.02.00 to S001.05.00 UPTO the area of disposal ANYWHERE OUTSIDE THE PLANT BOUNDARY including loading, unloading, laying at all depths and heigths, stacking, spreading, levelling at an area of disposal as directed. For carting on the basis of Truck Measurements (volume of truck reduced by 50% for voids). DISPOSAL AREAS OUTSIDE PLANT BOUNDARY TO BE ARRANGED BY THE CONTRACTOR. Royalty as applicable for disposal outside plant limits to be borne by the Contractor. | 950.00 | Cu.m. |  | 127.00 | 120650.00 | Not Quoted | Not Quoted | 180.00 | 171000.00 | 385.00 | 365750.00 | Not Quoted | Not Quoted | 185.00 | 175750.00 | 258.00 | 245100.00 | 412.00 | 391400.00 | Not Quoted | Not Quoted | Not Quoted | Not Quoted | 0.00 | 0.00 | 450.00 | 427500.00 | 236.00 | 224200.00 | 85.00 | 80750.00 | 440.00 | 418000.00 | 0.00 | mastek engineering private limited
481.00 | Pipeline & Structural Works: PLAIN & REINFORCED CEMENT CONCRETE: (REFER SPECIFICATION NO. 6-68-0004) PCC - Non FIM Items Providing and laying PLAIN CEMENT CONCRETE for all depths below and upto plinth level in foundations,drains, fillings, non-suspended floors, pavements & ramps or any other works etc. including shuttering, tamping, ramming, vibrating, curing etc. all as specified in any shape, position, thickness and finishing the top surface rough or smooth as specified and directed all complete for concrete of nominal mix 1:5:10 by mass (1 Cement: 5 Coarse Sand: 10 Crushed Stone Aggregates/Gravels) with 40mm and down size graded crushed stone aggaregates/Gravels.ALL MATERIALS INCLUDING CEMENT SUPPLIED BY THE CONTRACTOR. | 460.00 | Cu.m. |  | 4560.00 | 2097600.00 | Not Quoted | Not Quoted | 6800.00 | 3128000.00 | 5390.00 | 2479400.00 | Not Quoted | Not Quoted | 6550.00 | 3013000.00 | 6431.00 | 2958260.00 | 6758.00 | 3108680.00 | Not Quoted | Not Quoted | Not Quoted | Not Quoted | 0.00 | 0.00 | 7100.00 | 3266000.00 | 6465.00 | 2973900.00 | 3500.00 | 1610000.00 | 6160.00 | 2833600.00 | 0.00 | mastek engineering private limited
482.00 | Pipeline & Structural Works: PLAIN & REINFORCED CEMENT CONCRETE: (REFER SPECIFICATION NO. 6-68-0004) PCC - Non FIM Items Providing and laying PLAIN CEMENT CONCRETE for all depths below and upto plinth level in foundations,drains, fillings, non-suspended floors, pavements & ramps or any other works etc. including shuttering, tamping, ramming, vibrating, curing, etc. all as specified in any shape, position, thickness and finishing the top surface rough or smooth as specified and directed all complete for concrete of nominal mix 1:3:6 by mass (1 Cement: 3 Coarse Sand: 6 Crushed Stone Aggregates/Gravels) with 40mm and down size graded crushed stone aggaregates/Gravels.ALL MATERIALS INCLUDING CEMENT SUPPLIED BY THE CONTRACTOR. | 25.00 | Cu.m. |  | 4845.00 | 121125.00 | Not Quoted | Not Quoted | 7000.00 | 175000.00 | 5720.00 | 143000.00 | Not Quoted | Not Quoted | 7250.00 | 181250.00 | 6688.00 | 167200.00 | 6758.00 | 168950.00 | Not Quoted | Not Quoted | Not Quoted | Not Quoted | 0.00 | 0.00 | 7200.00 | 180000.00 | 6942.00 | 173550.00 | 3200.00 | 80000.00 | 6600.00 | 165000.00 | 0.00 | mastek engineering private limited
483.00 | Pipeline & Structural Works: PLAIN & REINFORCED CEMENT CONCRETE: (REFER SPECIFICATION NO. 6-68-0004) PCC - Non FIM Items Providing and laying PLAIN CEMENT CONCRETE for all depths below and upto plinth level in foundations,drains, fillings, non-suspended floors, pavements & ramps or any other works etc. including shuttering, tamping, ramming, vibrating, curing, etc. all as specified in any shape, position, thickness and finishing the top surface rough or smooth as specified and directed all complete for concrete grade M20 with 20mm and down size graded crushed stone aggaregates/Gravels.ALL MATERIALS INCLUDING CEMENT SUPPLIED BY THE CONTRACTOR. | 175.00 | Cu.m. |  | 5795.00 | 1014125.00 | Not Quoted | Not Quoted | 7600.00 | 1330000.00 | 6160.00 | 1078000.00 | Not Quoted | Not Quoted | 7850.00 | 1373750.00 | 6859.00 | 1200325.00 | 7110.00 | 1244250.00 | Not Quoted | Not Quoted | Not Quoted | Not Quoted | 0.00 | 0.00 | 8100.00 | 1417500.00 | 11298.00 | 1977150.00 | 3200.00 | 560000.00 | 7040.00 | 1232000.00 | 0.00 | mastek engineering private limited
484.00 | Pipeline & Structural Works: PLAIN & REINFORCED CEMENT CONCRETE: (REFER SPECIFICATION NO. 6-68-0004) RCC Substrutures - Non FIM Items Providing and laying REINFORCED CEMENT CONCRETE OF M-20 GRADE with 20 mm and down size graded crushed stone aggregates/ gravel in SUB-STRUCTURE e.g. foundations, raft, beams, slabs, pile caps, retaining walls, dyke walls, jambs, counterforts, buttresses, pedestals, pipe sleepers, columns, suspended floors, staircases, landings, steps, brackets etc., including equipment/ machine foundations & pedestals viz. compressors, ID & FD fans, pumps, generators, crushers, mills, etc., (including single pour concreting as specified on the drawing), applying cement wash on concrete surface (wherever no other surface application is specified), providing pockets, openings, recesses, chamfering, etc., wherever required, vibrating, tamping, curing and rendering if required to give a smooth and even surface etc. (EXCLUDING THE COST OF REINFORCEMENT, SHUTTERING & SPECIFIED ADMIXTURES) for all depths below and upto plinth level in any shape, position and thickness etc. all complete as specified, shown and directed. ALL MATERIALS INCLUDING CEMENT SUPPLIED BY THE CONTRACTOR. | 5.00 | CUM |  | 6175.00 | 30875.00 | Not Quoted | Not Quoted | 8200.00 | 41000.00 | 6600.00 | 33000.00 | Not Quoted | Not Quoted | 10000.00 | 50000.00 | 7888.00 | 39440.00 | 7110.00 | 35550.00 | Not Quoted | Not Quoted | Not Quoted | Not Quoted | 0.00 | 0.00 | 8100.00 | 40500.00 | 8227.00 | 41135.00 | 17000.00 | 85000.00 | 9152.00 | 45760.00 | 0.00 | mastek engineering private limited
485.00 | Pipeline & Structural Works: PLAIN & REINFORCED CEMENT CONCRETE: (REFER SPECIFICATION NO. 6-68-0004) RCC Substrutures - Non FIM Items Providing and laying REINFORCED CEMENT CONCRETE OF M-25 GRADE with 20 mm and down size graded crushed stone aggregates/ gravel in SUB-STRUCTURE e.g. foundations, raft, beams, slabs, pile caps, retaining walls, dyke walls, jambs, counterforts, buttresses, pedestals, pipe sleepers, columns, suspended floors, staircases, landings, steps, brackets etc., including equipment/ machine foundations & pedestals viz. compressors, ID & FD fans, pumps, generators, crushers, mills, etc., (including single pour concreting as specified on the drawing), applying cement wash on concrete surface (wherever no other surface application is specified), providing pockets, openings, recesses, chamfering, etc., wherever required, vibrating, tamping, curing and rendering if required to give a smooth and even surface etc. (EXCLUDING THE COST OF REINFORCEMENT, SHUTTERING & SPECIFIED ADMIXTURES) for all depths below and upto plinth level in any shape, position and thickness etc. all complete as specified, shown and directed. ALL MATERIALS INCLUDING CEMENT SUPPLIED BY THE CONTRACTOR. | 2525.00 | CUM |  | 6555.00 | 16551375.00 | Not Quoted | Not Quoted | 8500.00 | 21462500.00 | 7150.00 | 18053750.00 | Not Quoted | Not Quoted | 9025.00 | 22788125.00 | 7975.00 | 20136875.00 | 7581.00 | 19142025.00 | Not Quoted | Not Quoted | Not Quoted | Not Quoted | 0.00 | 0.00 | 8100.00 | 20452500.00 | 7721.00 | 19495525.00 | 3000.00 | 7575000.00 | 9504.00 | 23997600.00 | 0.00 | mastek engineering private limited
486.00 | Pipeline & Structural Works: PLAIN & REINFORCED CEMENT CONCRETE: (REFER SPECIFICATION NO. 6-68-0004) RCC Superstructures - Non FIM Items Providing and laying REINFORCED CEMENT CONCRETE OF M-25 GRADE with 20 mm and down size graded crushed stone aggregates/ gravel in SUPER STRUCTURE in suspended floors, slabs, beams, columns, walls including counterforts, staircases, landings, steps, facias, fins, mouldings, gutters, shelves, window sills, canopies, lintels, girders, ducts, brackets, chajjas with drip moulds, pedestals, posts, struts, equipment/ machine foundations, ramps etc. (including single pour concreting as specified on the drawing), providing cement wash (wherever no other surface application is specified), providing pockets, openings, recesses, chamfering wherever required, vibrating, tamping, curing and rendering if required to give a smooth and even surface etc. (EXCLUDING THE COST OF REINFORCEMENT, SHUTTERING AND SPECIFIED ADMIXTURES) FOR ALL HEIGHTS UPTO & INCLUSIVE OF 20 m ABOVE PLINTH LEVEL in any shape, position, thickness etc. all complete as specified, shown and directed. ALL MATERIALS INCLUDING CEMENT SUPPLIED BY THE CONTRACTOR. | 855.00 | CUM |  | 6888.00 | 5889240.00 | Not Quoted | Not Quoted | 9500.00 | 8122500.00 | 7480.00 | 6395400.00 | Not Quoted | Not Quoted | 9450.00 | 8079750.00 | 8318.00 | 7111890.00 | 7639.00 | 6531345.00 | Not Quoted | Not Quoted | Not Quoted | Not Quoted | 0.00 | 0.00 | 8200.00 | 7011000.00 | 8036.00 | 6870780.00 | 3000.00 | 2565000.00 | 11000.00 | 9405000.00 | 0.00 | mastek engineering private limited
487.00 | Pipeline & Structural Works: PLAIN & REINFORCED CEMENT CONCRETE: (REFER SPECIFICATION NO. 6-68-0004) RCC Flooring - Non FIM Items Providing and laying REINFORCED CEMENT CONCRETE OF M-20 GRADE with 20mm and down size graded crushed stone aggregates / gravel in NON-SUSPENDED slabs / pavement slabs including pedestals, ramps etc. leaving pockets, laying in alternate panels to required slopes, all necessary form work and finishing the top surface rough or smooth, including cost of admixtures if used, providing pockets, openings, recesses, chamfering etc., wherever required, vibrating, tamping, curing and rendering if required to give a smooth and even surface etc. (EXCLUDING THE COST OF REINFORCEMENT AND SHUTTERING) for all depths below and upto plinth level in any shape, position and thickness etc. all complete as specified, shown and directed. ALL MATERIALS INCLUDING CEMENT SUPPLIED BY THE CONTRACTOR. | 270.00 | Cu.m. |  | 6175.00 | 1667250.00 | Not Quoted | Not Quoted | 9800.00 | 2646000.00 | 6600.00 | 1782000.00 | Not Quoted | Not Quoted | 9450.00 | 2551500.00 | 7888.00 | 2129760.00 | 8021.00 | 2165670.00 | Not Quoted | Not Quoted | Not Quoted | Not Quoted | 0.00 | 0.00 | 8000.00 | 2160000.00 | 8227.00 | 2221290.00 | 5100.00 | 1377000.00 | 10120.00 | 2732400.00 | 0.00 | mastek engineering private limited
488.00 | Pipeline & Structural Works: PLAIN & REINFORCED CEMENT CONCRETE: (REFER SPECIFICATION NO. 6-68-0004) Precast Elements - Non FIM Items Manufacturing, transporting, supplying and erecting in position Reinforced Cement Concrete PRECAST ELEMENTS such as columns, beams, cover slabs, lintels, louvers, fins, shelves etc. of M-25 grade with 20mm and down size graded crushed stone aggregates/gravel, each unit upto and inclusive of 500 kg. for all leads, levels, shapes and thickness including all moulds, shuttering and centering, vibrating, tamping, curing, chamfering wherever required, finishing the top surface with cement mortar 1:3 ( 1 Cement : 3 Sand) to give a smooth and even surface, or non skid finish as specified, providing lifting hooks, metal inserts, making holes pockets, (ONLY M.S. INSERTS TO BE MEASURED & PAID SEPARATELY) transporting to site, erecting, levelling, aligning and fixing in position with cement mortar 1:3 (1Cement : 3 Coarse Sand), breaking bricks and/or concrete surfaces and making good the same etc. all complete (EXCLUDING THE COST OF REINFORCEMENT ) and as directed.ALL MATERIALS INCLUDING CEMENT SUPPLIED BY THE CONTRACTOR. | 5.00 | Cu.m. |  | 9619.00 | 48095.00 | Not Quoted | Not Quoted | 12500.00 | 62500.00 | 8580.00 | 42900.00 | Not Quoted | Not Quoted | 12400.00 | 62000.00 | 17148.00 | 85740.00 | 15366.00 | 76830.00 | Not Quoted | Not Quoted | Not Quoted | Not Quoted | 0.00 | 0.00 | 12000.00 | 60000.00 | 15750.00 | 78750.00 | 21000.00 | 105000.00 | 17600.00 | 88000.00 | 0.00 | mastek engineering private limited
489.00 | Pipeline & Structural Works: PLAIN & REINFORCED CEMENT CONCRETE: (REFER SPECIFICATION NO. 6-68-0004) Precast Elements - Non FIM Items Manufacturing, transporting, supplying and erecting in position Reinforced Cement Concrete PRECAST ELEMENTS such as columns, beams, cover slabs, lintels, louvers, fins, shelves etc. of M-25 grade with 20mm and down size graded crushed stone aggregates/gravel, each unit beyond 500 kg and upto and inclusive of 1000 kg. for all leads, levels, shapes and thickness including all moulds, shuttering and centering, vibrating, tamping, curing, chamfering wherever required, finishing the top surface with cement mortar 1:3 ( 1 Cement : 3 Sand) to give a smooth and even surface, or non skid finish as specified, providing lifting hooks, metal inserts, making holes pockets, (ONLY M.S. INSERTS TO BE MEASURED & PAID SEPARATELY) transporting to site, erecting, levelling, aligning and fixing in position with cement mortar 1:3 (1Cement : 3 Coarse Sand), breaking bricks and/or concrete surfaces and making good the same etc. all complete (EXCLUDING THE COST OF REINFORCEMENT ) and as directed.ALL MATERIALS INCLUDING CEMENT SUPPLIED BY THE CONTRACTOR. | 5.00 | Cu.m. |  | 9619.00 | 48095.00 | Not Quoted | Not Quoted | 13500.00 | 67500.00 | 8580.00 | 42900.00 | Not Quoted | Not Quoted | 12400.00 | 62000.00 | 17148.00 | 85740.00 | 15366.00 | 76830.00 | Not Quoted | Not Quoted | Not Quoted | Not Quoted | 0.00 | 0.00 | 8500.00 | 42500.00 | 15960.00 | 79800.00 | 21000.00 | 105000.00 | 14080.00 | 70400.00 | 0.00 | mastek engineering private limited
490.00 | Pipeline & Structural Works: PLAIN & REINFORCED CEMENT CONCRETE: (REFER SPECIFICATION NO. 6-68-0004) HYD Bars / MS Bars - Non FIM Items Supplying and placing in position HIGH YEILD-STRENGTH DEFORMED STEEL BARS REINFORCEMENT of Grade Fe500D TMT conforming to IS:1786, for RCC work including transporting the Steel, straightening, cleaning, decoiling, cutting, bending to required shapes and lengths as per details, binding with 18 SWG black soft annealed binding wire at every intersection, supplying and placing with proper cover blocks, supports, chairs, overlaps, welding, spacers, fanhooks etc. for all heights and depths etc. all complete as directed. SUPPLY OF ALL MATERIAL IN CONTRACTOR'S SCOPE. | 640.00 | MT |  | 90000.00 | 57600000.00 | Not Quoted | Not Quoted | 98000.00 | 62720000.00 | 93500.00 | 59840000.00 | Not Quoted | Not Quoted | 89900.00 | 57536000.00 | 87453.00 | 55969920.00 | 82300.00 | 52672000.00 | Not Quoted | Not Quoted | Not Quoted | Not Quoted | 0.00 | 0.00 | 91000.00 | 58240000.00 | 78463.00 | 50216320.00 | 8000.00 | 5120000.00 | 83600.00 | 53504000.00 | 0.00 | mastek engineering private limited
491.00 | Pipeline & Structural Works: PLAIN & REINFORCED CEMENT CONCRETE: (REFER SPECIFICATION NO. 6-68-0004) Centering and Shuttering - Non FIM Items Providing and fixing CENTERING AND SHUTTERING in foundations, footings,raft beams, slabs, pile caps, retaining walls, jambs, counter-forts, buttresses, trenches, equipment/machine foundations, pedestals, abutments, pipe sleepers, columns, plinth beams, lintels, suspended slabs, beams, staircases, landings, steps, non-circular tunnels/bunkers/ silos/ shafts/ hoppers/liquid storage structures etc. for all depths below and upto & inclusive of plinth level including shuttering for single pour concreting, strutting, bracing, propping etc., keeping the same in position during concreting and removal of the same after specified period etc. for Straight/ Inclined Shuttering, keeping necessary provision for inserts, projecting dowels, anchor bolts or any other fixture etc. all complete and as specified and directed. | 10190.00 | Sq.m. |  | 364.00 | 3709160.00 | Not Quoted | Not Quoted | 150.00 | 1528500.00 | 715.00 | 7285850.00 | Not Quoted | Not Quoted | 470.00 | 4789300.00 | 302.00 | 3077380.00 | 682.00 | 6949580.00 | Not Quoted | Not Quoted | Not Quoted | Not Quoted | 0.00 | 0.00 | 325.00 | 3311750.00 | 420.00 | 4279800.00 | 250.00 | 2547500.00 | 352.00 | 3586880.00 | 0.00 | mastek engineering private limited
492.00 | Pipeline & Structural Works: PLAIN & REINFORCED CEMENT CONCRETE: (REFER SPECIFICATION NO. 6-68-0004) Centering and Shuttering - Non FIM Items Providing and fixing CENTERING AND SHUTTERING in superstrctures in retaining walls, jambs, counter-forts, buttresses, equipment/ machine foundations, abutments,columns, lintels, suspended slabs, beams, staircases, landings, steps, non-circular tunnels/ bunkers/ silos/ shafts/ hoppers/ liquid storage structures etc. for all heights above plinth level including shuttering for single pour concreting, strutting, bracing, propping etc., keeping the same in position during concreting and removal of the same after specified period etc. for Straight/ Inclined Shuttering, keeping necessary provision for inserts, projecting dowels, anchor bolts or any other fixture etc. all complete and as specified and directed. | 8490.00 | Sq.m. |  | 392.00 | 3328080.00 | Not Quoted | Not Quoted | 200.00 | 1698000.00 | 715.00 | 6070350.00 | Not Quoted | Not Quoted | 505.00 | 4287450.00 | 343.00 | 2912070.00 | 706.00 | 5993940.00 | Not Quoted | Not Quoted | Not Quoted | Not Quoted | 0.00 | 0.00 | 450.00 | 3820500.00 | 499.00 | 4236510.00 | 250.00 | 2122500.00 | 396.00 | 3362040.00 | 0.00 | mastek engineering private limited
493.00 | Pipeline & Structural Works: PLAIN & REINFORCED CEMENT CONCRETE: (REFER SPECIFICATION NO. 6-68-0004) Expansion joints - Non FIM Items Providing 20mm wide EXPANSION JOINTS in flooring and pavement slabs and ISOLATION JOINTS around equipment foundations/columns/pedestal/trenches etc. including cleaning the joints of all loose material, filling clean sand for the full depth of slab (upto and inclusive of 300 mm) except for 12mm depth from top and sealing the top 12mm with approved two part liquid polysulphide Sealing Compound as per IS:12118 etc. all complete as shown, specified and directed. | 120.00 | m |  | 1903.00 | 228360.00 | Not Quoted | Not Quoted | 500.00 | 60000.00 | 495.00 | 59400.00 | Not Quoted | Not Quoted | 1500.00 | 180000.00 | 172.00 | 20640.00 | 147.00 | 17640.00 | Not Quoted | Not Quoted | Not Quoted | Not Quoted | 0.00 | 0.00 | 250.00 | 30000.00 | 184.00 | 22080.00 | 400.00 | 48000.00 | 220.00 | 26400.00 | 0.00 | mastek engineering private limited
494.00 | Pipeline & Structural Works: PLAIN & REINFORCED CEMENT CONCRETE: (REFER SPECIFICATION NO. 6-68-0004) Expansion joints - Non FIM Items Supplying and fixing in position 25mm thick BITUMEN IMPREGNATED FIBRE BOARD conforming to IS:1838 of approved quality in expansion joints at all locations and levels in concrete structures etc. all complete as shown, specified and directed. | 3.00 | Sq.m. |  | 2544.00 | 7632.00 | Not Quoted | Not Quoted | 2500.00 | 7500.00 | 1375.00 | 4125.00 | Not Quoted | Not Quoted | 3275.00 | 9825.00 | 172.00 | 516.00 | 159.00 | 477.00 | Not Quoted | Not Quoted | Not Quoted | Not Quoted | 0.00 | 0.00 | 1200.00 | 3600.00 | 168.00 | 504.00 | 800.00 | 2400.00 | 704.00 | 2112.00 | 0.00 | mastek engineering private limited
495.00 | Pipeline & Structural Works: PLAIN & REINFORCED CEMENT CONCRETE: (REFER SPECIFICATION NO. 6-68-0004) Expansion joints - Non FIM Items Supplying and fixing in position 50 mm (2X25 mm) thick BITUMEN IMPREGNATED FIBRE BOARD conforming to IS:1838 of approved quality in expansion joints at all locations and levels in concrete structures etc. all complete as shown, specified and directed. | 4.00 | Sq.m. |  | 3990.00 | 15960.00 | Not Quoted | Not Quoted | 2800.00 | 11200.00 | 1595.00 | 6380.00 | Not Quoted | Not Quoted | 4000.00 | 16000.00 | 430.00 | 1720.00 | 183.00 | 732.00 | Not Quoted | Not Quoted | Not Quoted | Not Quoted | 0.00 | 0.00 | 2400.00 | 9600.00 | 194.00 | 776.00 | 1200.00 | 4800.00 | 1056.00 | 4224.00 | 0.00 | mastek engineering private limited
496.00 | Pipeline & Structural Works: PLAIN & REINFORCED CEMENT CONCRETE: (REFER SPECIFICATION NO. 6-68-0004) Fixing Re-bars in already cast concrete - Non FIM Items "Designing, supplying and fixing rebars in already cast concrete, including drilling, cleaning hole with air blow-out & wire-brush and injecting odourless Chemical of approved make, packed in dual foil, with the help of dispenser into a hole of diameter and depth as per manufacture specification, at all levels & locations for high strength deformed steel reinforcement bars of dia. upto 12 mm of Grade Fe500D (conforming to IS:1786), DESIGNED FOR FULL TENSILE ANCHORAGE, including testing (as per manufacturer's recommendations), adjusting and making good any damage done to the structure etc. all complete as specified and directed. SUPPLY OF ALL MATERIAL IN CONTRACTOR'S SCOPE EXCLUDING REINFORCEMENT BARS. " | 10.00 | Each |  | 812.00 | 8120.00 | Not Quoted | Not Quoted | 10000.00 | 100000.00 | 330.00 | 3300.00 | Not Quoted | Not Quoted | 1410.00 | 14100.00 | 1287.00 | 12870.00 | 1587.00 | 15870.00 | Not Quoted | Not Quoted | Not Quoted | Not Quoted | 0.00 | 0.00 | 500.00 | 5000.00 | 158.00 | 1580.00 | 300.00 | 3000.00 | 2112.00 | 21120.00 | 0.00 | mastek engineering private limited
497.00 | Pipeline & Structural Works: PLAIN & REINFORCED CEMENT CONCRETE: (REFER SPECIFICATION NO. 6-68-0004) Fixing Re-bars in already cast concrete - Non FIM Items "Designing, supplying and fixing rebars in already cast concrete, including drilling, cleaning hole with air blow-out & wire-brush and injecting odourless Chemical of approved make, packed in dual foil, with the help of dispenser into a hole of diameter and depth as per manufacture specification, at all levels & locations for high strength deformed steel reinforcement bars of dia. 16 mm & 20 mm of Grade Fe500D (conforming to IS:1786), DESIGNED FOR FULL TENSILE ANCHORAGE, including testing (as per manufacturer's recommendations), adjusting and making good any damage done to the structure etc. all complete as specified and directed. SUPPLY OF ALL MATERIAL IN CONTRACTOR'S SCOPE EXCLUDING REINFORCEMENT BARS. " | 10.00 | Each |  | 1775.00 | 17750.00 | Not Quoted | Not Quoted | 10500.00 | 105000.00 | 605.00 | 6050.00 | Not Quoted | Not Quoted | 2100.00 | 21000.00 | 1715.00 | 17150.00 | 1763.00 | 17630.00 | Not Quoted | Not Quoted | Not Quoted | Not Quoted | 0.00 | 0.00 | 1000.00 | 10000.00 | 210.00 | 2100.00 | 700.00 | 7000.00 | 2640.00 | 26400.00 | 0.00 | mastek engineering private limited
498.00 | Pipeline & Structural Works: PLAIN & REINFORCED CEMENT CONCRETE: (REFER SPECIFICATION NO. 6-68-0004) Fixing Re-bars in already cast concrete - Non FIM Items "Designing, supplying and fixing rebars in already cast concrete, including drilling, cleaning hole with air blow-out & wire-brush and injecting odourless Chemical of approved make, packed in dual foil, with the help of dispenser into a hole of diameter and depth as per manufacture specification, at all levels & locations for high strength deformed steel reinforcement bars of dia. 25 mm & 28 mm of Grade Fe500D (conforming to IS:1786), DESIGNED FOR FULL TENSILE ANCHORAGE, including testing (as per manufacturer's recommendations), adjusting and making good any damage done to the structure etc. all complete as specified and directed. SUPPLY OF ALL MATERIAL IN CONTRACTOR'S SCOPE EXCLUDING REINFORCEMENT BARS. " | 10.00 | Each |  | 2280.00 | 22800.00 | Not Quoted | Not Quoted | 11000.00 | 110000.00 | 715.00 | 7150.00 | Not Quoted | Not Quoted | 2850.00 | 28500.00 | 2145.00 | 21450.00 | 1881.00 | 18810.00 | Not Quoted | Not Quoted | Not Quoted | Not Quoted | 0.00 | 0.00 | 1500.00 | 15000.00 | 263.00 | 2630.00 | 1200.00 | 12000.00 | 1320.00 | 13200.00 | 0.00 | mastek engineering private limited
499.00 | Pipeline & Structural Works: CONCRETE FOR LIQUID RETAINING/LEAK PROOF STRUCTURES (REFER SPECIFICATION NO.6-68-0005) RCC - Non FIM Items Providing and laying Leak Proof Reinforced Cement Concrete of GRADE M-25 (minimum Cement content shall be as per EIL Specifications) with 20 mm and down size graded crushed stone aggregates/ gravel at all positions and in any shape and thickness, in SUB-STRUCTURE, leaving pockets, recesses, vibrating, tamping, curing, testing (for leak-proofness) and rendering (if required to give smooth and even surface) in foundations, walls , beams, buttresses, columns, piers, slabs, tunnels, basements, storage bins, reservoirs etc. including cement wash (if no other surface application is specified) but excluding the cost of Reinforcement, Shuttering and specified admixtures, all complete as specified and directed. ALL MATERIALS INCLUDING CEMENT SUPPLIED BY CONTRACTOR. | 10.00 | CUM |  | 5843.00 | 58430.00 | Not Quoted | Not Quoted | 10200.00 | 102000.00 | 7480.00 | 74800.00 | Not Quoted | Not Quoted | 9025.00 | 90250.00 | 9432.00 | 94320.00 | 9990.00 | 99900.00 | Not Quoted | Not Quoted | Not Quoted | Not Quoted | 0.00 | 0.00 | 11000.00 | 110000.00 | 11921.00 | 119210.00 | 7500.00 | 75000.00 | 9680.00 | 96800.00 | 0.00 | mastek engineering private limited
500.00 | Pipeline & Structural Works: CONCRETE FOR LIQUID RETAINING/LEAK PROOF STRUCTURES (REFER SPECIFICATION NO.6-68-0005) Water Proofing Comp. - Non FIM Items Supplying and mixing of approved brand of integral WATER PROOFING COMPOUND in cement concrete, cement mortar etc. as per manufacturer's specifications, to make it leak proof/water tight etc. all complete as specified and directed. | 90.00 | Kg |  | 31.00 | 2790.00 | Not Quoted | Not Quoted | 1600.00 | 144000.00 | 121.00 | 10890.00 | Not Quoted | Not Quoted | 125.00 | 11250.00 | 343.00 | 30870.00 | 89.00 | 8010.00 | Not Quoted | Not Quoted | Not Quoted | Not Quoted | 0.00 | 0.00 | 200.00 | 18000.00 | 137.00 | 12330.00 | 60.00 | 5400.00 | 264.00 | 23760.00 | 0.00 | mastek engineering private limited
501.00 | Pipeline & Structural Works: CONCRETE FOR LIQUID RETAINING/LEAK PROOF STRUCTURES (REFER SPECIFICATION NO.6-68-0005) PVC Water bars - Non FIM Items Supplying and fixing in position 150mm wide x 5mm thick approved PVC WATER STOPS as per manufacturer's specifications in R.C.C. Structures including cutting, fixing, jointing by vulcanising etc. all complete as shown specified and directed. | 20.00 | m |  | 464.00 | 9280.00 | Not Quoted | Not Quoted | 700.00 | 14000.00 | 935.00 | 18700.00 | Not Quoted | Not Quoted | 525.00 | 10500.00 | 686.00 | 13720.00 | 294.00 | 5880.00 | Not Quoted | Not Quoted | Not Quoted | Not Quoted | 0.00 | 0.00 | 1200.00 | 24000.00 | 368.00 | 7360.00 | 500.00 | 10000.00 | 440.00 | 8800.00 | 0.00 | mastek engineering private limited
502.00 | Pipeline & Structural Works: CONCRETE FOR LIQUID RETAINING/LEAK PROOF STRUCTURES (REFER SPECIFICATION NO.6-68-0005) PVC Water bars - Non FIM Items Supplying and fixing in position 230mm wide x 5mm thick approved PVC WATER STOPS as per manufacturer's specifications in R.C.C. Structures including cutting, fixing, jointing by vulcanising etc. all complete as shown specified and directed. | 20.00 | m |  | 535.00 | 10700.00 | Not Quoted | Not Quoted | 900.00 | 18000.00 | 1155.00 | 23100.00 | Not Quoted | Not Quoted | 875.00 | 17500.00 | 686.00 | 13720.00 | 294.00 | 5880.00 | Not Quoted | Not Quoted | Not Quoted | Not Quoted | 0.00 | 0.00 | 1500.00 | 30000.00 | 420.00 | 8400.00 | 700.00 | 14000.00 | 572.00 | 11440.00 | 0.00 | mastek engineering private limited
503.00 | Pipeline & Structural Works: STRUCTURAL STEEL WORKS (REFER SPECIFICATION NO. 6-68-0006) Painting - Non FIM Items Supplying and applying COATING (Post-erection/ Field) of approved quality and shade as per Sl. No. 9.2 of Table 9.0 of EIL Specification No. 6-79-0020 (or as per Job Specifications, wherever applicable) over the coat of shop primer already applied, including storage, surface preparation, degreasing, cleaning, drying, providing necessary arrangement for access, testing etc. including touching up of shop primer coat as per Sl. No. 7.2.1 of Table 7.2 of EIL Specification No. 6-79-0020 (or as per Job Specifications, wherever applicable), for steel structures (excluding ladders, spiral stairways & hand rails) at all location & levels, all complete as specified, for OFFSITE (INLAND) areas considering environment classification as INDUSTRIAL. SUPPLY OF ALL MATERIAL IN CONTRACTOR'S SCOPE.(Unit rate based on Structural steel weight). | 10.00 | MT |  | 4774.00 | 47740.00 | Not Quoted | Not Quoted | 32000.00 | 320000.00 | 154000.00 | 1540000.00 | Not Quoted | Not Quoted | 12250.00 | 122500.00 | 17148.00 | 171480.00 | 18510.00 | 185100.00 | Not Quoted | Not Quoted | Not Quoted | Not Quoted | 0.00 | 0.00 | 135000.00 | 1350000.00 | 10500.00 | 105000.00 | 8500.00 | 85000.00 | 22000.00 | 220000.00 | 0.00 | mastek engineering private limited
504.00 | Pipeline & Structural Works: STRUCTURAL STEEL WORKS (REFER SPECIFICATION NO. 6-68-0006) Painting - Non FIM Items Supplying and applying COATING (Post-erection/ Field) of approved quality and shade as per Sl. No. 8.1 of Table 8.0 of EIL Specification No. 6-79-0020 (or as per Job Specifications, wherever applicable) for painting over the coat of shop primer & galvanisation already applied, including storage, surface preparation, degreasing, cleaning, drying, providing necessary arrangement for access, testing etc. including touching up of shop primer coat, for LADDERS, SPIRAL STAIRWAYS & HAND RAILS at all location & levels, all complete as specified. SUPPLY OF ALL MATERIAL IN CONTRACTOR'S SCOPE. (Unit rate based on weight of steel). | 5.00 | MT |  | 4774.00 | 23870.00 | Not Quoted | Not Quoted | 20000.00 | 100000.00 | 13750.00 | 68750.00 | Not Quoted | Not Quoted | 15450.00 | 77250.00 | 17148.00 | 85740.00 | 21154.00 | 105770.00 | Not Quoted | Not Quoted | Not Quoted | Not Quoted | 0.00 | 0.00 | 145000.00 | 725000.00 | 12600.00 | 63000.00 | 8500.00 | 42500.00 | 22000.00 | 110000.00 | 0.00 | mastek engineering private limited
505.00 | Pipeline & Structural Works: MISCELLANEOUS STEEL WORKS (REFER SPECIFICATIONS NO. 6-68-0008) Anchor Bolts - Non FIM Items Supplying, fabricating, fixing and keeping in position at all levels and locations THREADED ANCHOR BOLTS of all diameters and nomenclature including nuts, washers, anchor plates, pipe sleeves etc. in foundations, columns, pedestals, slabs, beams, walls etc. or any other place as directed including handling & transporting, straightening if required, turning from relevant size M.S. rounds to required diameter, threading, welding, providing necessary templates and auxilliary dummy structures, if any, necessary tying and welding with reinforcement, adjustment of shuttering & reinforcement/any other fixture, greasing exposed metal surfaces, covering bolts and packing the sleeves with jute cloth etc. all complete as specified and directed.(SUPPLY OF ALL MATERIALS IN CONTRACTOR'S SCOPE). | 1.00 | MT |  | 124688.00 | 124688.00 | Not Quoted | Not Quoted | 120000.00 | 120000.00 | 176000.00 | 176000.00 | Not Quoted | Not Quoted | 151000.00 | 151000.00 | 128607.00 | 128607.00 | 158652.00 | 158652.00 | Not Quoted | Not Quoted | Not Quoted | Not Quoted | 0.00 | 0.00 | 150000.00 | 150000.00 | 183750.00 | 183750.00 | 85000.00 | 85000.00 | 132000.00 | 132000.00 | 0.00 | mastek engineering private limited
506.00 | Pipeline & Structural Works: MISCELLANEOUS STEEL WORKS (REFER SPECIFICATIONS NO. 6-68-0008) MS Metal Inserts - Non FIM Items Supplying, transporting, storing, fabricating and fixing in position M.S. METAL INSERT (with lugs) of any shape made out of flats, plates, rolled sections, pipes etc. providing necessary templates, staging, cutting, straightening, if required, bolting, welding as required and embedding in position on both Plain and Reinforced Cement concrete members inclusive of adjusting shuttering & reinforcement/ any other fixture, welding where necessary, tying and holding to correct level, line and position, any auxiliary dummy structures to support the heavy inserts, painting exposed surfaces with a coat of primer as per EIL Specification No. 6-79-0020 (or as per Job Specification wherever applicable), etc. all complete for all depths and heights as specified and directed. (SUPPLY OF ALL MATERIALS IN CONTRACTOR'S SCOPE). | 6.00 | MT |  | 91200.00 | 547200.00 | Not Quoted | Not Quoted | 115000.00 | 690000.00 | 154000.00 | 924000.00 | Not Quoted | Not Quoted | 131000.00 | 786000.00 | 128607.00 | 771642.00 | 123843.00 | 743058.00 | Not Quoted | Not Quoted | Not Quoted | Not Quoted | 0.00 | 0.00 | 145000.00 | 870000.00 | 106349.00 | 638094.00 | 95000.00 | 570000.00 | 105600.00 | 633600.00 | 0.00 | mastek engineering private limited
507.00 | Pipeline & Structural Works: MISCELLANEOUS STEEL WORKS (REFER SPECIFICATIONS NO. 6-68-0008) GI Pipe Sleeves - Non FIM Items Supplying, fabricating and fixing in position G.I. PIPE SLEEVES of all diameters including providing necessary staging, cutting, straightening if required, bolting, welding as required and embedding in position on both Plain and Reinforced Cement concrete members inclusive of adjusting shuttering & reinforcement/any other fixture, welding where necessary, tying and holding to correct level, line and position, any auxilliary dummy structures to support heavy sleeves etc. all complete for all depths and heights as specified and directed. | .25 | MT |  | 96188.00 | 24047.00 | Not Quoted | Not Quoted | 135000.00 | 33750.00 | 203500.00 | 50875.00 | Not Quoted | Not Quoted | 159000.00 | 39750.00 | 171475.00 | 42868.75 | 235000.00 | 58750.00 | Not Quoted | Not Quoted | Not Quoted | Not Quoted | 0.00 | 0.00 | 155000.00 | 38750.00 | 131248.00 | 32812.00 | 85000.00 | 21250.00 | 105600.00 | 26400.00 | 0.00 | mastek engineering private limited
508.00 | Pipeline & Structural Works: MISCELLANEOUS STEEL WORKS (REFER SPECIFICATIONS NO. 6-68-0008) MS Chequered Plates - Non FIM Items Supplying, fabricating and erecting in position at all levels and locations bolted, screwed and/or welded M.S. CHEQUERED PLATES of any thickness in walkways, platforms, stair treads, any other place as directed etc. including cutting to required size, shape, making holes, notches, openings of required size, nosing, straightening if required, making the edges smooth, removing the burrs, fixing, welding, preparation and submission of fabrication drawings and preparing the surfaces for painting and applying shop primer as per EIL Specification No. 6-79-0020 (or Job Specification, wherever applicable) after fabrication etc. all complete as specified and directed. (SUPPLY OF ALL MATERIALS IN CONTRACTOR'S SCOPE). | .50 | MT |  | 103313.00 | 51656.50 | Not Quoted | Not Quoted | 135000.00 | 67500.00 | 154000.00 | 77000.00 | Not Quoted | Not Quoted | 134000.00 | 67000.00 | 171475.00 | 85737.50 | 123800.00 | 61900.00 | Not Quoted | Not Quoted | Not Quoted | Not Quoted | 0.00 | 0.00 | 155000.00 | 77500.00 | 79112.00 | 39556.00 | 85000.00 | 42500.00 | 154000.00 | 77000.00 | 0.00 | mastek engineering private limited
509.00 | Pipeline & Structural Works: MISCELLANEOUS STEEL WORKS (REFER SPECIFICATIONS NO. 6-68-0008) MS Grating Cat. A,B - Non FIM Items Supplying, protective packing, transporting to site, ELECTROFORGED GALVANISED GRATING (purchased from approved manufacturer by the Contractor) conforming to EIL Standard No. 7-68-0697 (in walkways, platforms, stair treads etc.), preparation and submission of fabrication drawings, all complete as specified and directed. Fabricated galvanized clamps for fixing gratings shall be only for removable gratings as per design drawings. Identification of the prefabricated items supplied to site as per design drawings at Construction site to facilitate storage/erection by others. SUPPLY OF ALL MATERIALS IN CONTRACTOR'S SCOPE. | 4.00 | MT |  | 117563.00 | 470252.00 | Not Quoted | Not Quoted | 135000.00 | 540000.00 | 198000.00 | 792000.00 | Not Quoted | Not Quoted | 149000.00 | 596000.00 | 214344.00 | 857376.00 | 164528.00 | 658112.00 | Not Quoted | Not Quoted | Not Quoted | Not Quoted | 0.00 | 0.00 | 145000.00 | 580000.00 | 100742.00 | 402968.00 | 85000.00 | 340000.00 | 154000.00 | 616000.00 | 0.00 | mastek engineering private limited
510.00 | Pipeline & Structural Works: MISCELLANEOUS STEEL WORKS (REFER SPECIFICATIONS NO. 6-68-0008) MS Rungs - Non FIM Items Supplying, fabricating, fixing and keeping in position M.S. RUNGS in R.C.C. works at all depths and heights including handling, transporting the steel to site workshop and site of work, straightening, if required, cutting, bending to shape, necessary tying and welding with reinforcement, adjustment of shuttering, cleaning, surface preparation, shop primer as per EIL Spec. 6-79-0020 (or Job Specification, wherever applicable) and two coats of anticorrosive paint of approved quality on the exposed portion of rungs etc. all complete as specified and directed (SUPPLY OF ALL MATERIALS IN CONTRACTOR'S SCOPE). | 50.00 | Kg. |  | 118.00 | 5900.00 | Not Quoted | Not Quoted | 1700.00 | 85000.00 | 154.00 | 7700.00 | Not Quoted | Not Quoted | 145.00 | 7250.00 | 130.00 | 6500.00 | 124.00 | 6200.00 | Not Quoted | Not Quoted | Not Quoted | Not Quoted | 0.00 | 0.00 | 125.00 | 6250.00 | 78.00 | 3900.00 | 95.00 | 4750.00 | 132.00 | 6600.00 | 0.00 | mastek engineering private limited
511.00 | Pipeline & Structural Works: MISCELLANEOUS STEEL WORKS (REFER SPECIFICATIONS NO. 6-68-0008) Hand Railing 1000mm - Non FIM Items Supplying, fabricating and fixing in position at all locations 1000mm high INCLINED HAND RAILING (for staircases) consisting of top rail, mid rail and vertical posts (Maximum spacing 1500mm c/c) with 32mm nominal diameter medium grade M.S. Tubes conforming to IS:1239 including straightening if required, cutting, bending, welding, bolting, grouting with ordinary grout, cleaning, surface preparation, hot-dip galvanising (80-85 micron as per IS:4759, IS:2629, IS: 4736, IS:2633), shop primer (1 coat of P6 of 40 micron) as per Sl. No. 8.1 of Table 8.0 of EIL SPEC. 6-79-0020 (or as per Job Specification, wherever applicable), preparation and submission of fabrication drawings etc. all complete as specified, shown and directed. (SUPPLY OF ALL MATERIALS IN CONTRACTOR'S SCOPE). (Complete handrail work shall be measured as length of top rail only and not length of each element fixed). | 10.00 | m |  | 3128.00 | 31280.00 | Not Quoted | Not Quoted | 2500.00 | 25000.00 | 6050.00 | 60500.00 | Not Quoted | Not Quoted | 3225.00 | 32250.00 | 1715.00 | 17150.00 | 4114.00 | 41140.00 | Not Quoted | Not Quoted | Not Quoted | Not Quoted | 0.00 | 0.00 | 1500.00 | 15000.00 | 3150.00 | 31500.00 | 2500.00 | 25000.00 | 1584.00 | 15840.00 | 0.00 | mastek engineering private limited
512.00 | Pipeline & Structural Works: MISCELLANEOUS STEEL WORKS (REFER SPECIFICATIONS NO. 6-68-0008) Hand Railing 1000mm - Non FIM Items Supplying, fabricating and fixing in position at all locations 1000mm high HORIZONTAL HAND RAILING (for platforms, walkways, etc. or any other location as directed) consisting of top rail, mid rail and vertical posts (Maximum spacing 1500mm c/c) with 32mm nominal diameter medium grade MS Tubes conforming to IS:1239 and 100x5 MS Toe Plate confirming to IS:2062 (Grade A/B), including straightening if required, cutting, bending, welding, bolting, grouting with ordinary grout, cleaning, surface preparation, hot-dip galvanising (80-85 micron as per IS:4759, IS:2629, IS: 4736, IS:2633), shop primer (1 coat of P6 of 40 micron) as per Sl. No. 8.1 of Table 8.0 of EIL SPEC. 6-79-0020 (or as per Job Specification, wherever applicable), preparation and submission of fabrication drawings etc. all complete as specified, shown and directed. (SUPPLY OF ALL MATERIALS IN CONTRACTOR'S SCOPE). (Complete handrail work shall be measured as length of top rail only and not length of each element fixed). | 155.00 | m |  | 3128.00 | 484840.00 | Not Quoted | Not Quoted | 1900.00 | 294500.00 | 6050.00 | 937750.00 | Not Quoted | Not Quoted | 3225.00 | 499875.00 | 1887.00 | 292485.00 | 4114.00 | 637670.00 | Not Quoted | Not Quoted | Not Quoted | Not Quoted | 0.00 | 0.00 | 1500.00 | 232500.00 | 3150.00 | 488250.00 | 2500.00 | 387500.00 | 1584.00 | 245520.00 | 0.00 | mastek engineering private limited
513.00 | Pipeline & Structural Works: MISCELLANEOUS STEEL WORKS (REFER SPECIFICATIONS NO. 6-68-0008) Mechanical Anchor fastners - Non FIM Items Supplying, handling, transporting to site of work and fixing approved MECHANICAL ANCHOR FASTENERS M.S. bolts of Grade 5.8 or more, GALVANIZED with minimum thickness of 5 microns (approved for use in cracked concrete), of 12mm dia at specified positions on concrete floors, roofs, beams (sides and bottom), walls, columns etc. according to manufacturer's specifications including all accessories like nuts, washers etc. of required size, testing, necessary scaffolding, drilling of the holes in concrete surface with electric drill, cleaning of holes with air blowout & wire-brush, and making good any damage done to the structure etc. all complete for all heights, depths and locations as specified and directed. | 10.00 | Each |  | 706.00 | 7060.00 | Not Quoted | Not Quoted | 4500.00 | 45000.00 | 231.00 | 2310.00 | Not Quoted | Not Quoted | 1275.00 | 12750.00 | 686.00 | 6860.00 | 999.00 | 9990.00 | Not Quoted | Not Quoted | Not Quoted | Not Quoted | 0.00 | 0.00 | 1200.00 | 12000.00 | 175.00 | 1750.00 | 280.00 | 2800.00 | 880.00 | 8800.00 | 0.00 | mastek engineering private limited
514.00 | Pipeline & Structural Works: MISCELLANEOUS STEEL WORKS (REFER SPECIFICATIONS NO. 6-68-0008) Mechanical Anchor fastners - Non FIM Items Supplying, handling, transporting to site of work and fixing approved MECHANICAL ANCHOR FASTENERS M.S. bolts of Grade 5.8 or more, GALVANIZED with minimum thickness of 5 microns (approved for use in cracked concrete), of 16mm dia at specified positions on concrete floors, roofs, beams (sides and bottom), walls, columns etc. according to manufacturer's specifications including all accessories like nuts, washers etc. of required size, testing, necessary scaffolding, drilling of the holes in concrete surface with electric drill, cleaning of holes with air blowout & wire-brush, and making good any damage done to the structure etc. all complete for all heights, depths and locations as specified and directed. | 10.00 | Each |  | 841.00 | 8410.00 | Not Quoted | Not Quoted | 4800.00 | 48000.00 | 385.00 | 3850.00 | Not Quoted | Not Quoted | 1650.00 | 16500.00 | 858.00 | 8580.00 | 1146.00 | 11460.00 | Not Quoted | Not Quoted | Not Quoted | Not Quoted | 0.00 | 0.00 | 1500.00 | 15000.00 | 311.00 | 3110.00 | 400.00 | 4000.00 | 1100.00 | 11000.00 | 0.00 | mastek engineering private limited
515.00 | Pipeline & Structural Works: MISCELLANEOUS STEEL WORKS (REFER SPECIFICATIONS NO. 6-68-0008) Mechanical Anchor fastners - Non FIM Items Supplying, handling, transporting to site of work and fixing approved MECHANICAL ANCHOR FASTENERS M.S. bolts of Grade 5.8 or more, GALVANIZED with minimum thickness of 5 microns (approved for use in cracked concrete), of 20mm dia at specified positions on concrete floors, roofs, beams (sides and bottom), walls, columns etc. according to manufacturer's specifications including all accessories like nuts, washers etc. of required size, testing, necessary scaffolding, drilling of the holes in concrete surface with electric drill, cleaning of holes with air blowout & wire-brush, and making good any damage done to the structure etc. all complete for all heights, depths and locations as specified and directed. | 10.00 | Each |  | 979.00 | 9790.00 | Not Quoted | Not Quoted | 5800.00 | 58000.00 | 495.00 | 4950.00 | Not Quoted | Not Quoted | 2100.00 | 21000.00 | 1029.00 | 10290.00 | 1234.00 | 12340.00 | Not Quoted | Not Quoted | Not Quoted | Not Quoted | 0.00 | 0.00 | 1800.00 | 18000.00 | 368.00 | 3680.00 | 550.00 | 5500.00 | 2200.00 | 22000.00 | 0.00 | mastek engineering private limited
516.00 | Pipeline & Structural Works: MISCELLANEOUS STEEL WORKS (REFER SPECIFICATIONS NO. 6-68-0008) Chemical Anchor Fastner Supplying, handling, transporting to site of work and fixing approved CHEMICAL ANCHOR FASTENERS consisting of M.S. threaded rod of Grade 5.8, GALVANIZED with minimum thickness of 5 microns and chemical (approved for use in cracked concrete), packed in flexible chemical foil or dual foil type, to be used with the help of dispenser, of 12mm dia. at specified positions on concrete floors, roofs, beams (sides and bottom), walls, columns etc. according to manufacturer's specifications including all accessories like nuts, washers etc. of required size, testing, necessary scaffolding, drilling of the holes in concrete surface with electric drill, cleaning of holes with air blowout & wire-brush and making good any damage done to the structure etc. all complete for all heights, depths and locations as specified and directed. | 10.00 | Each |  | 1496.00 | 14960.00 | Not Quoted | Not Quoted | 6200.00 | 62000.00 | 385.00 | 3850.00 | Not Quoted | Not Quoted | 2100.00 | 21000.00 | 1287.00 | 12870.00 | 2116.00 | 21160.00 | Not Quoted | Not Quoted | Not Quoted | Not Quoted | 0.00 | 0.00 | 1500.00 | 15000.00 | 315.00 | 3150.00 | 500.00 | 5000.00 | 1100.00 | 11000.00 | 0.00 | mastek engineering private limited
517.00 | Pipeline & Structural Works: MISCELLANEOUS STEEL WORKS (REFER SPECIFICATIONS NO. 6-68-0008) Chemical Anchor Fastner Supplying, handling, transporting to site of work and fixing approved CHEMICAL ANCHOR FASTENERS consisting of M.S. threaded rod of Grade 5.8, GALVANIZED with minimum thickness of 5 microns and chemical (approved for use in cracked concrete), packed in flexible chemical foil or dual foil type, to be used with the help of dispenser, of 16mm dia. at specified positions on concrete floors, roofs, beams (sides and bottom), walls, columns etc. according to manufacturer's specifications including all accessories like nuts, washers etc. of required size., testing, necessary scaffolding, drilling of the holes in concrete surface with electric drill, cleaning of holes with air blowout & wire-brush and making good any damage done to the structure etc. all complete for all heights, depths and locations as specified and directed. | 10.00 | Each |  | 1780.00 | 17800.00 | Not Quoted | Not Quoted | 9800.00 | 98000.00 | 495.00 | 4950.00 | Not Quoted | Not Quoted | 2700.00 | 27000.00 | 1287.00 | 12870.00 | 2351.00 | 23510.00 | Not Quoted | Not Quoted | Not Quoted | Not Quoted | 0.00 | 0.00 | 1800.00 | 18000.00 | 525.00 | 5250.00 | 750.00 | 7500.00 | 1320.00 | 13200.00 | 0.00 | mastek engineering private limited
518.00 | Pipeline & Structural Works: MISCELLANEOUS STEEL WORKS (REFER SPECIFICATIONS NO. 6-68-0008) Chemical Anchor Fastner Supplying, handling, transporting to site of work and fixing approved CHEMICAL ANCHOR FASTENERS consisting of M.S. threaded rod of Grade 5.8, GALVANIZED with minimum thickness of 5 microns and chemical (approved for use in cracked concrete), packed in flexible chemical foil or dual foil type, to be used with the help of dispenser, of 20mm dia. at specified positions on concrete floors, roofs, beams (sides and bottom), walls, columns etc. according to manufacturer's specifications including all accessories like nuts, washers etc. of required size., testing, necessary scaffolding, drilling of the holes in concrete surface with electric drill, cleaning of holes with air blowout & wire-brush and making good any damage done to the structure etc. all complete for all heights, depths and locations as specified and directed. | 10.00 | Each |  | 2060.00 | 20600.00 | Not Quoted | Not Quoted | 9800.00 | 98000.00 | 715.00 | 7150.00 | Not Quoted | Not Quoted | 3350.00 | 33500.00 | 1287.00 | 12870.00 | 2645.00 | 26450.00 | Not Quoted | Not Quoted | Not Quoted | Not Quoted | 0.00 | 0.00 | 2200.00 | 22000.00 | 945.00 | 9450.00 | 1000.00 | 10000.00 | 2640.00 | 26400.00 | 0.00 | mastek engineering private limited
519.00 | Pipeline & Structural Works: BRICK MASONRY (REFER SPECIFICATION NO.6-68-0009) CLASS 5.0 - Non FIM Items Providing and laying BRICK MASONRY WITH BRICKS OF CLASS 5.0 in cement mortar 1:6 (1 Cement : 6 Sand) in one or more brick thickness and in any shape (excluding circular/curved brick masonry) at all depths below plinth level including the cost of materials, labour, scaffolding/ staging, sampling & testing, soaking of bricks, cutting and laying of bricks, providing recesses, making openings of any shape & size, finishing the joints flush below ground level and raking out the joints above ground level, sealing the gap between masonry and soffit of beam/slab, embedding the fittings & fixtures, curing, etc. all complete as per specifications. ALL MATERIALS INCLUDING CEMENT SUPPLIED BY THE CONTRACTOR. | 80.00 | Cu.m. |  | 4418.00 | 353440.00 | Not Quoted | Not Quoted | 8900.00 | 712000.00 | 7480.00 | 598400.00 | Not Quoted | Not Quoted | 8570.00 | 685600.00 | 6859.00 | 548720.00 | 5465.00 | 437200.00 | Not Quoted | Not Quoted | Not Quoted | Not Quoted | 0.00 | 0.00 | 7500.00 | 600000.00 | 8533.00 | 682640.00 | 4500.00 | 360000.00 | 7920.00 | 633600.00 | 0.00 | mastek engineering private limited
520.00 | Pipeline & Structural Works: BRICK MASONRY (REFER SPECIFICATION NO.6-68-0009) CLASS 5.0 - Non FIM Items Providing and laying BRICK MASONRY WITH BRICKS OF CLASS 5.0 in cement mortar 1:6 (1 Cement : 6 Sand) in one or more brick thickness and in any shape (excluding circular/curved brick masonry) at all heights above plinth level including the cost of materials, labour, scaffolding/ staging, sampling & testing, soaking of bricks, cutting and laying of bricks, providing recesses, making openings of any shape & size, finishing the joints flush below ground level and raking out the joints above ground level, sealing the gap between masonry and soffit of beam/slab, embedding the fittings & fixtures, curing, etc. all complete as per specifications. ALL MATERIALS INCLUDING CEMENT SUPPLIED BY THE CONTRACTOR. | 1325.00 | Cu.m. |  | 5890.00 | 7804250.00 | Not Quoted | Not Quoted | 9000.00 | 11925000.00 | 7700.00 | 10202500.00 | Not Quoted | Not Quoted | 8300.00 | 10997500.00 | 6859.00 | 9088175.00 | 5641.00 | 7474325.00 | Not Quoted | Not Quoted | Not Quoted | Not Quoted | 0.00 | 0.00 | 7800.00 | 10335000.00 | 8533.00 | 11306225.00 | 4500.00 | 5962500.00 | 7920.00 | 10494000.00 | 0.00 | mastek engineering private limited
521.00 | Pipeline & Structural Works: BRICK MASONRY (REFER SPECIFICATION NO.6-68-0009) CLASS 5.0 Half - Non FIM Items Providing and laying HALF BRICK MASONRY with bricks of CLASS 5.0 in cement mortar 1:4 (1 Cement : 4 Sand)in any shape, including the cost of materials, labour, scaffolding/staging, sampling and testing, soaking of bricks, cutting and laying of bricks, providing openings of any shape & size, raking out the joints, supplying and placing 2 Nos. 6mm dia. M.S. Bars at every fourth course, sealing the gap between masonry and soffit of beam/slab, embedding the fittings and fixtures, curing etc. all complete as per specification.ALL MATERIALS INCLUDING CEMENT SUPPLIED BY CONTRACTOR. | 75.00 | Sq.m. |  | 552.00 | 41400.00 | Not Quoted | Not Quoted | 1500.00 | 112500.00 | 1045.00 | 78375.00 | Not Quoted | Not Quoted | 765.00 | 57375.00 | 1029.00 | 77175.00 | 3820.00 | 286500.00 | Not Quoted | Not Quoted | Not Quoted | Not Quoted | 0.00 | 0.00 | 950.00 | 71250.00 | 1087.00 | 81525.00 | 800.00 | 60000.00 | 6160.00 | 462000.00 | 0.00 | mastek engineering private limited
522.00 | Pipeline & Structural Works: DEMOLISHING AND DISMANTLING (REFER SPECIFICATION NO. 6-68-0012) Brickwork - Non FIM Items Demolishing BRICKWORK (taking all necessary safety precautions) for all depths below plinth level including supply of all tools and tackles, necessary scaffolding, propping, underpinning, cleaning and stacking of serviceable material, disposal of unserviceable material to spoil heaps anywhere within the plant boundary, all complete as specified and directed. (Excavation & backfilling shall be paid separately under relevant items). | 5.00 | Cu.m. |  | 926.00 | 4630.00 | Not Quoted | Not Quoted | 250.00 | 1250.00 | 1980.00 | 9900.00 | Not Quoted | Not Quoted | 3020.00 | 15100.00 | 858.00 | 4290.00 | 1234.00 | 6170.00 | Not Quoted | Not Quoted | Not Quoted | Not Quoted | 0.00 | 0.00 | 1500.00 | 7500.00 | 1155.00 | 5775.00 | 850.00 | 4250.00 | 1540.00 | 7700.00 | 0.00 | mastek engineering private limited
523.00 | Pipeline & Structural Works: DEMOLISHING AND DISMANTLING (REFER SPECIFICATION NO. 6-68-0012) Brickwork - Non FIM Items Demolishing BRICKWORK (taking all necessary safety precautions) for all heights above plinth level including supply of all tools and tackles, necessary scaffolding, propping, underpinning, cleaning and stacking of serviceable material, disposal of unserviceable material to spoil heaps anywhere within the plant boundary, all complete as specified and directed. | 10.00 | Cu.m. |  | 1069.00 | 10690.00 | Not Quoted | Not Quoted | 280.00 | 2800.00 | 2310.00 | 23100.00 | Not Quoted | Not Quoted | 3030.00 | 30300.00 | 858.00 | 8580.00 | 1234.00 | 12340.00 | Not Quoted | Not Quoted | Not Quoted | Not Quoted | 0.00 | 0.00 | 2100.00 | 21000.00 | 1260.00 | 12600.00 | 1200.00 | 12000.00 | 1848.00 | 18480.00 | 0.00 | mastek engineering private limited
524.00 | Pipeline & Structural Works: DEMOLISHING AND DISMANTLING (REFER SPECIFICATION NO. 6-68-0012) RCC - Non FIM Items Demolishing RCC WORK (taking all necessary safety precautions) for all depths below plinth level including supply of all tools & tackles, necessary scaffolding, propping, underpinning etc., cutting, straightening, scraping and cleaning of reinforcement bars, stacking of serviceable materials, disposal of unserviceable material to spoil heaps anywhere within the plant boundary, all complete as specified and directed. (Excavation & backfilling shall be paid separately under relevant items). | 10.00 | Cu.m. |  | 1710.00 | 17100.00 | Not Quoted | Not Quoted | 350.00 | 3500.00 | 3190.00 | 31900.00 | Not Quoted | Not Quoted | 4475.00 | 44750.00 | 1287.00 | 12870.00 | 1587.00 | 15870.00 | Not Quoted | Not Quoted | Not Quoted | Not Quoted | 0.00 | 0.00 | 3500.00 | 35000.00 | 2221.00 | 22210.00 | 3000.00 | 30000.00 | 1760.00 | 17600.00 | 0.00 | mastek engineering private limited
525.00 | Pipeline & Structural Works: DEMOLISHING AND DISMANTLING (REFER SPECIFICATION NO. 6-68-0012) RCC - Non FIM Items Demolishing RCC WORK (taking all necessary safety precautions) for all heights above plinth level including supply of all tools & tackles, necessary scaffolding, propping, underpinning etc., cutting, straightening, scraping and cleaning of reinforcement bars, stacking of serviceable materials, disposal of unserviceable material to spoil heaps anywhere within the plant boundary, all complete as specified and directed. | 10.00 | Cu.m. |  | 1924.00 | 19240.00 | Not Quoted | Not Quoted | 350.00 | 3500.00 | 3520.00 | 35200.00 | Not Quoted | Not Quoted | 4475.00 | 44750.00 | 1287.00 | 12870.00 | 1822.00 | 18220.00 | Not Quoted | Not Quoted | Not Quoted | Not Quoted | 0.00 | 0.00 | 4500.00 | 45000.00 | 2221.00 | 22210.00 | 4000.00 | 40000.00 | 2640.00 | 26400.00 | 0.00 | mastek engineering private limited
526.00 | Pipeline & Structural Works: DEMOLISHING AND DISMANTLING (REFER SPECIFICATION NO. 6-68-0012) RCC - Non FIM Items Chipping of RCC WORK (taking all necessary safety precautions) by CHISELLING, upto & inclusive of 25mm thickness including supply of all tools & tackles, necessary scaffolding, propping, underpinning etc., cutting, lapping/welding of reinforcement bars as per drawings, disposal of the unserviceable material to spoil heaps anywhere within the plant boundary, all complete at all heights and depths, as specified and directed. (Excavation and backfilling shall be paid separately under relevant items). | 1.00 | Sq.m. |  | 1069.00 | 1069.00 | Not Quoted | Not Quoted | 750.00 | 750.00 | 2090.00 | 2090.00 | Not Quoted | Not Quoted | 4900.00 | 4900.00 | 858.00 | 858.00 | 2175.00 | 2175.00 | Not Quoted | Not Quoted | Not Quoted | Not Quoted | 0.00 | 0.00 | 850.00 | 850.00 | 58.00 | 58.00 | 1700.00 | 1700.00 | 1320.00 | 1320.00 | 0.00 | mastek engineering private limited
527.00 | Pipeline & Structural Works: DEMOLISHING AND DISMANTLING (REFER SPECIFICATION NO. 6-68-0012) RCC - Non FIM Items Chipping of RCC WORK (taking all necessary safety precautions) by CHISELLING, beyond 25mm and upto & inclusive of 50mm thickness including supply of all tools & tackles, necessary scaffolding, propping, underpinning etc., cutting, lapping/welding of reinforcement bars as per drawings, disposal of the unserviceable material to spoil heaps anywhere within the plant boundary, all complete at all heights and depths, as specified and directed. (Excavation and backfilling shall be paid separately under relevant items). | 1.00 | Sq.m. |  | 1781.00 | 1781.00 | Not Quoted | Not Quoted | 800.00 | 800.00 | 2640.00 | 2640.00 | Not Quoted | Not Quoted | 6875.00 | 6875.00 | 858.00 | 858.00 | 2410.00 | 2410.00 | Not Quoted | Not Quoted | Not Quoted | Not Quoted | 0.00 | 0.00 | 1100.00 | 1100.00 | 116.00 | 116.00 | 1700.00 | 1700.00 | 1760.00 | 1760.00 | 0.00 | mastek engineering private limited
528.00 | Pipeline & Structural Works: DEMOLISHING AND DISMANTLING (REFER SPECIFICATION NO. 6-68-0012) RCC - Non FIM Items Chipping of RCC WORK (taking all necessary safety precautions) by CHISELLING, beyond 50mm and upto & inclusive of 100mm thickness including supply of all tools & tackles, necessary scaffolding, propping, underpinning etc., cutting, lapping/welding of reinforcement bars as per drawings, disposal of the unserviceable material to spoil heaps anywhere within the plant boundary, all complete at all heights and depths, as specified and directed. (Excavation and backfilling shall be paid separately under relevant items). | 1.00 | Sq.m. |  | 2494.00 | 2494.00 | Not Quoted | Not Quoted | 850.00 | 850.00 | 3520.00 | 3520.00 | Not Quoted | Not Quoted | 9000.00 | 9000.00 | 858.00 | 858.00 | 2645.00 | 2645.00 | Not Quoted | Not Quoted | Not Quoted | Not Quoted | 0.00 | 0.00 | 1200.00 | 1200.00 | 231.00 | 231.00 | 3400.00 | 3400.00 | 2200.00 | 2200.00 | 0.00 | mastek engineering private limited
529.00 | Pipeline & Structural Works: DEMOLISHING AND DISMANTLING (REFER SPECIFICATION NO. 6-68-0012) PCC _ Non FIM Items Demolishing PLAIN CEMENT CONCRETE work (taking all necessary safety precautions) for all depths below plinth level including supply of all tools & tackles, necessary scaffolding, propping, underpinning etc. disposal of unserviceable material to spoil heaps anywhere within the plant boundary, all complete as specified and directed. (Excavation and backfilling shall be paid separately under relevant items) | 10.00 | Cu.m. |  | 1140.00 | 11400.00 | Not Quoted | Not Quoted | 4500.00 | 45000.00 | 2420.00 | 24200.00 | Not Quoted | Not Quoted | 2985.00 | 29850.00 | 1287.00 | 12870.00 | 1411.00 | 14110.00 | Not Quoted | Not Quoted | Not Quoted | Not Quoted | 0.00 | 0.00 | 3500.00 | 35000.00 | 1339.00 | 13390.00 | 1700.00 | 17000.00 | 2200.00 | 22000.00 | 0.00 | mastek engineering private limited
530.00 | Pipeline & Structural Works: DEMOLISHING AND DISMANTLING (REFER SPECIFICATION NO. 6-68-0012) Steelwork - Non FIM Items Dismantling bolted/rivetted/welded STRUCTURAL STEEL WORK of all descriptions (taking all necessary safety precautions), including supply of all tools and tackles, consumables, necessary scaffolding etc., providing temporary bracings as required, cutting (by flame or saw) gusset plates, bolts, nuts, weldings etc., transporting and stacking of the serviceable materials, cleaning the site of work of all unserviceable materials for disposal to spoil heaps anywhere within the plant boundary, all complete at all depths and heights, as specified and directed. | .50 | MT |  | 17813.00 | 8906.50 | Not Quoted | Not Quoted | 25000.00 | 12500.00 | 27500.00 | 13750.00 | Not Quoted | Not Quoted | 17500.00 | 8750.00 | 4288.00 | 2144.00 | 17600.00 | 8800.00 | Not Quoted | Not Quoted | Not Quoted | Not Quoted | 0.00 | 0.00 | 25000.00 | 12500.00 | 10500.00 | 5250.00 | 10200.00 | 5100.00 | 30800.00 | 15400.00 | 0.00 | mastek engineering private limited
531.00 | Pipeline & Structural Works: MISCELLANEOUS ITEMS (REFER SPECIFICATION NO. 6-68-0013) Antitermite - Non FIM Items Providing and injecting approved chemical emulsions as specified for pre-constructional ANTI-TERMITE TREATMENT and creating a chemical barrier under and around column pits, wall trenches, basement excavations, top surfaces of plinth filling, junction of wall and floor, along the external perimeter of building, expansion joints, surrrounding of pipes and conduits etc. all complete as specified and directed. (Plinth area of the building at ground floor only shall be measured). | 1295.00 | Sq.m. |  | 124.00 | 160580.00 | Not Quoted | Not Quoted | 800.00 | 1036000.00 | 209.00 | 270655.00 | Not Quoted | Not Quoted | 190.00 | 246050.00 | 387.00 | 501165.00 | 112.00 | 145040.00 | Not Quoted | Not Quoted | Not Quoted | Not Quoted | 0.00 | 0.00 | 350.00 | 453250.00 | 158.00 | 204610.00 | 130.00 | 168350.00 | 396.00 | 512820.00 | 0.00 | mastek engineering private limited
532.00 | Pipeline & Structural Works: MISCELLANEOUS ITEMS (REFER SPECIFICATION NO. 6-68-0013) Sand Filling - Non FIM Items Supplying and filling approved SAND of specified quality under floors, in foundations, plinths, tank foundations etc. for all depths and heights including cost of sand,royalties, transportation to site for all leads and lifts,including loading, unloading, spreading in layers of loose thickness not exceeding 150 mm,watering,ramming,compacting with mechanical compactors and/or other equipment to the specified levels to achive 85% relative density as per IS:2720 Part XIV,including preparation of subgrade to the required slope,providing testing apparatus and testing the degree of consolidation all complete as per drawings, specifications and direction of Engineer-in-charge.The rates shall be inclusive of the cost of all labour,material,equipments etc. all complete . | 290.00 | Cu.m. |  | 1055.00 | 305950.00 | Not Quoted | Not Quoted | 650.00 | 188500.00 | 2035.00 | 590150.00 | Not Quoted | Not Quoted | 1325.00 | 384250.00 | 1287.00 | 373230.00 | 1534.00 | 444860.00 | Not Quoted | Not Quoted | Not Quoted | Not Quoted | 0.00 | 0.00 | 1500.00 | 435000.00 | 2483.00 | 720070.00 | 680.00 | 197200.00 | 2464.00 | 714560.00 | 0.00 | mastek engineering private limited
533.00 | Pipeline & Structural Works: MISCELLANEOUS ITEMS (REFER SPECIFICATION NO. 6-68-0013) BI-POLAR CONCRETE PENETRATING CORROSION INHIBITING ADMIXTURE Supplying and mixing of approved brand of BI-POLAR CONCRETE PENETRATING CORROSION INHIBITING ADMIXTURE (confirming to EIL Specification No. 6-68-0017) in concrete as per manufacturer's specification for protection of reinforcement against corrosion. Supply of admixture in Contractor's scope. | 12185.00 | KG |  | 28.00 | 341180.00 | Not Quoted | Not Quoted | 110.00 | 1340350.00 | 176.00 | 2144560.00 | Not Quoted | Not Quoted | 50.00 | 609250.00 | 87.00 | 1060095.00 | 147.00 | 1791195.00 | Not Quoted | Not Quoted | Not Quoted | Not Quoted | 0.00 | 0.00 | 120.00 | 1462200.00 | 121.00 | 1474385.00 | 110.00 | 1340350.00 | 1100.00 | 13403500.00 | 0.00 | mastek engineering private limited
534.00 | Pipeline & Structural Works: BONDING FRESH CONCRETE TO OLD CONCRETE BY EPOXY RESIN BONDING SYSTEM (REFER SPECIFICATION NO. 6-68-0056) Epoxy Resin - non FIM Items Providing and applying approved EPOXY RESIN (prepared as per manufacturer's recommendation) for bonding of fresh concrete to old concrete in all types of structure at all depths and heights including cleaning of concrete surface, removing of all loose concrete pieces, making rough by chiselling, taking off the skin of concrete, application of Epoxy Resin System by spraying, necessary working platforms, props, scaffolding and other safety measures, removal of same after completion etc. all complete as specified and directed. (Excavation, backfilling, removal of surplus earth, keeping pit dry by pumping/bailing subsoil water shall be paid separately under relevant items). | 10.00 | Kg. |  | 421.00 | 4210.00 | Not Quoted | Not Quoted | 250.00 | 2500.00 | 429.00 | 4290.00 | Not Quoted | Not Quoted | 1175.00 | 11750.00 | 87.00 | 870.00 | 999.00 | 9990.00 | Not Quoted | Not Quoted | Not Quoted | Not Quoted | 0.00 | 0.00 | 1000.00 | 10000.00 | 137.00 | 1370.00 | 850.00 | 8500.00 | 1100.00 | 11000.00 | 0.00 | mastek engineering private limited
535.00 | Pipeline & Structural Works: SAFETY (REFER EIL SPECIFICATION) Supply of Safety Personnel Supply of HSE personnel SAFETY STEWARD over and above the requirement as specified in EIL Standard Specification No. 6-82-0001 at site as per the written instructions of Engineer-in-charge (the rates shall be inclusive of all other payments such as PF, ESI, other benefits payable to the workmen as per the prevalent labour laws). | 20.00 | ManMonth |  | 20663.00 | 413260.00 | Not Quoted | Not Quoted | 30000.00 | 600000.00 | 93500.00 | 1870000.00 | Not Quoted | Not Quoted | 32500.00 | 650000.00 | 25722.00 | 514440.00 | 32906.00 | 658120.00 | Not Quoted | Not Quoted | Not Quoted | Not Quoted | 0.00 | 0.00 | 25000.00 | 500000.00 | 28875.00 | 577500.00 | 20000.00 | 400000.00 | 44000.00 | 880000.00 | 0.00 | mastek engineering private limited
536.00 | Pipeline & Structural Works: SAFETY (REFER EIL SPECIFICATION) Supply of Safety Personnel Supply of HSE personnel SAFETY SUPERVISOR over and above the requirement as specified in EIL Standard Specification No. 6-82-0001 at site as per the written instructions of Engineer-in-charge (the rates shall be inclusive of all other payments such as PF, ESI, other benefits payable to the workmen as per the prevalent labour laws). | 10.00 | ManMonth |  | 24938.00 | 249380.00 | Not Quoted | Not Quoted | 35000.00 | 350000.00 | 60500.00 | 605000.00 | Not Quoted | Not Quoted | 42500.00 | 425000.00 | 34295.00 | 342950.00 | 26442.00 | 264420.00 | Not Quoted | Not Quoted | Not Quoted | Not Quoted | 0.00 | 0.00 | 23000.00 | 230000.00 | 34650.00 | 346500.00 | 25000.00 | 250000.00 | 44000.00 | 440000.00 | 0.00 | mastek engineering private limited
537.00 | Pipeline & Structural Works: SAFETY (REFER EIL SPECIFICATION) Supply of Safety Personnel Supply of HSE personnel SAFETY OFFICER over and above the requirement as specified in EIL Standard Specification No. 6-82-0001 at site as per the written instructions of Engineer-in-charge (the rates shall be inclusive of all other payments such as PF, ESI, other benefits payable to the workmen as per the prevalent labour laws). | 10.00 | ManMonth |  | 32063.00 | 320630.00 | Not Quoted | Not Quoted | 32000.00 | 320000.00 | 60500.00 | 605000.00 | Not Quoted | Not Quoted | 37500.00 | 375000.00 | 42869.00 | 428690.00 | 21154.00 | 211540.00 | Not Quoted | Not Quoted | Not Quoted | Not Quoted | 0.00 | 0.00 | 21000.00 | 210000.00 | 40425.00 | 404250.00 | 35000.00 | 350000.00 | 44000.00 | 440000.00 | 0.00 | mastek engineering private limited
538.00 | Pipeline & Structural Works: SAFETY (REFER EIL SPECIFICATION) Supply of Safety Personnel Supply of HSE personnel HOUSE-KEEPING SUPERVISOR over and above the requirement as specified in EIL Standard Specification No. 6-82-0001 at site as per the written instructions of Engineer-in-charge (the rates shall be inclusive of all other payments such as PF, ESI, other benefits payable to the workmen as per the prevalent labour laws). | 10.00 | ManMonth |  | 24938.00 | 249380.00 | Not Quoted | Not Quoted | 21000.00 | 210000.00 | 38500.00 | 385000.00 | Not Quoted | Not Quoted | 45000.00 | 450000.00 | 23150.00 | 231500.00 | 17628.00 | 176280.00 | Not Quoted | Not Quoted | Not Quoted | Not Quoted | 0.00 | 0.00 | 19000.00 | 190000.00 | 28875.00 | 288750.00 | 15000.00 | 150000.00 | 44000.00 | 440000.00 | 0.00 | mastek engineering private limited
539.00 | Pipeline & Structural Works: GROUND IMPROVEMENT SAND GRAVEL MIX Supplying and filling sand gravel mix (1:1) with approved aggregate below road, RCC pavement, manholes, pits, foundations, bedding of UG piping etc. in layers of 150 mm loose thickness (maximum) including watering, ramming, rolling, compacting to achieve 85% relative density as per IS 2720 Part-XIV, quarrying, royalties, transportation, handling, etc. all complete as per drawings, specifications and directions of Engineer-in-Charge. (The rate shall be inclusive of the cost of all labour, material, equipment etc. all complete) | 225.00 | CUM |  | 2494.00 | 561150.00 | Not Quoted | Not Quoted | 3200.00 | 720000.00 | 3410.00 | 767250.00 | Not Quoted | Not Quoted | 2975.00 | 669375.00 | 1715.00 | 385875.00 | 1612.00 | 362700.00 | Not Quoted | Not Quoted | Not Quoted | Not Quoted | 0.00 | 0.00 | 3200.00 | 720000.00 | 2625.00 | 590625.00 | 2000.00 | 450000.00 | 2640.00 | 594000.00 | 0.00 | mastek engineering private limited
540.00 | Pipeline & Structural Works: GROUND IMPROVEMENT GEOGRID Supplying and laying of Tensar Geogrid SS-40 or equivalent below roads, RCC pavements, manholes, in pipe trenches, culverts, foundations, hard stand etc. including overlap length, royalties, taxes, handling, transportation, unloading, storage, etc. all complete as per drawings, manufacturers specification and direction of Engineer-in-Charge. | 225.00 | SQ.M. |  | 485.00 | 109125.00 | Not Quoted | Not Quoted | 1200.00 | 270000.00 | 1980.00 | 445500.00 | Not Quoted | Not Quoted | 750.00 | 168750.00 | 2145.00 | 482625.00 | 617.00 | 138825.00 | Not Quoted | Not Quoted | Not Quoted | Not Quoted | 0.00 | 0.00 | 350.00 | 78750.00 | 1523.00 | 342675.00 | 200.00 | 45000.00 | 2200.00 | 495000.00 | 0.00 | mastek engineering private limited
541.00 | Pipeline & Structural Works: Miscellaneous Supplying, transporting, storing, fabricating & erecting in position and testing/ examining bolted and/ or welded STRUCTURAL STEEL WORKS of Grade E250BR / E250B0 (confirming to per IS:2062) at all locations and levels UPTO & INCLUSIVE OF 20 m ABOVE HPP/ FGL, including all builtup sections/ compound sections made out of rolled sections and/or plates/ bent plates in all types wherever applicable) after fabrication etc., all complete. SUPPLY OF ALL MATERIAL IN CONTRACTOR'S SCOPE. of structural frameworks, floor beams, stairs, or any other structural items or accessories to support equipments, piping, conveyor galleries, towers, masts, etc., but excluding silos, bunkers, hoppers, etc., cutting to required size, straightening/ bending if required, edge preparation, cleaning, preheating, bolting/ welding of joints, (including sealing the joints of box sections with continuous welding and plugging any open ends & holes of box sections), finishing edges by grinding, fixing in line and level with temporary staging & bracing and removal of the same after erection, grouting with Ordinary Grout or premix free flow Nonshrink Grout as specified, including preparation and submission of detailed fabrication drawings, preparing the surface for painting (SSPC-SP-10) and applying pre-erection/ shop primer (1 coat of F-9 @ 65-75 micron DFT) as per EIL Specification No. 6-79- 0020 (or as per Job Specification). | 10.00 | MT |  | 98325.00 | 983250.00 | Not Quoted | Not Quoted | 115000.00 | 1150000.00 | 154000.00 | 1540000.00 | Not Quoted | Not Quoted | 140000.00 | 1400000.00 | 128607.00 | 1286070.00 | 123843.00 | 1238430.00 | Not Quoted | Not Quoted | Not Quoted | Not Quoted | 0.00 | 0.00 | 135000.00 | 1350000.00 | 106349.00 | 1063490.00 | 125000.00 | 1250000.00 | 132000.00 | 1320000.00 | 0.00 | mastek engineering private limited
542.00 | Pipeline & Structural Works: Miscellaneous Providing and laying 40mm thick DAMP PROOF COURSE with plain cement concrete of nominal mix of 1:3:6 with 10mm & down size graded crushed stone aggregates in two layers of 20mm thick with two coats of hot bitumen (Grade A90/S90 conforming to IS:73) applied @ 1.7 Kg/sq.m. over each layer as per specifications including cleaning, watering the top surface of walls, centering, shuttering, placing, tamping, curing, sprinkling an even layer of dry & sharp sand over the hot bitumen etc. all complete as specified and directed. | 480.00 | SQM |  | 314.00 | 150720.00 | Not Quoted | Not Quoted | 600.00 | 288000.00 | 935.00 | 448800.00 | Not Quoted | Not Quoted | 575.00 | 276000.00 | 430.00 | 206400.00 | 702.00 | 336960.00 | Not Quoted | Not Quoted | Not Quoted | Not Quoted | 0.00 | 0.00 | 1500.00 | 720000.00 | 525.00 | 252000.00 | 600.00 | 288000.00 | 308.00 | 147840.00 | 0.00 | mastek engineering private limited
543.00 | Pipeline & Structural Works: PIPELINE LAYING/INSTALLATION Laying/ installation of coated line pipe, associated fittings and accessories, etc. as per specifications, drawings, other provisions of Contract and instructions of Engineer-in-Charge, including but not limited to carrying out the following: "Receiving and taking-over", handling, loading, transportation and unloading of Owner supplied coated and bare line pipes and other Free Issue Materials from designated place(s) of issue/ dump site(s) to Contractor's own stock-yard(s) including stringing on the pipeline Right-of-Use (ROU), Arrangement of all additional land required for Contractor's storage, fabrication, access for construction (other than Owner provided ROU; supply of all materials (except Owner supplied materials), consumables, equipment, labour, etc; Staking and installation of construction markers, clearing, grubbing, grading (as required) of Right of Use; Cutting Trees, if required; Counting the number and type of trees cut in presence of concerned authorities and keeping record thereof; Trenching to all depths and to a width to accommodate the pipeline with/ without optical fiber cable/cable conduit by excavation in all types of soil (including soft/hard rock etc.), including additional trenching for seismic and other areas as specified, blasting, chiselling etc.; Carrying out repairs of pipe and coating defects not attributable to Owner; Thorough internal cleaning of all pipes by suitable methods to remove debris, shots, grits etc.; Stringing of line pipes along ROU including providing straw bags, soft padding/sand padding; Aligning, bending, cutting and bevelling (as required) of pipes for welding and field adjustments, NDT of re-bevelled area, welding, carrying out destructive & non- destructive testing of welds required as per approved NDT specifications (including radiography) and providing all requisite equipment, labour, supervision, materials, films, consumables etc.; carrying out repairs of weld joints as required, carrying out re- radiography and other non-destructive tests on repaired joints, etc.; Installation of carrier pipe including concrete coated pipes (wherever required) at all crossings including roads/ canals/ nala/ water crossings etc. (except at crossings that are specifically covered separately) by open cut or Jacking/ boring method including pre-testing as required; Carrying out installation of carrier pipe in the casing pipe at cased crossings (excluding supply and installation of casing pipes, covered separately); Coating of all field weld joints, long radius bends, buried fittings etc.; Lowering the pipelines in trench including providing sand bag separators for parallel pipelines at the specified spacing (when applicable), providing required padding over and around the pipeline with sand/graded material (in rocky areas), backfilling with available approved excavated material and/or other suitable soil; Supply and installation of slope breaker as per specifications and drawings in steep slope areas, wherever required; Carrying out hydrostatic testing including air cleaning, flushing, filling, gauging, pressurization of complete pipeline in various test sections as approved by Engineer-In-Charge to the specified test pressure, providing all equipment, pumps, fittings, instruments, dead weight tester, all types of pigs etc., and services, supervision, labour, consumables, arranging water required for hydrostatic testing including supply of corrosion inhibitor, air, etc. as required, locating of leaks and rectification of defects attributable to Contractor, re-testing after rectification, successful completion of hydro-testing of pipeline (De-watering covered else where in the SOR); including all tie-in(s) with the pipeline/ piping installed by others including cutting of test header, re- bevelling as required; Carrying out all temporary, ancillary, auxiliary works and all incidental works required to make the pipeline ready for pre-commissioning; Repair of defects recorded during EGP/gauge plate run or otherwise including cutting, bevelling, welding, NDT, field joint coating etc; as applicable, Final clean-up and restoration of right of use including obtaining NOC from respective statutory authorities as required and disposal of debris and returning all surplus material to designated disposal areas/storage yard, as directed by Engineer-In-Charge; Restoration of land, facilities and boundary wall etc. at associated facilities dismantled/damaged by the Contractor during construction; Obtaining work permits/ NOC from various statutory authorities having jurisdiction and complying with all stipulation/conditions/recommendation of the said authorities; Preparation of as-built drawings, pipe-book and other records. SOR shall be read in conjunction with drawings, scope of work, specifications, standards and other provisions of contract document. All above works for buried pipeline as per following details: Installation of coated Line Pipes (with OFC/ OFC conduit) as per following details: ( Pipe OD - 18 INCH, Wall Thickness - 11.9 MM, Grade - API 5L Gr. X-70, PSL-2 , Coating - 3LPE , Type of Soil - Soft , Type of Terrain/ Area - Generally flat ) | 268.00 | M |  | 3990.00 | 1069320.00 | Not Quoted | Not Quoted | 5319.00 | 1425492.00 | 2970.00 | 795960.00 | Not Quoted | Not Quoted | 4250.00 | 1139000.00 | 4000.00 | 1072000.00 | 4100.00 | 1098800.00 | Not Quoted | Not Quoted | Not Quoted | Not Quoted | 0.00 | 0.00 | 4000.00 | 1072000.00 | 5944.00 | 1592992.00 | 5100.00 | 1366800.00 | 5500.00 | 1474000.00 | 0.00 | mastek engineering private limited
544.00 | Pipeline & Structural Works: PIPELINE LAYING/INSTALLATION Laying/ installation of coated line pipe, associated fittings and accessories, etc. as per specifications, drawings, other provisions of Contract and instructions of Engineer-in-Charge, including but not limited to carrying out the following: "Receiving and taking-over", handling, loading, transportation and unloading of Owner supplied coated and bare line pipes and other Free Issue Materials from designated place(s) of issue/ dump site(s) to Contractor's own stock-yard(s) including stringing on the pipeline Right-of-Use (ROU), Arrangement of all additional land required for Contractor's storage, fabrication, access for construction (other than Owner provided ROU; supply of all materials (except Owner supplied materials), consumables, equipment, labour, etc; Staking and installation of construction markers, clearing, grubbing, grading (as required) of Right of Use; Cutting Trees, if required; Counting the number and type of trees cut in presence of concerned authorities and keeping record thereof; Trenching to all depths and to a width to accommodate the pipeline with/ without optical fiber cable/cable conduit by excavation in all types of soil (including soft/hard rock etc.), including additional trenching for seismic and other areas as specified, blasting, chiselling etc.; Carrying out repairs of pipe and coating defects not attributable to Owner; Thorough internal cleaning of all pipes by suitable methods to remove debris, shots, grits etc.; Stringing of line pipes along ROU including providing straw bags, soft padding/sand padding; Aligning, bending, cutting and bevelling (as required) of pipes for welding and field adjustments, NDT of re-bevelled area, welding, carrying out destructive & non- destructive testing of welds required as per approved NDT specifications (including radiography) and providing all requisite equipment, labour, supervision, materials, films, consumables etc.; carrying out repairs of weld joints as required, carrying out re- radiography and other non-destructive tests on repaired joints, etc.; Installation of carrier pipe including concrete coated pipes (wherever required) at all crossings including roads/ canals/ nala/ water crossings etc. (except at crossings that are specifically covered separately) by open cut or Jacking/ boring method including pre-testing as required; Carrying out installation of carrier pipe in the casing pipe at cased crossings (excluding supply and installation of casing pipes, covered separately); Coating of all field weld joints, long radius bends, buried fittings etc.; Lowering the pipelines in trench including providing sand bag separators for parallel pipelines at the specified spacing (when applicable), providing required padding over and around the pipeline with sand/graded material (in rocky areas), backfilling with available approved excavated material and/or other suitable soil; Supply and installation of slope breaker as per specifications and drawings in steep slope areas, wherever required; Carrying out hydrostatic testing including air cleaning, flushing, filling, gauging, pressurization of complete pipeline in various test sections as approved by Engineer-In-Charge to the specified test pressure, providing all equipment, pumps, fittings, instruments, dead weight tester, all types of pigs etc., and services, supervision, labour, consumables, arranging water required for hydrostatic testing including supply of corrosion inhibitor, air, etc. as required, locating of leaks and rectification of defects attributable to Contractor, re-testing after rectification, successful completion of hydro-testing of pipeline (De-watering covered else where in the SOR); including all tie-in(s) with the pipeline/ piping installed by others including cutting of test header, re- bevelling as required; Carrying out all temporary, ancillary, auxiliary works and all incidental works required to make the pipeline ready for pre-commissioning; Repair of defects recorded during EGP/gauge plate run or otherwise including cutting, bevelling, welding, NDT, field joint coating etc; as applicable, Final clean-up and restoration of right of use including obtaining NOC from respective statutory authorities as required and disposal of debris and returning all surplus material to designated disposal areas/storage yard, as directed by Engineer-In-Charge; Restoration of land, facilities and boundary wall etc. at associated facilities dismantled/damaged by the Contractor during construction; Obtaining work permits/ NOC from various statutory authorities having jurisdiction and complying with all stipulation/conditions/recommendation of the said authorities; Preparation of as-built drawings, pipe-book and other records. SOR shall be read in conjunction with drawings, scope of work, specifications, standards and other provisions of contract document. All above works for buried pipeline as per following details: Installation of coated Line Pipes (with OFC/ OFC conduit) as per following details: ( Pipe OD - 18 INCH, Wall Thickness - 8.2 MM, Grade - API 5L Gr. X-70, PSL-2 , Coating - 3LPE , Type of Soil - Soft , Type of Terrain/ Area - Generally flat ) | 42269.00 | M |  | 3895.00 | 164637755.00 | Not Quoted | Not Quoted | 4800.00 | 202891200.00 | 3850.00 | 162735650.00 | Not Quoted | Not Quoted | 3740.00 | 158086060.00 | 3600.00 | 152168400.00 | 3900.00 | 164849100.00 | Not Quoted | Not Quoted | Not Quoted | Not Quoted | 0.00 | 0.00 | 3900.00 | 164849100.00 | 5834.00 | 246597346.00 | 5000.00 | 211345000.00 | 5000.00 | 211345000.00 | 0.00 | mastek engineering private limited
545.00 | Pipeline & Structural Works: PIPELINE LAYING/INSTALLATION Laying/ installation of coated line pipe, associated fittings and accessories, etc. as per specifications, drawings, other provisions of Contract and instructions of Engineer-in-Charge, including but not limited to carrying out the following: "Receiving and taking-over", handling, loading, transportation and unloading of Owner supplied coated and bare line pipes and other Free Issue Materials from designated place(s) of issue/ dump site(s) to Contractor's own stock-yard(s) including stringing on the pipeline Right-of-Use (ROU), Arrangement of all additional land required for Contractor's storage, fabrication, access for construction (other than Owner provided ROU; supply of all materials (except Owner supplied materials), consumables, equipment, labour, etc; Staking and installation of construction markers, clearing, grubbing, grading (as required) of Right of Use; Cutting Trees, if required; Counting the number and type of trees cut in presence of concerned authorities and keeping record thereof; Trenching to all depths and to a width to accommodate the pipeline with/ without optical fiber cable/cable conduit by excavation in all types of soil (including soft/hard rock etc.), including additional trenching for seismic and other areas as specified, blasting, chiselling etc.; Carrying out repairs of pipe and coating defects not attributable to Owner; Thorough internal cleaning of all pipes by suitable methods to remove debris, shots, grits etc.; Stringing of line pipes along ROU including providing straw bags, soft padding/sand padding; Aligning, bending, cutting and bevelling (as required) of pipes for welding and field adjustments, NDT of re-bevelled area, welding, carrying out destructive & non- destructive testing of welds required as per approved NDT specifications (including radiography) and providing all requisite equipment, labour, supervision, materials, films, consumables etc.; carrying out repairs of weld joints as required, carrying out re- radiography and other non-destructive tests on repaired joints, etc.; Installation of carrier pipe including concrete coated pipes (wherever required) at all crossings including roads/ canals/ nala/ water crossings etc. (except at crossings that are specifically covered separately) by open cut or Jacking/ boring method including pre-testing as required; Carrying out installation of carrier pipe in the casing pipe at cased crossings (excluding supply and installation of casing pipes, covered separately); Coating of all field weld joints, long radius bends, buried fittings etc.; Lowering the pipelines in trench including providing sand bag separators for parallel pipelines at the specified spacing (when applicable), providing required padding over and around the pipeline with sand/graded material (in rocky areas), backfilling with available approved excavated material and/or other suitable soil; Supply and installation of slope breaker as per specifications and drawings in steep slope areas, wherever required; Carrying out hydrostatic testing including air cleaning, flushing, filling, gauging, pressurization of complete pipeline in various test sections as approved by Engineer-In-Charge to the specified test pressure, providing all equipment, pumps, fittings, instruments, dead weight tester, all types of pigs etc., and services, supervision, labour, consumables, arranging water required for hydrostatic testing including supply of corrosion inhibitor, air, etc. as required, locating of leaks and rectification of defects attributable to Contractor, re-testing after rectification, successful completion of hydro-testing of pipeline (De-watering covered else where in the SOR); including all tie-in(s) with the pipeline/ piping installed by others including cutting of test header, re- bevelling as required; Carrying out all temporary, ancillary, auxiliary works and all incidental works required to make the pipeline ready for pre-commissioning; Repair of defects recorded during EGP/gauge plate run or otherwise including cutting, bevelling, welding, NDT, field joint coating etc; as applicable, Final clean-up and restoration of right of use including obtaining NOC from respective statutory authorities as required and disposal of debris and returning all surplus material to designated disposal areas/storage yard, as directed by Engineer-In-Charge; Restoration of land, facilities and boundary wall etc. at associated facilities dismantled/damaged by the Contractor during construction; Obtaining work permits/ NOC from various statutory authorities having jurisdiction and complying with all stipulation/conditions/recommendation of the said authorities; Preparation of as-built drawings, pipe-book and other records. SOR shall be read in conjunction with drawings, scope of work, specifications, standards and other provisions of contract document. All above works for buried pipeline as per following details: Installation of coated Line Pipes (with OFC/ OFC conduit) as per following details: ( Pipe OD - 18 INCH, Wall Thickness - 8.2 MM, Grade - API 5L Gr. X-70, PSL-2 , Coating - 3LPE , Type of Soil - Hard , Type of Terrain/ Area - Generally flat ) | 2244.00 | M |  | 4275.00 | 9593100.00 | Not Quoted | Not Quoted | 5360.00 | 12027840.00 | 4750.00 | 10659000.00 | Not Quoted | Not Quoted | 4050.00 | 9088200.00 | 3900.00 | 8751600.00 | 4600.00 | 10322400.00 | Not Quoted | Not Quoted | Not Quoted | Not Quoted | 0.00 | 0.00 | 4500.00 | 10098000.00 | 5940.00 | 13329360.00 | 5200.00 | 11668800.00 | 5300.00 | 11893200.00 | 0.00 | mastek engineering private limited
546.00 | Pipeline & Structural Works: PIPELINE LAYING/INSTALLATION Laying/ installation of coated line pipe, associated fittings and accessories, etc. as per specifications, drawings, other provisions of Contract and instructions of Engineer-in-Charge, including but not limited to carrying out the following: "Receiving and taking-over", handling, loading, transportation and unloading of Owner supplied coated and bare line pipes and other Free Issue Materials from designated place(s) of issue/ dump site(s) to Contractor's own stock-yard(s) including stringing on the pipeline Right-of-Use (ROU), Arrangement of all additional land required for Contractor's storage, fabrication, access for construction (other than Owner provided ROU; supply of all materials (except Owner supplied materials), consumables, equipment, labour, etc; Staking and installation of construction markers, clearing, grubbing, grading (as required) of Right of Use; Cutting Trees, if required; Counting the number and type of trees cut in presence of concerned authorities and keeping record thereof; Trenching to all depths and to a width to accommodate the pipeline with/ without optical fiber cable/cable conduit by excavation in all types of soil (including soft/hard rock etc.), including additional trenching for seismic and other areas as specified, blasting, chiselling etc.; Carrying out repairs of pipe and coating defects not attributable to Owner; Thorough internal cleaning of all pipes by suitable methods to remove debris, shots, grits etc.; Stringing of line pipes along ROU including providing straw bags, soft padding/sand padding; Aligning, bending, cutting and bevelling (as required) of pipes for welding and field adjustments, NDT of re-bevelled area, welding, carrying out destructive & non- destructive testing of welds required as per approved NDT specifications (including radiography) and providing all requisite equipment, labour, supervision, materials, films, consumables etc.; carrying out repairs of weld joints as required, carrying out re- radiography and other non-destructive tests on repaired joints, etc.; Installation of carrier pipe including concrete coated pipes (wherever required) at all crossings including roads/ canals/ nala/ water crossings etc. (except at crossings that are specifically covered separately) by open cut or Jacking/ boring method including pre-testing as required; Carrying out installation of carrier pipe in the casing pipe at cased crossings (excluding supply and installation of casing pipes, covered separately); Coating of all field weld joints, long radius bends, buried fittings etc.; Lowering the pipelines in trench including providing sand bag separators for parallel pipelines at the specified spacing (when applicable), providing required padding over and around the pipeline with sand/graded material (in rocky areas), backfilling with available approved excavated material and/or other suitable soil; Supply and installation of slope breaker as per specifications and drawings in steep slope areas, wherever required; Carrying out hydrostatic testing including air cleaning, flushing, filling, gauging, pressurization of complete pipeline in various test sections as approved by Engineer-In-Charge to the specified test pressure, providing all equipment, pumps, fittings, instruments, dead weight tester, all types of pigs etc., and services, supervision, labour, consumables, arranging water required for hydrostatic testing including supply of corrosion inhibitor, air, etc. as required, locating of leaks and rectification of defects attributable to Contractor, re-testing after rectification, successful completion of hydro-testing of pipeline (De-watering covered else where in the SOR); including all tie-in(s) with the pipeline/ piping installed by others including cutting of test header, re- bevelling as required; Carrying out all temporary, ancillary, auxiliary works and all incidental works required to make the pipeline ready for pre-commissioning; Repair of defects recorded during EGP/gauge plate run or otherwise including cutting, bevelling, welding, NDT, field joint coating etc; as applicable, Final clean-up and restoration of right of use including obtaining NOC from respective statutory authorities as required and disposal of debris and returning all surplus material to designated disposal areas/storage yard, as directed by Engineer-In-Charge; Restoration of land, facilities and boundary wall etc. at associated facilities dismantled/damaged by the Contractor during construction; Obtaining work permits/ NOC from various statutory authorities having jurisdiction and complying with all stipulation/conditions/recommendation of the said authorities; Preparation of as-built drawings, pipe-book and other records. SOR shall be read in conjunction with drawings, scope of work, specifications, standards and other provisions of contract document. All above works for buried pipeline as per following details: Installation of coated Line Pipes (with OFC/ OFC conduit) as per following details: ( Pipe OD - 18 INCH, Wall Thickness - 9.7 MM, Grade - API 5L Gr. X-70, PSL-2 , Coating - 3LPE , Type of Soil - Soft , Type of Terrain/ Area - Generally flat ) | 27301.00 | M |  | 3943.00 | 107647843.00 | Not Quoted | Not Quoted | 4850.00 | 132409850.00 | 3850.00 | 105108850.00 | Not Quoted | Not Quoted | 3825.00 | 104426325.00 | 3650.00 | 99648650.00 | 4000.00 | 109204000.00 | Not Quoted | Not Quoted | Not Quoted | Not Quoted | 0.00 | 0.00 | 4000.00 | 109204000.00 | 5889.00 | 160775589.00 | 5000.00 | 136505000.00 | 5100.00 | 139235100.00 | 0.00 | mastek engineering private limited
547.00 | Pipeline & Structural Works: PIPELINE LAYING/INSTALLATION Laying/ installation of coated line pipe, associated fittings and accessories, etc. as per specifications, drawings, other provisions of Contract and instructions of Engineer-in-Charge, including but not limited to carrying out the following: "Receiving and taking-over", handling, loading, transportation and unloading of Owner supplied coated and bare line pipes and other Free Issue Materials from designated place(s) of issue/ dump site(s) to Contractor's own stock-yard(s) including stringing on the pipeline Right-of-Use (ROU), Arrangement of all additional land required for Contractor's storage, fabrication, access for construction (other than Owner provided ROU; supply of all materials (except Owner supplied materials), consumables, equipment, labour, etc; Staking and installation of construction markers, clearing, grubbing, grading (as required) of Right of Use; Cutting Trees, if required; Counting the number and type of trees cut in presence of concerned authorities and keeping record thereof; Trenching to all depths and to a width to accommodate the pipeline with/ without optical fiber cable/cable conduit by excavation in all types of soil (including soft/hard rock etc.), including additional trenching for seismic and other areas as specified, blasting, chiselling etc.; Carrying out repairs of pipe and coating defects not attributable to Owner; Thorough internal cleaning of all pipes by suitable methods to remove debris, shots, grits etc.; Stringing of line pipes along ROU including providing straw bags, soft padding/sand padding; Aligning, bending, cutting and bevelling (as required) of pipes for welding and field adjustments, NDT of re-bevelled area, welding, carrying out destructive & non- destructive testing of welds required as per approved NDT specifications (including radiography) and providing all requisite equipment, labour, supervision, materials, films, consumables etc.; carrying out repairs of weld joints as required, carrying out re- radiography and other non-destructive tests on repaired joints, etc.; Installation of carrier pipe including concrete coated pipes (wherever required) at all crossings including roads/ canals/ nala/ water crossings etc. (except at crossings that are specifically covered separately) by open cut or Jacking/ boring method including pre-testing as required; Carrying out installation of carrier pipe in the casing pipe at cased crossings (excluding supply and installation of casing pipes, covered separately); Coating of all field weld joints, long radius bends, buried fittings etc.; Lowering the pipelines in trench including providing sand bag separators for parallel pipelines at the specified spacing (when applicable), providing required padding over and around the pipeline with sand/graded material (in rocky areas), backfilling with available approved excavated material and/or other suitable soil; Supply and installation of slope breaker as per specifications and drawings in steep slope areas, wherever required; Carrying out hydrostatic testing including air cleaning, flushing, filling, gauging, pressurization of complete pipeline in various test sections as approved by Engineer-In-Charge to the specified test pressure, providing all equipment, pumps, fittings, instruments, dead weight tester, all types of pigs etc., and services, supervision, labour, consumables, arranging water required for hydrostatic testing including supply of corrosion inhibitor, air, etc. as required, locating of leaks and rectification of defects attributable to Contractor, re-testing after rectification, successful completion of hydro-testing of pipeline (De-watering covered else where in the SOR); including all tie-in(s) with the pipeline/ piping installed by others including cutting of test header, re- bevelling as required; Carrying out all temporary, ancillary, auxiliary works and all incidental works required to make the pipeline ready for pre-commissioning; Repair of defects recorded during EGP/gauge plate run or otherwise including cutting, bevelling, welding, NDT, field joint coating etc; as applicable, Final clean-up and restoration of right of use including obtaining NOC from respective statutory authorities as required and disposal of debris and returning all surplus material to designated disposal areas/storage yard, as directed by Engineer-In-Charge; Restoration of land, facilities and boundary wall etc. at associated facilities dismantled/damaged by the Contractor during construction; Obtaining work permits/ NOC from various statutory authorities having jurisdiction and complying with all stipulation/conditions/recommendation of the said authorities; Preparation of as-built drawings, pipe-book and other records. SOR shall be read in conjunction with drawings, scope of work, specifications, standards and other provisions of contract document. All above works for buried pipeline as per following details: Installation of coated Line Pipes (with OFC/ OFC conduit) as per following details: ( Pipe OD - 18 INCH, Wall Thickness - 9.7 MM, Grade - API 5L Gr. X-70, PSL-2 , Coating - 3LPE , Type of Soil - Hard , Type of Terrain/ Area - Generally flat ) | 7112.00 | M |  | 4323.00 | 30745176.00 | Not Quoted | Not Quoted | 5900.00 | 41960800.00 | 4750.00 | 33782000.00 | Not Quoted | Not Quoted | 4150.00 | 29514800.00 | 3950.00 | 28092400.00 | 4700.00 | 33426400.00 | Not Quoted | Not Quoted | Not Quoted | Not Quoted | 0.00 | 0.00 | 4500.00 | 32004000.00 | 5999.00 | 42664888.00 | 5100.00 | 36271200.00 | 5800.00 | 41249600.00 | 0.00 | mastek engineering private limited
548.00 | Pipeline & Structural Works: PIPELINE LAYING/INSTALLATION Laying/ installation of coated line pipe, associated fittings and accessories, etc. as per specifications, drawings, other provisions of Contract and instructions of Engineer-in-Charge, including but not limited to carrying out the following: "Receiving and taking-over", handling, loading, transportation and unloading of Owner supplied coated and bare line pipes and other Free Issue Materials from designated place(s) of issue/ dump site(s) to Contractor's own stock-yard(s) including stringing on the pipeline Right-of-Use (ROU), Arrangement of all additional land required for Contractor's storage, fabrication, access for construction (other than Owner provided ROU; supply of all materials (except Owner supplied materials), consumables, equipment, labour, etc; Staking and installation of construction markers, clearing, grubbing, grading (as required) of Right of Use; Cutting Trees, if required; Counting the number and type of trees cut in presence of concerned authorities and keeping record thereof; Trenching to all depths and to a width to accommodate the pipeline with/ without optical fiber cable/cable conduit by excavation in all types of soil (including soft/hard rock etc.), including additional trenching for seismic and other areas as specified, blasting, chiselling etc.; Carrying out repairs of pipe and coating defects not attributable to Owner; Thorough internal cleaning of all pipes by suitable methods to remove debris, shots, grits etc.; Stringing of line pipes along ROU including providing straw bags, soft padding/sand padding; Aligning, bending, cutting and bevelling (as required) of pipes for welding and field adjustments, NDT of re-bevelled area, welding, carrying out destructive & non- destructive testing of welds required as per approved NDT specifications (including radiography) and providing all requisite equipment, labour, supervision, materials, films, consumables etc.; carrying out repairs of weld joints as required, carrying out re- radiography and other non-destructive tests on repaired joints, etc.; Installation of carrier pipe including concrete coated pipes (wherever required) at all crossings including roads/ canals/ nala/ water crossings etc. (except at crossings that are specifically covered separately) by open cut or Jacking/ boring method including pre-testing as required; Carrying out installation of carrier pipe in the casing pipe at cased crossings (excluding supply and installation of casing pipes, covered separately); Coating of all field weld joints, long radius bends, buried fittings etc.; Lowering the pipelines in trench including providing sand bag separators for parallel pipelines at the specified spacing (when applicable), providing required padding over and around the pipeline with sand/graded material (in rocky areas), backfilling with available approved excavated material and/or other suitable soil; Supply and installation of slope breaker as per specifications and drawings in steep slope areas, wherever required; Carrying out hydrostatic testing including air cleaning, flushing, filling, gauging, pressurization of complete pipeline in various test sections as approved by Engineer-In-Charge to the specified test pressure, providing all equipment, pumps, fittings, instruments, dead weight tester, all types of pigs etc., and services, supervision, labour, consumables, arranging water required for hydrostatic testing including supply of corrosion inhibitor, air, etc. as required, locating of leaks and rectification of defects attributable to Contractor, re-testing after rectification, successful completion of hydro-testing of pipeline (De-watering covered else where in the SOR); including all tie-in(s) with the pipeline/ piping installed by others including cutting of test header, re- bevelling as required; Carrying out all temporary, ancillary, auxiliary works and all incidental works required to make the pipeline ready for pre-commissioning; Repair of defects recorded during EGP/gauge plate run or otherwise including cutting, bevelling, welding, NDT, field joint coating etc; as applicable, Final clean-up and restoration of right of use including obtaining NOC from respective statutory authorities as required and disposal of debris and returning all surplus material to designated disposal areas/storage yard, as directed by Engineer-In-Charge; Restoration of land, facilities and boundary wall etc. at associated facilities dismantled/damaged by the Contractor during construction; Obtaining work permits/ NOC from various statutory authorities having jurisdiction and complying with all stipulation/conditions/recommendation of the said authorities; Preparation of as-built drawings, pipe-book and other records. SOR shall be read in conjunction with drawings, scope of work, specifications, standards and other provisions of contract document. All above works for buried pipeline as per following details: Installation of coated Line Pipes (with OFC/ OFC conduit) as per following details: ( Pipe OD - 18 INCH, Wall Thickness - 8.2 MM, Grade - API 5L Gr. X 70 PSL2 , Coating - 3LPE , Type of Soil - Rock , Type of Terrain/ Area - Generally Flat ) | 1080.00 | M |  | 5700.00 | 6156000.00 | Not Quoted | Not Quoted | 6200.00 | 6696000.00 | 4850.00 | 5238000.00 | Not Quoted | Not Quoted | 5500.00 | 5940000.00 | 6400.00 | 6912000.00 | 4600.00 | 4968000.00 | Not Quoted | Not Quoted | Not Quoted | Not Quoted | 0.00 | 0.00 | 5000.00 | 5400000.00 | 8364.00 | 9033120.00 | 5900.00 | 6372000.00 | 5900.00 | 6372000.00 | 0.00 | mastek engineering private limited
549.00 | Pipeline & Structural Works: PIPELINE LAYING/INSTALLATION Laying/ installation of coated line pipe, associated fittings and accessories, etc. as per specifications, drawings, other provisions of Contract and instructions of Engineer-in-Charge, including but not limited to carrying out the following: "Receiving and taking-over", handling, loading, transportation and unloading of Owner supplied coated and bare line pipes and other Free Issue Materials from designated place(s) of issue/ dump site(s) to Contractor's own stock-yard(s) including stringing on the pipeline Right-of-Use (ROU), Arrangement of all additional land required for Contractor's storage, fabrication, access for construction (other than Owner provided ROU; supply of all materials (except Owner supplied materials), consumables, equipment, labour, etc; Staking and installation of construction markers, clearing, grubbing, grading (as required) of Right of Use; Cutting Trees, if required; Counting the number and type of trees cut in presence of concerned authorities and keeping record thereof; Trenching to all depths and to a width to accommodate the pipeline with/ without optical fiber cable/cable conduit by excavation in all types of soil (including soft/hard rock etc.), including additional trenching for seismic and other areas as specified, blasting, chiselling etc.; Carrying out repairs of pipe and coating defects not attributable to Owner; Thorough internal cleaning of all pipes by suitable methods to remove debris, shots, grits etc.; Stringing of line pipes along ROU including providing straw bags, soft padding/sand padding; Aligning, bending, cutting and bevelling (as required) of pipes for welding and field adjustments, NDT of re-bevelled area, welding, carrying out destructive & non- destructive testing of welds required as per approved NDT specifications (including radiography) and providing all requisite equipment, labour, supervision, materials, films, consumables etc.; carrying out repairs of weld joints as required, carrying out re- radiography and other non-destructive tests on repaired joints, etc.; Installation of carrier pipe including concrete coated pipes (wherever required) at all crossings including roads/ canals/ nala/ water crossings etc. (except at crossings that are specifically covered separately) by open cut or Jacking/ boring method including pre-testing as required; Carrying out installation of carrier pipe in the casing pipe at cased crossings (excluding supply and installation of casing pipes, covered separately); Coating of all field weld joints, long radius bends, buried fittings etc.; Lowering the pipelines in trench including providing sand bag separators for parallel pipelines at the specified spacing (when applicable), providing required padding over and around the pipeline with sand/graded material (in rocky areas), backfilling with available approved excavated material and/or other suitable soil; Supply and installation of slope breaker as per specifications and drawings in steep slope areas, wherever required; Carrying out hydrostatic testing including air cleaning, flushing, filling, gauging, pressurization of complete pipeline in various test sections as approved by Engineer-In-Charge to the specified test pressure, providing all equipment, pumps, fittings, instruments, dead weight tester, all types of pigs etc., and services, supervision, labour, consumables, arranging water required for hydrostatic testing including supply of corrosion inhibitor, air, etc. as required, locating of leaks and rectification of defects attributable to Contractor, re-testing after rectification, successful completion of hydro-testing of pipeline (De-watering covered else where in the SOR); including all tie-in(s) with the pipeline/ piping installed by others including cutting of test header, re- bevelling as required; Carrying out all temporary, ancillary, auxiliary works and all incidental works required to make the pipeline ready for pre-commissioning; Repair of defects recorded during EGP/gauge plate run or otherwise including cutting, bevelling, welding, NDT, field joint coating etc; as applicable, Final clean-up and restoration of right of use including obtaining NOC from respective statutory authorities as required and disposal of debris and returning all surplus material to designated disposal areas/storage yard, as directed by Engineer-In-Charge; Restoration of land, facilities and boundary wall etc. at associated facilities dismantled/damaged by the Contractor during construction; Obtaining work permits/ NOC from various statutory authorities having jurisdiction and complying with all stipulation/conditions/recommendation of the said authorities; Preparation of as-built drawings, pipe-book and other records. SOR shall be read in conjunction with drawings, scope of work, specifications, standards and other provisions of contract document. All above works for buried pipeline as per following details: Installation of coated Line Pipes (with OFC/ OFC conduit) as per following details: ( Pipe OD - 18 INCH, Wall Thickness - 8.2 MM, Grade - API 5L Gr. X 70 PSL2 , Coating - 3LPE , Type of Soil - Rock , Type of Terrain/ Area - Undulating ) | 1166.00 | M |  | 6650.00 | 7753900.00 | Not Quoted | Not Quoted | 6400.00 | 7462400.00 | 5000.00 | 5830000.00 | Not Quoted | Not Quoted | 5500.00 | 6413000.00 | 6000.00 | 6996000.00 | 4600.00 | 5363600.00 | Not Quoted | Not Quoted | Not Quoted | Not Quoted | 0.00 | 0.00 | 5000.00 | 5830000.00 | 8584.00 | 10008944.00 | 5900.00 | 6879400.00 | 5900.00 | 6879400.00 | 0.00 | mastek engineering private limited
550.00 | Pipeline & Structural Works: PIPELINE LAYING/INSTALLATION Laying/ installation of coated line pipe, associated fittings and accessories, etc. as per specifications, drawings, other provisions of Contract and instructions of Engineer-in-Charge, including but not limited to carrying out the following: "Receiving and taking-over", handling, loading, transportation and unloading of Owner supplied coated and bare line pipes and other Free Issue Materials from designated place(s) of issue/ dump site(s) to Contractor's own stock-yard(s) including stringing on the pipeline Right-of-Use (ROU), Arrangement of all additional land required for Contractor's storage, fabrication, access for construction (other than Owner provided ROU; supply of all materials (except Owner supplied materials), consumables, equipment, labour, etc; Staking and installation of construction markers, clearing, grubbing, grading (as required) of Right of Use; Cutting Trees, if required; Counting the number and type of trees cut in presence of concerned authorities and keeping record thereof; Trenching to all depths and to a width to accommodate the pipeline with/ without optical fiber cable/cable conduit by excavation in all types of soil (including soft/hard rock etc.), including additional trenching for seismic and other areas as specified, blasting, chiselling etc.; Carrying out repairs of pipe and coating defects not attributable to Owner; Thorough internal cleaning of all pipes by suitable methods to remove debris, shots, grits etc.; Stringing of line pipes along ROU including providing straw bags, soft padding/sand padding; Aligning, bending, cutting and bevelling (as required) of pipes for welding and field adjustments, NDT of re-bevelled area, welding, carrying out destructive & non- destructive testing of welds required as per approved NDT specifications (including radiography) and providing all requisite equipment, labour, supervision, materials, films, consumables etc.; carrying out repairs of weld joints as required, carrying out re- radiography and other non-destructive tests on repaired joints, etc.; Installation of carrier pipe including concrete coated pipes (wherever required) at all crossings including roads/ canals/ nala/ water crossings etc. (except at crossings that are specifically covered separately) by open cut or Jacking/ boring method including pre-testing as required; Carrying out installation of carrier pipe in the casing pipe at cased crossings (excluding supply and installation of casing pipes, covered separately); Coating of all field weld joints, long radius bends, buried fittings etc.; Lowering the pipelines in trench including providing sand bag separators for parallel pipelines at the specified spacing (when applicable), providing required padding over and around the pipeline with sand/graded material (in rocky areas), backfilling with available approved excavated material and/or other suitable soil; Supply and installation of slope breaker as per specifications and drawings in steep slope areas, wherever required; Carrying out hydrostatic testing including air cleaning, flushing, filling, gauging, pressurization of complete pipeline in various test sections as approved by Engineer-In-Charge to the specified test pressure, providing all equipment, pumps, fittings, instruments, dead weight tester, all types of pigs etc., and services, supervision, labour, consumables, arranging water required for hydrostatic testing including supply of corrosion inhibitor, air, etc. as required, locating of leaks and rectification of defects attributable to Contractor, re-testing after rectification, successful completion of hydro-testing of pipeline (De-watering covered else where in the SOR); including all tie-in(s) with the pipeline/ piping installed by others including cutting of test header, re- bevelling as required; Carrying out all temporary, ancillary, auxiliary works and all incidental works required to make the pipeline ready for pre-commissioning; Repair of defects recorded during EGP/gauge plate run or otherwise including cutting, bevelling, welding, NDT, field joint coating etc; as applicable, Final clean-up and restoration of right of use including obtaining NOC from respective statutory authorities as required and disposal of debris and returning all surplus material to designated disposal areas/storage yard, as directed by Engineer-In-Charge; Restoration of land, facilities and boundary wall etc. at associated facilities dismantled/damaged by the Contractor during construction; Obtaining work permits/ NOC from various statutory authorities having jurisdiction and complying with all stipulation/conditions/recommendation of the said authorities; Preparation of as-built drawings, pipe-book and other records. SOR shall be read in conjunction with drawings, scope of work, specifications, standards and other provisions of contract document. All above works for buried pipeline as per following details: Installation of coated Line Pipes (with OFC/ OFC conduit) as per following details: ( Pipe OD - 18 INCH, Wall Thickness - 9.7 MM, Grade - API 5L Gr. X 70 PSL2 , Coating - 3LPE , Type of Soil - Rock , Type of Terrain/ Area - Undulating ) | 1160.00 | M |  | 6698.00 | 7769680.00 | Not Quoted | Not Quoted | 6500.00 | 7540000.00 | 5000.00 | 5800000.00 | Not Quoted | Not Quoted | 5500.00 | 6380000.00 | 6200.00 | 7192000.00 | 4700.00 | 5452000.00 | Not Quoted | Not Quoted | Not Quoted | Not Quoted | 0.00 | 0.00 | 5000.00 | 5800000.00 | 8639.00 | 10021240.00 | 5900.00 | 6844000.00 | 6000.00 | 6960000.00 | 0.00 | mastek engineering private limited
551.00 | Pipeline & Structural Works: PIPELINE LAYING/INSTALLATION Laying/ installation of coated line pipe, associated fittings and accessories, etc. as per specifications, drawings, other provisions of Contract and instructions of Engineer-in-Charge, including but not limited to carrying out the following: "Receiving and taking-over", handling, loading, transportation and unloading of Owner supplied coated and bare line pipes and other Free Issue Materials from designated place(s) of issue/ dump site(s) to Contractor's own stock-yard(s) including stringing on the pipeline Right-of-Use (ROU), Arrangement of all additional land required for Contractor's storage, fabrication, access for construction (other than Owner provided ROU; supply of all materials (except Owner supplied materials), consumables, equipment, labour, etc; Staking and installation of construction markers, clearing, grubbing, grading (as required) of Right of Use; Cutting Trees, if required; Counting the number and type of trees cut in presence of concerned authorities and keeping record thereof; Trenching to all depths and to a width to accommodate the pipeline with/ without optical fiber cable/cable conduit by excavation in all types of soil (including soft/hard rock etc.), including additional trenching for seismic and other areas as specified, blasting, chiselling etc.; Carrying out repairs of pipe and coating defects not attributable to Owner; Thorough internal cleaning of all pipes by suitable methods to remove debris, shots, grits etc.; Stringing of line pipes along ROU including providing straw bags, soft padding/sand padding; Aligning, bending, cutting and bevelling (as required) of pipes for welding and field adjustments, NDT of re-bevelled area, welding, carrying out destructive & non- destructive testing of welds required as per approved NDT specifications (including radiography) and providing all requisite equipment, labour, supervision, materials, films, consumables etc.; carrying out repairs of weld joints as required, carrying out re- radiography and other non-destructive tests on repaired joints, etc.; Installation of carrier pipe including concrete coated pipes (wherever required) at all crossings including roads/ canals/ nala/ water crossings etc. (except at crossings that are specifically covered separately) by open cut or Jacking/ boring method including pre-testing as required; Carrying out installation of carrier pipe in the casing pipe at cased crossings (excluding supply and installation of casing pipes, covered separately); Coating of all field weld joints, long radius bends, buried fittings etc.; Lowering the pipelines in trench including providing sand bag separators for parallel pipelines at the specified spacing (when applicable), providing required padding over and around the pipeline with sand/graded material (in rocky areas), backfilling with available approved excavated material and/or other suitable soil; Supply and installation of slope breaker as per specifications and drawings in steep slope areas, wherever required; Carrying out hydrostatic testing including air cleaning, flushing, filling, gauging, pressurization of complete pipeline in various test sections as approved by Engineer-In-Charge to the specified test pressure, providing all equipment, pumps, fittings, instruments, dead weight tester, all types of pigs etc., and services, supervision, labour, consumables, arranging water required for hydrostatic testing including supply of corrosion inhibitor, air, etc. as required, locating of leaks and rectification of defects attributable to Contractor, re-testing after rectification, successful completion of hydro-testing of pipeline (De-watering covered else where in the SOR); including all tie-in(s) with the pipeline/ piping installed by others including cutting of test header, re- bevelling as required; Carrying out all temporary, ancillary, auxiliary works and all incidental works required to make the pipeline ready for pre-commissioning; Repair of defects recorded during EGP/gauge plate run or otherwise including cutting, bevelling, welding, NDT, field joint coating etc; as applicable, Final clean-up and restoration of right of use including obtaining NOC from respective statutory authorities as required and disposal of debris and returning all surplus material to designated disposal areas/storage yard, as directed by Engineer-In-Charge; Restoration of land, facilities and boundary wall etc. at associated facilities dismantled/damaged by the Contractor during construction; Obtaining work permits/ NOC from various statutory authorities having jurisdiction and complying with all stipulation/conditions/recommendation of the said authorities; Preparation of as-built drawings, pipe-book and other records. SOR shall be read in conjunction with drawings, scope of work, specifications, standards and other provisions of contract document. All above works for buried pipeline as per following details: Installation of coated Line Pipes (with OFC/ OFC conduit) as per following details: ( Pipe OD - 18 INCH, Wall Thickness - 9.7 MM, Grade - API 5L Gr. X 70 PSL2 , Coating - 3LPE , Type of Soil - Rock , Type of Terrain/ Area - Flat ) | 780.00 | M |  | 5748.00 | 4483440.00 | Not Quoted | Not Quoted | 6800.00 | 5304000.00 | 4750.00 | 3705000.00 | Not Quoted | Not Quoted | 5550.00 | 4329000.00 | 6200.00 | 4836000.00 | 4700.00 | 3666000.00 | Not Quoted | Not Quoted | Not Quoted | Not Quoted | 0.00 | 0.00 | 5000.00 | 3900000.00 | 8419.00 | 6566820.00 | 5900.00 | 4602000.00 | 6000.00 | 4680000.00 | 0.00 | mastek engineering private limited
552.00 | Pipeline & Structural Works: CONTINUOUS CONCRETE COATING Unit rate for additional work over and above item no. P250.00.00 for supply of all consumables and materials and application of continuous concrete weight coating on pipes of all wall thicknesses, in all areas of work except minor/major river crossings covered separately, and performing all works as per scope of work, specifications, standards and instructions of Engineer-in-Charge and other provisions of Contract document. Pipes as per following details : ( Pipe OD - 18 INCH, Wall Thickness - 8.2 MM, Concrete Coating Thickness - 60 MM ) | 300.00 | M |  | 3600.00 | 1080000.00 | Not Quoted | Not Quoted | 3300.00 | 990000.00 | 6500.00 | 1950000.00 | Not Quoted | Not Quoted | 3150.00 | 945000.00 | 3100.00 | 930000.00 | 3174.00 | 952200.00 | Not Quoted | Not Quoted | Not Quoted | Not Quoted | 0.00 | 0.00 | 2700.00 | 810000.00 | 3080.00 | 924000.00 | 1000.00 | 300000.00 | 3080.00 | 924000.00 | 0.00 | mastek engineering private limited
553.00 | Pipeline & Structural Works: CONTINUOUS CONCRETE COATING Unit rate for additional work over and above item no. P250.00.00 for supply of all consumables and materials and application of continuous concrete weight coating on pipes of all wall thicknesses, in all areas of work except minor/major river crossings covered separately, and performing all works as per scope of work, specifications, standards and instructions of Engineer-in-Charge and other provisions of Contract document. Pipes as per following details : ( Pipe OD - 18 INCH, Wall Thickness - 9.7 MM, Concrete Coating Thickness - 60 MM ) | 1044.00 | M |  | 3600.00 | 3758400.00 | Not Quoted | Not Quoted | 3350.00 | 3497400.00 | 5000.00 | 5220000.00 | Not Quoted | Not Quoted | 3150.00 | 3288600.00 | 2500.00 | 2610000.00 | 3174.00 | 3313656.00 | Not Quoted | Not Quoted | Not Quoted | Not Quoted | 0.00 | 0.00 | 2700.00 | 2818800.00 | 3080.00 | 3215520.00 | 1000.00 | 1044000.00 | 3080.00 | 3215520.00 | 0.00 | mastek engineering private limited
554.00 | Pipeline & Structural Works: GEO TEXTILE BAGS FOR ANTI-BUOYANCY Additional works over and above item no. P250.00.00 for design, manufacture and supply of Non-biodegradable geo-textile bags and installation of geo-textile bags duly filled with gravel/ stone ballast on pipelines of all wall thicknesses for anti-buoyancy, drawings, scope of work and instructions of Engineer-in-Charge and other provisions of the Contract document. Note: 1. This item shall be applicable for small crossings, i.e. drains, nallas etc. and as per instructions of Engineer-in-charge. Pipes as per following details : ( Pipe OD - 18 INCH, Wall Thickness - 8.2 MM ) | 100.00 | M |  | 400.00 | 40000.00 | Not Quoted | Not Quoted | 800.00 | 80000.00 | 4950.00 | 495000.00 | Not Quoted | Not Quoted | 2350.00 | 235000.00 | 2000.00 | 200000.00 | 25267.00 | 2526700.00 | Not Quoted | Not Quoted | Not Quoted | Not Quoted | 0.00 | 0.00 | 3200.00 | 320000.00 | 6380.00 | 638000.00 | 2000.00 | 200000.00 | 5280.00 | 528000.00 | 0.00 | mastek engineering private limited
555.00 | Pipeline & Structural Works: GEO TEXTILE BAGS FOR ANTI-BUOYANCY Additional works over and above item no. P250.00.00 for design, manufacture and supply of Non-biodegradable geo-textile bags and installation of geo-textile bags duly filled with gravel/ stone ballast on pipelines of all wall thicknesses for anti-buoyancy, drawings, scope of work and instructions of Engineer-in-Charge and other provisions of the Contract document. Note: 1. This item shall be applicable for small crossings, i.e. drains, nallas etc. and as per instructions of Engineer-in-charge. Pipes as per following details : ( Pipe OD - 18 INCH, Wall Thickness - 9.7 MM ) | 100.00 | M |  | 400.00 | 40000.00 | Not Quoted | Not Quoted | 1100.00 | 110000.00 | 4950.00 | 495000.00 | Not Quoted | Not Quoted | 2350.00 | 235000.00 | 2500.00 | 250000.00 | 25267.00 | 2526700.00 | Not Quoted | Not Quoted | Not Quoted | Not Quoted | 0.00 | 0.00 | 3200.00 | 320000.00 | 6380.00 | 638000.00 | 2000.00 | 200000.00 | 5280.00 | 528000.00 | 0.00 | mastek engineering private limited
556.00 | Pipeline & Structural Works: SOIL STABILIZATION BANK STABILIZATION Unit rate for additional works over and above item no. P250.00.00 for supply, fabrication and installation for protection and stabilization of banks of water crossings including supply of all materials, consumables, manpower and performing works as per drawings, scope of work, specifications, standards and any additional provision specific to job requirements as per instructions of Engineer-in-Charge and provisions of Contract. | 2000.00 | SQM |  | 2800.00 | 5600000.00 | Not Quoted | Not Quoted | 850.00 | 1700000.00 | 2145.00 | 4290000.00 | Not Quoted | Not Quoted | 889.00 | 1778000.00 | 4500.00 | 9000000.00 | 3526.00 | 7052000.00 | Not Quoted | Not Quoted | Not Quoted | Not Quoted | 0.00 | 0.00 | 500.00 | 1000000.00 | 1870.00 | 3740000.00 | 1000.00 | 2000000.00 | 2640.00 | 5280000.00 | 0.00 | mastek engineering private limited
557.00 | Pipeline & Structural Works: SOIL STABILIZATION SLOPE/ SOIL STABILIZATION (Hilly areas) Additional works over and above item no. P250.00.00 for supply, fabrication and installation for protection and stabilization of soil in hilly areas including supply of all materials, equipment, consumables, manpower and performing works as per drawings, scope of work, specifications, standards and any additional provision specific to job requirements as per instructions of Engineer in Charge and provisions of contract document. | 200.00 | SQM |  | 2800.00 | 560000.00 | Not Quoted | Not Quoted | 1500.00 | 300000.00 | 2145.00 | 429000.00 | Not Quoted | Not Quoted | 1086.00 | 217200.00 | 4000.00 | 800000.00 | 4701.00 | 940200.00 | Not Quoted | Not Quoted | Not Quoted | Not Quoted | 0.00 | 0.00 | 500.00 | 100000.00 | 2750.00 | 550000.00 | 1000.00 | 200000.00 | 3520.00 | 704000.00 | 0.00 | mastek engineering private limited
558.00 | Pipeline & Structural Works: BACKFILLING WITH SELECT SOIL (For Station Approach) Unit rate over and above item no. P250.00.00 for supply of specified and approved quality of sand including supply of sand in place of available excavated material and/ or other suitable soil as per applicable standards/ specifications, including backfilling of excavated trench for specified length after laying of pipeline, including transportation of backfill material over all distances and disposal of surplus excavated soil. Pipes as per following details : ( Pipe OD - 18 INCH ) | 100.00 | M |  | 1440.00 | 144000.00 | Not Quoted | Not Quoted | 1500.00 | 150000.00 | 2200.00 | 220000.00 | Not Quoted | Not Quoted | 839.00 | 83900.00 | 500.00 | 50000.00 | 3761.00 | 376100.00 | Not Quoted | Not Quoted | Not Quoted | Not Quoted | 0.00 | 0.00 | 1200.00 | 120000.00 | 2178.00 | 217800.00 | 1000.00 | 100000.00 | 2200.00 | 220000.00 | 0.00 | mastek engineering private limited
559.00 | Pipeline & Structural Works: BACKFILLING WITH SELECT SOIL (For Seismic Areas) Providing specified and approved quality of backfill material as defined in contract document at seismic zone along pipeline route as per standards/ specifications over and above item P250.00.00, including supply of select backfill in place of available excavated material and/or other suitable soil as specified, including backfilling of excavated trench for specified length after laying of pipeline including transportation of such special backfill material over all distances and disposal of surplus excavated soil. For backfill material transportion upto 25 km Pipes as per following details : ( Pipe OD - 18 INCH ) | 100.00 | M |  | 1440.00 | 144000.00 | Not Quoted | Not Quoted | 1850.00 | 185000.00 | 2200.00 | 220000.00 | Not Quoted | Not Quoted | 839.00 | 83900.00 | 500.00 | 50000.00 | 1411.00 | 141100.00 | Not Quoted | Not Quoted | Not Quoted | Not Quoted | 0.00 | 0.00 | 1200.00 | 120000.00 | 1958.00 | 195800.00 | 2000.00 | 200000.00 | 3520.00 | 352000.00 | 0.00 | mastek engineering private limited
560.00 | Pipeline & Structural Works: MINOR WATER CROSSING (BY OPEN CUT) Complete work of the minor water crossings (between the limits as defined in the drawings) and execution of, but not limited to, the following works in accordance with specifications and instructions of Engineer-in-Charge and all provisions of Contract document; "Receiving and taking over" of Owner supplied corrosion coated line pipes from Owner's designated places of issue/dump site(s) and transportation to Contractor's stock yard/ workshop/ worksite including all handling, loading, unloading, etc.; transportation of all Contractor supplied materials to worksite(s), including manpower, consumables etc.; Supply and installation of 6" CS conduit for installation of HDPE duct for OFC cable across river crossing & including supply and installation of casing end seals (as applicable), acquiring the required land for site preparations; Preparation of detailed construction method statements and calculations for Company approval; Complete site preparation including arranging of required land for construction purposes, preparation of pipeline launching area, etc.; String preparation including supply and application of concrete coating on pipes, repair of corrosion and concrete coating damages, NDT of welds and re-beveled area, weld repair and retest, corrosion coating of field joints, pre-hydrotest of completed strings etc.; Pre-construction surveys, Trenching to the specified depth on the banks and bed including maintenance of the trench in all types of soil/ rocky strata, all depths and all conditions of water crossings by various methods, etc. to a width to accommodate the pipeline and CS conduit for optical fibre cable/ cable conduit (if applicable) as per the relevant standards, specifications, scope of work etc; Laying of pipeline in approved trench and across the water crossings, including Post hydro testing, providing warning tape/ mat, Backfilling of the trench including supply and padding by select backfill as required, stabilization of banks, including supply of all materials, consumables, restoration and clean up etc.; tie-in with pipeline at either banks etc.; All other works required as per drawings, scope of work, specifications, standards, calculations, method statements, other provisions of Contract documents and instruction of Engineer in Charge. River Crossing as per following details : ( Pipe OD - 18 INCH, Wall Thickness - 9.7 MM, Chainage - 622.873 KM, Concrete Coating Thickness - 60 MM, River Name - NALA , Material - API 5L Gr. X 70 PSL2 , Type of Soil - SOFT , Drawing No. - GAIL-MSA-DES-NJPL-CS-659 ) | 120.00 | M |  | 17100.00 | 2052000.00 | Not Quoted | Not Quoted | 14000.00 | 1680000.00 | 15000.00 | 1800000.00 | Not Quoted | Not Quoted | 16000.00 | 1920000.00 | 20000.00 | 2400000.00 | 11752.00 | 1410240.00 | Not Quoted | Not Quoted | Not Quoted | Not Quoted | 0.00 | 0.00 | 12000.00 | 1440000.00 | 14169.00 | 1700280.00 | 7500.00 | 900000.00 | 21120.00 | 2534400.00 | 0.00 | mastek engineering private limited
561.00 | Pipeline & Structural Works: MINOR WATER CROSSING (BY OPEN CUT) Complete work of the minor water crossings (between the limits as defined in the drawings) and execution of, but not limited to, the following works in accordance with specifications and instructions of Engineer-in-Charge and all provisions of Contract document; "Receiving and taking over" of Owner supplied corrosion coated line pipes from Owner's designated places of issue/dump site(s) and transportation to Contractor's stock yard/ workshop/ worksite including all handling, loading, unloading, etc.; transportation of all Contractor supplied materials to worksite(s), including manpower, consumables etc.; Supply and installation of 6" CS conduit for installation of HDPE duct for OFC cable across river crossing & including supply and installation of casing end seals (as applicable), acquiring the required land for site preparations; Preparation of detailed construction method statements and calculations for Company approval; Complete site preparation including arranging of required land for construction purposes, preparation of pipeline launching area, etc.; String preparation including supply and application of concrete coating on pipes, repair of corrosion and concrete coating damages, NDT of welds and re-beveled area, weld repair and retest, corrosion coating of field joints, pre-hydrotest of completed strings etc.; Pre-construction surveys, Trenching to the specified depth on the banks and bed including maintenance of the trench in all types of soil/ rocky strata, all depths and all conditions of water crossings by various methods, etc. to a width to accommodate the pipeline and CS conduit for optical fibre cable/ cable conduit (if applicable) as per the relevant standards, specifications, scope of work etc; Laying of pipeline in approved trench and across the water crossings, including Post hydro testing, providing warning tape/ mat, Backfilling of the trench including supply and padding by select backfill as required, stabilization of banks, including supply of all materials, consumables, restoration and clean up etc.; tie-in with pipeline at either banks etc.; All other works required as per drawings, scope of work, specifications, standards, calculations, method statements, other provisions of Contract documents and instruction of Engineer in Charge. River Crossing as per following details : ( Pipe OD - 18 INCH, Wall Thickness - 9.7 MM, Chainage - 641.553 KM, Concrete Coating Thickness - 60 MM, River Name - NALA , Material - API 5L Gr. X 70 PSL2 , Type of Soil - SOFT , Drawing No. - GAIL-MSA-DES-NJPL-CS-673 ) | 132.00 | M |  | 17100.00 | 2257200.00 | Not Quoted | Not Quoted | 14000.00 | 1848000.00 | 15000.00 | 1980000.00 | Not Quoted | Not Quoted | 16000.00 | 2112000.00 | 20000.00 | 2640000.00 | 11752.00 | 1551264.00 | Not Quoted | Not Quoted | Not Quoted | Not Quoted | 0.00 | 0.00 | 12000.00 | 1584000.00 | 14169.00 | 1870308.00 | 7500.00 | 990000.00 | 21120.00 | 2787840.00 | 0.00 | mastek engineering private limited
562.00 | Pipeline & Structural Works: MINOR WATER CROSSING (BY OPEN CUT) Complete work of the minor water crossings (between the limits as defined in the drawings) and execution of, but not limited to, the following works in accordance with specifications and instructions of Engineer-in-Charge and all provisions of Contract document; "Receiving and taking over" of Owner supplied corrosion coated line pipes from Owner's designated places of issue/dump site(s) and transportation to Contractor's stock yard/ workshop/ worksite including all handling, loading, unloading, etc.; transportation of all Contractor supplied materials to worksite(s), including manpower, consumables etc.; Supply and installation of 6" CS conduit for installation of HDPE duct for OFC cable across river crossing & including supply and installation of casing end seals (as applicable), acquiring the required land for site preparations; Preparation of detailed construction method statements and calculations for Company approval; Complete site preparation including arranging of required land for construction purposes, preparation of pipeline launching area, etc.; String preparation including supply and application of concrete coating on pipes, repair of corrosion and concrete coating damages, NDT of welds and re-beveled area, weld repair and retest, corrosion coating of field joints, pre-hydrotest of completed strings etc.; Pre-construction surveys, Trenching to the specified depth on the banks and bed including maintenance of the trench in all types of soil/ rocky strata, all depths and all conditions of water crossings by various methods, etc. to a width to accommodate the pipeline and CS conduit for optical fibre cable/ cable conduit (if applicable) as per the relevant standards, specifications, scope of work etc; Laying of pipeline in approved trench and across the water crossings, including Post hydro testing, providing warning tape/ mat, Backfilling of the trench including supply and padding by select backfill as required, stabilization of banks, including supply of all materials, consumables, restoration and clean up etc.; tie-in with pipeline at either banks etc.; All other works required as per drawings, scope of work, specifications, standards, calculations, method statements, other provisions of Contract documents and instruction of Engineer in Charge. River Crossing as per following details : ( Pipe OD - 18 INCH, Wall Thickness - 9.7 MM, Chainage - 667.527 KM, Concrete Coating Thickness - 60 MM, River Name - NALA , Material - API 5L Gr. X 70 PSL2 , Type of Soil - SOFT , Drawing No. - GAIL-MSA-DES-NJPL-CS-689 ) | 120.00 | M |  | 17100.00 | 2052000.00 | Not Quoted | Not Quoted | 14000.00 | 1680000.00 | 15000.00 | 1800000.00 | Not Quoted | Not Quoted | 16000.00 | 1920000.00 | 20000.00 | 2400000.00 | 11752.00 | 1410240.00 | Not Quoted | Not Quoted | Not Quoted | Not Quoted | 0.00 | 0.00 | 12000.00 | 1440000.00 | 14169.00 | 1700280.00 | 7500.00 | 900000.00 | 21120.00 | 2534400.00 | 0.00 | mastek engineering private limited
563.00 | Pipeline & Structural Works: MINOR WATER CROSSING (BY OPEN CUT) Complete work of the minor water crossings (between the limits as defined in the drawings) and execution of, but not limited to, the following works in accordance with specifications and instructions of Engineer-in-Charge and all provisions of Contract document; "Receiving and taking over" of Owner supplied corrosion coated line pipes from Owner's designated places of issue/dump site(s) and transportation to Contractor's stock yard/ workshop/ worksite including all handling, loading, unloading, etc.; transportation of all Contractor supplied materials to worksite(s), including manpower, consumables etc.; Supply and installation of 6" CS conduit for installation of HDPE duct for OFC cable across river crossing & including supply and installation of casing end seals (as applicable), acquiring the required land for site preparations; Preparation of detailed construction method statements and calculations for Company approval; Complete site preparation including arranging of required land for construction purposes, preparation of pipeline launching area, etc.; String preparation including supply and application of concrete coating on pipes, repair of corrosion and concrete coating damages, NDT of welds and re-beveled area, weld repair and retest, corrosion coating of field joints, pre-hydrotest of completed strings etc.; Pre-construction surveys, Trenching to the specified depth on the banks and bed including maintenance of the trench in all types of soil/ rocky strata, all depths and all conditions of water crossings by various methods, etc. to a width to accommodate the pipeline and CS conduit for optical fibre cable/ cable conduit (if applicable) as per the relevant standards, specifications, scope of work etc; Laying of pipeline in approved trench and across the water crossings, including Post hydro testing, providing warning tape/ mat, Backfilling of the trench including supply and padding by select backfill as required, stabilization of banks, including supply of all materials, consumables, restoration and clean up etc.; tie-in with pipeline at either banks etc.; All other works required as per drawings, scope of work, specifications, standards, calculations, method statements, other provisions of Contract documents and instruction of Engineer in Charge. River Crossing as per following details : ( Pipe OD - 18 INCH, Wall Thickness - 9.7 MM, Chainage - 677.454 KM, Concrete Coating Thickness - 60 MM, River Name - NALA , Material - API 5L Gr. X 70 PSL2 , Type of Soil - SOFT , Drawing No. - GAIL-MSA-DES-NJPL-CS-699 ) | 120.00 | M |  | 17100.00 | 2052000.00 | Not Quoted | Not Quoted | 14000.00 | 1680000.00 | 15000.00 | 1800000.00 | Not Quoted | Not Quoted | 16000.00 | 1920000.00 | 20000.00 | 2400000.00 | 11752.00 | 1410240.00 | Not Quoted | Not Quoted | Not Quoted | Not Quoted | 0.00 | 0.00 | 12000.00 | 1440000.00 | 14169.00 | 1700280.00 | 7500.00 | 900000.00 | 21120.00 | 2534400.00 | 0.00 | mastek engineering private limited
564.00 | Pipeline & Structural Works: MINOR WATER CROSSING (BY OPEN CUT) Complete work of the minor water crossings (between the limits as defined in the drawings) and execution of, but not limited to, the following works in accordance with specifications and instructions of Engineer-in-Charge and all provisions of Contract document; "Receiving and taking over" of Owner supplied corrosion coated line pipes from Owner's designated places of issue/dump site(s) and transportation to Contractor's stock yard/ workshop/ worksite including all handling, loading, unloading, etc.; transportation of all Contractor supplied materials to worksite(s), including manpower, consumables etc.; Supply and installation of 6" CS conduit for installation of HDPE duct for OFC cable across river crossing & including supply and installation of casing end seals (as applicable), acquiring the required land for site preparations; Preparation of detailed construction method statements and calculations for Company approval; Complete site preparation including arranging of required land for construction purposes, preparation of pipeline launching area, etc.; String preparation including supply and application of concrete coating on pipes, repair of corrosion and concrete coating damages, NDT of welds and re-beveled area, weld repair and retest, corrosion coating of field joints, pre-hydrotest of completed strings etc.; Pre-construction surveys, Trenching to the specified depth on the banks and bed including maintenance of the trench in all types of soil/ rocky strata, all depths and all conditions of water crossings by various methods, etc. to a width to accommodate the pipeline and CS conduit for optical fibre cable/ cable conduit (if applicable) as per the relevant standards, specifications, scope of work etc; Laying of pipeline in approved trench and across the water crossings, including Post hydro testing, providing warning tape/ mat, Backfilling of the trench including supply and padding by select backfill as required, stabilization of banks, including supply of all materials, consumables, restoration and clean up etc.; tie-in with pipeline at either banks etc.; All other works required as per drawings, scope of work, specifications, standards, calculations, method statements, other provisions of Contract documents and instruction of Engineer in Charge. River Crossing as per following details : ( Pipe OD - 18 INCH, Wall Thickness - 9.7 MM, Chainage - 616.449 KM, Concrete Coating Thickness - 60 MM, River Name - Nala , Material - API 5L Gr. X 70 PSL2 , Type of Soil - Rock , Drawing No. - GAIL-MSA-DES-NJPL-CS-654 ) | 192.00 | M |  | 33250.00 | 6384000.00 | Not Quoted | Not Quoted | 14000.00 | 2688000.00 | 20000.00 | 3840000.00 | Not Quoted | Not Quoted | 22000.00 | 4224000.00 | 30000.00 | 5760000.00 | 11752.00 | 2256384.00 | Not Quoted | Not Quoted | Not Quoted | Not Quoted | 0.00 | 0.00 | 21000.00 | 4032000.00 | 17634.00 | 3385728.00 | 7500.00 | 1440000.00 | 21120.00 | 4055040.00 | 0.00 | mastek engineering private limited
565.00 | Pipeline & Structural Works: MINOR WATER CROSSING (BY OPEN CUT) Complete work of the minor water crossings (between the limits as defined in the drawings) and execution of, but not limited to, the following works in accordance with specifications and instructions of Engineer-in-Charge and all provisions of Contract document; "Receiving and taking over" of Owner supplied corrosion coated line pipes from Owner's designated places of issue/dump site(s) and transportation to Contractor's stock yard/ workshop/ worksite including all handling, loading, unloading, etc.; transportation of all Contractor supplied materials to worksite(s), including manpower, consumables etc.; Supply and installation of 6" CS conduit for installation of HDPE duct for OFC cable across river crossing & including supply and installation of casing end seals (as applicable), acquiring the required land for site preparations; Preparation of detailed construction method statements and calculations for Company approval; Complete site preparation including arranging of required land for construction purposes, preparation of pipeline launching area, etc.; String preparation including supply and application of concrete coating on pipes, repair of corrosion and concrete coating damages, NDT of welds and re-beveled area, weld repair and retest, corrosion coating of field joints, pre-hydrotest of completed strings etc.; Pre-construction surveys, Trenching to the specified depth on the banks and bed including maintenance of the trench in all types of soil/ rocky strata, all depths and all conditions of water crossings by various methods, etc. to a width to accommodate the pipeline and CS conduit for optical fibre cable/ cable conduit (if applicable) as per the relevant standards, specifications, scope of work etc; Laying of pipeline in approved trench and across the water crossings, including Post hydro testing, providing warning tape/ mat, Backfilling of the trench including supply and padding by select backfill as required, stabilization of banks, including supply of all materials, consumables, restoration and clean up etc.; tie-in with pipeline at either banks etc.; All other works required as per drawings, scope of work, specifications, standards, calculations, method statements, other provisions of Contract documents and instruction of Engineer in Charge. River Crossing as per following details : ( Pipe OD - 18 INCH, Wall Thickness - 9.7 MM, Chainage - 690.372 KM, Concrete Coating Thickness - 60 MM, River Name - Teleni River , Material - API 5L Gr. X 70 PSL2 , Type of Soil - Rock , Drawing No. - GAIL-MSA-DES-NJPL-CS-712 ) | 120.00 | M |  | 33250.00 | 3990000.00 | Not Quoted | Not Quoted | 14000.00 | 1680000.00 | 20000.00 | 2400000.00 | Not Quoted | Not Quoted | 22000.00 | 2640000.00 | 30000.00 | 3600000.00 | 11752.00 | 1410240.00 | Not Quoted | Not Quoted | Not Quoted | Not Quoted | 0.00 | 0.00 | 21000.00 | 2520000.00 | 17634.00 | 2116080.00 | 7500.00 | 900000.00 | 21120.00 | 2534400.00 | 0.00 | mastek engineering private limited
566.00 | Pipeline & Structural Works: PERMANENT MARKERS Supply, fabrication and installation of following types of permanent markers along the route including all associated civil works such as excavation in all types of soil, construction of pedestals and grouting with concrete, clearing, supply and application of approved colour and quality of primer and paint, stencil letter cutting for numbers, direction, chainage etc., restoration of area to original condition and performing all works as per drawings, scope of work, specifications, standards and instructions of Engineer-in-Charge. Note: The painting of all markers shall conform to environments specified as per scope of work and protective coating specification. Navigable Water Sign | 4.00 | NOS |  | 28000.00 | 112000.00 | Not Quoted | Not Quoted | 125000.00 | 500000.00 | 49500.00 | 198000.00 | Not Quoted | Not Quoted | 13826.00 | 55304.00 | 15000.00 | 60000.00 | 14690.00 | 58760.00 | Not Quoted | Not Quoted | Not Quoted | Not Quoted | 0.00 | 0.00 | 10000.00 | 40000.00 | 35200.00 | 140800.00 | 35000.00 | 140000.00 | 52800.00 | 211200.00 | 0.00 | mastek engineering private limited
567.00 | Pipeline & Structural Works: PERMANENT MARKERS Supply, fabrication and installation of following types of permanent markers along the route including all associated civil works such as excavation in all types of soil, construction of pedestals and grouting with concrete, clearing, supply and application of approved colour and quality of primer and paint, stencil letter cutting for numbers, direction, chainage etc., restoration of area to original condition and performing all works as per drawings, scope of work, specifications, standards and instructions of Engineer-in-Charge. Note: The painting of all markers shall conform to environments specified as per scope of work and protective coating specification. Kilometer Post | 57.00 | NOS |  | 7200.00 | 410400.00 | Not Quoted | Not Quoted | 9500.00 | 541500.00 | 7700.00 | 438900.00 | Not Quoted | Not Quoted | 9876.00 | 562932.00 | 9000.00 | 513000.00 | 7639.00 | 435423.00 | Not Quoted | Not Quoted | Not Quoted | Not Quoted | 0.00 | 0.00 | 6000.00 | 342000.00 | 11000.00 | 627000.00 | 10000.00 | 570000.00 | 13200.00 | 752400.00 | 0.00 | mastek engineering private limited
568.00 | Pipeline & Structural Works: PERMANENT MARKERS Supply, fabrication and installation of following types of permanent markers along the route including all associated civil works such as excavation in all types of soil, construction of pedestals and grouting with concrete, clearing, supply and application of approved colour and quality of primer and paint, stencil letter cutting for numbers, direction, chainage etc., restoration of area to original condition and performing all works as per drawings, scope of work, specifications, standards and instructions of Engineer-in-Charge. Note: The painting of all markers shall conform to environments specified as per scope of work and protective coating specification. Pipeline Warning Signs | 150.00 | NOS |  | 7200.00 | 1080000.00 | Not Quoted | Not Quoted | 9500.00 | 1425000.00 | 7700.00 | 1155000.00 | Not Quoted | Not Quoted | 8098.00 | 1214700.00 | 9000.00 | 1350000.00 | 7639.00 | 1145850.00 | Not Quoted | Not Quoted | Not Quoted | Not Quoted | 0.00 | 0.00 | 6200.00 | 930000.00 | 11000.00 | 1650000.00 | 10000.00 | 1500000.00 | 10560.00 | 1584000.00 | 0.00 | mastek engineering private limited
569.00 | Pipeline & Structural Works: PERMANENT MARKERS Supply, fabrication and installation of following types of permanent markers along the route including all associated civil works such as excavation in all types of soil, construction of pedestals and grouting with concrete, clearing, supply and application of approved colour and quality of primer and paint, stencil letter cutting for numbers, direction, chainage etc., restoration of area to original condition and performing all works as per drawings, scope of work, specifications, standards and instructions of Engineer-in-Charge. Note: The painting of all markers shall conform to environments specified as per scope of work and protective coating specification. Right of use Boundary Markers | 360.00 | NOS |  | 880.00 | 316800.00 | Not Quoted | Not Quoted | 900.00 | 324000.00 | 1100.00 | 396000.00 | Not Quoted | Not Quoted | 1481.00 | 533160.00 | 1200.00 | 432000.00 | 1176.00 | 423360.00 | Not Quoted | Not Quoted | Not Quoted | Not Quoted | 0.00 | 0.00 | 1200.00 | 432000.00 | 1980.00 | 712800.00 | 2000.00 | 720000.00 | 2112.00 | 760320.00 | 0.00 | mastek engineering private limited
570.00 | Pipeline & Structural Works: PERMANENT MARKERS Supply, fabrication and installation of following types of permanent markers along the route including all associated civil works such as excavation in all types of soil, construction of pedestals and grouting with concrete, clearing, supply and application of approved colour and quality of primer and paint, stencil letter cutting for numbers, direction, chainage etc., restoration of area to original condition and performing all works as per drawings, scope of work, specifications, standards and instructions of Engineer-in-Charge. Note: The painting of all markers shall conform to environments specified as per scope of work and protective coating specification. Aerial Markers | 18.00 | NOS |  | 8800.00 | 158400.00 | Not Quoted | Not Quoted | 12500.00 | 225000.00 | 8250.00 | 148500.00 | Not Quoted | Not Quoted | 9876.00 | 177768.00 | 9000.00 | 162000.00 | 14690.00 | 264420.00 | Not Quoted | Not Quoted | Not Quoted | Not Quoted | 0.00 | 0.00 | 6000.00 | 108000.00 | 11000.00 | 198000.00 | 9000.00 | 162000.00 | 14080.00 | 253440.00 | 0.00 | mastek engineering private limited
571.00 | Pipeline & Structural Works: PERMANENT MARKERS Supply, fabrication and installation of following types of permanent markers along the route including all associated civil works such as excavation in all types of soil, construction of pedestals and grouting with concrete, clearing, supply and application of approved colour and quality of primer and paint, stencil letter cutting for numbers, direction, chainage etc., restoration of area to original condition and performing all works as per drawings, scope of work, specifications, standards and instructions of Engineer-in-Charge. Note: The painting of all markers shall conform to environments specified as per scope of work and protective coating specification. Direction Markers | 117.00 | NOS |  | 7200.00 | 842400.00 | Not Quoted | Not Quoted | 9500.00 | 1111500.00 | 7700.00 | 900900.00 | Not Quoted | Not Quoted | 7900.00 | 924300.00 | 9000.00 | 1053000.00 | 7639.00 | 893763.00 | Not Quoted | Not Quoted | Not Quoted | Not Quoted | 0.00 | 0.00 | 6000.00 | 702000.00 | 11000.00 | 1287000.00 | 9000.00 | 1053000.00 | 10560.00 | 1235520.00 | 0.00 | mastek engineering private limited
572.00 | Pipeline & Structural Works: REPAIR OF DEFECTS (ATTRIBUTABLE TO OWNER) Repair of defects in pipes/ line pipes of all thicknesses and external coating noted at the time of taking delivery by Contractor, including performing all works as per specifications, scope of work, standards and directions of Engineer-In-Charge, supply of all repair material and inspection. Repair of Defects in Pipe by Cutting and re-beveling including NDT of re-bevelled area (dents in bevels exceeding 3 mm in depth) Pipes as per following details : ( Pipe OD - 18 INCH, Wall Thickness - 8.2 MM ) | 5.00 | NOS |  | 4000.00 | 20000.00 | Not Quoted | Not Quoted | 1200.00 | 6000.00 | 5500.00 | 27500.00 | Not Quoted | Not Quoted | 100.00 | 500.00 | 1000.00 | 5000.00 | 9500.00 | 47500.00 | Not Quoted | Not Quoted | Not Quoted | Not Quoted | 0.00 | 0.00 | 1200.00 | 6000.00 | 11000.00 | 55000.00 | 1000.00 | 5000.00 | 4400.00 | 22000.00 | 0.00 | mastek engineering private limited
573.00 | Pipeline & Structural Works: REPAIR OF DEFECTS (ATTRIBUTABLE TO OWNER) Repair of defects in pipes/ line pipes of all thicknesses and external coating noted at the time of taking delivery by Contractor, including performing all works as per specifications, scope of work, standards and directions of Engineer-In-Charge, supply of all repair material and inspection. Repair of Defects in Pipe by Cutting and re-beveling including NDT of re-bevelled area (dents in bevels exceeding 3 mm in depth) Pipes as per following details : ( Pipe OD - 18 INCH, Wall Thickness - 9.7 MM ) | 5.00 | NOS |  | 4000.00 | 20000.00 | Not Quoted | Not Quoted | 1200.00 | 6000.00 | 5500.00 | 27500.00 | Not Quoted | Not Quoted | 100.00 | 500.00 | 1000.00 | 5000.00 | 10000.00 | 50000.00 | Not Quoted | Not Quoted | Not Quoted | Not Quoted | 0.00 | 0.00 | 1200.00 | 6000.00 | 11000.00 | 55000.00 | 1000.00 | 5000.00 | 4400.00 | 22000.00 | 0.00 | mastek engineering private limited
574.00 | Pipeline & Structural Works: REPAIR OF DEFECTS (ATTRIBUTABLE TO OWNER) Repair of defects in pipes/ line pipes of all thicknesses and external coating noted at the time of taking delivery by Contractor, including performing all works as per specifications, scope of work, standards and directions of Engineer-In-Charge, supply of all repair material and inspection. Repair of Defects in Pipe by Cutting and re-beveling including NDT of re-bevelled area (dents in bevels exceeding 3 mm in depth) Pipes as per following details : ( Pipe OD - 18 INCH, Wall Thickness - 11.9 MM ) | 3.00 | NOS |  | 4000.00 | 12000.00 | Not Quoted | Not Quoted | 1320.00 | 3960.00 | 5500.00 | 16500.00 | Not Quoted | Not Quoted | 100.00 | 300.00 | 1000.00 | 3000.00 | 10200.00 | 30600.00 | Not Quoted | Not Quoted | Not Quoted | Not Quoted | 0.00 | 0.00 | 1200.00 | 3600.00 | 11000.00 | 33000.00 | 1000.00 | 3000.00 | 4576.00 | 13728.00 | 0.00 | mastek engineering private limited
575.00 | Pipeline & Structural Works: REPAIR OF DEFECTS (ATTRIBUTABLE TO OWNER) Repair of defects in pipes/ line pipes of all thicknesses and external coating noted at the time of taking delivery by Contractor, including performing all works as per specifications, scope of work, standards and directions of Engineer-In-Charge, supply of all repair material and inspection. Repair of Defects in Pipe by Jack out (dents in bevels ranging between 1 mm and 3 mm in depth) Pipes as per following details : ( Pipe OD - 18 INCH, Wall Thickness - 8.2 MM ) | 2.00 | NOS |  | 2000.00 | 4000.00 | Not Quoted | Not Quoted | 5000.00 | 10000.00 | 5500.00 | 11000.00 | Not Quoted | Not Quoted | 100.00 | 200.00 | 1000.00 | 2000.00 | 4500.00 | 9000.00 | Not Quoted | Not Quoted | Not Quoted | Not Quoted | 0.00 | 0.00 | 1200.00 | 2400.00 | 4400.00 | 8800.00 | 1000.00 | 2000.00 | 4224.00 | 8448.00 | 0.00 | mastek engineering private limited
576.00 | Pipeline & Structural Works: REPAIR OF DEFECTS (ATTRIBUTABLE TO OWNER) Repair of defects in pipes/ line pipes of all thicknesses and external coating noted at the time of taking delivery by Contractor, including performing all works as per specifications, scope of work, standards and directions of Engineer-In-Charge, supply of all repair material and inspection. Repair of Defects in Pipe by Jack out (dents in bevels ranging between 1 mm and 3 mm in depth) Pipes as per following details : ( Pipe OD - 18 INCH, Wall Thickness - 9.7 MM ) | 2.00 | NOS |  | 2000.00 | 4000.00 | Not Quoted | Not Quoted | 5000.00 | 10000.00 | 5500.00 | 11000.00 | Not Quoted | Not Quoted | 100.00 | 200.00 | 1000.00 | 2000.00 | 4800.00 | 9600.00 | Not Quoted | Not Quoted | Not Quoted | Not Quoted | 0.00 | 0.00 | 1200.00 | 2400.00 | 4400.00 | 8800.00 | 1000.00 | 2000.00 | 4400.00 | 8800.00 | 0.00 | mastek engineering private limited
577.00 | Pipeline & Structural Works: REPAIR OF DEFECTS (ATTRIBUTABLE TO OWNER) Repair of defects in pipes/ line pipes of all thicknesses and external coating noted at the time of taking delivery by Contractor, including performing all works as per specifications, scope of work, standards and directions of Engineer-In-Charge, supply of all repair material and inspection. Repair of Defects in Pipe by Jack out (dents in bevels ranging between 1 mm and 3 mm in depth) Pipes as per following details : ( Pipe OD - 18 INCH, Wall Thickness - 11.9 MM ) | 1.00 | NOS |  | 2000.00 | 2000.00 | Not Quoted | Not Quoted | 5000.00 | 5000.00 | 5500.00 | 5500.00 | Not Quoted | Not Quoted | 100.00 | 100.00 | 1000.00 | 1000.00 | 5000.00 | 5000.00 | Not Quoted | Not Quoted | Not Quoted | Not Quoted | 0.00 | 0.00 | 1200.00 | 1200.00 | 4400.00 | 4400.00 | 1000.00 | 1000.00 | 4576.00 | 4576.00 | 0.00 | mastek engineering private limited
578.00 | Pipeline & Structural Works: REPAIR OF DEFECTS (ATTRIBUTABLE TO OWNER) REPAIR OF HOLIDAY IN COATING Supply of all coating repair materials as per the requirements of the relevant specifications, supply of all consumables, utilities, equipment, and all manpower required, pipe cleaning and surface preparation, repairing of coating defects (resulting in holiday in coating) and testing including all handling, transportation, etc. for line pipes, performing all works necessary for the completion of the works strictly in accordance with the relevant specifications and instructions of Engineer-in-Charge. This rate shall be applicable per sq. cm of the exposed steel area. Repair of Holiday in Coating ( Type of Coating - 3LPE ) | 200.00 | SCM |  | 80.00 | 16000.00 | Not Quoted | Not Quoted | 50.00 | 10000.00 | 1100.00 | 220000.00 | Not Quoted | Not Quoted | 50.00 | 10000.00 | 50.00 | 10000.00 | 180.00 | 36000.00 | Not Quoted | Not Quoted | Not Quoted | Not Quoted | 0.00 | 0.00 | 12.00 | 2400.00 | 550.00 | 110000.00 | 1000.00 | 200000.00 | 88.00 | 17600.00 | 0.00 | mastek engineering private limited
579.00 | Pipeline & Structural Works: REPAIR OF DEFECTS (ATTRIBUTABLE TO OWNER) REPAIR OF COSMETIC DEFECTS IN COATING : Supply of all coating repair materials as per the requirements of the relevant specifications, supply of all consumables, utilities, equipment, and all manpower required, pipe cleaning and surface preparation, repairing of coating defects (resulting in holiday in coating) and testing including all handling, transportation, etc. for line pipes, performing all works necessary for the completion of the works strictly in accordance with the relevant specifications and instructions of Engineer-in-Charge. This rate shall be applicable per sq. cm of repair patch. Repair of Cosmetic defect in Coating ( Type of Coating - 3LPE ) | 200.00 | SCM |  | 40.00 | 8000.00 | Not Quoted | Not Quoted | 80.00 | 16000.00 | 1100.00 | 220000.00 | Not Quoted | Not Quoted | 50.00 | 10000.00 | 50.00 | 10000.00 | 190.00 | 38000.00 | Not Quoted | Not Quoted | Not Quoted | Not Quoted | 0.00 | 0.00 | 12.00 | 2400.00 | 550.00 | 110000.00 | 500.00 | 100000.00 | 220.00 | 44000.00 | 0.00 | mastek engineering private limited
580.00 | Pipeline & Structural Works: SUPPLY AND INSTALLATION OF CASING PIPE AND CS CONDUIT Supply and installation of casing pipe and CS conduit for OFC by jacking/ boring or open cut for rail, road or canal crossings wherever required in all types of soil and terrain separately for carrier pipes and fibre optic cable/cable conduit, supply of all other Contractor supplied materials viz. casing insulators and casing end seals, materials for casing vents and drain assemblies etc,. including transportation, supply of all other materials, equipments, consumables, man-power, welding including visual inspection of all weld joints, installation of casing insulators, end seals, vents and drain- off pipes, backfilling and restoration as original of the facility crossed and performing all works as per drawings, scope of work, specifications, standards and instructions of Engineer-in-Charge and provisions of Contract document. Supply & Installation of Casing Pipe by Jacking/Boring ( Casing Pipe OD - 26 INCH, Wall Thickness - 10.31 MM, Material - API 5L Gr. B/ IS 3589 Gr. Fe 410 ) | 60.00 | M |  | 28000.00 | 1680000.00 | Not Quoted | Not Quoted | 45000.00 | 2700000.00 | 39532.00 | 2371920.00 | Not Quoted | Not Quoted | 34564.00 | 2073840.00 | 40000.00 | 2400000.00 | 51709.00 | 3102540.00 | Not Quoted | Not Quoted | Not Quoted | Not Quoted | 0.00 | 0.00 | 12000.00 | 720000.00 | 40700.00 | 2442000.00 | 18000.00 | 1080000.00 | 31680.00 | 1900800.00 | 0.00 | mastek engineering private limited
581.00 | Pipeline & Structural Works: SUPPLY AND INSTALLATION OF CASING PIPE AND CS CONDUIT Supply and installation of casing pipe and CS conduit for OFC by jacking/ boring or open cut for rail, road or canal crossings wherever required in all types of soil and terrain separately for carrier pipes and fibre optic cable/cable conduit, supply of all other Contractor supplied materials viz. casing insulators and casing end seals, materials for casing vents and drain assemblies etc,. including transportation, supply of all other materials, equipments, consumables, man-power, welding including visual inspection of all weld joints, installation of casing insulators, end seals, vents and drain- off pipes, backfilling and restoration as original of the facility crossed and performing all works as per drawings, scope of work, specifications, standards and instructions of Engineer-in-Charge and provisions of Contract document. Supply & Installation of Casing Pipe by Open Cut ( Casing Pipe OD - 26 INCH, Wall Thickness - 10.31 MM, Material - API 5L Gr. B/ IS 3589 Gr. Fe 410 ) | 60.00 | M |  | 24000.00 | 1440000.00 | Not Quoted | Not Quoted | 30000.00 | 1800000.00 | 30732.00 | 1843920.00 | Not Quoted | Not Quoted | 24689.00 | 1481340.00 | 30000.00 | 1800000.00 | 51709.00 | 3102540.00 | Not Quoted | Not Quoted | Not Quoted | Not Quoted | 0.00 | 0.00 | 12000.00 | 720000.00 | 24200.00 | 1452000.00 | 18000.00 | 1080000.00 | 26400.00 | 1584000.00 | 0.00 | mastek engineering private limited
582.00 | Pipeline & Structural Works: SUPPLY AND INSTALLATION OF CASING PIPE AND CS CONDUIT Supply and installation of casing pipe and CS conduit for OFC by jacking/ boring or open cut for rail, road or canal crossings wherever required in all types of soil and terrain separately for carrier pipes and fibre optic cable/cable conduit, supply of all other Contractor supplied materials viz. casing insulators and casing end seals, materials for casing vents and drain assemblies etc,. including transportation, supply of all other materials, equipments, consumables, man-power, welding including visual inspection of all weld joints, installation of casing insulators, end seals, vents and drain- off pipes, backfilling and restoration as original of the facility crossed and performing all works as per drawings, scope of work, specifications, standards and instructions of Engineer-in-Charge and provisions of Contract document. Supply & Installation of CS Conduit for OFC by Jacking/Boring ( CS Conduit OD - 6.625 INCH, Wall Thickness - 6.4 MM, Material - API 5L Gr. B/ IS 1239/ IS 3589 ) - For IS 1239 shall be HVY & as per standard | 60.00 | M |  | 24000.00 | 1440000.00 | Not Quoted | Not Quoted | 9800.00 | 588000.00 | 8357.00 | 501420.00 | Not Quoted | Not Quoted | 6419.00 | 385140.00 | 8000.00 | 480000.00 | 5171.00 | 310260.00 | Not Quoted | Not Quoted | Not Quoted | Not Quoted | 0.00 | 0.00 | 2000.00 | 120000.00 | 9108.00 | 546480.00 | 6000.00 | 360000.00 | 10560.00 | 633600.00 | 0.00 | mastek engineering private limited
583.00 | Pipeline & Structural Works: SUPPLY AND INSTALLATION OF CASING PIPE AND CS CONDUIT Supply and installation of casing pipe and CS conduit for OFC by jacking/ boring or open cut for rail, road or canal crossings wherever required in all types of soil and terrain separately for carrier pipes and fibre optic cable/cable conduit, supply of all other Contractor supplied materials viz. casing insulators and casing end seals, materials for casing vents and drain assemblies etc,. including transportation, supply of all other materials, equipments, consumables, man-power, welding including visual inspection of all weld joints, installation of casing insulators, end seals, vents and drain- off pipes, backfilling and restoration as original of the facility crossed and performing all works as per drawings, scope of work, specifications, standards and instructions of Engineer-in-Charge and provisions of Contract document. Supply & Installation of CS Conduit for OFC by Open Cut ( CS Conduit OD - 6.624 INCH, Wall Thickness - 6.4 MM, Material - API 5L Gr. B/ IS 1239/ IS 3589 ) - For IS 1239 shall be HVY & as per standard | 1404.00 | M |  | 3200.00 | 4492800.00 | Not Quoted | Not Quoted | 2800.00 | 3931200.00 | 6157.00 | 8644428.00 | Not Quoted | Not Quoted | 3456.00 | 4852224.00 | 4000.00 | 5616000.00 | 5171.00 | 7260084.00 | Not Quoted | Not Quoted | Not Quoted | Not Quoted | 0.00 | 0.00 | 4200.00 | 5896800.00 | 4708.00 | 6610032.00 | 3500.00 | 4914000.00 | 3960.00 | 5559840.00 | 0.00 | mastek engineering private limited
584.00 | Pipeline & Structural Works: LEAKS/ BURSTS (ATTRIBUTABLE TO OWNER) MAJOR LEAK (DETECTED BY VISUAL METHOD) All works for locating major leak/burst (occurred during hydrostatic testing) including necessary repairing/replacing defective pipe length, including cutting and removing out defective pipes, pretesting of replacement pipe and welding into mainline, NDT of welds and re-bevelled area, repair and re-testing of defective welds, coating of welded joints, clean-up, retesting the pipeline including providing all necessary equipments, labour, materials, consumables and inputs other than Owner supplied materials and performing all works as per drawings, scope of work, specifications, standards enclosed with the Contract and directions of Engineer-in-Charge. Note : 1. This rate is applicable for manufacturing defects in Company supplied material only. Major Leak (detected by visual method) ( Pipe OD - 18 INCH ) | 1.00 | NOS |  | 200000.00 | 200000.00 | Not Quoted | Not Quoted | 100.00 | 100.00 | 550000.00 | 550000.00 | Not Quoted | Not Quoted | 100.00 | 100.00 | 50000.00 | 50000.00 | 700000.00 | 700000.00 | Not Quoted | Not Quoted | Not Quoted | Not Quoted | 0.00 | 0.00 | 5000.00 | 5000.00 | 220000.00 | 220000.00 | 10000.00 | 10000.00 | 440000.00 | 440000.00 | 0.00 | mastek engineering private limited
585.00 | Pipeline & Structural Works: LEAKS/ BURSTS (ATTRIBUTABLE TO OWNER) MINOR LEAK (DETECTED BY SECTIONALISING) All works for locating leak by sectionalizing or any other methods which cannot be located by visual means, including necessary repairing/replacing defective pipe length, including cutting and removing out defective pipes, pretesting of replacement pipe and welding into mainline, NDT of welds and re-bevelled area, repair and re-testing of defective welds, coating of welded joints, clean-up, retesting the pipeline including providing all necessary equipments, labour, materials, consumables and inputs other than Owner supplied materials and performing all works as per drawings, scope of work, specifications, standards enclosed with the Contract and directions of Engineer-in-Charge. Note : 1. This rate is applicable for manufacturing defects in Company supplied material only. Minor Leak (detected by sectionalizing) ( Pipe OD - 18 INCH ) | 1.00 | NOS |  | 400000.00 | 400000.00 | Not Quoted | Not Quoted | 100.00 | 100.00 | 550000.00 | 550000.00 | Not Quoted | Not Quoted | 100.00 | 100.00 | 100000.00 | 100000.00 | 500000.00 | 500000.00 | Not Quoted | Not Quoted | Not Quoted | Not Quoted | 0.00 | 0.00 | 5000.00 | 5000.00 | 330000.00 | 330000.00 | 10000.00 | 10000.00 | 176000.00 | 176000.00 | 0.00 | mastek engineering private limited
586.00 | Pipeline & Structural Works: LEAKS/ BURSTS (ATTRIBUTABLE TO OWNER) LEAKS/ BURSTS (ATTRIBUTABLE TO OWNER) (FOR TERMINAL PIPING) LEAKS/ BURSTS (ATTRIBUTABLE TO OWNER) All works for leak/burst (occurring during hydrostatic testing) by necessary repair/replacement of defective pipe length, including cutting and removing out defective pipes, welding, NDT of welds, repair and re-testing of defective welds, painting of welded joints, clean-up, re hydro testing of the pipe segment including providing all necessary equipment, labour, materials, consumables and inputs other than Owner supplied materials and performing all works as per drawings, scope of work, specifications, standards enclosed with the Contract and directions of Engineer-in-Charge. Note: 1. This rate shall be applicable for manufacturing defects in Company supplied materials only. | 120.00 | INCH MTR |  | 1200.00 | 144000.00 | Not Quoted | Not Quoted | 50.00 | 6000.00 | 5500.00 | 660000.00 | Not Quoted | Not Quoted | 25.00 | 3000.00 | 1500.00 | 180000.00 | 110.00 | 13200.00 | Not Quoted | Not Quoted | Not Quoted | Not Quoted | 0.00 | 0.00 | 2500.00 | 300000.00 | 2200.00 | 264000.00 | 1000.00 | 120000.00 | 880.00 | 105600.00 | 0.00 | mastek engineering private limited
587.00 | Pipeline & Structural Works: IDLE TIME PRESERVATION OF PIPELINE Preservation of complete pipeline and associated facilities and its maintenance including supply of all consumables, all equipment, man- power, etc., complete as per the requirements of specifications, scope of work, standards, other provisions of Contract document and instructions of Engineer-in- Charge. By filling and pressurizing with nitrogen including supply and maintenance of nitrogen as per following details: ( Pipe OD - 18 INCH, Nitrogen Pressure - 2 bar(g), Specified Period - 12 MONTH ) | 89434.00 | M |  | 12.00 | 1073208.00 | Not Quoted | Not Quoted | 25.00 | 2235850.00 | 10.00 | 894340.00 | Not Quoted | Not Quoted | 19.00 | 1699246.00 | 10.00 | 894340.00 | 89.00 | 7959626.00 | Not Quoted | Not Quoted | Not Quoted | Not Quoted | 0.00 | 0.00 | 5.50 | 491887.00 | 2.00 | 178868.00 | 10.00 | 894340.00 | 18.00 | 1609812.00 | 0.00 | mastek engineering private limited
588.00 | Pipeline & Structural Works: IDLE TIME PRESERVATION OF PIPELINE Preservation of complete pipeline and associated facilities and its maintenance including supply of all consumables, all equipment, man- power, etc., complete as per the requirements of specifications, scope of work, standards, other provisions of Contract document and instructions of Engineer-in- Charge. By filling and pressurizing with nitrogen including supply and maintenance of nitrogen as per following details: ( Pipe OD - 18 INCH, Nitrogen Pressure - 2 bar(g), Specified Period - 6 MONTH ) | 89434.00 | M |  | 12.00 | 1073208.00 | Not Quoted | Not Quoted | 30.00 | 2683020.00 | 10.00 | 894340.00 | Not Quoted | Not Quoted | 19.00 | 1699246.00 | 15.00 | 1341510.00 | 60.00 | 5366040.00 | Not Quoted | Not Quoted | Not Quoted | Not Quoted | 0.00 | 0.00 | 5.50 | 491887.00 | 4.00 | 357736.00 | 10.00 | 894340.00 | 18.00 | 1609812.00 | 0.00 | mastek engineering private limited
589.00 | Pipeline & Structural Works: IDLE TIME PRESERVATION OF PIPELINE Preservation of complete terminal and associated facilities and its maintenance including supply of all consumables, all equipment, man- power, etc., complete as per the requirements of specifications, scope of work, standards, other provisions of Contract document and instructions of Engineer-in- Charge. By filling and pressurizing with nitrogen including supply and maintenance of nitrogen as per following details: ( Pipe OD - 18 INCH, Nitrogen Pressure - 2 bar(g), Specified Period - 6 MONTH ) | 2000.00 | INCH MTR |  | 8.00 | 16000.00 | Not Quoted | Not Quoted | 35.00 | 70000.00 | 10.00 | 20000.00 | Not Quoted | Not Quoted | 11.00 | 22000.00 | 50.00 | 100000.00 | 123.00 | 246000.00 | Not Quoted | Not Quoted | Not Quoted | Not Quoted | 0.00 | 0.00 | 55.00 | 110000.00 | 6.00 | 12000.00 | 200.00 | 400000.00 | 100.00 | 200000.00 | 0.00 | mastek engineering private limited
590.00 | Pipeline & Structural Works: IDLE TIME PRESERVATION OF PIPELINE Preservation of complete terminal and associated facilities and its maintenance including supply of all consumables, all equipment, man- power, etc., complete as per the requirements of specifications, scope of work, standards, other provisions of Contract document and instructions of Engineer-in- Charge. By filling and pressurizing with nitrogen including supply and maintenance of nitrogen as per following details: ( Pipe OD - 18 INCH, Nitrogen Pressure - 2 bar(g), Specified Period - 12 MONTH ) | 2000.00 | INCH MTR |  | 8.00 | 16000.00 | Not Quoted | Not Quoted | 20.00 | 40000.00 | 10.00 | 20000.00 | Not Quoted | Not Quoted | 11.00 | 22000.00 | 50.00 | 100000.00 | 123.00 | 246000.00 | Not Quoted | Not Quoted | Not Quoted | Not Quoted | 0.00 | 0.00 | 55.00 | 110000.00 | 11.00 | 22000.00 | 200.00 | 400000.00 | 100.00 | 200000.00 | 0.00 | mastek engineering private limited
591.00 | Pipeline & Structural Works: WATER BODY CROSSING BY HORIZONTAL DIRECTIONAL DRILLING (HDD) Complete work for the water body crossing (between the limits as indicated in the drawing/ Scope Document) in all types of soil/ rocky strata including all additional drilled lengths necessitated by Contractor's design and based on site conditions, carrying out geo-technical investigation, topographical and hydrological survey and collection of data to establish the bed of the water body; calculation of scour depth of water body crossings, including construction design calculation and engineering of the crossing, "Receiving and taking-over", handling, loading, transportation and unloading of Owner supplied externally corrosion coated/ bare line pipes from designated place(s) of issue/ dump site(s) to Contractor's own stock-yard(s); mobilization and de- mobilization at site(s), supply of all materials as per "Scope of Supply" including 6" size, 6.4 mm, API 5L Gr. B/ IS 3589 Fe 410 CS conduit pipe for OFC in required length, all consumables, equipment, manpower, other resources, acquiring the required land for string preparations, and execution of, but not limited to, the following works in accordance with specifications, drawings; preparation of all necessary construction drawings for Owner's approval, Preparation of detailed construction method statement, calculations and installation procedures, Strings preparation including welding, NDT of welds and re-beveled areas, radiography, weld repair and re-test, pre-hydrotesting of completed string, corrosion coating of field joints with HDD sleeves, inspection of corrosion coating and repair of defects, installation of pipeline string by Horizontal directional drilling, Installation of CS conduit/optical fibre cable conduit below the bed of the water body by separate horizontal directional drilling to the correct profile as per approved drawings and specification, Pulling of optical fibre cable in inter-duct of flexible HDPE tubing in the conduit mentioned above, Post-installation hydrotest including leaks and repair of defects and retesting, etc. for defects attributed to Contractor's faulty work, safe disposal of corrosion Inhibited water and bentonite, Supply, fabrication and construction of protective fencing as required, supply, fabrication and erection of pipeline markers, Restoration and clean-up etc., Preparation of as-built drawings and other records etc., All other works not specifically listed herein, but required as per drawings, scope of work, specifications, standards provision of contract document, calculations, and instruction of Engineer-in- Charge, leading to successful completion of works. Notes: 1. Length of HDD shall be measured as actual curvilinear length between tie-ins at entry and exit. 2. Payment shall be made on pro rata basis for any Increase/ decrease in HDD length. Water Body Crossing as per following details: ( Water Body Name - Ib River , Drawing No. - GAIL-MSA-DES-NJPL-CS-684 , Chainage - 657.048 KM, Pipe OD - 18 INCH, Wall Thickness - 9.7 MM, Pipe Material - API 5L Gr. X-70, PSL-2 , Strata - Rock ) | 1200.00 | M |  | 57000.00 | 68400000.00 | Not Quoted | Not Quoted | 38000.00 | 45600000.00 | 68000.00 | 81600000.00 | Not Quoted | Not Quoted | 70000.00 | 84000000.00 | 75000.00 | 90000000.00 | 51709.00 | 62050800.00 | Not Quoted | Not Quoted | Not Quoted | Not Quoted | 0.00 | 0.00 | 65000.00 | 78000000.00 | 75051.00 | 90061200.00 | 28000.00 | 33600000.00 | 42600.00 | 51120000.00 | 0.00 | mastek engineering private limited
592.00 | Pipeline & Structural Works: CROSSING BY HORIZONTAL DIRECTIONAL DRILLING (HDD) FOR ROAD/RAIL/UTILITY/ CANAL/ DRAIN/ NALLA CROSSINGS Complete work for the crossings in all types of soil/ rocky strata including all additional drilled lengths necessitated by Contractor's design and based on site conditions, carrying out geo-technical investigation, topographical survey including construction design calculation and engineering of the crossing, "Receiving and taking-over", handling, loading, transportation and unloading of Owner supplied externally corrosion coated/ bare line pipes from designated place(s) of issue/ dump site(s) to Contractor's own stock-yard(s); mobilization and de- mobilization at site(s), supply of all materials as per "Scope of Supply" including 6" size, 6.4 mm, API 5L Gr. B/ IS 3589 Fe 410 CS conduit pipe for OFC in required length, all consumables, equipment, manpower, other resources, acquiring the required land for string preparations, and execution of, but not limited to, the following works in accordance with specifications, drawings; preparation of all necessary construction drawings for Owner's approval, Preparation of detailed construction method statement, calculations and installation procedures, Strings preparation including welding, NDT of welds and re-beveled areas, radiography, weld repair and re-test, pre-hydrotesting of completed string, corrosion coating of field joints with HDD sleeves, inspection of corrosion coating and repair of defects, installation of pipeline string by Horizontal directional drilling, Installation of CS conduit/optical fibre cable conduit by separate horizontal directional drilling to the correct profile as per approved drawings and specification, Pulling of optical fibre cable in inter-duct of flexible HDPE tubing in the conduit mentioned above, Post-installation hydrotest including leaks and repair of defects and retesting, etc. for defects attributed to Contractor's faulty work, safe disposal of corrosion Inhibited water and bentonite; Supply, fabrication and construction of protective fencing as required, Restoration and clean-up etc., Preparation of as-built drawings and other records etc., All other works not specifically listed herein, but required as per drawings, scope of work, specifications, standards provision of contract document, calculations, and instruction of Engineer-in- Charge, leading to successful completion of works. Crossing as per following details: Crossing as per following details: ( Chainage - 614.789 KM, Pipe OD - 18 INCH, Wall Thickness - 9.7 MM, Pipe Material - API 5L Gr. X 70 PSL2 , Crossing Type - NH-49 ) - Note: Strata for this crossing is Rocky | 250.00 | M |  | 57000.00 | 14250000.00 | Not Quoted | Not Quoted | 38000.00 | 9500000.00 | 49500.00 | 12375000.00 | Not Quoted | Not Quoted | 49500.00 | 12375000.00 | 45000.00 | 11250000.00 | 41132.00 | 10283000.00 | Not Quoted | Not Quoted | Not Quoted | Not Quoted | 0.00 | 0.00 | 55000.00 | 13750000.00 | 57051.00 | 14262750.00 | 25000.00 | 6250000.00 | 42600.00 | 10650000.00 | 0.00 | mastek engineering private limited
593.00 | Pipeline & Structural Works: CROSSING BY HORIZONTAL DIRECTIONAL DRILLING (HDD) FOR ROAD/RAIL/UTILITY/ CANAL/ DRAIN/ NALLA CROSSINGS Complete work for the crossings in all types of soil/ rocky strata including all additional drilled lengths necessitated by Contractor's design and based on site conditions, carrying out geo-technical investigation, topographical survey including construction design calculation and engineering of the crossing, "Receiving and taking-over", handling, loading, transportation and unloading of Owner supplied externally corrosion coated/ bare line pipes from designated place(s) of issue/ dump site(s) to Contractor's own stock-yard(s); mobilization and de- mobilization at site(s), supply of all materials as per "Scope of Supply" including 6" size, 6.4 mm, API 5L Gr. B/ IS 3589 Fe 410 CS conduit pipe for OFC in required length, all consumables, equipment, manpower, other resources, acquiring the required land for string preparations, and execution of, but not limited to, the following works in accordance with specifications, drawings; preparation of all necessary construction drawings for Owner's approval, Preparation of detailed construction method statement, calculations and installation procedures, Strings preparation including welding, NDT of welds and re-beveled areas, radiography, weld repair and re-test, pre-hydrotesting of completed string, corrosion coating of field joints with HDD sleeves, inspection of corrosion coating and repair of defects, installation of pipeline string by Horizontal directional drilling, Installation of CS conduit/optical fibre cable conduit by separate horizontal directional drilling to the correct profile as per approved drawings and specification, Pulling of optical fibre cable in inter-duct of flexible HDPE tubing in the conduit mentioned above, Post-installation hydrotest including leaks and repair of defects and retesting, etc. for defects attributed to Contractor's faulty work, safe disposal of corrosion Inhibited water and bentonite; Supply, fabrication and construction of protective fencing as required, Restoration and clean-up etc., Preparation of as-built drawings and other records etc., All other works not specifically listed herein, but required as per drawings, scope of work, specifications, standards provision of contract document, calculations, and instruction of Engineer-in- Charge, leading to successful completion of works. Crossing as per following details: Crossing as per following details: ( Chainage - 644.9 KM, Pipe OD - 18 INCH, Wall Thickness - 11.9 MM, Pipe Material - API 5L Gr. X 70 PSL2 , Crossing Type - RAILWAY ) - Note: Strata for this crossing is Rocky | 300.00 | M |  | 57000.00 | 17100000.00 | Not Quoted | Not Quoted | 38000.00 | 11400000.00 | 68000.00 | 20400000.00 | Not Quoted | Not Quoted | 49500.00 | 14850000.00 | 48000.00 | 14400000.00 | 41132.00 | 12339600.00 | Not Quoted | Not Quoted | Not Quoted | Not Quoted | 0.00 | 0.00 | 55000.00 | 16500000.00 | 57051.00 | 17115300.00 | 25000.00 | 7500000.00 | 42600.00 | 12780000.00 | 0.00 | mastek engineering private limited
594.00 | Pipeline & Structural Works: CROSSING BY HORIZONTAL DIRECTIONAL DRILLING (HDD) FOR ROAD/RAIL/UTILITY/ CANAL/ DRAIN/ NALLA CROSSINGS Complete work for the crossings in all types of soil/ rocky strata including all additional drilled lengths necessitated by Contractor's design and based on site conditions, carrying out geo-technical investigation, topographical survey including construction design calculation and engineering of the crossing, "Receiving and taking-over", handling, loading, transportation and unloading of Owner supplied externally corrosion coated/ bare line pipes from designated place(s) of issue/ dump site(s) to Contractor's own stock-yard(s); mobilization and de- mobilization at site(s), supply of all materials as per "Scope of Supply" including 6" size, 6.4 mm, API 5L Gr. B/ IS 3589 Fe 410 CS conduit pipe for OFC in required length, all consumables, equipment, manpower, other resources, acquiring the required land for string preparations, and execution of, but not limited to, the following works in accordance with specifications, drawings; preparation of all necessary construction drawings for Owner's approval, Preparation of detailed construction method statement, calculations and installation procedures, Strings preparation including welding, NDT of welds and re-beveled areas, radiography, weld repair and re-test, pre-hydrotesting of completed string, corrosion coating of field joints with HDD sleeves, inspection of corrosion coating and repair of defects, installation of pipeline string by Horizontal directional drilling, Installation of CS conduit/optical fibre cable conduit by separate horizontal directional drilling to the correct profile as per approved drawings and specification, Pulling of optical fibre cable in inter-duct of flexible HDPE tubing in the conduit mentioned above, Post-installation hydrotest including leaks and repair of defects and retesting, etc. for defects attributed to Contractor's faulty work, safe disposal of corrosion Inhibited water and bentonite; Supply, fabrication and construction of protective fencing as required, Restoration and clean-up etc., Preparation of as-built drawings and other records etc., All other works not specifically listed herein, but required as per drawings, scope of work, specifications, standards provision of contract document, calculations, and instruction of Engineer-in- Charge, leading to successful completion of works. Crossing as per following details: Crossing as per following details: ( Chainage - 647.985 KM, Pipe OD - 18 INCH, Wall Thickness - 11.9 MM, Pipe Material - API 5L Gr. X 70 PSL2 , Crossing Type - RAILWAY ) - Note: Strata for this crossing is Rocky | 280.00 | M |  | 57000.00 | 15960000.00 | Not Quoted | Not Quoted | 38000.00 | 10640000.00 | 68000.00 | 19040000.00 | Not Quoted | Not Quoted | 49500.00 | 13860000.00 | 45000.00 | 12600000.00 | 41132.00 | 11516960.00 | Not Quoted | Not Quoted | Not Quoted | Not Quoted | 0.00 | 0.00 | 55000.00 | 15400000.00 | 57051.00 | 15974280.00 | 25000.00 | 7000000.00 | 42600.00 | 11928000.00 | 0.00 | mastek engineering private limited
595.00 | Pipeline & Structural Works: CROSSING BY HORIZONTAL DIRECTIONAL DRILLING (HDD) FOR ROAD/RAIL/UTILITY/ CANAL/ DRAIN/ NALLA CROSSINGS Complete work for the crossings in all types of soil/ rocky strata including all additional drilled lengths necessitated by Contractor's design and based on site conditions, carrying out geo-technical investigation, topographical survey including construction design calculation and engineering of the crossing, "Receiving and taking-over", handling, loading, transportation and unloading of Owner supplied externally corrosion coated/ bare line pipes from designated place(s) of issue/ dump site(s) to Contractor's own stock-yard(s); mobilization and de- mobilization at site(s), supply of all materials as per "Scope of Supply" including 6" size, 6.4 mm, API 5L Gr. B/ IS 3589 Fe 410 CS conduit pipe for OFC in required length, all consumables, equipment, manpower, other resources, acquiring the required land for string preparations, and execution of, but not limited to, the following works in accordance with specifications, drawings; preparation of all necessary construction drawings for Owner's approval, Preparation of detailed construction method statement, calculations and installation procedures, Strings preparation including welding, NDT of welds and re-beveled areas, radiography, weld repair and re-test, pre-hydrotesting of completed string, corrosion coating of field joints with HDD sleeves, inspection of corrosion coating and repair of defects, installation of pipeline string by Horizontal directional drilling, Installation of CS conduit/optical fibre cable conduit by separate horizontal directional drilling to the correct profile as per approved drawings and specification, Pulling of optical fibre cable in inter-duct of flexible HDPE tubing in the conduit mentioned above, Post-installation hydrotest including leaks and repair of defects and retesting, etc. for defects attributed to Contractor's faulty work, safe disposal of corrosion Inhibited water and bentonite; Supply, fabrication and construction of protective fencing as required, Restoration and clean-up etc., Preparation of as-built drawings and other records etc., All other works not specifically listed herein, but required as per drawings, scope of work, specifications, standards provision of contract document, calculations, and instruction of Engineer-in- Charge, leading to successful completion of works. Crossing as per following details: Crossing as per following details: ( Chainage - 655.899 KM, Pipe OD - 18 INCH, Wall Thickness - 9.7 MM, Pipe Material - API 5L Gr. X 70 PSL2 , Crossing Type - NH-49 ) - Note: Strata for this crossing is Rocky | 250.00 | M |  | 57000.00 | 14250000.00 | Not Quoted | Not Quoted | 38000.00 | 9500000.00 | 68000.00 | 17000000.00 | Not Quoted | Not Quoted | 49500.00 | 12375000.00 | 45000.00 | 11250000.00 | 41132.00 | 10283000.00 | Not Quoted | Not Quoted | Not Quoted | Not Quoted | 0.00 | 0.00 | 55000.00 | 13750000.00 | 57051.00 | 14262750.00 | 25000.00 | 6250000.00 | 42600.00 | 10650000.00 | 0.00 | mastek engineering private limited
596.00 | Pipeline & Structural Works: CROSSING BY HORIZONTAL DIRECTIONAL DRILLING (HDD) FOR ROAD/RAIL/UTILITY/ CANAL/ DRAIN/ NALLA CROSSINGS Complete work for the crossings in all types of soil/ rocky strata including all additional drilled lengths necessitated by Contractor's design and based on site conditions, carrying out geo-technical investigation, topographical survey including construction design calculation and engineering of the crossing, "Receiving and taking-over", handling, loading, transportation and unloading of Owner supplied externally corrosion coated/ bare line pipes from designated place(s) of issue/ dump site(s) to Contractor's own stock-yard(s); mobilization and de- mobilization at site(s), supply of all materials as per "Scope of Supply" including 6" size, 6.4 mm, API 5L Gr. B/ IS 3589 Fe 410 CS conduit pipe for OFC in required length, all consumables, equipment, manpower, other resources, acquiring the required land for string preparations, and execution of, but not limited to, the following works in accordance with specifications, drawings; preparation of all necessary construction drawings for Owner's approval, Preparation of detailed construction method statement, calculations and installation procedures, Strings preparation including welding, NDT of welds and re-beveled areas, radiography, weld repair and re-test, pre-hydrotesting of completed string, corrosion coating of field joints with HDD sleeves, inspection of corrosion coating and repair of defects, installation of pipeline string by Horizontal directional drilling, Installation of CS conduit/optical fibre cable conduit by separate horizontal directional drilling to the correct profile as per approved drawings and specification, Pulling of optical fibre cable in inter-duct of flexible HDPE tubing in the conduit mentioned above, Post-installation hydrotest including leaks and repair of defects and retesting, etc. for defects attributed to Contractor's faulty work, safe disposal of corrosion Inhibited water and bentonite; Supply, fabrication and construction of protective fencing as required, Restoration and clean-up etc., Preparation of as-built drawings and other records etc., All other works not specifically listed herein, but required as per drawings, scope of work, specifications, standards provision of contract document, calculations, and instruction of Engineer-in- Charge, leading to successful completion of works. Crossing as per following details: Crossing as per following details: ( Chainage - 658.283 KM, Pipe OD - 18 INCH, Wall Thickness - 11.9 MM, Pipe Material - API 5L Gr. X 70 PSL2 , Crossing Type - RAILWAY ) - Note: Strata for this crossing is Rocky | 280.00 | M |  | 57000.00 | 15960000.00 | Not Quoted | Not Quoted | 38000.00 | 10640000.00 | 68000.00 | 19040000.00 | Not Quoted | Not Quoted | 49500.00 | 13860000.00 | 45000.00 | 12600000.00 | 41132.00 | 11516960.00 | Not Quoted | Not Quoted | Not Quoted | Not Quoted | 0.00 | 0.00 | 55000.00 | 15400000.00 | 57051.00 | 15974280.00 | 25000.00 | 7000000.00 | 42600.00 | 11928000.00 | 0.00 | mastek engineering private limited
597.00 | Pipeline & Structural Works: CROSSING BY HORIZONTAL DIRECTIONAL DRILLING (HDD) FOR ROAD/RAIL/UTILITY/ CANAL/ DRAIN/ NALLA CROSSINGS Complete work for the crossings in all types of soil/ rocky strata including all additional drilled lengths necessitated by Contractor's design and based on site conditions, carrying out geo-technical investigation, topographical survey including construction design calculation and engineering of the crossing, "Receiving and taking-over", handling, loading, transportation and unloading of Owner supplied externally corrosion coated/ bare line pipes from designated place(s) of issue/ dump site(s) to Contractor's own stock-yard(s); mobilization and de- mobilization at site(s), supply of all materials as per "Scope of Supply" including 6" size, 6.4 mm, API 5L Gr. B/ IS 3589 Fe 410 CS conduit pipe for OFC in required length, all consumables, equipment, manpower, other resources, acquiring the required land for string preparations, and execution of, but not limited to, the following works in accordance with specifications, drawings; preparation of all necessary construction drawings for Owner's approval, Preparation of detailed construction method statement, calculations and installation procedures, Strings preparation including welding, NDT of welds and re-beveled areas, radiography, weld repair and re-test, pre-hydrotesting of completed string, corrosion coating of field joints with HDD sleeves, inspection of corrosion coating and repair of defects, installation of pipeline string by Horizontal directional drilling, Installation of CS conduit/optical fibre cable conduit by separate horizontal directional drilling to the correct profile as per approved drawings and specification, Pulling of optical fibre cable in inter-duct of flexible HDPE tubing in the conduit mentioned above, Post-installation hydrotest including leaks and repair of defects and retesting, etc. for defects attributed to Contractor's faulty work, safe disposal of corrosion Inhibited water and bentonite; Supply, fabrication and construction of protective fencing as required, Restoration and clean-up etc., Preparation of as-built drawings and other records etc., All other works not specifically listed herein, but required as per drawings, scope of work, specifications, standards provision of contract document, calculations, and instruction of Engineer-in- Charge, leading to successful completion of works. Crossing as per following details: Crossing as per following details: ( Chainage - 679.912 KM, Pipe OD - 18 INCH, Wall Thickness - 11.9 MM, Pipe Material - API 5L Gr. X 70 PSL2 , Crossing Type - RAILWAY ) - Note: Strata for this crossing is Rocky | 300.00 | M |  | 57000.00 | 17100000.00 | Not Quoted | Not Quoted | 38000.00 | 11400000.00 | 68000.00 | 20400000.00 | Not Quoted | Not Quoted | 49500.00 | 14850000.00 | 48000.00 | 14400000.00 | 41132.00 | 12339600.00 | Not Quoted | Not Quoted | Not Quoted | Not Quoted | 0.00 | 0.00 | 55000.00 | 16500000.00 | 57051.00 | 17115300.00 | 25000.00 | 7500000.00 | 42600.00 | 12780000.00 | 0.00 | mastek engineering private limited
598.00 | Pipeline & Structural Works: CROSSING BY HORIZONTAL DIRECTIONAL DRILLING (HDD) FOR ROAD/RAIL/UTILITY/ CANAL/ DRAIN/ NALLA CROSSINGS Complete work for the crossings in all types of soil/ rocky strata including all additional drilled lengths necessitated by Contractor's design and based on site conditions, carrying out geo-technical investigation, topographical survey including construction design calculation and engineering of the crossing, "Receiving and taking-over", handling, loading, transportation and unloading of Owner supplied externally corrosion coated/ bare line pipes from designated place(s) of issue/ dump site(s) to Contractor's own stock-yard(s); mobilization and de- mobilization at site(s), supply of all materials as per "Scope of Supply" including 6" size, 6.4 mm, API 5L Gr. B/ IS 3589 Fe 410 CS conduit pipe for OFC in required length, all consumables, equipment, manpower, other resources, acquiring the required land for string preparations, and execution of, but not limited to, the following works in accordance with specifications, drawings; preparation of all necessary construction drawings for Owner's approval, Preparation of detailed construction method statement, calculations and installation procedures, Strings preparation including welding, NDT of welds and re-beveled areas, radiography, weld repair and re-test, pre-hydrotesting of completed string, corrosion coating of field joints with HDD sleeves, inspection of corrosion coating and repair of defects, installation of pipeline string by Horizontal directional drilling, Installation of CS conduit/optical fibre cable conduit by separate horizontal directional drilling to the correct profile as per approved drawings and specification, Pulling of optical fibre cable in inter-duct of flexible HDPE tubing in the conduit mentioned above, Post-installation hydrotest including leaks and repair of defects and retesting, etc. for defects attributed to Contractor's faulty work, safe disposal of corrosion Inhibited water and bentonite; Supply, fabrication and construction of protective fencing as required, Restoration and clean-up etc., Preparation of as-built drawings and other records etc., All other works not specifically listed herein, but required as per drawings, scope of work, specifications, standards provision of contract document, calculations, and instruction of Engineer-in- Charge, leading to successful completion of works. Crossing as per following details: Crossing as per following details: ( Chainage - 689.779 KM, Pipe OD - 18 INCH, Wall Thickness - 9.7 MM, Pipe Material - API 5L Gr. X 70 PSL2 , Crossing Type - NALA ) - Note: Strata for this crossing is Rocky | 300.00 | M |  | 57000.00 | 17100000.00 | Not Quoted | Not Quoted | 38000.00 | 11400000.00 | 68000.00 | 20400000.00 | Not Quoted | Not Quoted | 49500.00 | 14850000.00 | 48000.00 | 14400000.00 | 41132.00 | 12339600.00 | Not Quoted | Not Quoted | Not Quoted | Not Quoted | 0.00 | 0.00 | 55000.00 | 16500000.00 | 57051.00 | 17115300.00 | 25000.00 | 7500000.00 | 42600.00 | 12780000.00 | 0.00 | mastek engineering private limited
599.00 | Pipeline & Structural Works: PRE-COMMISSIONING AND COMMISSIONING ASSISTANCE PRE-COMMISSIONING AND COMMISSIONING ASSISTANCE FOR NATURAL GAS/ HVP PIPELINES Carrying out pre-commissioning activities and pre-commissioning checks to the specified acceptance criteria, making the entire pipeline system ready for commissioning, providing assistance during the complete duration of commissioning operations, supply of all equipment, man-power, consumables, including all type of pigs and required quantity of nitrogen, materials for all temporary works and performing all associated works, complete as per the relevant specifications, scope of work, standards, other provisions of Contract document and instructions of Engineer-in-Charge. Dewatering ( Pipe OD - 18 INCH ) | 89434.00 | M |  | 8.00 | 715472.00 | Not Quoted | Not Quoted | 25.00 | 2235850.00 | 20.00 | 1788680.00 | Not Quoted | Not Quoted | 30.00 | 2683020.00 | 10.00 | 894340.00 | 30.00 | 2683020.00 | Not Quoted | Not Quoted | Not Quoted | Not Quoted | 0.00 | 0.00 | 10.00 | 894340.00 | 17.00 | 1520378.00 | 40.00 | 3577360.00 | 18.00 | 1609812.00 | 0.00 | mastek engineering private limited
600.00 | Pipeline & Structural Works: PRE-COMMISSIONING AND COMMISSIONING ASSISTANCE PRE-COMMISSIONING AND COMMISSIONING ASSISTANCE FOR NATURAL GAS/ HVP PIPELINES Carrying out pre-commissioning activities and pre-commissioning checks to the specified acceptance criteria, making the entire pipeline system ready for commissioning, providing assistance during the complete duration of commissioning operations, supply of all equipment, man-power, consumables, including all type of pigs and required quantity of nitrogen, materials for all temporary works and performing all associated works, complete as per the relevant specifications, scope of work, standards, other provisions of Contract document and instructions of Engineer-in-Charge. Swabbing ( Pipe OD - 18 INCH ) | 89434.00 | M |  | 8.00 | 715472.00 | Not Quoted | Not Quoted | 35.00 | 3130190.00 | 5.00 | 447170.00 | Not Quoted | Not Quoted | 40.00 | 3577360.00 | 10.00 | 894340.00 | 36.00 | 3219624.00 | Not Quoted | Not Quoted | Not Quoted | Not Quoted | 0.00 | 0.00 | 10.00 | 894340.00 | 9.00 | 804906.00 | 40.00 | 3577360.00 | 18.00 | 1609812.00 | 0.00 | mastek engineering private limited
601.00 | Pipeline & Structural Works: PRE-COMMISSIONING AND COMMISSIONING ASSISTANCE PRE-COMMISSIONING AND COMMISSIONING ASSISTANCE FOR NATURAL GAS/ HVP PIPELINES Carrying out pre-commissioning activities and pre-commissioning checks to the specified acceptance criteria, making the entire pipeline system ready for commissioning, providing assistance during the complete duration of commissioning operations, supply of all equipment, man-power, consumables, including all type of pigs and required quantity of nitrogen, materials for all temporary works and performing all associated works, complete as per the relevant specifications, scope of work, standards, other provisions of Contract document and instructions of Engineer-in-Charge. Drying ( Pipe OD - 18 INCH ) | 89434.00 | M |  | 16.00 | 1430944.00 | Not Quoted | Not Quoted | 40.00 | 3577360.00 | 5.00 | 447170.00 | Not Quoted | Not Quoted | 49.00 | 4382266.00 | 34.00 | 3040756.00 | 36.00 | 3219624.00 | Not Quoted | Not Quoted | Not Quoted | Not Quoted | 0.00 | 0.00 | 10.00 | 894340.00 | 22.00 | 1967548.00 | 40.00 | 3577360.00 | 26.00 | 2325284.00 | 0.00 | mastek engineering private limited
602.00 | Pipeline & Structural Works: PRE-COMMISSIONING AND COMMISSIONING ASSISTANCE PRE-COMMISSIONING AND COMMISSIONING ASSISTANCE FOR NATURAL GAS/ HVP PIPELINES Carrying out pre-commissioning activities and pre-commissioning checks to the specified acceptance criteria, making the entire pipeline system ready for commissioning, providing assistance during the complete duration of commissioning operations, supply of all equipment, man-power, consumables, including all type of pigs and required quantity of nitrogen, materials for all temporary works and performing all associated works, complete as per the relevant specifications, scope of work, standards, other provisions of Contract document and instructions of Engineer-in-Charge. Inertisation ( Pipe OD - 18 INCH ) | 89434.00 | M |  | 8.00 | 715472.00 | Not Quoted | Not Quoted | 25.00 | 2235850.00 | 5.00 | 447170.00 | Not Quoted | Not Quoted | 25.00 | 2235850.00 | 19.00 | 1699246.00 | 95.00 | 8496230.00 | Not Quoted | Not Quoted | Not Quoted | Not Quoted | 0.00 | 0.00 | 20.00 | 1788680.00 | 11.00 | 983774.00 | 40.00 | 3577360.00 | 35.00 | 3130190.00 | 0.00 | mastek engineering private limited
603.00 | Pipeline & Structural Works: PRE-COMMISSIONING AND COMMISSIONING ASSISTANCE PRE-COMMISSIONING AND COMMISSIONING ASSISTANCE FOR NATURAL GAS/ HVP PIPELINES Carrying out pre-commissioning activities and pre-commissioning checks to the specified acceptance criteria, making the entire pipeline system ready for commissioning, providing assistance during the complete duration of commissioning operations, supply of all equipment, man-power, consumables, including all type of pigs and required quantity of nitrogen, materials for all temporary works and performing all associated works, complete as per the relevant specifications, scope of work, standards, other provisions of Contract document and instructions of Engineer-in-Charge. Commissioning Assistance | 1.00 | LS |  | 800000.00 | 800000.00 | Not Quoted | Not Quoted | 1000000.00 | 1000000.00 | 500000.00 | 500000.00 | Not Quoted | Not Quoted | 2100000.00 | 2100000.00 | 95000.00 | 95000.00 | 1762800.00 | 1762800.00 | Not Quoted | Not Quoted | Not Quoted | Not Quoted | 0.00 | 0.00 | 900000.00 | 900000.00 | 550000.00 | 550000.00 | 500000.00 | 500000.00 | 2200000.00 | 2200000.00 | 0.00 | mastek engineering private limited
604.00 | Pipeline & Structural Works: OVERALL COMMISSIONING OF ENTIRE PIPELINE SYSTEM Overall commissioning including system checks, inertisation (as required) and charging of entire pipeline system, feeder and spur lines (if any) including all stations and all associated facilities including but not limited to the following: Notifying the Company that the pipeline system is ready for commissioning; Review of status jointly with the Company and obtaining final clearance for start of commissioning; Development and submission of commissioning procedures including detailed calculations for slug lengths, obtaining Company approval thereupon, carrying out overall commissioning of the total pipeline system including all facilities and all necessary co-ordination/ liaison with other Contractor(s) operations; Carrying out commissioning; Supply of all equipment like Nitrogen vapourisers (as required), along with all piping and instruments, temporary venting/ flaring/draining facilities as applicable, man-power, consumables including pigs and required quantity of Nitrogen (as required); Performing all associated works, complete as per applicable specifications, scope of work, standards, other provisions of Contract document and instructions of Engineer-in-charge. Commissioning of entire Pipeline system ( Pipe OD - 18 INCH, From Chainage - 600.3 KM, to Chainage - 692.408 KM ) - Note: Refer Clause No. 6.27 of Pipeline SOW (B398-000-83-41-SOW-9502) for detailed commissioning scope break. | 1.00 | LS |  | 800000.00 | 800000.00 | Not Quoted | Not Quoted | 1500000.00 | 1500000.00 | 1500000.00 | 1500000.00 | Not Quoted | Not Quoted | 2000000.00 | 2000000.00 | 95000.00 | 95000.00 | 822640.00 | 822640.00 | Not Quoted | Not Quoted | Not Quoted | Not Quoted | 0.00 | 0.00 | 500000.00 | 500000.00 | 1100000.00 | 1100000.00 | 500000.00 | 500000.00 | 2200000.00 | 2200000.00 | 0.00 | mastek engineering private limited
605.00 | Pipeline & Structural Works: PIPING WORKS FOR DESPATCH/RECEIPT/INTERMEDIATE PUMPING/COMPRESSOR/INTERMEDIATE PIGGING STATIONS FABRICATION, ERECTION, INSTALLATION AND TESTING OF PIPING Receiving and taking over of all Owner supplied materials from Owner's designated place(s) of issue, transportation including loading, unloading, handling from Owner's designated place(s) of issue to Contractor's own stock yard(s)/ work site(s)/ work shop(s) including arranging all necessary intermediate storage area(s) thereof, as required; supply of all materials (except those specified subsequently in SOR) equipment, consumables etc. as defined in Contractor's scope of supply, and their transportation to the work site(s); performing all above ground/buried piping fabrication works including cutting, edge preparation, (inclusive of grinding the edges of pipes, fittings, flanges etc. to match with the matching edges of uneven/ different thickness wherever required), fit up, bending, pre-heating wherever required, welding, threading etc.; erection of pipes of all types and thickness over sleepers, overhead on racks and at all elevations; hook-up with equipment nozzles; installation and supporting of all type of valves up to size of 1.5" NB, all types of inline and online instruments such as pressure/thermal safety valves(other than those covered separately), fittings of all sizes i.e. flow tees, insulating joints, QOEC, LR bends, pig signallers, elbows, reducers, tees, 'o' lets, flanges, blind flanges, spectacle blinds, spacers and blinds, tappings for pressure instruments, thermowells, hoses and hose couplings of all sizes, as applicable, sample connections, flame arrestors as applicable, vents and drains required for process and hydrotesting purposes etc.; supply & fixing of all types of gaskets (including gaskets for RTJ flanges), stud bolts and nuts of all sizes nuts including torque tightening as applicable; Carrying out all temporary, ancillary and auxiliary piping works, fabrication of strainers of sizes up to 1.5", carrying out non-destructive testing (excluding radiography covered subsequently in SOR) such as magnetic particle/ liquid penetration etc. as required; hook-up with existing piping/pipeline installed by others as per drawings wherever required; cleaning and flushing by water/ compressed air, carrying out hydrostatic test, pneumatic test, valve functional test and any other type of testing as specified, de-pressurising, dewatering, drying by compressed air if applicable; cutting/ re-beveling (as required), pre-commissioning and providing commissioning assistance for process piping and commissioning of non-process piping if applicable; clean-up and restoration of site, preparation of as built drawings, documents and project records; transportation of surplus free issue materials to Owner's designated place(s); completing all works in all respects as per the IFC drawings, scope of work, specifications, standards and other provisions of Contract and instruction of Engineer-in-Charge. Note: 1. Installation of items such as valves (2" and above), flow meters, scraper traps, strainers of size 2" NB and above, equipments will be paid separately as per rates covered elsewhere. Installation of above ground Low Temperature Carbon Steel Process Piping as per details given below: ( Pipe Size - 2 INCH, Thk/Sch - 5.54 MM, Material - ASTM A 333 Gr. 6 SMLS ) | 18.00 | M |  | 1200.00 | 21600.00 | Not Quoted | Not Quoted | 3500.00 | 63000.00 | 2200.00 | 39600.00 | Not Quoted | Not Quoted | 1975.00 | 35550.00 | 1900.00 | 34200.00 | 471.00 | 8478.00 | Not Quoted | Not Quoted | Not Quoted | Not Quoted | 0.00 | 0.00 | 2000.00 | 36000.00 | 2268.00 | 40824.00 | 5500.00 | 99000.00 | 1100.00 | 19800.00 | 0.00 | mastek engineering private limited
606.00 | Pipeline & Structural Works: PIPING WORKS FOR DESPATCH/RECEIPT/INTERMEDIATE PUMPING/COMPRESSOR/INTERMEDIATE PIGGING STATIONS FABRICATION, ERECTION, INSTALLATION AND TESTING OF PIPING Receiving and taking over of all Owner supplied materials from Owner's designated place(s) of issue, transportation including loading, unloading, handling from Owner's designated place(s) of issue to Contractor's own stock yard(s)/ work site(s)/ work shop(s) including arranging all necessary intermediate storage area(s) thereof, as required; supply of all materials (except those specified subsequently in SOR) equipment, consumables etc. as defined in Contractor's scope of supply, and their transportation to the work site(s); performing all above ground/buried piping fabrication works including cutting, edge preparation, (inclusive of grinding the edges of pipes, fittings, flanges etc. to match with the matching edges of uneven/ different thickness wherever required), fit up, bending, pre-heating wherever required, welding, threading etc.; erection of pipes of all types and thickness over sleepers, overhead on racks and at all elevations; hook-up with equipment nozzles; installation and supporting of all type of valves up to size of 1.5" NB, all types of inline and online instruments such as pressure/thermal safety valves(other than those covered separately), fittings of all sizes i.e. flow tees, insulating joints, QOEC, LR bends, pig signallers, elbows, reducers, tees, 'o' lets, flanges, blind flanges, spectacle blinds, spacers and blinds, tappings for pressure instruments, thermowells, hoses and hose couplings of all sizes, as applicable, sample connections, flame arrestors as applicable, vents and drains required for process and hydrotesting purposes etc.; supply & fixing of all types of gaskets (including gaskets for RTJ flanges), stud bolts and nuts of all sizes nuts including torque tightening as applicable; Carrying out all temporary, ancillary and auxiliary piping works, fabrication of strainers of sizes up to 1.5", carrying out non-destructive testing (excluding radiography covered subsequently in SOR) such as magnetic particle/ liquid penetration etc. as required; hook-up with existing piping/pipeline installed by others as per drawings wherever required; cleaning and flushing by water/ compressed air, carrying out hydrostatic test, pneumatic test, valve functional test and any other type of testing as specified, de-pressurising, dewatering, drying by compressed air if applicable; cutting/ re-beveling (as required), pre-commissioning and providing commissioning assistance for process piping and commissioning of non-process piping if applicable; clean-up and restoration of site, preparation of as built drawings, documents and project records; transportation of surplus free issue materials to Owner's designated place(s); completing all works in all respects as per the IFC drawings, scope of work, specifications, standards and other provisions of Contract and instruction of Engineer-in-Charge. Note: 1. Installation of items such as valves (2" and above), flow meters, scraper traps, strainers of size 2" NB and above, equipments will be paid separately as per rates covered elsewhere. Installation of above ground Low Temperature Carbon Steel Process Piping as per details given below: ( Pipe Size - 6 INCH, Thk/Sch - 10.97 MM, Material - ASTM A 333 Gr. 6 SMLS ) | 48.00 | M |  | 3600.00 | 172800.00 | Not Quoted | Not Quoted | 6500.00 | 312000.00 | 6600.00 | 316800.00 | Not Quoted | Not Quoted | 1975.00 | 94800.00 | 4750.00 | 228000.00 | 1411.00 | 67728.00 | Not Quoted | Not Quoted | Not Quoted | Not Quoted | 0.00 | 0.00 | 3000.00 | 144000.00 | 5724.00 | 274752.00 | 8000.00 | 384000.00 | 3300.00 | 158400.00 | 0.00 | mastek engineering private limited
607.00 | Pipeline & Structural Works: PIPING WORKS FOR DESPATCH/RECEIPT/INTERMEDIATE PUMPING/COMPRESSOR/INTERMEDIATE PIGGING STATIONS FABRICATION, ERECTION, INSTALLATION AND TESTING OF PIPING Receiving and taking over of all Owner supplied materials from Owner's designated place(s) of issue, transportation including loading, unloading, handling from Owner's designated place(s) of issue to Contractor's own stock yard(s)/ work site(s)/ work shop(s) including arranging all necessary intermediate storage area(s) thereof, as required; supply of all materials (except those specified subsequently in SOR) equipment, consumables etc. as defined in Contractor's scope of supply, and their transportation to the work site(s); performing all above ground/buried piping fabrication works including cutting, edge preparation, (inclusive of grinding the edges of pipes, fittings, flanges etc. to match with the matching edges of uneven/ different thickness wherever required), fit up, bending, pre-heating wherever required, welding, threading etc.; erection of pipes of all types and thickness over sleepers, overhead on racks and at all elevations; hook-up with equipment nozzles; installation and supporting of all type of valves up to size of 1.5" NB, all types of inline and online instruments such as pressure/thermal safety valves(other than those covered separately), fittings of all sizes i.e. flow tees, insulating joints, QOEC, LR bends, pig signallers, elbows, reducers, tees, 'o' lets, flanges, blind flanges, spectacle blinds, spacers and blinds, tappings for pressure instruments, thermowells, hoses and hose couplings of all sizes, as applicable, sample connections, flame arrestors as applicable, vents and drains required for process and hydrotesting purposes etc.; supply & fixing of all types of gaskets (including gaskets for RTJ flanges), stud bolts and nuts of all sizes nuts including torque tightening as applicable; Carrying out all temporary, ancillary and auxiliary piping works, fabrication of strainers of sizes up to 1.5", carrying out non-destructive testing (excluding radiography covered subsequently in SOR) such as magnetic particle/ liquid penetration etc. as required; hook-up with existing piping/pipeline installed by others as per drawings wherever required; cleaning and flushing by water/ compressed air, carrying out hydrostatic test, pneumatic test, valve functional test and any other type of testing as specified, de-pressurising, dewatering, drying by compressed air if applicable; cutting/ re-beveling (as required), pre-commissioning and providing commissioning assistance for process piping and commissioning of non-process piping if applicable; clean-up and restoration of site, preparation of as built drawings, documents and project records; transportation of surplus free issue materials to Owner's designated place(s); completing all works in all respects as per the IFC drawings, scope of work, specifications, standards and other provisions of Contract and instruction of Engineer-in-Charge. Note: 1. Installation of items such as valves (2" and above), flow meters, scraper traps, strainers of size 2" NB and above, equipments will be paid separately as per rates covered elsewhere. Installation of above ground Carbon Steel Process Piping as per details given below: ( Pipe Size - 18 INCH, Thk/Sch - 19.1 MM, Material - API 5L Gr. X 52 PSL2 ) | 102.00 | M |  | 10800.00 | 1101600.00 | Not Quoted | Not Quoted | 16000.00 | 1632000.00 | 19800.00 | 2019600.00 | Not Quoted | Not Quoted | 19751.00 | 2014602.00 | 9500.00 | 969000.00 | 4231.00 | 431562.00 | Not Quoted | Not Quoted | Not Quoted | Not Quoted | 0.00 | 0.00 | 5040.00 | 514080.00 | 5789.00 | 590478.00 | 18000.00 | 1836000.00 | 11880.00 | 1211760.00 | 0.00 | mastek engineering private limited
608.00 | Pipeline & Structural Works: PIPING WORKS FOR DESPATCH/RECEIPT/INTERMEDIATE PUMPING/COMPRESSOR/INTERMEDIATE PIGGING STATIONS FABRICATION, ERECTION, INSTALLATION AND TESTING OF PIPING Receiving and taking over of all Owner supplied materials from Owner's designated place(s) of issue, transportation including loading, unloading, handling from Owner's designated place(s) of issue to Contractor's own stock yard(s)/ work site(s)/ work shop(s) including arranging all necessary intermediate storage area(s) thereof, as required; supply of all materials (except those specified subsequently in SOR) equipment, consumables etc. as defined in Contractor's scope of supply, and their transportation to the work site(s); performing all above ground/buried piping fabrication works including cutting, edge preparation, (inclusive of grinding the edges of pipes, fittings, flanges etc. to match with the matching edges of uneven/ different thickness wherever required), fit up, bending, pre-heating wherever required, welding, threading etc.; erection of pipes of all types and thickness over sleepers, overhead on racks and at all elevations; hook-up with equipment nozzles; installation and supporting of all type of valves up to size of 1.5" NB, all types of inline and online instruments such as pressure/thermal safety valves(other than those covered separately), fittings of all sizes i.e. flow tees, insulating joints, QOEC, LR bends, pig signallers, elbows, reducers, tees, 'o' lets, flanges, blind flanges, spectacle blinds, spacers and blinds, tappings for pressure instruments, thermowells, hoses and hose couplings of all sizes, as applicable, sample connections, flame arrestors as applicable, vents and drains required for process and hydrotesting purposes etc.; supply & fixing of all types of gaskets (including gaskets for RTJ flanges), stud bolts and nuts of all sizes nuts including torque tightening as applicable; Carrying out all temporary, ancillary and auxiliary piping works, fabrication of strainers of sizes up to 1.5", carrying out non-destructive testing (excluding radiography covered subsequently in SOR) such as magnetic particle/ liquid penetration etc. as required; hook-up with existing piping/pipeline installed by others as per drawings wherever required; cleaning and flushing by water/ compressed air, carrying out hydrostatic test, pneumatic test, valve functional test and any other type of testing as specified, de-pressurising, dewatering, drying by compressed air if applicable; cutting/ re-beveling (as required), pre-commissioning and providing commissioning assistance for process piping and commissioning of non-process piping if applicable; clean-up and restoration of site, preparation of as built drawings, documents and project records; transportation of surplus free issue materials to Owner's designated place(s); completing all works in all respects as per the IFC drawings, scope of work, specifications, standards and other provisions of Contract and instruction of Engineer-in-Charge. Note: 1. Installation of items such as valves (2" and above), flow meters, scraper traps, strainers of size 2" NB and above, equipments will be paid separately as per rates covered elsewhere. Installation of above ground Carbon Steel Process Piping as per details given below: ( Pipe Size - .75 INCH, Thk/Sch - 5.56 MM, Material - ASTM A 106 Gr. B SMLS ) | 36.00 | M |  | 600.00 | 21600.00 | Not Quoted | Not Quoted | 2500.00 | 90000.00 | 1650.00 | 59400.00 | Not Quoted | Not Quoted | 1481.00 | 53316.00 | 1425.00 | 51300.00 | 177.00 | 6372.00 | Not Quoted | Not Quoted | Not Quoted | Not Quoted | 0.00 | 0.00 | 1500.00 | 54000.00 | 648.00 | 23328.00 | 4000.00 | 144000.00 | 660.00 | 23760.00 | 0.00 | mastek engineering private limited
609.00 | Pipeline & Structural Works: PIPING WORKS FOR DESPATCH/RECEIPT/INTERMEDIATE PUMPING/COMPRESSOR/INTERMEDIATE PIGGING STATIONS FABRICATION, ERECTION, INSTALLATION AND TESTING OF PIPING Receiving and taking over of all Owner supplied materials from Owner's designated place(s) of issue, transportation including loading, unloading, handling from Owner's designated place(s) of issue to Contractor's own stock yard(s)/ work site(s)/ work shop(s) including arranging all necessary intermediate storage area(s) thereof, as required; supply of all materials (except those specified subsequently in SOR) equipment, consumables etc. as defined in Contractor's scope of supply, and their transportation to the work site(s); performing all above ground/buried piping fabrication works including cutting, edge preparation, (inclusive of grinding the edges of pipes, fittings, flanges etc. to match with the matching edges of uneven/ different thickness wherever required), fit up, bending, pre-heating wherever required, welding, threading etc.; erection of pipes of all types and thickness over sleepers, overhead on racks and at all elevations; hook-up with equipment nozzles; installation and supporting of all type of valves up to size of 1.5" NB, all types of inline and online instruments such as pressure/thermal safety valves(other than those covered separately), fittings of all sizes i.e. flow tees, insulating joints, QOEC, LR bends, pig signallers, elbows, reducers, tees, 'o' lets, flanges, blind flanges, spectacle blinds, spacers and blinds, tappings for pressure instruments, thermowells, hoses and hose couplings of all sizes, as applicable, sample connections, flame arrestors as applicable, vents and drains required for process and hydrotesting purposes etc.; supply & fixing of all types of gaskets (including gaskets for RTJ flanges), stud bolts and nuts of all sizes nuts including torque tightening as applicable; Carrying out all temporary, ancillary and auxiliary piping works, fabrication of strainers of sizes up to 1.5", carrying out non-destructive testing (excluding radiography covered subsequently in SOR) such as magnetic particle/ liquid penetration etc. as required; hook-up with existing piping/pipeline installed by others as per drawings wherever required; cleaning and flushing by water/ compressed air, carrying out hydrostatic test, pneumatic test, valve functional test and any other type of testing as specified, de-pressurising, dewatering, drying by compressed air if applicable; cutting/ re-beveling (as required), pre-commissioning and providing commissioning assistance for process piping and commissioning of non-process piping if applicable; clean-up and restoration of site, preparation of as built drawings, documents and project records; transportation of surplus free issue materials to Owner's designated place(s); completing all works in all respects as per the IFC drawings, scope of work, specifications, standards and other provisions of Contract and instruction of Engineer-in-Charge. Note: 1. Installation of items such as valves (2" and above), flow meters, scraper traps, strainers of size 2" NB and above, equipments will be paid separately as per rates covered elsewhere. Installation of above ground Carbon Steel Process Piping as per details given below: ( Pipe Size - 10 INCH, Thk/Sch - 12.7 MM, Material - API 5L Gr. X 52 PSL2 ) | 12.00 | M |  | 6000.00 | 72000.00 | Not Quoted | Not Quoted | 9500.00 | 114000.00 | 11000.00 | 132000.00 | Not Quoted | Not Quoted | 9876.00 | 118512.00 | 6650.00 | 79800.00 | 2351.00 | 28212.00 | Not Quoted | Not Quoted | Not Quoted | Not Quoted | 0.00 | 0.00 | 3500.00 | 42000.00 | 3456.00 | 41472.00 | 12000.00 | 144000.00 | 5720.00 | 68640.00 | 0.00 | mastek engineering private limited
610.00 | Pipeline & Structural Works: PIPING WORKS FOR DESPATCH/RECEIPT/INTERMEDIATE PUMPING/COMPRESSOR/INTERMEDIATE PIGGING STATIONS FABRICATION, ERECTION, INSTALLATION AND TESTING OF PIPING Receiving and taking over of all Owner supplied materials from Owner's designated place(s) of issue, transportation including loading, unloading, handling from Owner's designated place(s) of issue to Contractor's own stock yard(s)/ work site(s)/ work shop(s) including arranging all necessary intermediate storage area(s) thereof, as required; supply of all materials (except those specified subsequently in SOR) equipment, consumables etc. as defined in Contractor's scope of supply, and their transportation to the work site(s); performing all above ground/buried piping fabrication works including cutting, edge preparation, (inclusive of grinding the edges of pipes, fittings, flanges etc. to match with the matching edges of uneven/ different thickness wherever required), fit up, bending, pre-heating wherever required, welding, threading etc.; erection of pipes of all types and thickness over sleepers, overhead on racks and at all elevations; hook-up with equipment nozzles; installation and supporting of all type of valves up to size of 1.5" NB, all types of inline and online instruments such as pressure/thermal safety valves(other than those covered separately), fittings of all sizes i.e. flow tees, insulating joints, QOEC, LR bends, pig signallers, elbows, reducers, tees, 'o' lets, flanges, blind flanges, spectacle blinds, spacers and blinds, tappings for pressure instruments, thermowells, hoses and hose couplings of all sizes, as applicable, sample connections, flame arrestors as applicable, vents and drains required for process and hydrotesting purposes etc.; supply & fixing of all types of gaskets (including gaskets for RTJ flanges), stud bolts and nuts of all sizes nuts including torque tightening as applicable; Carrying out all temporary, ancillary and auxiliary piping works, fabrication of strainers of sizes up to 1.5", carrying out non-destructive testing (excluding radiography covered subsequently in SOR) such as magnetic particle/ liquid penetration etc. as required; hook-up with existing piping/pipeline installed by others as per drawings wherever required; cleaning and flushing by water/ compressed air, carrying out hydrostatic test, pneumatic test, valve functional test and any other type of testing as specified, de-pressurising, dewatering, drying by compressed air if applicable; cutting/ re-beveling (as required), pre-commissioning and providing commissioning assistance for process piping and commissioning of non-process piping if applicable; clean-up and restoration of site, preparation of as built drawings, documents and project records; transportation of surplus free issue materials to Owner's designated place(s); completing all works in all respects as per the IFC drawings, scope of work, specifications, standards and other provisions of Contract and instruction of Engineer-in-Charge. Note: 1. Installation of items such as valves (2" and above), flow meters, scraper traps, strainers of size 2" NB and above, equipments will be paid separately as per rates covered elsewhere. Installation of above ground Carbon Steel Process Piping as per details given below: ( Pipe Size - 4 INCH, Thk/Sch - 8.56 MM, Material - ASTM A 106 Gr. B (CHARPY) SMLS ) | 6.00 | M |  | 2400.00 | 14400.00 | Not Quoted | Not Quoted | 5200.00 | 31200.00 | 4400.00 | 26400.00 | Not Quoted | Not Quoted | 3950.00 | 23700.00 | 2850.00 | 17100.00 | 941.00 | 5646.00 | Not Quoted | Not Quoted | Not Quoted | Not Quoted | 0.00 | 0.00 | 2500.00 | 15000.00 | 3888.00 | 23328.00 | 8000.00 | 48000.00 | 2464.00 | 14784.00 | 0.00 | mastek engineering private limited
611.00 | Pipeline & Structural Works: PIPING WORKS FOR DESPATCH/RECEIPT/INTERMEDIATE PUMPING/COMPRESSOR/INTERMEDIATE PIGGING STATIONS FABRICATION, ERECTION, INSTALLATION AND TESTING OF PIPING Receiving and taking over of all Owner supplied materials from Owner's designated place(s) of issue, transportation including loading, unloading, handling from Owner's designated place(s) of issue to Contractor's own stock yard(s)/ work site(s)/ work shop(s) including arranging all necessary intermediate storage area(s) thereof, as required; supply of all materials (except those specified subsequently in SOR) equipment, consumables etc. as defined in Contractor's scope of supply, and their transportation to the work site(s); performing all above ground/buried piping fabrication works including cutting, edge preparation, (inclusive of grinding the edges of pipes, fittings, flanges etc. to match with the matching edges of uneven/ different thickness wherever required), fit up, bending, pre-heating wherever required, welding, threading etc.; erection of pipes of all types and thickness over sleepers, overhead on racks and at all elevations; hook-up with equipment nozzles; installation and supporting of all type of valves up to size of 1.5" NB, all types of inline and online instruments such as pressure/thermal safety valves(other than those covered separately), fittings of all sizes i.e. flow tees, insulating joints, QOEC, LR bends, pig signallers, elbows, reducers, tees, 'o' lets, flanges, blind flanges, spectacle blinds, spacers and blinds, tappings for pressure instruments, thermowells, hoses and hose couplings of all sizes, as applicable, sample connections, flame arrestors as applicable, vents and drains required for process and hydrotesting purposes etc.; supply & fixing of all types of gaskets (including gaskets for RTJ flanges), stud bolts and nuts of all sizes nuts including torque tightening as applicable; Carrying out all temporary, ancillary and auxiliary piping works, fabrication of strainers of sizes up to 1.5", carrying out non-destructive testing (excluding radiography covered subsequently in SOR) such as magnetic particle/ liquid penetration etc. as required; hook-up with existing piping/pipeline installed by others as per drawings wherever required; cleaning and flushing by water/ compressed air, carrying out hydrostatic test, pneumatic test, valve functional test and any other type of testing as specified, de-pressurising, dewatering, drying by compressed air if applicable; cutting/ re-beveling (as required), pre-commissioning and providing commissioning assistance for process piping and commissioning of non-process piping if applicable; clean-up and restoration of site, preparation of as built drawings, documents and project records; transportation of surplus free issue materials to Owner's designated place(s); completing all works in all respects as per the IFC drawings, scope of work, specifications, standards and other provisions of Contract and instruction of Engineer-in-Charge. Note: 1. Installation of items such as valves (2" and above), flow meters, scraper traps, strainers of size 2" NB and above, equipments will be paid separately as per rates covered elsewhere. Installation of above ground Carbon Steel Process Piping as per details given below: ( Pipe Size - 6 INCH, Thk/Sch - 10.97 MM, Material - ASTM A 106 Gr. B (CHARPY) SMLS ) | 30.00 | M |  | 3600.00 | 108000.00 | Not Quoted | Not Quoted | 6500.00 | 195000.00 | 6600.00 | 198000.00 | Not Quoted | Not Quoted | 5925.00 | 177750.00 | 4750.00 | 142500.00 | 1411.00 | 42330.00 | Not Quoted | Not Quoted | Not Quoted | Not Quoted | 0.00 | 0.00 | 3000.00 | 90000.00 | 5724.00 | 171720.00 | 8000.00 | 240000.00 | 3300.00 | 99000.00 | 0.00 | mastek engineering private limited
612.00 | Pipeline & Structural Works: PIPING WORKS FOR DESPATCH/RECEIPT/INTERMEDIATE PUMPING/COMPRESSOR/INTERMEDIATE PIGGING STATIONS FABRICATION, ERECTION, INSTALLATION AND TESTING OF PIPING Receiving and taking over of all Owner supplied materials from Owner's designated place(s) of issue, transportation including loading, unloading, handling from Owner's designated place(s) of issue to Contractor's own stock yard(s)/ work site(s)/ work shop(s) including arranging all necessary intermediate storage area(s) thereof, as required; supply of all materials (except those specified subsequently in SOR) equipment, consumables etc. as defined in Contractor's scope of supply, and their transportation to the work site(s); performing all above ground/buried piping fabrication works including cutting, edge preparation, (inclusive of grinding the edges of pipes, fittings, flanges etc. to match with the matching edges of uneven/ different thickness wherever required), fit up, bending, pre-heating wherever required, welding, threading etc.; erection of pipes of all types and thickness over sleepers, overhead on racks and at all elevations; hook-up with equipment nozzles; installation and supporting of all type of valves up to size of 1.5" NB, all types of inline and online instruments such as pressure/thermal safety valves(other than those covered separately), fittings of all sizes i.e. flow tees, insulating joints, QOEC, LR bends, pig signallers, elbows, reducers, tees, 'o' lets, flanges, blind flanges, spectacle blinds, spacers and blinds, tappings for pressure instruments, thermowells, hoses and hose couplings of all sizes, as applicable, sample connections, flame arrestors as applicable, vents and drains required for process and hydrotesting purposes etc.; supply & fixing of all types of gaskets (including gaskets for RTJ flanges), stud bolts and nuts of all sizes nuts including torque tightening as applicable; Carrying out all temporary, ancillary and auxiliary piping works, fabrication of strainers of sizes up to 1.5", carrying out non-destructive testing (excluding radiography covered subsequently in SOR) such as magnetic particle/ liquid penetration etc. as required; hook-up with existing piping/pipeline installed by others as per drawings wherever required; cleaning and flushing by water/ compressed air, carrying out hydrostatic test, pneumatic test, valve functional test and any other type of testing as specified, de-pressurising, dewatering, drying by compressed air if applicable; cutting/ re-beveling (as required), pre-commissioning and providing commissioning assistance for process piping and commissioning of non-process piping if applicable; clean-up and restoration of site, preparation of as built drawings, documents and project records; transportation of surplus free issue materials to Owner's designated place(s); completing all works in all respects as per the IFC drawings, scope of work, specifications, standards and other provisions of Contract and instruction of Engineer-in-Charge. Note: 1. Installation of items such as valves (2" and above), flow meters, scraper traps, strainers of size 2" NB and above, equipments will be paid separately as per rates covered elsewhere. Installation of above ground Carbon Steel Process Piping as per details given below: ( Pipe Size - 2 INCH, Thk/Sch - 5.54 MM, Material - ASTM A 106 Gr. B (CHARPY) SMLS ) | 30.00 | M |  | 1200.00 | 36000.00 | Not Quoted | Not Quoted | 3500.00 | 105000.00 | 2200.00 | 66000.00 | Not Quoted | Not Quoted | 1975.00 | 59250.00 | 1900.00 | 57000.00 | 471.00 | 14130.00 | Not Quoted | Not Quoted | Not Quoted | Not Quoted | 0.00 | 0.00 | 2000.00 | 60000.00 | 2268.00 | 68040.00 | 5000.00 | 150000.00 | 2200.00 | 66000.00 | 0.00 | mastek engineering private limited
613.00 | Pipeline & Structural Works: PIPING WORKS FOR DESPATCH/RECEIPT/INTERMEDIATE PUMPING/COMPRESSOR/INTERMEDIATE PIGGING STATIONS FABRICATION, ERECTION, INSTALLATION AND TESTING OF PIPING Receiving and taking over of all Owner supplied materials from Owner's designated place(s) of issue, transportation including loading, unloading, handling from Owner's designated place(s) of issue to Contractor's own stock yard(s)/ work site(s)/ work shop(s) including arranging all necessary intermediate storage area(s) thereof, as required; supply of all materials (except those specified subsequently in SOR) equipment, consumables etc. as defined in Contractor's scope of supply, and their transportation to the work site(s); performing all above ground/buried piping fabrication works including cutting, edge preparation, (inclusive of grinding the edges of pipes, fittings, flanges etc. to match with the matching edges of uneven/ different thickness wherever required), fit up, bending, pre-heating wherever required, welding, threading etc.; erection of pipes of all types and thickness over sleepers, overhead on racks and at all elevations; hook-up with equipment nozzles; installation and supporting of all type of valves up to size of 1.5" NB, all types of inline and online instruments such as pressure/thermal safety valves(other than those covered separately), fittings of all sizes i.e. flow tees, insulating joints, QOEC, LR bends, pig signallers, elbows, reducers, tees, 'o' lets, flanges, blind flanges, spectacle blinds, spacers and blinds, tappings for pressure instruments, thermowells, hoses and hose couplings of all sizes, as applicable, sample connections, flame arrestors as applicable, vents and drains required for process and hydrotesting purposes etc.; supply & fixing of all types of gaskets (including gaskets for RTJ flanges), stud bolts and nuts of all sizes nuts including torque tightening as applicable; Carrying out all temporary, ancillary and auxiliary piping works, fabrication of strainers of sizes up to 1.5", carrying out non-destructive testing (excluding radiography covered subsequently in SOR) such as magnetic particle/ liquid penetration etc. as required; hook-up with existing piping/pipeline installed by others as per drawings wherever required; cleaning and flushing by water/ compressed air, carrying out hydrostatic test, pneumatic test, valve functional test and any other type of testing as specified, de-pressurising, dewatering, drying by compressed air if applicable; cutting/ re-beveling (as required), pre-commissioning and providing commissioning assistance for process piping and commissioning of non-process piping if applicable; clean-up and restoration of site, preparation of as built drawings, documents and project records; transportation of surplus free issue materials to Owner's designated place(s); completing all works in all respects as per the IFC drawings, scope of work, specifications, standards and other provisions of Contract and instruction of Engineer-in-Charge. Note: 1. Installation of items such as valves (2" and above), flow meters, scraper traps, strainers of size 2" NB and above, equipments will be paid separately as per rates covered elsewhere. Installation of above ground Carbon Steel Process Piping as per details given below: ( Pipe Size - 1 INCH, Thk/Sch - 4.55 MM, Material - ASTM A 106 Gr. B (CHARPY) SMLS ) | 6.00 | M |  | 600.00 | 3600.00 | Not Quoted | Not Quoted | 3000.00 | 18000.00 | 1650.00 | 9900.00 | Not Quoted | Not Quoted | 1481.00 | 8886.00 | 1900.00 | 11400.00 | 236.00 | 1416.00 | Not Quoted | Not Quoted | Not Quoted | Not Quoted | 0.00 | 0.00 | 1000.00 | 6000.00 | 864.00 | 5184.00 | 4500.00 | 27000.00 | 1100.00 | 6600.00 | 0.00 | mastek engineering private limited
614.00 | Pipeline & Structural Works: PIPING WORKS FOR DESPATCH/RECEIPT/INTERMEDIATE PUMPING/COMPRESSOR/INTERMEDIATE PIGGING STATIONS FABRICATION, ERECTION, INSTALLATION AND TESTING OF PIPING Receiving and taking over of all Owner supplied materials from Owner's designated place(s) of issue, transportation including loading, unloading, handling from Owner's designated place(s) of issue to Contractor's own stock yard(s)/ work site(s)/ work shop(s) including arranging all necessary intermediate storage area(s) thereof, as required; supply of all materials (except those specified subsequently in SOR) equipment, consumables etc. as defined in Contractor's scope of supply, and their transportation to the work site(s); performing all above ground/buried piping fabrication works including cutting, edge preparation, (inclusive of grinding the edges of pipes, fittings, flanges etc. to match with the matching edges of uneven/ different thickness wherever required), fit up, bending, pre-heating wherever required, welding, threading etc.; erection of pipes of all types and thickness over sleepers, overhead on racks and at all elevations; hook-up with equipment nozzles; installation and supporting of all type of valves up to size of 1.5" NB, all types of inline and online instruments such as pressure/thermal safety valves(other than those covered separately), fittings of all sizes i.e. flow tees, insulating joints, QOEC, LR bends, pig signallers, elbows, reducers, tees, 'o' lets, flanges, blind flanges, spectacle blinds, spacers and blinds, tappings for pressure instruments, thermowells, hoses and hose couplings of all sizes, as applicable, sample connections, flame arrestors as applicable, vents and drains required for process and hydrotesting purposes etc.; supply & fixing of all types of gaskets (including gaskets for RTJ flanges), stud bolts and nuts of all sizes nuts including torque tightening as applicable; Carrying out all temporary, ancillary and auxiliary piping works, fabrication of strainers of sizes up to 1.5", carrying out non-destructive testing (excluding radiography covered subsequently in SOR) such as magnetic particle/ liquid penetration etc. as required; hook-up with existing piping/pipeline installed by others as per drawings wherever required; cleaning and flushing by water/ compressed air, carrying out hydrostatic test, pneumatic test, valve functional test and any other type of testing as specified, de-pressurising, dewatering, drying by compressed air if applicable; cutting/ re-beveling (as required), pre-commissioning and providing commissioning assistance for process piping and commissioning of non-process piping if applicable; clean-up and restoration of site, preparation of as built drawings, documents and project records; transportation of surplus free issue materials to Owner's designated place(s); completing all works in all respects as per the IFC drawings, scope of work, specifications, standards and other provisions of Contract and instruction of Engineer-in-Charge. Note: 1. Installation of items such as valves (2" and above), flow meters, scraper traps, strainers of size 2" NB and above, equipments will be paid separately as per rates covered elsewhere. Installation of above ground Carbon Steel Process Piping as per details given below: ( Pipe Size - 1.5 INCH, Thk/Sch - 5.08 MM, Material - ASTM A 106 Gr. B (CHARPY) SMLS ) | 6.00 | M |  | 880.00 | 5280.00 | Not Quoted | Not Quoted | 3300.00 | 19800.00 | 1650.00 | 9900.00 | Not Quoted | Not Quoted | 1679.00 | 10074.00 | 1900.00 | 11400.00 | 353.00 | 2118.00 | Not Quoted | Not Quoted | Not Quoted | Not Quoted | 0.00 | 0.00 | 1500.00 | 9000.00 | 1296.00 | 7776.00 | 4500.00 | 27000.00 | 1650.00 | 9900.00 | 0.00 | mastek engineering private limited
615.00 | Pipeline & Structural Works: PIPING WORKS FOR DESPATCH/RECEIPT/INTERMEDIATE PUMPING/COMPRESSOR/INTERMEDIATE PIGGING STATIONS INSTALLATION OF VALVES/FLOW METERS/ STRAINERS/ SCRAPER TRAPS/ EQUIPMENT Receiving and taking over of all Owner supplied materials, equipment from Owner's designated place(s) of issue, transportation including loading, unloading, handling from Owner's designated place(s) of issue to Contractor's own stock yard(s)/ work site(s)/ work shop(s) including arranging all necessary intermediate storage area(s) thereof, as required; supply of all materials, equipment, consumables as defined in Contractor's scope of supply and its transportation to the work site(s);installation of valves, flow meters, strainers, equipment etc., supply and fixing of gaskets, stud bolts, nuts of all sizes including torque tightening as applicable, leveling, aligning, installation and assembly of accessories, including accessories for actuators, making electrical/ pneumatic connections for such actuators, if any, by bolting/threading or welding of pipes at all elevations, testing, completing all works in all respects as per drawings, scope of work, specifications, standards, other provisions of Contract and directions of the Engineer-in-Charge. Installation of Scraper Launcher as per details given below: ( Barrel size - 24 INCH, Neck Size - 18 INCH, Rating - 600 ) - Tag Nos: 021-ML/MR-00-101 | 1.00 | NOS |  | 600000.00 | 600000.00 | Not Quoted | Not Quoted | 55000.00 | 55000.00 | 385000.00 | 385000.00 | Not Quoted | Not Quoted | 123444.00 | 123444.00 | 66500.00 | 66500.00 | 117520.00 | 117520.00 | Not Quoted | Not Quoted | Not Quoted | Not Quoted | 0.00 | 0.00 | 85000.00 | 85000.00 | 108000.00 | 108000.00 | 75000.00 | 75000.00 | 704000.00 | 704000.00 | 0.00 | mastek engineering private limited
616.00 | Pipeline & Structural Works: PIPING WORKS FOR DESPATCH/RECEIPT/INTERMEDIATE PUMPING/COMPRESSOR/INTERMEDIATE PIGGING STATIONS INSTALLATION OF VALVES/FLOW METERS/ STRAINERS/ SCRAPER TRAPS/ EQUIPMENT Receiving and taking over of all Owner supplied materials, equipment from Owner's designated place(s) of issue, transportation including loading, unloading, handling from Owner's designated place(s) of issue to Contractor's own stock yard(s)/ work site(s)/ work shop(s) including arranging all necessary intermediate storage area(s) thereof, as required; supply of all materials, equipment, consumables as defined in Contractor's scope of supply and its transportation to the work site(s);installation of valves, flow meters, strainers, equipment etc., supply and fixing of gaskets, stud bolts, nuts of all sizes including torque tightening as applicable, leveling, aligning, installation and assembly of accessories, including accessories for actuators, making electrical/ pneumatic connections for such actuators, if any, by bolting/threading or welding of pipes at all elevations, testing, completing all works in all respects as per drawings, scope of work, specifications, standards, other provisions of Contract and directions of the Engineer-in-Charge. Installation of above ground Flanged Valves (Ball/Plug/Check/Gate/Globe) as per details given below: ( Valve Size - 2 INCH, Rating - 600 ) | 10.00 | NOS |  | 2400.00 | 24000.00 | Not Quoted | Not Quoted | 3500.00 | 35000.00 | 2200.00 | 22000.00 | Not Quoted | Not Quoted | 3456.00 | 34560.00 | 4750.00 | 47500.00 | 5641.00 | 56410.00 | Not Quoted | Not Quoted | Not Quoted | Not Quoted | 0.00 | 0.00 | 2500.00 | 25000.00 | 864.00 | 8640.00 | 5000.00 | 50000.00 | 2640.00 | 26400.00 | 0.00 | mastek engineering private limited
617.00 | Pipeline & Structural Works: PIPING WORKS FOR DESPATCH/RECEIPT/INTERMEDIATE PUMPING/COMPRESSOR/INTERMEDIATE PIGGING STATIONS INSTALLATION OF VALVES/FLOW METERS/ STRAINERS/ SCRAPER TRAPS/ EQUIPMENT Receiving and taking over of all Owner supplied materials, equipment from Owner's designated place(s) of issue, transportation including loading, unloading, handling from Owner's designated place(s) of issue to Contractor's own stock yard(s)/ work site(s)/ work shop(s) including arranging all necessary intermediate storage area(s) thereof, as required; supply of all materials, equipment, consumables as defined in Contractor's scope of supply and its transportation to the work site(s);installation of valves, flow meters, strainers, equipment etc., supply and fixing of gaskets, stud bolts, nuts of all sizes including torque tightening as applicable, leveling, aligning, installation and assembly of accessories, including accessories for actuators, making electrical/ pneumatic connections for such actuators, if any, by bolting/threading or welding of pipes at all elevations, testing, completing all works in all respects as per drawings, scope of work, specifications, standards, other provisions of Contract and directions of the Engineer-in-Charge. Installation of above ground Flanged Valves (Ball/Plug/Check/Gate/Globe) as per details given below: ( Valve Size - 4 INCH, Rating - 600 ) | 1.00 | NOS |  | 4800.00 | 4800.00 | Not Quoted | Not Quoted | 4800.00 | 4800.00 | 4400.00 | 4400.00 | Not Quoted | Not Quoted | 6913.00 | 6913.00 | 9500.00 | 9500.00 | 11282.00 | 11282.00 | Not Quoted | Not Quoted | Not Quoted | Not Quoted | 0.00 | 0.00 | 3500.00 | 3500.00 | 1728.00 | 1728.00 | 6000.00 | 6000.00 | 7040.00 | 7040.00 | 0.00 | mastek engineering private limited
618.00 | Pipeline & Structural Works: PIPING WORKS FOR DESPATCH/RECEIPT/INTERMEDIATE PUMPING/COMPRESSOR/INTERMEDIATE PIGGING STATIONS INSTALLATION OF VALVES/FLOW METERS/ STRAINERS/ SCRAPER TRAPS/ EQUIPMENT Receiving and taking over of all Owner supplied materials, equipment from Owner's designated place(s) of issue, transportation including loading, unloading, handling from Owner's designated place(s) of issue to Contractor's own stock yard(s)/ work site(s)/ work shop(s) including arranging all necessary intermediate storage area(s) thereof, as required; supply of all materials, equipment, consumables as defined in Contractor's scope of supply and its transportation to the work site(s);installation of valves, flow meters, strainers, equipment etc., supply and fixing of gaskets, stud bolts, nuts of all sizes including torque tightening as applicable, leveling, aligning, installation and assembly of accessories, including accessories for actuators, making electrical/ pneumatic connections for such actuators, if any, by bolting/threading or welding of pipes at all elevations, testing, completing all works in all respects as per drawings, scope of work, specifications, standards, other provisions of Contract and directions of the Engineer-in-Charge. Installation of above ground Flanged Valves (Ball/Plug/Check/Gate/Globe) as per details given below: ( Valve Size - 18 INCH, Rating - 600 ) | 4.00 | NOS |  | 36000.00 | 144000.00 | Not Quoted | Not Quoted | 24000.00 | 96000.00 | 19800.00 | 79200.00 | Not Quoted | Not Quoted | 50000.00 | 200000.00 | 38000.00 | 152000.00 | 50769.00 | 203076.00 | Not Quoted | Not Quoted | Not Quoted | Not Quoted | 0.00 | 0.00 | 15000.00 | 60000.00 | 7776.00 | 31104.00 | 18000.00 | 72000.00 | 21000.00 | 84000.00 | 0.00 | mastek engineering private limited
619.00 | Pipeline & Structural Works: PIPING WORKS FOR DESPATCH/RECEIPT/INTERMEDIATE PUMPING/COMPRESSOR/INTERMEDIATE PIGGING STATIONS INSTALLATION OF VALVES/FLOW METERS/ STRAINERS/ SCRAPER TRAPS/ EQUIPMENT Receiving and taking over of all Owner supplied materials, equipment from Owner's designated place(s) of issue, transportation including loading, unloading, handling from Owner's designated place(s) of issue to Contractor's own stock yard(s)/ work site(s)/ work shop(s) including arranging all necessary intermediate storage area(s) thereof, as required; supply of all materials, equipment, consumables as defined in Contractor's scope of supply and its transportation to the work site(s);installation of valves, flow meters, strainers, equipment etc., supply and fixing of gaskets, stud bolts, nuts of all sizes including torque tightening as applicable, leveling, aligning, installation and assembly of accessories, including accessories for actuators, making electrical/ pneumatic connections for such actuators, if any, by bolting/threading or welding of pipes at all elevations, testing, completing all works in all respects as per drawings, scope of work, specifications, standards, other provisions of Contract and directions of the Engineer-in-Charge. Installation of above ground Flanged Valves (Ball/Plug/Check/Gate/Globe) as per details given below: ( Valve Size - 6 INCH, Rating - 600 ) | 4.00 | NOS |  | 7200.00 | 28800.00 | Not Quoted | Not Quoted | 58000.00 | 232000.00 | 6600.00 | 26400.00 | Not Quoted | Not Quoted | 9876.00 | 39504.00 | 11400.00 | 45600.00 | 16923.00 | 67692.00 | Not Quoted | Not Quoted | Not Quoted | Not Quoted | 0.00 | 0.00 | 6000.00 | 24000.00 | 2592.00 | 10368.00 | 8000.00 | 32000.00 | 10560.00 | 42240.00 | 0.00 | mastek engineering private limited
620.00 | Pipeline & Structural Works: PIPING WORKS FOR DESPATCH/RECEIPT/INTERMEDIATE PUMPING/COMPRESSOR/INTERMEDIATE PIGGING STATIONS INSTALLATION OF VALVES/FLOW METERS/ STRAINERS/ SCRAPER TRAPS/ EQUIPMENT Receiving and taking over of all Owner supplied materials, equipment from Owner's designated place(s) of issue, transportation including loading, unloading, handling from Owner's designated place(s) of issue to Contractor's own stock yard(s)/ work site(s)/ work shop(s) including arranging all necessary intermediate storage area(s) thereof, as required; supply of all materials, equipment, consumables as defined in Contractor's scope of supply and its transportation to the work site(s);installation of valves, flow meters, strainers, equipment etc., supply and fixing of gaskets, stud bolts, nuts of all sizes including torque tightening as applicable, leveling, aligning, installation and assembly of accessories, including accessories for actuators, making electrical/ pneumatic connections for such actuators, if any, by bolting/threading or welding of pipes at all elevations, testing, completing all works in all respects as per drawings, scope of work, specifications, standards, other provisions of Contract and directions of the Engineer-in-Charge. Installation of above ground Motor Operated/Actuated Flanged Valves (Ball/Plug/Gate/Globe) as per details given below: ( Valve Size - 18 INCH, Rating - 600 ) - Tag Nos: 021-AV-2101/2102/2103/2104 | 4.00 | NOS |  | 36000.00 | 144000.00 | Not Quoted | Not Quoted | 24000.00 | 96000.00 | 39600.00 | 158400.00 | Not Quoted | Not Quoted | 49378.00 | 197512.00 | 57000.00 | 228000.00 | 50769.00 | 203076.00 | Not Quoted | Not Quoted | Not Quoted | Not Quoted | 0.00 | 0.00 | 15000.00 | 60000.00 | 7776.00 | 31104.00 | 24000.00 | 96000.00 | 70400.00 | 281600.00 | 0.00 | mastek engineering private limited
621.00 | Pipeline & Structural Works: PIPING WORKS FOR DESPATCH/RECEIPT/INTERMEDIATE PUMPING/COMPRESSOR/INTERMEDIATE PIGGING STATIONS INSTALLATION OF VALVES/FLOW METERS/ STRAINERS/ SCRAPER TRAPS/ EQUIPMENT Receiving and taking over of all Owner supplied materials, equipment from Owner's designated place(s) of issue, transportation including loading, unloading, handling from Owner's designated place(s) of issue to Contractor's own stock yard(s)/ work site(s)/ work shop(s) including arranging all necessary intermediate storage area(s) thereof, as required; supply of all materials, equipment, consumables as defined in Contractor's scope of supply and its transportation to the work site(s);installation of valves, flow meters, strainers, equipment etc., supply and fixing of gaskets, stud bolts, nuts of all sizes including torque tightening as applicable, leveling, aligning, installation and assembly of accessories, including accessories for actuators, making electrical/ pneumatic connections for such actuators, if any, by bolting/threading or welding of pipes at all elevations, testing, completing all works in all respects as per drawings, scope of work, specifications, standards, other provisions of Contract and directions of the Engineer-in-Charge. Installation of above ground Motor Operated/Actuated Butt Welded Valves (Ball/Plug/Gate/Globe) as per details given below: ( Valve Size - 18 INCH, Rating - 600 ) - Tag Nos: 021-AV-2001/2002 & 021-HOV-2001 | 3.00 | NOS |  | 36000.00 | 108000.00 | Not Quoted | Not Quoted | 15000.00 | 45000.00 | 39600.00 | 118800.00 | Not Quoted | Not Quoted | 49378.00 | 148134.00 | 57000.00 | 171000.00 | 50769.00 | 152307.00 | Not Quoted | Not Quoted | Not Quoted | Not Quoted | 0.00 | 0.00 | 15000.00 | 45000.00 | 27216.00 | 81648.00 | 18000.00 | 54000.00 | 70400.00 | 211200.00 | 0.00 | mastek engineering private limited
622.00 | Pipeline & Structural Works: PIPING WORKS FOR DESPATCH/RECEIPT/INTERMEDIATE PUMPING/COMPRESSOR/INTERMEDIATE PIGGING STATIONS INSTALLATION OF VALVES/FLOW METERS/ STRAINERS/ SCRAPER TRAPS/ EQUIPMENT Receiving and taking over of all Owner supplied materials, equipment from Owner's designated place(s) of issue, transportation including loading, unloading, handling from Owner's designated place(s) of issue to Contractor's own stock yard(s)/ work site(s)/ work shop(s) including arranging all necessary intermediate storage area(s) thereof, as required; supply of all materials, equipment, consumables as defined in Contractor's scope of supply and its transportation to the work site(s);installation of valves, flow meters, strainers, equipment etc., supply and fixing of gaskets, stud bolts, nuts of all sizes including torque tightening as applicable, leveling, aligning, installation and assembly of accessories, including accessories for actuators, making electrical/ pneumatic connections for such actuators, if any, by bolting/threading or welding of pipes at all elevations, testing, completing all works in all respects as per drawings, scope of work, specifications, standards, other provisions of Contract and directions of the Engineer-in-Charge. Installation of above ground Butt Welded Valves (Ball/Plug/Check/Gate/Globe) as per details given below: ( Valve Size - 2 INCH, Rating - 600 ) | 2.00 | NOS |  | 2400.00 | 4800.00 | Not Quoted | Not Quoted | 1800.00 | 3600.00 | 2200.00 | 4400.00 | Not Quoted | Not Quoted | 3456.00 | 6912.00 | 4750.00 | 9500.00 | 5641.00 | 11282.00 | Not Quoted | Not Quoted | Not Quoted | Not Quoted | 0.00 | 0.00 | 2500.00 | 5000.00 | 3024.00 | 6048.00 | 5000.00 | 10000.00 | 3520.00 | 7040.00 | 0.00 | mastek engineering private limited
623.00 | Pipeline & Structural Works: PIPING WORKS FOR DESPATCH/RECEIPT/INTERMEDIATE PUMPING/COMPRESSOR/INTERMEDIATE PIGGING STATIONS INSTALLATION OF VALVES/FLOW METERS/ STRAINERS/ SCRAPER TRAPS/ EQUIPMENT Receiving and taking over of all Owner supplied materials, equipment from Owner's designated place(s) of issue, transportation including loading, unloading, handling from Owner's designated place(s) of issue to Contractor's own stock yard(s)/ work site(s)/ work shop(s) including arranging all necessary intermediate storage area(s) thereof, as required; supply of all materials, equipment, consumables as defined in Contractor's scope of supply and its transportation to the work site(s);installation of valves, flow meters, strainers, equipment etc., supply and fixing of gaskets, stud bolts, nuts of all sizes including torque tightening as applicable, leveling, aligning, installation and assembly of accessories, including accessories for actuators, making electrical/ pneumatic connections for such actuators, if any, by bolting/threading or welding of pipes at all elevations, testing, completing all works in all respects as per drawings, scope of work, specifications, standards, other provisions of Contract and directions of the Engineer-in-Charge. Installation of above ground Butt Welded Valves (Ball/Plug/Check/Gate/Globe) as per details given below: ( Valve Size - 4 INCH, Rating - 600 ) | 1.00 | NOS |  | 4800.00 | 4800.00 | Not Quoted | Not Quoted | 2500.00 | 2500.00 | 4400.00 | 4400.00 | Not Quoted | Not Quoted | 6913.00 | 6913.00 | 9500.00 | 9500.00 | 11282.00 | 11282.00 | Not Quoted | Not Quoted | Not Quoted | Not Quoted | 0.00 | 0.00 | 3500.00 | 3500.00 | 6048.00 | 6048.00 | 9000.00 | 9000.00 | 7040.00 | 7040.00 | 0.00 | mastek engineering private limited
624.00 | Pipeline & Structural Works: PIPING WORKS FOR DESPATCH/RECEIPT/INTERMEDIATE PUMPING/COMPRESSOR/INTERMEDIATE PIGGING STATIONS INSTALLATION OF VALVES/FLOW METERS/ STRAINERS/ SCRAPER TRAPS/ EQUIPMENT Receiving and taking over of all Owner supplied materials, equipment from Owner's designated place(s) of issue, transportation including loading, unloading, handling from Owner's designated place(s) of issue to Contractor's own stock yard(s)/ work site(s)/ work shop(s) including arranging all necessary intermediate storage area(s) thereof, as required; supply of all materials, equipment, consumables as defined in Contractor's scope of supply and its transportation to the work site(s);installation of valves, flow meters, strainers, equipment etc., supply and fixing of gaskets, stud bolts, nuts of all sizes including torque tightening as applicable, leveling, aligning, installation and assembly of accessories, including accessories for actuators, making electrical/ pneumatic connections for such actuators, if any, by bolting/threading or welding of pipes at all elevations, testing, completing all works in all respects as per drawings, scope of work, specifications, standards, other provisions of Contract and directions of the Engineer-in-Charge. Installation of above ground Butt Welded Valves (Ball/Plug/Check/Gate/Globe) as per details given below: ( Valve Size - 6 INCH, Rating - 600 ) | 1.00 | NOS |  | 7200.00 | 7200.00 | Not Quoted | Not Quoted | 3200.00 | 3200.00 | 6600.00 | 6600.00 | Not Quoted | Not Quoted | 9876.00 | 9876.00 | 11400.00 | 11400.00 | 16923.00 | 16923.00 | Not Quoted | Not Quoted | Not Quoted | Not Quoted | 0.00 | 0.00 | 6000.00 | 6000.00 | 9072.00 | 9072.00 | 9000.00 | 9000.00 | 10560.00 | 10560.00 | 0.00 | mastek engineering private limited
625.00 | Pipeline & Structural Works: PIPING WORKS FOR DESPATCH/RECEIPT/INTERMEDIATE PUMPING/COMPRESSOR/INTERMEDIATE PIGGING STATIONS INSTALLATION OF VALVES/FLOW METERS/ STRAINERS/ SCRAPER TRAPS/ EQUIPMENT Receiving and taking over of all Owner supplied materials, equipment from Owner's designated place(s) of issue, transportation including loading, unloading, handling from Owner's designated place(s) of issue to Contractor's own stock yard(s)/ work site(s)/ work shop(s) including arranging all necessary intermediate storage area(s) thereof, as required; supply of all materials, equipment, consumables as defined in Contractor's scope of supply and its transportation to the work site(s);installation of valves, flow meters, strainers, equipment etc., supply and fixing of gaskets, stud bolts, nuts of all sizes including torque tightening as applicable, leveling, aligning, installation and assembly of accessories, including accessories for actuators, making electrical/ pneumatic connections for such actuators, if any, by bolting/threading or welding of pipes at all elevations, testing, completing all works in all respects as per drawings, scope of work, specifications, standards, other provisions of Contract and directions of the Engineer-in-Charge. Installation of above ground Butt Welded Valves (Ball/Plug/Check/Gate/Globe) as per details given below: ( Valve Size - 10 INCH, Rating - 600 ) | 1.00 | NOS |  | 12000.00 | 12000.00 | Not Quoted | Not Quoted | 9500.00 | 9500.00 | 11000.00 | 11000.00 | Not Quoted | Not Quoted | 24689.00 | 24689.00 | 23750.00 | 23750.00 | 28205.00 | 28205.00 | Not Quoted | Not Quoted | Not Quoted | Not Quoted | 0.00 | 0.00 | 12000.00 | 12000.00 | 15120.00 | 15120.00 | 9000.00 | 9000.00 | 21000.00 | 21000.00 | 0.00 | mastek engineering private limited
626.00 | Pipeline & Structural Works: PIPING WORKS FOR DESPATCH/RECEIPT/INTERMEDIATE PUMPING/COMPRESSOR/INTERMEDIATE PIGGING STATIONS RADIOGRAPHY Performance of radiographic inspection of piping of all types, sizes, thickness including providing or hiring of all necessary equipment, supply of all consumables including radiographic films and whatever else even though not expressly mentioned but required to perform the work as per specification and instructions of Engineer-in-Charge. Radiography of pipes as per details given below ( Pipe OD - 2 INCH ) | 16.00 | NOS |  | 400.00 | 6400.00 | Not Quoted | Not Quoted | 1200.00 | 19200.00 | 4070.00 | 65120.00 | Not Quoted | Not Quoted | 494.00 | 7904.00 | 475.00 | 7600.00 | 471.00 | 7536.00 | Not Quoted | Not Quoted | Not Quoted | Not Quoted | 0.00 | 0.00 | 1200.00 | 19200.00 | 292.00 | 4672.00 | 500.00 | 8000.00 | 440.00 | 7040.00 | 0.00 | mastek engineering private limited
627.00 | Pipeline & Structural Works: PIPING WORKS FOR DESPATCH/RECEIPT/INTERMEDIATE PUMPING/COMPRESSOR/INTERMEDIATE PIGGING STATIONS RADIOGRAPHY Performance of radiographic inspection of piping of all types, sizes, thickness including providing or hiring of all necessary equipment, supply of all consumables including radiographic films and whatever else even though not expressly mentioned but required to perform the work as per specification and instructions of Engineer-in-Charge. Radiography of pipes as per details given below ( Pipe OD - 4 INCH ) | 3.00 | NOS |  | 560.00 | 1680.00 | Not Quoted | Not Quoted | 1500.00 | 4500.00 | 5264.00 | 15792.00 | Not Quoted | Not Quoted | 988.00 | 2964.00 | 950.00 | 2850.00 | 941.00 | 2823.00 | Not Quoted | Not Quoted | Not Quoted | Not Quoted | 0.00 | 0.00 | 1500.00 | 4500.00 | 486.00 | 1458.00 | 800.00 | 2400.00 | 880.00 | 2640.00 | 0.00 | mastek engineering private limited
628.00 | Pipeline & Structural Works: PIPING WORKS FOR DESPATCH/RECEIPT/INTERMEDIATE PUMPING/COMPRESSOR/INTERMEDIATE PIGGING STATIONS RADIOGRAPHY Performance of radiographic inspection of piping of all types, sizes, thickness including providing or hiring of all necessary equipment, supply of all consumables including radiographic films and whatever else even though not expressly mentioned but required to perform the work as per specification and instructions of Engineer-in-Charge. Radiography of pipes as per details given below ( Pipe OD - 10 INCH ) | 2.00 | NOS |  | 1400.00 | 2800.00 | Not Quoted | Not Quoted | 2200.00 | 4400.00 | 5742.00 | 11484.00 | Not Quoted | Not Quoted | 2469.00 | 4938.00 | 1425.00 | 2850.00 | 2351.00 | 4702.00 | Not Quoted | Not Quoted | Not Quoted | Not Quoted | 0.00 | 0.00 | 2000.00 | 4000.00 | 1161.00 | 2322.00 | 1200.00 | 2400.00 | 2200.00 | 4400.00 | 0.00 | mastek engineering private limited
629.00 | Pipeline & Structural Works: PIPING WORKS FOR DESPATCH/RECEIPT/INTERMEDIATE PUMPING/COMPRESSOR/INTERMEDIATE PIGGING STATIONS RADIOGRAPHY Performance of radiographic inspection of piping of all types, sizes, thickness including providing or hiring of all necessary equipment, supply of all consumables including radiographic films and whatever else even though not expressly mentioned but required to perform the work as per specification and instructions of Engineer-in-Charge. Radiography of pipes as per details given below ( Pipe OD - .75 INCH ) | 12.00 | NOS |  | 400.00 | 4800.00 | Not Quoted | Not Quoted | 650.00 | 7800.00 | 4070.00 | 48840.00 | Not Quoted | Not Quoted | 296.00 | 3552.00 | 475.00 | 5700.00 | 177.00 | 2124.00 | Not Quoted | Not Quoted | Not Quoted | Not Quoted | 0.00 | 0.00 | 1000.00 | 12000.00 | 81.00 | 972.00 | 500.00 | 6000.00 | 1760.00 | 21120.00 | 0.00 | mastek engineering private limited
630.00 | Pipeline & Structural Works: PIPING WORKS FOR DESPATCH/RECEIPT/INTERMEDIATE PUMPING/COMPRESSOR/INTERMEDIATE PIGGING STATIONS RADIOGRAPHY Performance of radiographic inspection of piping of all types, sizes, thickness including providing or hiring of all necessary equipment, supply of all consumables including radiographic films and whatever else even though not expressly mentioned but required to perform the work as per specification and instructions of Engineer-in-Charge. Radiography of pipes as per details given below ( Pipe OD - 1 INCH ) | 6.00 | NOS |  | 400.00 | 2400.00 | Not Quoted | Not Quoted | 800.00 | 4800.00 | 4070.00 | 24420.00 | Not Quoted | Not Quoted | 296.00 | 1776.00 | 475.00 | 2850.00 | 236.00 | 1416.00 | Not Quoted | Not Quoted | Not Quoted | Not Quoted | 0.00 | 0.00 | 1000.00 | 6000.00 | 108.00 | 648.00 | 500.00 | 3000.00 | 1760.00 | 10560.00 | 0.00 | mastek engineering private limited
631.00 | Pipeline & Structural Works: PIPING WORKS FOR DESPATCH/RECEIPT/INTERMEDIATE PUMPING/COMPRESSOR/INTERMEDIATE PIGGING STATIONS RADIOGRAPHY Performance of radiographic inspection of piping of all types, sizes, thickness including providing or hiring of all necessary equipment, supply of all consumables including radiographic films and whatever else even though not expressly mentioned but required to perform the work as per specification and instructions of Engineer-in-Charge. Radiography of pipes as per details given below ( Pipe OD - 1.5 INCH ) | 6.00 | NOS |  | 400.00 | 2400.00 | Not Quoted | Not Quoted | 1000.00 | 6000.00 | 4070.00 | 24420.00 | Not Quoted | Not Quoted | 395.00 | 2370.00 | 475.00 | 2850.00 | 353.00 | 2118.00 | Not Quoted | Not Quoted | Not Quoted | Not Quoted | 0.00 | 0.00 | 3500.00 | 21000.00 | 162.00 | 972.00 | 500.00 | 3000.00 | 1760.00 | 10560.00 | 0.00 | mastek engineering private limited
632.00 | Pipeline & Structural Works: PIPING WORKS FOR DESPATCH/RECEIPT/INTERMEDIATE PUMPING/COMPRESSOR/INTERMEDIATE PIGGING STATIONS RADIOGRAPHY Performance of radiographic inspection of piping of all types, sizes, thickness including providing or hiring of all necessary equipment, supply of all consumables including radiographic films and whatever else even though not expressly mentioned but required to perform the work as per specification and instructions of Engineer-in-Charge. Radiography of pipes as per details given below ( Pipe OD - 18 INCH ) | 17.00 | NOS |  | 2520.00 | 42840.00 | Not Quoted | Not Quoted | 5500.00 | 93500.00 | 6353.00 | 108001.00 | Not Quoted | Not Quoted | 3950.00 | 67150.00 | 2850.00 | 48450.00 | 4231.00 | 71927.00 | Not Quoted | Not Quoted | Not Quoted | Not Quoted | 0.00 | 0.00 | 4000.00 | 68000.00 | 1944.00 | 33048.00 | 2600.00 | 44200.00 | 3960.00 | 67320.00 | 0.00 | mastek engineering private limited
633.00 | Pipeline & Structural Works: PIPING WORKS FOR DESPATCH/RECEIPT/INTERMEDIATE PUMPING/COMPRESSOR/INTERMEDIATE PIGGING STATIONS RADIOGRAPHY Performance of radiographic inspection of piping of all types, sizes, thickness including providing or hiring of all necessary equipment, supply of all consumables including radiographic films and whatever else even though not expressly mentioned but required to perform the work as per specification and instructions of Engineer-in-Charge. Radiography of pipes as per details given below ( Pipe OD - 6 INCH ) | 22.00 | NOS |  | 840.00 | 18480.00 | Not Quoted | Not Quoted | 3500.00 | 77000.00 | 5429.00 | 119438.00 | Not Quoted | Not Quoted | 1481.00 | 32582.00 | 1900.00 | 41800.00 | 1411.00 | 31042.00 | Not Quoted | Not Quoted | Not Quoted | Not Quoted | 0.00 | 0.00 | 1600.00 | 35200.00 | 724.00 | 15928.00 | 950.00 | 20900.00 | 1320.00 | 29040.00 | 0.00 | mastek engineering private limited
634.00 | Pipeline & Structural Works: PIPING WORKS FOR DESPATCH/RECEIPT/INTERMEDIATE PUMPING/COMPRESSOR/INTERMEDIATE PIGGING STATIONS PIPE SUPPORTS Supply of all materials required for fabrication of pipe supports & special supports including supply of bolts, nuts, washers, U Clamps, Wooden Blocks etc as mentioned in the drawing/ standards and as defined in scope of work document, fabrication and erection of pipe/ equipment supports (for all sizes/ thickness) including shoes, pipes, cradles, turn buckles, T-posts for all types of guides, anchors, special supports for cold/hot insulated pipes etc. if applicable, all necessary equipment, consumables, labour etc. for completing all works, supply and application of paints and primers suitable for painting environment as defined in contract document and as per standard specification for Surface preparation and protective coating and completing the work as per drawings, scope of work, specifications, standards, other provisions of Contract and instruction of Engineer-in-Charge. CS Structural Steel | 2.00 | MT |  | 120000.00 | 240000.00 | Not Quoted | Not Quoted | 120000.00 | 240000.00 | 110000.00 | 220000.00 | Not Quoted | Not Quoted | 133319.00 | 266638.00 | 142500.00 | 285000.00 | 23504.00 | 47008.00 | Not Quoted | Not Quoted | Not Quoted | Not Quoted | 0.00 | 0.00 | 125000.00 | 250000.00 | 102600.00 | 205200.00 | 75000.00 | 150000.00 | 132000.00 | 264000.00 | 0.00 | mastek engineering private limited
635.00 | Pipeline & Structural Works: PIPING WORKS FOR DESPATCH/RECEIPT/INTERMEDIATE PUMPING/COMPRESSOR/INTERMEDIATE PIGGING STATIONS PIPE SUPPORTS Supply of all materials required for fabrication of pipe supports & special supports including supply of bolts, nuts, washers, U Clamps, Wooden Blocks etc as mentioned in the drawing/ standards and as defined in scope of work document, fabrication and erection of pipe/ equipment supports (for all sizes/ thickness) including shoes, pipes, cradles, turn buckles, T-posts for all types of guides, anchors, special supports for cold/hot insulated pipes etc. if applicable, all necessary equipment, consumables, labour etc. for completing all works, supply and application of paints and primers suitable for painting environment as defined in contract document and as per standard specification for Surface preparation and protective coating and completing the work as per drawings, scope of work, specifications, standards, other provisions of Contract and instruction of Engineer-in-Charge. Stainless Steel | .50 | MT |  | 200000.00 | 100000.00 | Not Quoted | Not Quoted | 120000.00 | 60000.00 | 220000.00 | 110000.00 | Not Quoted | Not Quoted | 296265.00 | 148132.50 | 142500.00 | 71250.00 | 23504.00 | 11752.00 | Not Quoted | Not Quoted | Not Quoted | Not Quoted | 0.00 | 0.00 | 165000.00 | 82500.00 | 918000.00 | 459000.00 | 75000.00 | 37500.00 | 396000.00 | 198000.00 | 0.00 | mastek engineering private limited
636.00 | Pipeline & Structural Works: PIPING WORKS FOR DESPATCH/RECEIPT/INTERMEDIATE PUMPING/COMPRESSOR/INTERMEDIATE PIGGING STATIONS PAINTING Supply of paints, solvents and primers, preparation of surfaces and application of primer and finish paints suitable for highly corrosive/corrosive/ normal corrosive painting environment as defined in contract document and on pipes as per standard specification for Surface preparation and protective coating, identification, lettering/ numbering, colour coding etc. as specified including rub down and touch up of shop primer or scrapping of shop primer wherever required and providing of scaffolding for all heights, labour, materials, tools and tackles, consumables, supervision etc. to complete the work in all respect as per Specification, Drawings, Standards and instruction of Engineer-in-Charge. Painting of all above ground piping including all fittings, valves, flanges etc. including colour bands ( Pipe Size - .75 INCH, Painting Environment - Normal Corrosive ) | 36.00 | M |  | 140.00 | 5040.00 | Not Quoted | Not Quoted | 425.00 | 15300.00 | 105.00 | 3780.00 | Not Quoted | Not Quoted | 247.00 | 8892.00 | 190.00 | 6840.00 | 96.00 | 3456.00 | Not Quoted | Not Quoted | Not Quoted | Not Quoted | 0.00 | 0.00 | 150.00 | 5400.00 | 76.00 | 2736.00 | 1000.00 | 36000.00 | 176.00 | 6336.00 | 0.00 | mastek engineering private limited
637.00 | Pipeline & Structural Works: PIPING WORKS FOR DESPATCH/RECEIPT/INTERMEDIATE PUMPING/COMPRESSOR/INTERMEDIATE PIGGING STATIONS PAINTING Supply of paints, solvents and primers, preparation of surfaces and application of primer and finish paints suitable for highly corrosive/corrosive/ normal corrosive painting environment as defined in contract document and on pipes as per standard specification for Surface preparation and protective coating, identification, lettering/ numbering, colour coding etc. as specified including rub down and touch up of shop primer or scrapping of shop primer wherever required and providing of scaffolding for all heights, labour, materials, tools and tackles, consumables, supervision etc. to complete the work in all respect as per Specification, Drawings, Standards and instruction of Engineer-in-Charge. Painting of all above ground piping including all fittings, valves, flanges etc. including colour bands ( Pipe Size - 1 INCH, Painting Environment - Normal Corrosive ) | 6.00 | M |  | 176.00 | 1056.00 | Not Quoted | Not Quoted | 550.00 | 3300.00 | 156.00 | 936.00 | Not Quoted | Not Quoted | 247.00 | 1482.00 | 190.00 | 1140.00 | 127.00 | 762.00 | Not Quoted | Not Quoted | Not Quoted | Not Quoted | 0.00 | 0.00 | 200.00 | 1200.00 | 97.00 | 582.00 | 1000.00 | 6000.00 | 220.00 | 1320.00 | 0.00 | mastek engineering private limited
638.00 | Pipeline & Structural Works: PIPING WORKS FOR DESPATCH/RECEIPT/INTERMEDIATE PUMPING/COMPRESSOR/INTERMEDIATE PIGGING STATIONS PAINTING Supply of paints, solvents and primers, preparation of surfaces and application of primer and finish paints suitable for highly corrosive/corrosive/ normal corrosive painting environment as defined in contract document and on pipes as per standard specification for Surface preparation and protective coating, identification, lettering/ numbering, colour coding etc. as specified including rub down and touch up of shop primer or scrapping of shop primer wherever required and providing of scaffolding for all heights, labour, materials, tools and tackles, consumables, supervision etc. to complete the work in all respect as per Specification, Drawings, Standards and instruction of Engineer-in-Charge. Painting of all above ground piping including all fittings, valves, flanges etc. including colour bands ( Pipe Size - 1.5 INCH, Painting Environment - Normal Corrosive ) | 6.00 | M |  | 264.00 | 1584.00 | Not Quoted | Not Quoted | 600.00 | 3600.00 | 208.00 | 1248.00 | Not Quoted | Not Quoted | 247.00 | 1482.00 | 285.00 | 1710.00 | 192.00 | 1152.00 | Not Quoted | Not Quoted | Not Quoted | Not Quoted | 0.00 | 0.00 | 250.00 | 1500.00 | 146.00 | 876.00 | 1000.00 | 6000.00 | 264.00 | 1584.00 | 0.00 | mastek engineering private limited
639.00 | Pipeline & Structural Works: PIPING WORKS FOR DESPATCH/RECEIPT/INTERMEDIATE PUMPING/COMPRESSOR/INTERMEDIATE PIGGING STATIONS PAINTING Supply of paints, solvents and primers, preparation of surfaces and application of primer and finish paints suitable for highly corrosive/corrosive/ normal corrosive painting environment as defined in contract document and on pipes as per standard specification for Surface preparation and protective coating, identification, lettering/ numbering, colour coding etc. as specified including rub down and touch up of shop primer or scrapping of shop primer wherever required and providing of scaffolding for all heights, labour, materials, tools and tackles, consumables, supervision etc. to complete the work in all respect as per Specification, Drawings, Standards and instruction of Engineer-in-Charge. Painting of all above ground piping including all fittings, valves, flanges etc. including colour bands ( Pipe Size - 2 INCH, Painting Environment - Normal Corrosive ) | 78.00 | M |  | 352.00 | 27456.00 | Not Quoted | Not Quoted | 650.00 | 50700.00 | 260.00 | 20280.00 | Not Quoted | Not Quoted | 296.00 | 23088.00 | 285.00 | 22230.00 | 256.00 | 19968.00 | Not Quoted | Not Quoted | Not Quoted | Not Quoted | 0.00 | 0.00 | 300.00 | 23400.00 | 254.00 | 19812.00 | 1000.00 | 78000.00 | 308.00 | 24024.00 | 0.00 | mastek engineering private limited
640.00 | Pipeline & Structural Works: PIPING WORKS FOR DESPATCH/RECEIPT/INTERMEDIATE PUMPING/COMPRESSOR/INTERMEDIATE PIGGING STATIONS PAINTING Supply of paints, solvents and primers, preparation of surfaces and application of primer and finish paints suitable for highly corrosive/corrosive/ normal corrosive painting environment as defined in contract document and on pipes as per standard specification for Surface preparation and protective coating, identification, lettering/ numbering, colour coding etc. as specified including rub down and touch up of shop primer or scrapping of shop primer wherever required and providing of scaffolding for all heights, labour, materials, tools and tackles, consumables, supervision etc. to complete the work in all respect as per Specification, Drawings, Standards and instruction of Engineer-in-Charge. Painting of all above ground piping including all fittings, valves, flanges etc. including colour bands ( Pipe Size - 10 INCH, Painting Environment - Normal Corrosive ) | 12.00 | M |  | 1800.00 | 21600.00 | Not Quoted | Not Quoted | 950.00 | 11400.00 | 1113.00 | 13356.00 | Not Quoted | Not Quoted | 1185.00 | 14220.00 | 950.00 | 11400.00 | 1273.00 | 15276.00 | Not Quoted | Not Quoted | Not Quoted | Not Quoted | 0.00 | 0.00 | 750.00 | 9000.00 | 1048.00 | 12576.00 | 1500.00 | 18000.00 | 880.00 | 10560.00 | 0.00 | mastek engineering private limited
641.00 | Pipeline & Structural Works: PIPING WORKS FOR DESPATCH/RECEIPT/INTERMEDIATE PUMPING/COMPRESSOR/INTERMEDIATE PIGGING STATIONS PAINTING Supply of paints, solvents and primers, preparation of surfaces and application of primer and finish paints suitable for highly corrosive/corrosive/ normal corrosive painting environment as defined in contract document and on pipes as per standard specification for Surface preparation and protective coating, identification, lettering/ numbering, colour coding etc. as specified including rub down and touch up of shop primer or scrapping of shop primer wherever required and providing of scaffolding for all heights, labour, materials, tools and tackles, consumables, supervision etc. to complete the work in all respect as per Specification, Drawings, Standards and instruction of Engineer-in-Charge. Painting of all above ground piping including all fittings, valves, flanges etc. including colour bands ( Pipe Size - 4 INCH, Painting Environment - Normal Corrosive ) | 6.00 | M |  | 712.00 | 4272.00 | Not Quoted | Not Quoted | 750.00 | 4500.00 | 466.00 | 2796.00 | Not Quoted | Not Quoted | 494.00 | 2964.00 | 475.00 | 2850.00 | 509.00 | 3054.00 | Not Quoted | Not Quoted | Not Quoted | Not Quoted | 0.00 | 0.00 | 450.00 | 2700.00 | 437.00 | 2622.00 | 1500.00 | 9000.00 | 528.00 | 3168.00 | 0.00 | mastek engineering private limited
642.00 | Pipeline & Structural Works: PIPING WORKS FOR DESPATCH/RECEIPT/INTERMEDIATE PUMPING/COMPRESSOR/INTERMEDIATE PIGGING STATIONS PAINTING Supply of paints, solvents and primers, preparation of surfaces and application of primer and finish paints suitable for highly corrosive/corrosive/ normal corrosive painting environment as defined in contract document and on pipes as per standard specification for Surface preparation and protective coating, identification, lettering/ numbering, colour coding etc. as specified including rub down and touch up of shop primer or scrapping of shop primer wherever required and providing of scaffolding for all heights, labour, materials, tools and tackles, consumables, supervision etc. to complete the work in all respect as per Specification, Drawings, Standards and instruction of Engineer-in-Charge. Painting of all above ground piping including all fittings, valves, flanges etc. including colour bands ( Pipe Size - 6 INCH, Painting Environment - Normal Corrosive ) | 78.00 | M |  | 1064.00 | 82992.00 | Not Quoted | Not Quoted | 850.00 | 66300.00 | 686.00 | 53508.00 | Not Quoted | Not Quoted | 691.00 | 53898.00 | 713.00 | 55614.00 | 764.00 | 59592.00 | Not Quoted | Not Quoted | Not Quoted | Not Quoted | 0.00 | 0.00 | 500.00 | 39000.00 | 644.00 | 50232.00 | 1500.00 | 117000.00 | 616.00 | 48048.00 | 0.00 | mastek engineering private limited
643.00 | Pipeline & Structural Works: PIPING WORKS FOR DESPATCH/RECEIPT/INTERMEDIATE PUMPING/COMPRESSOR/INTERMEDIATE PIGGING STATIONS PAINTING Supply of paints, solvents and primers, preparation of surfaces and application of primer and finish paints suitable for highly corrosive/corrosive/ normal corrosive painting environment as defined in contract document and on pipes as per standard specification for Surface preparation and protective coating, identification, lettering/ numbering, colour coding etc. as specified including rub down and touch up of shop primer or scrapping of shop primer wherever required and providing of scaffolding for all heights, labour, materials, tools and tackles, consumables, supervision etc. to complete the work in all respect as per Specification, Drawings, Standards and instruction of Engineer-in-Charge. Painting of all above ground piping including all fittings, valves, flanges etc. including colour bands ( Pipe Size - 18 INCH, Painting Environment - Normal Corrosive ) | 102.00 | M |  | 3200.00 | 326400.00 | Not Quoted | Not Quoted | 1250.00 | 127500.00 | 1865.00 | 190230.00 | Not Quoted | Not Quoted | 1975.00 | 201450.00 | 1140.00 | 116280.00 | 2292.00 | 233784.00 | Not Quoted | Not Quoted | Not Quoted | Not Quoted | 0.00 | 0.00 | 1100.00 | 112200.00 | 1750.00 | 178500.00 | 1500.00 | 153000.00 | 1760.00 | 179520.00 | 0.00 | mastek engineering private limited
644.00 | Pipeline & Structural Works: PIPING WORKS FOR SECTIONALISING VALVE STATIONS/STATION BLOCK VALVES/ TAP - OFF/IN STATION Notes: 1. This work is exclusive of all works associated with main pipeline covered at item no P250.00.00 above. 2. All Civil/structural works except piping supports will be paid separately as per unit rate provided elsewhere. 3. All works related to approach roads & foot path will be paid separately as provided elsewhere in the Contract. 4. All others works pertaining to the Station (Architecture/ Civil/ Structural/ Electrical/ Instrumentation works etc.) shall be as per rates indicated elsewhere in the tender document. FABRICATION, ERECTION, INSTALLATION AND TESTING OF PIPING All works for installation of all above ground piping at all elevations and below ground at all depths for Sectionalizing Valve Station(s)/Station Block Valves/Tap off/In Stations as indicated in Scope document, in all type of terrain and soil including receiving and taking over of all Owner supplied materials from Owner's designated place(s) of issue, transportation including loading, unloading, handling from Owner's designated place(s) of issue to Contractor's own stock yard(s)/ work site(s)/ work shop(s) including arranging all necessary intermediate storage area(s) thereof, as required; supply of all materials (except those specified subsequently in SOR) equipment, consumables etc. as defined in Contractor's scope of supply, and their transportation to the work site(s); performing all above ground/buried piping fabrication works including cutting, edge preparation, (inclusive of grinding the edges of pipes, fittings, flanges etc. to match with the matching edges of uneven/ different thickness wherever required), fit up, bending, pre-heating wherever required, welding, threading etc.; erection of pipes of all types and thickness at all elevations; hook-up with equipment nozzles; installation and supporting of all type of valves up to size of 1.5" NB, all types of instruments such as pressure/thermal safety valves(other than those covered separately), fittings of all sizes i.e. flow tees, insulating joints, QOEC, elbows, reducers, tees, 'o' lets, flanges, blind flanges, spectacle blinds, spacers and blinds, tappings for pressure instruments, thermowells, hoses and hose couplings of all sizes, as applicable, sample connections, flame arrestors as applicable, vents and drains required for process and hydrotesting purposes etc.; supply & fixing of all types of gaskets (including gaskets for RTJ flanges), stud bolts and nuts of all sizes including torque tightening as applicable; carrying out non-destructive testing including radiography, magnetic particle/ liquid penetration etc. as required; hook-up with existing piping/pipeline installed by others as per drawings wherever required; weld repairs/retesting; cleaning and flushing by water/ compressed air, carrying out hydrostatic test, pneumatic test, valve functional test and any other type of testing as specified, de-pressurizing, dewatering, drying by compressed air if applicable; pre-commissioning and providing commissioning assistance for process piping and commissioning of non-process piping, if applicable; cutting of mainline and bevelling (if required), tie-in of valve assembly, including NDT of tie-in joints; excavation and filling in all types of soil including soft/hard rock for installation of piping/pipe supports; clean-up and restoration of site, preparation of as built drawings, documents and project records; transportation of surplus free issue materials to Owner's designated place(s); completing all works in all respects as per the IFC drawings, scope of work, specifications, standards and other provisions of Contract and instruction of Engineer-in-Charge. Note: 1. Installation of valves of size 2" NB and above will be paid separately as per rates covered elsewhere. Installation of above ground Carbon Steel Process Piping as per details given below: ( Pipe Size - .75 INCH, Thk/Sch - 5.56 , Material - ASTM A 106 Gr. B SMLS ) | 96.00 | M |  | 600.00 | 57600.00 | Not Quoted | Not Quoted | 2500.00 | 240000.00 | 1650.00 | 158400.00 | Not Quoted | Not Quoted | 1481.00 | 142176.00 | 1900.00 | 182400.00 | 177.00 | 16992.00 | Not Quoted | Not Quoted | Not Quoted | Not Quoted | 0.00 | 0.00 | 900.00 | 86400.00 | 648.00 | 62208.00 | 4000.00 | 384000.00 | 330.00 | 31680.00 | 0.00 | mastek engineering private limited
645.00 | Pipeline & Structural Works: PIPING WORKS FOR SECTIONALISING VALVE STATIONS/STATION BLOCK VALVES/ TAP - OFF/IN STATION Notes: 1. This work is exclusive of all works associated with main pipeline covered at item no P250.00.00 above. 2. All Civil/structural works except piping supports will be paid separately as per unit rate provided elsewhere. 3. All works related to approach roads & foot path will be paid separately as provided elsewhere in the Contract. 4. All others works pertaining to the Station (Architecture/ Civil/ Structural/ Electrical/ Instrumentation works etc.) shall be as per rates indicated elsewhere in the tender document. FABRICATION, ERECTION, INSTALLATION AND TESTING OF PIPING All works for installation of all above ground piping at all elevations and below ground at all depths for Sectionalizing Valve Station(s)/Station Block Valves/Tap off/In Stations as indicated in Scope document, in all type of terrain and soil including receiving and taking over of all Owner supplied materials from Owner's designated place(s) of issue, transportation including loading, unloading, handling from Owner's designated place(s) of issue to Contractor's own stock yard(s)/ work site(s)/ work shop(s) including arranging all necessary intermediate storage area(s) thereof, as required; supply of all materials (except those specified subsequently in SOR) equipment, consumables etc. as defined in Contractor's scope of supply, and their transportation to the work site(s); performing all above ground/buried piping fabrication works including cutting, edge preparation, (inclusive of grinding the edges of pipes, fittings, flanges etc. to match with the matching edges of uneven/ different thickness wherever required), fit up, bending, pre-heating wherever required, welding, threading etc.; erection of pipes of all types and thickness at all elevations; hook-up with equipment nozzles; installation and supporting of all type of valves up to size of 1.5" NB, all types of instruments such as pressure/thermal safety valves(other than those covered separately), fittings of all sizes i.e. flow tees, insulating joints, QOEC, elbows, reducers, tees, 'o' lets, flanges, blind flanges, spectacle blinds, spacers and blinds, tappings for pressure instruments, thermowells, hoses and hose couplings of all sizes, as applicable, sample connections, flame arrestors as applicable, vents and drains required for process and hydrotesting purposes etc.; supply & fixing of all types of gaskets (including gaskets for RTJ flanges), stud bolts and nuts of all sizes including torque tightening as applicable; carrying out non-destructive testing including radiography, magnetic particle/ liquid penetration etc. as required; hook-up with existing piping/pipeline installed by others as per drawings wherever required; weld repairs/retesting; cleaning and flushing by water/ compressed air, carrying out hydrostatic test, pneumatic test, valve functional test and any other type of testing as specified, de-pressurizing, dewatering, drying by compressed air if applicable; pre-commissioning and providing commissioning assistance for process piping and commissioning of non-process piping, if applicable; cutting of mainline and bevelling (if required), tie-in of valve assembly, including NDT of tie-in joints; excavation and filling in all types of soil including soft/hard rock for installation of piping/pipe supports; clean-up and restoration of site, preparation of as built drawings, documents and project records; transportation of surplus free issue materials to Owner's designated place(s); completing all works in all respects as per the IFC drawings, scope of work, specifications, standards and other provisions of Contract and instruction of Engineer-in-Charge. Note: 1. Installation of valves of size 2" NB and above will be paid separately as per rates covered elsewhere. Installation of above ground Carbon Steel Process Piping as per details given below: ( Pipe Size - 10 INCH, Thk/Sch - 12.7 , Material - API 5L Gr. X 52 PSL2 ) | 48.00 | M |  | 600.00 | 28800.00 | Not Quoted | Not Quoted | 9500.00 | 456000.00 | 11000.00 | 528000.00 | Not Quoted | Not Quoted | 9876.00 | 474048.00 | 6650.00 | 319200.00 | 2351.00 | 112848.00 | Not Quoted | Not Quoted | Not Quoted | Not Quoted | 0.00 | 0.00 | 3500.00 | 168000.00 | 3456.00 | 165888.00 | 12000.00 | 576000.00 | 4400.00 | 211200.00 | 0.00 | mastek engineering private limited
646.00 | Pipeline & Structural Works: PIPING WORKS FOR SECTIONALISING VALVE STATIONS/STATION BLOCK VALVES/ TAP - OFF/IN STATION Notes: 1. This work is exclusive of all works associated with main pipeline covered at item no P250.00.00 above. 2. All Civil/structural works except piping supports will be paid separately as per unit rate provided elsewhere. 3. All works related to approach roads & foot path will be paid separately as provided elsewhere in the Contract. 4. All others works pertaining to the Station (Architecture/ Civil/ Structural/ Electrical/ Instrumentation works etc.) shall be as per rates indicated elsewhere in the tender document. FABRICATION, ERECTION, INSTALLATION AND TESTING OF PIPING All works for installation of all above ground piping at all elevations and below ground at all depths for Sectionalizing Valve Station(s)/Station Block Valves/Tap off/In Stations as indicated in Scope document, in all type of terrain and soil including receiving and taking over of all Owner supplied materials from Owner's designated place(s) of issue, transportation including loading, unloading, handling from Owner's designated place(s) of issue to Contractor's own stock yard(s)/ work site(s)/ work shop(s) including arranging all necessary intermediate storage area(s) thereof, as required; supply of all materials (except those specified subsequently in SOR) equipment, consumables etc. as defined in Contractor's scope of supply, and their transportation to the work site(s); performing all above ground/buried piping fabrication works including cutting, edge preparation, (inclusive of grinding the edges of pipes, fittings, flanges etc. to match with the matching edges of uneven/ different thickness wherever required), fit up, bending, pre-heating wherever required, welding, threading etc.; erection of pipes of all types and thickness at all elevations; hook-up with equipment nozzles; installation and supporting of all type of valves up to size of 1.5" NB, all types of instruments such as pressure/thermal safety valves(other than those covered separately), fittings of all sizes i.e. flow tees, insulating joints, QOEC, elbows, reducers, tees, 'o' lets, flanges, blind flanges, spectacle blinds, spacers and blinds, tappings for pressure instruments, thermowells, hoses and hose couplings of all sizes, as applicable, sample connections, flame arrestors as applicable, vents and drains required for process and hydrotesting purposes etc.; supply & fixing of all types of gaskets (including gaskets for RTJ flanges), stud bolts and nuts of all sizes including torque tightening as applicable; carrying out non-destructive testing including radiography, magnetic particle/ liquid penetration etc. as required; hook-up with existing piping/pipeline installed by others as per drawings wherever required; weld repairs/retesting; cleaning and flushing by water/ compressed air, carrying out hydrostatic test, pneumatic test, valve functional test and any other type of testing as specified, de-pressurizing, dewatering, drying by compressed air if applicable; pre-commissioning and providing commissioning assistance for process piping and commissioning of non-process piping, if applicable; cutting of mainline and bevelling (if required), tie-in of valve assembly, including NDT of tie-in joints; excavation and filling in all types of soil including soft/hard rock for installation of piping/pipe supports; clean-up and restoration of site, preparation of as built drawings, documents and project records; transportation of surplus free issue materials to Owner's designated place(s); completing all works in all respects as per the IFC drawings, scope of work, specifications, standards and other provisions of Contract and instruction of Engineer-in-Charge. Note: 1. Installation of valves of size 2" NB and above will be paid separately as per rates covered elsewhere. Installation of above ground Carbon Steel Process Piping as per details given below: ( Pipe Size - 2 INCH, Thk/Sch - 5.54 , Material - ASTM A 106 Gr. B (CHARPY) SMLS ) | 120.00 | M |  | 1200.00 | 144000.00 | Not Quoted | Not Quoted | 3500.00 | 420000.00 | 2200.00 | 264000.00 | Not Quoted | Not Quoted | 1975.00 | 237000.00 | 1900.00 | 228000.00 | 471.00 | 56520.00 | Not Quoted | Not Quoted | Not Quoted | Not Quoted | 0.00 | 0.00 | 2000.00 | 240000.00 | 2268.00 | 272160.00 | 4000.00 | 480000.00 | 880.00 | 105600.00 | 0.00 | mastek engineering private limited
647.00 | Pipeline & Structural Works: PIPING WORKS FOR SECTIONALISING VALVE STATIONS/STATION BLOCK VALVES/ TAP - OFF/IN STATION Notes: 1. This work is exclusive of all works associated with main pipeline covered at item no P250.00.00 above. 2. All Civil/structural works except piping supports will be paid separately as per unit rate provided elsewhere. 3. All works related to approach roads & foot path will be paid separately as provided elsewhere in the Contract. 4. All others works pertaining to the Station (Architecture/ Civil/ Structural/ Electrical/ Instrumentation works etc.) shall be as per rates indicated elsewhere in the tender document. FABRICATION, ERECTION, INSTALLATION AND TESTING OF PIPING All works for installation of all above ground piping at all elevations and below ground at all depths for Sectionalizing Valve Station(s)/Station Block Valves/Tap off/In Stations as indicated in Scope document, in all type of terrain and soil including receiving and taking over of all Owner supplied materials from Owner's designated place(s) of issue, transportation including loading, unloading, handling from Owner's designated place(s) of issue to Contractor's own stock yard(s)/ work site(s)/ work shop(s) including arranging all necessary intermediate storage area(s) thereof, as required; supply of all materials (except those specified subsequently in SOR) equipment, consumables etc. as defined in Contractor's scope of supply, and their transportation to the work site(s); performing all above ground/buried piping fabrication works including cutting, edge preparation, (inclusive of grinding the edges of pipes, fittings, flanges etc. to match with the matching edges of uneven/ different thickness wherever required), fit up, bending, pre-heating wherever required, welding, threading etc.; erection of pipes of all types and thickness at all elevations; hook-up with equipment nozzles; installation and supporting of all type of valves up to size of 1.5" NB, all types of instruments such as pressure/thermal safety valves(other than those covered separately), fittings of all sizes i.e. flow tees, insulating joints, QOEC, elbows, reducers, tees, 'o' lets, flanges, blind flanges, spectacle blinds, spacers and blinds, tappings for pressure instruments, thermowells, hoses and hose couplings of all sizes, as applicable, sample connections, flame arrestors as applicable, vents and drains required for process and hydrotesting purposes etc.; supply & fixing of all types of gaskets (including gaskets for RTJ flanges), stud bolts and nuts of all sizes including torque tightening as applicable; carrying out non-destructive testing including radiography, magnetic particle/ liquid penetration etc. as required; hook-up with existing piping/pipeline installed by others as per drawings wherever required; weld repairs/retesting; cleaning and flushing by water/ compressed air, carrying out hydrostatic test, pneumatic test, valve functional test and any other type of testing as specified, de-pressurizing, dewatering, drying by compressed air if applicable; pre-commissioning and providing commissioning assistance for process piping and commissioning of non-process piping, if applicable; cutting of mainline and bevelling (if required), tie-in of valve assembly, including NDT of tie-in joints; excavation and filling in all types of soil including soft/hard rock for installation of piping/pipe supports; clean-up and restoration of site, preparation of as built drawings, documents and project records; transportation of surplus free issue materials to Owner's designated place(s); completing all works in all respects as per the IFC drawings, scope of work, specifications, standards and other provisions of Contract and instruction of Engineer-in-Charge. Note: 1. Installation of valves of size 2" NB and above will be paid separately as per rates covered elsewhere. Installation of above ground Carbon Steel Process Piping as per details given below: ( Pipe Size - 6 INCH, Thk/Sch - 10.97 , Material - ASTM A 106 Gr. B (CHARPY) SMLS ) | 96.00 | M |  | 3600.00 | 345600.00 | Not Quoted | Not Quoted | 6500.00 | 624000.00 | 6600.00 | 633600.00 | Not Quoted | Not Quoted | 5925.00 | 568800.00 | 4750.00 | 456000.00 | 1411.00 | 135456.00 | Not Quoted | Not Quoted | Not Quoted | Not Quoted | 0.00 | 0.00 | 2800.00 | 268800.00 | 5724.00 | 549504.00 | 7000.00 | 672000.00 | 2640.00 | 253440.00 | 0.00 | mastek engineering private limited
648.00 | Pipeline & Structural Works: PIPING WORKS FOR SECTIONALISING VALVE STATIONS/STATION BLOCK VALVES/ TAP - OFF/IN STATION Notes: 1. This work is exclusive of all works associated with main pipeline covered at item no P250.00.00 above. 2. All Civil/structural works except piping supports will be paid separately as per unit rate provided elsewhere. 3. All works related to approach roads & foot path will be paid separately as provided elsewhere in the Contract. 4. All others works pertaining to the Station (Architecture/ Civil/ Structural/ Electrical/ Instrumentation works etc.) shall be as per rates indicated elsewhere in the tender document. FABRICATION, ERECTION, INSTALLATION AND TESTING OF PIPING All works for installation of all above ground piping at all elevations and below ground at all depths for Sectionalizing Valve Station(s)/Station Block Valves/Tap off/In Stations as indicated in Scope document, in all type of terrain and soil including receiving and taking over of all Owner supplied materials from Owner's designated place(s) of issue, transportation including loading, unloading, handling from Owner's designated place(s) of issue to Contractor's own stock yard(s)/ work site(s)/ work shop(s) including arranging all necessary intermediate storage area(s) thereof, as required; supply of all materials (except those specified subsequently in SOR) equipment, consumables etc. as defined in Contractor's scope of supply, and their transportation to the work site(s); performing all above ground/buried piping fabrication works including cutting, edge preparation, (inclusive of grinding the edges of pipes, fittings, flanges etc. to match with the matching edges of uneven/ different thickness wherever required), fit up, bending, pre-heating wherever required, welding, threading etc.; erection of pipes of all types and thickness at all elevations; hook-up with equipment nozzles; installation and supporting of all type of valves up to size of 1.5" NB, all types of instruments such as pressure/thermal safety valves(other than those covered separately), fittings of all sizes i.e. flow tees, insulating joints, QOEC, elbows, reducers, tees, 'o' lets, flanges, blind flanges, spectacle blinds, spacers and blinds, tappings for pressure instruments, thermowells, hoses and hose couplings of all sizes, as applicable, sample connections, flame arrestors as applicable, vents and drains required for process and hydrotesting purposes etc.; supply & fixing of all types of gaskets (including gaskets for RTJ flanges), stud bolts and nuts of all sizes including torque tightening as applicable; carrying out non-destructive testing including radiography, magnetic particle/ liquid penetration etc. as required; hook-up with existing piping/pipeline installed by others as per drawings wherever required; weld repairs/retesting; cleaning and flushing by water/ compressed air, carrying out hydrostatic test, pneumatic test, valve functional test and any other type of testing as specified, de-pressurizing, dewatering, drying by compressed air if applicable; pre-commissioning and providing commissioning assistance for process piping and commissioning of non-process piping, if applicable; cutting of mainline and bevelling (if required), tie-in of valve assembly, including NDT of tie-in joints; excavation and filling in all types of soil including soft/hard rock for installation of piping/pipe supports; clean-up and restoration of site, preparation of as built drawings, documents and project records; transportation of surplus free issue materials to Owner's designated place(s); completing all works in all respects as per the IFC drawings, scope of work, specifications, standards and other provisions of Contract and instruction of Engineer-in-Charge. Note: 1. Installation of valves of size 2" NB and above will be paid separately as per rates covered elsewhere. Installation of above ground Low Temperature Carbon Steel Process Piping as per details given below: ( Pipe Size - 2 INCH, Thk/Sch - 5.54 , Material - ASTM A 333 Gr. 6 SMLS ) | 96.00 | M |  | 2000.00 | 192000.00 | Not Quoted | Not Quoted | 3500.00 | 336000.00 | 2200.00 | 211200.00 | Not Quoted | Not Quoted | 1975.00 | 189600.00 | 1900.00 | 182400.00 | 471.00 | 45216.00 | Not Quoted | Not Quoted | Not Quoted | Not Quoted | 0.00 | 0.00 | 1700.00 | 163200.00 | 2268.00 | 217728.00 | 4000.00 | 384000.00 | 880.00 | 84480.00 | 0.00 | mastek engineering private limited
649.00 | Pipeline & Structural Works: PIPING WORKS FOR SECTIONALISING VALVE STATIONS/STATION BLOCK VALVES/ TAP - OFF/IN STATION Notes: 1. This work is exclusive of all works associated with main pipeline covered at item no P250.00.00 above. 2. All Civil/structural works except piping supports will be paid separately as per unit rate provided elsewhere. 3. All works related to approach roads & foot path will be paid separately as provided elsewhere in the Contract. 4. All others works pertaining to the Station (Architecture/ Civil/ Structural/ Electrical/ Instrumentation works etc.) shall be as per rates indicated elsewhere in the tender document. FABRICATION, ERECTION, INSTALLATION AND TESTING OF PIPING All works for installation of all above ground piping at all elevations and below ground at all depths for Sectionalizing Valve Station(s)/Station Block Valves/Tap off/In Stations as indicated in Scope document, in all type of terrain and soil including receiving and taking over of all Owner supplied materials from Owner's designated place(s) of issue, transportation including loading, unloading, handling from Owner's designated place(s) of issue to Contractor's own stock yard(s)/ work site(s)/ work shop(s) including arranging all necessary intermediate storage area(s) thereof, as required; supply of all materials (except those specified subsequently in SOR) equipment, consumables etc. as defined in Contractor's scope of supply, and their transportation to the work site(s); performing all above ground/buried piping fabrication works including cutting, edge preparation, (inclusive of grinding the edges of pipes, fittings, flanges etc. to match with the matching edges of uneven/ different thickness wherever required), fit up, bending, pre-heating wherever required, welding, threading etc.; erection of pipes of all types and thickness at all elevations; hook-up with equipment nozzles; installation and supporting of all type of valves up to size of 1.5" NB, all types of instruments such as pressure/thermal safety valves(other than those covered separately), fittings of all sizes i.e. flow tees, insulating joints, QOEC, elbows, reducers, tees, 'o' lets, flanges, blind flanges, spectacle blinds, spacers and blinds, tappings for pressure instruments, thermowells, hoses and hose couplings of all sizes, as applicable, sample connections, flame arrestors as applicable, vents and drains required for process and hydrotesting purposes etc.; supply & fixing of all types of gaskets (including gaskets for RTJ flanges), stud bolts and nuts of all sizes including torque tightening as applicable; carrying out non-destructive testing including radiography, magnetic particle/ liquid penetration etc. as required; hook-up with existing piping/pipeline installed by others as per drawings wherever required; weld repairs/retesting; cleaning and flushing by water/ compressed air, carrying out hydrostatic test, pneumatic test, valve functional test and any other type of testing as specified, de-pressurizing, dewatering, drying by compressed air if applicable; pre-commissioning and providing commissioning assistance for process piping and commissioning of non-process piping, if applicable; cutting of mainline and bevelling (if required), tie-in of valve assembly, including NDT of tie-in joints; excavation and filling in all types of soil including soft/hard rock for installation of piping/pipe supports; clean-up and restoration of site, preparation of as built drawings, documents and project records; transportation of surplus free issue materials to Owner's designated place(s); completing all works in all respects as per the IFC drawings, scope of work, specifications, standards and other provisions of Contract and instruction of Engineer-in-Charge. Note: 1. Installation of valves of size 2" NB and above will be paid separately as per rates covered elsewhere. Installation of above ground Low Temperature Carbon Steel Process Piping as per details given below: ( Pipe Size - 6 INCH, Thk/Sch - 10.97 , Material - ASTM A 333 Gr. 6 SMLS ) | 120.00 | M |  | 3600.00 | 432000.00 | Not Quoted | Not Quoted | 6500.00 | 780000.00 | 6600.00 | 792000.00 | Not Quoted | Not Quoted | 5925.00 | 711000.00 | 4750.00 | 570000.00 | 1411.00 | 169320.00 | Not Quoted | Not Quoted | Not Quoted | Not Quoted | 0.00 | 0.00 | 2800.00 | 336000.00 | 5724.00 | 686880.00 | 7000.00 | 840000.00 | 2640.00 | 316800.00 | 0.00 | mastek engineering private limited
650.00 | Pipeline & Structural Works: PIPING WORKS FOR SECTIONALISING VALVE STATIONS/STATION BLOCK VALVES/ TAP - OFF/IN STATION Notes: 1. This work is exclusive of all works associated with main pipeline covered at item no P250.00.00 above. 2. All Civil/structural works except piping supports will be paid separately as per unit rate provided elsewhere. 3. All works related to approach roads & foot path will be paid separately as provided elsewhere in the Contract. 4. All others works pertaining to the Station (Architecture/ Civil/ Structural/ Electrical/ Instrumentation works etc.) shall be as per rates indicated elsewhere in the tender document. FABRICATION, ERECTION, INSTALLATION AND TESTING OF PIPING All works for installation of all above ground piping at all elevations and below ground at all depths for Sectionalizing Valve Station(s)/Station Block Valves/Tap off/In Stations as indicated in Scope document, in all type of terrain and soil including receiving and taking over of all Owner supplied materials from Owner's designated place(s) of issue, transportation including loading, unloading, handling from Owner's designated place(s) of issue to Contractor's own stock yard(s)/ work site(s)/ work shop(s) including arranging all necessary intermediate storage area(s) thereof, as required; supply of all materials (except those specified subsequently in SOR) equipment, consumables etc. as defined in Contractor's scope of supply, and their transportation to the work site(s); performing all above ground/buried piping fabrication works including cutting, edge preparation, (inclusive of grinding the edges of pipes, fittings, flanges etc. to match with the matching edges of uneven/ different thickness wherever required), fit up, bending, pre-heating wherever required, welding, threading etc.; erection of pipes of all types and thickness at all elevations; hook-up with equipment nozzles; installation and supporting of all type of valves up to size of 1.5" NB, all types of instruments such as pressure/thermal safety valves(other than those covered separately), fittings of all sizes i.e. flow tees, insulating joints, QOEC, elbows, reducers, tees, 'o' lets, flanges, blind flanges, spectacle blinds, spacers and blinds, tappings for pressure instruments, thermowells, hoses and hose couplings of all sizes, as applicable, sample connections, flame arrestors as applicable, vents and drains required for process and hydrotesting purposes etc.; supply & fixing of all types of gaskets (including gaskets for RTJ flanges), stud bolts and nuts of all sizes including torque tightening as applicable; carrying out non-destructive testing including radiography, magnetic particle/ liquid penetration etc. as required; hook-up with existing piping/pipeline installed by others as per drawings wherever required; weld repairs/retesting; cleaning and flushing by water/ compressed air, carrying out hydrostatic test, pneumatic test, valve functional test and any other type of testing as specified, de-pressurizing, dewatering, drying by compressed air if applicable; pre-commissioning and providing commissioning assistance for process piping and commissioning of non-process piping, if applicable; cutting of mainline and bevelling (if required), tie-in of valve assembly, including NDT of tie-in joints; excavation and filling in all types of soil including soft/hard rock for installation of piping/pipe supports; clean-up and restoration of site, preparation of as built drawings, documents and project records; transportation of surplus free issue materials to Owner's designated place(s); completing all works in all respects as per the IFC drawings, scope of work, specifications, standards and other provisions of Contract and instruction of Engineer-in-Charge. Note: 1. Installation of valves of size 2" NB and above will be paid separately as per rates covered elsewhere. Installation of buried Carbon Steel Process Piping as per details given below: ( Pipe Size - 6 INCH, Thk/Sch - 10.97 , Material - ASTM A 106 Gr. B (CHARPY) SMLS ) | 24.00 | M |  | 7200.00 | 172800.00 | Not Quoted | Not Quoted | 7500.00 | 180000.00 | 6600.00 | 158400.00 | Not Quoted | Not Quoted | 5925.00 | 142200.00 | 4750.00 | 114000.00 | 1411.00 | 33864.00 | Not Quoted | Not Quoted | Not Quoted | Not Quoted | 0.00 | 0.00 | 2800.00 | 67200.00 | 5724.00 | 137376.00 | 9000.00 | 216000.00 | 2640.00 | 63360.00 | 0.00 | mastek engineering private limited
651.00 | Pipeline & Structural Works: PIPING WORKS FOR SECTIONALISING VALVE STATIONS/STATION BLOCK VALVES/ TAP - OFF/IN STATION Notes: 1. This work is exclusive of all works associated with main pipeline covered at item no P250.00.00 above. 2. All Civil/structural works except piping supports will be paid separately as per unit rate provided elsewhere. 3. All works related to approach roads & foot path will be paid separately as provided elsewhere in the Contract. 4. All others works pertaining to the Station (Architecture/ Civil/ Structural/ Electrical/ Instrumentation works etc.) shall be as per rates indicated elsewhere in the tender document. FABRICATION, ERECTION, INSTALLATION AND TESTING OF PIPING All works for installation of all above ground piping at all elevations and below ground at all depths for Sectionalizing Valve Station(s)/Station Block Valves/Tap off/In Stations as indicated in Scope document, in all type of terrain and soil including receiving and taking over of all Owner supplied materials from Owner's designated place(s) of issue, transportation including loading, unloading, handling from Owner's designated place(s) of issue to Contractor's own stock yard(s)/ work site(s)/ work shop(s) including arranging all necessary intermediate storage area(s) thereof, as required; supply of all materials (except those specified subsequently in SOR) equipment, consumables etc. as defined in Contractor's scope of supply, and their transportation to the work site(s); performing all above ground/buried piping fabrication works including cutting, edge preparation, (inclusive of grinding the edges of pipes, fittings, flanges etc. to match with the matching edges of uneven/ different thickness wherever required), fit up, bending, pre-heating wherever required, welding, threading etc.; erection of pipes of all types and thickness at all elevations; hook-up with equipment nozzles; installation and supporting of all type of valves up to size of 1.5" NB, all types of instruments such as pressure/thermal safety valves(other than those covered separately), fittings of all sizes i.e. flow tees, insulating joints, QOEC, elbows, reducers, tees, 'o' lets, flanges, blind flanges, spectacle blinds, spacers and blinds, tappings for pressure instruments, thermowells, hoses and hose couplings of all sizes, as applicable, sample connections, flame arrestors as applicable, vents and drains required for process and hydrotesting purposes etc.; supply & fixing of all types of gaskets (including gaskets for RTJ flanges), stud bolts and nuts of all sizes including torque tightening as applicable; carrying out non-destructive testing including radiography, magnetic particle/ liquid penetration etc. as required; hook-up with existing piping/pipeline installed by others as per drawings wherever required; weld repairs/retesting; cleaning and flushing by water/ compressed air, carrying out hydrostatic test, pneumatic test, valve functional test and any other type of testing as specified, de-pressurizing, dewatering, drying by compressed air if applicable; pre-commissioning and providing commissioning assistance for process piping and commissioning of non-process piping, if applicable; cutting of mainline and bevelling (if required), tie-in of valve assembly, including NDT of tie-in joints; excavation and filling in all types of soil including soft/hard rock for installation of piping/pipe supports; clean-up and restoration of site, preparation of as built drawings, documents and project records; transportation of surplus free issue materials to Owner's designated place(s); completing all works in all respects as per the IFC drawings, scope of work, specifications, standards and other provisions of Contract and instruction of Engineer-in-Charge. Note: 1. Installation of valves of size 2" NB and above will be paid separately as per rates covered elsewhere. Installation of buried Carbon Steel Process Piping as per details given below: ( Pipe Size - 2 INCH, Thk/Sch - 5.54 , Material - ASTM A 106 Gr. B (CHARPY) SMLS ) | 12.00 | M |  | 1200.00 | 14400.00 | Not Quoted | Not Quoted | 4500.00 | 54000.00 | 2200.00 | 26400.00 | Not Quoted | Not Quoted | 1975.00 | 23700.00 | 1900.00 | 22800.00 | 471.00 | 5652.00 | Not Quoted | Not Quoted | Not Quoted | Not Quoted | 0.00 | 0.00 | 1700.00 | 20400.00 | 2268.00 | 27216.00 | 6000.00 | 72000.00 | 880.00 | 10560.00 | 0.00 | mastek engineering private limited
652.00 | Pipeline & Structural Works: PIPING WORKS FOR SECTIONALISING VALVE STATIONS/STATION BLOCK VALVES/ TAP - OFF/IN STATION Notes: 1. This work is exclusive of all works associated with main pipeline covered at item no P250.00.00 above. 2. All Civil/structural works except piping supports will be paid separately as per unit rate provided elsewhere. 3. All works related to approach roads & foot path will be paid separately as provided elsewhere in the Contract. 4. All others works pertaining to the Station (Architecture/ Civil/ Structural/ Electrical/ Instrumentation works etc.) shall be as per rates indicated elsewhere in the tender document. INSTALLATION OF VALVES Receiving and taking over of all Owner supplied materials from Owner's designated place(s) of issue, transportation including loading, unloading, handling from Owner's designated place(s) of issue to Contractor's own stock yard(s)/ work site(s)/ work shop(s) including arranging all necessary intermediate storage area(s) thereof, as required; supply of all materials, equipment, consumables as defined in Contractor's scope of supply and its transportation to the work site(s);installation of valves etc., supply and fixing of gaskets, bolts, studs, nuts of all sizes including torque tightening as applicable, leveling, aligning, installation and assembly of accessories, including accessories for actuators, making electrical/ pneumatic connections for such actuators, if any, by bolting/threading or welding of pipes at all elevations, testing, completing all works in all respects as per drawings, scope of work, specifications, standards, other provisions of Contract and directions of the Engineer-in-Charge. Installation of above ground Flanged Valves (Ball/Plug/Check/Gate/Globe) as per details given below: ( Valve Size - 2 INCH, Rating - 600 ) | 4.00 | NOS |  | 2400.00 | 9600.00 | Not Quoted | Not Quoted | 2500.00 | 10000.00 | 2200.00 | 8800.00 | Not Quoted | Not Quoted | 3456.00 | 13824.00 | 4750.00 | 19000.00 | 5641.00 | 22564.00 | Not Quoted | Not Quoted | Not Quoted | Not Quoted | 0.00 | 0.00 | 2500.00 | 10000.00 | 864.00 | 3456.00 | 6000.00 | 24000.00 | 3520.00 | 14080.00 | 0.00 | mastek engineering private limited
653.00 | Pipeline & Structural Works: PIPING WORKS FOR SECTIONALISING VALVE STATIONS/STATION BLOCK VALVES/ TAP - OFF/IN STATION Notes: 1. This work is exclusive of all works associated with main pipeline covered at item no P250.00.00 above. 2. All Civil/structural works except piping supports will be paid separately as per unit rate provided elsewhere. 3. All works related to approach roads & foot path will be paid separately as provided elsewhere in the Contract. 4. All others works pertaining to the Station (Architecture/ Civil/ Structural/ Electrical/ Instrumentation works etc.) shall be as per rates indicated elsewhere in the tender document. INSTALLATION OF VALVES Receiving and taking over of all Owner supplied materials from Owner's designated place(s) of issue, transportation including loading, unloading, handling from Owner's designated place(s) of issue to Contractor's own stock yard(s)/ work site(s)/ work shop(s) including arranging all necessary intermediate storage area(s) thereof, as required; supply of all materials, equipment, consumables as defined in Contractor's scope of supply and its transportation to the work site(s);installation of valves etc., supply and fixing of gaskets, bolts, studs, nuts of all sizes including torque tightening as applicable, leveling, aligning, installation and assembly of accessories, including accessories for actuators, making electrical/ pneumatic connections for such actuators, if any, by bolting/threading or welding of pipes at all elevations, testing, completing all works in all respects as per drawings, scope of work, specifications, standards, other provisions of Contract and directions of the Engineer-in-Charge. Installation of above ground Flanged Valves (Ball/Plug/Check/Gate/Globe) as per details given below: ( Valve Size - 6 INCH, Rating - 600 ) | 8.00 | NOS |  | 7200.00 | 57600.00 | Not Quoted | Not Quoted | 4500.00 | 36000.00 | 6600.00 | 52800.00 | Not Quoted | Not Quoted | 9876.00 | 79008.00 | 11400.00 | 91200.00 | 16923.00 | 135384.00 | Not Quoted | Not Quoted | Not Quoted | Not Quoted | 0.00 | 0.00 | 4500.00 | 36000.00 | 2592.00 | 20736.00 | 10000.00 | 80000.00 | 10560.00 | 84480.00 | 0.00 | mastek engineering private limited
654.00 | Pipeline & Structural Works: PIPING WORKS FOR SECTIONALISING VALVE STATIONS/STATION BLOCK VALVES/ TAP - OFF/IN STATION Notes: 1. This work is exclusive of all works associated with main pipeline covered at item no P250.00.00 above. 2. All Civil/structural works except piping supports will be paid separately as per unit rate provided elsewhere. 3. All works related to approach roads & foot path will be paid separately as provided elsewhere in the Contract. 4. All others works pertaining to the Station (Architecture/ Civil/ Structural/ Electrical/ Instrumentation works etc.) shall be as per rates indicated elsewhere in the tender document. INSTALLATION OF VALVES Receiving and taking over of all Owner supplied materials from Owner's designated place(s) of issue, transportation including loading, unloading, handling from Owner's designated place(s) of issue to Contractor's own stock yard(s)/ work site(s)/ work shop(s) including arranging all necessary intermediate storage area(s) thereof, as required; supply of all materials, equipment, consumables as defined in Contractor's scope of supply and its transportation to the work site(s);installation of valves etc., supply and fixing of gaskets, bolts, studs, nuts of all sizes including torque tightening as applicable, leveling, aligning, installation and assembly of accessories, including accessories for actuators, making electrical/ pneumatic connections for such actuators, if any, by bolting/threading or welding of pipes at all elevations, testing, completing all works in all respects as per drawings, scope of work, specifications, standards, other provisions of Contract and directions of the Engineer-in-Charge. Installation of above ground Butt Welded Valves (Ball/Plug/Check/Gate/Globe) as per details given below: ( Valve Size - 2 INCH, Rating - 600 ) | 20.00 | NOS |  | 2400.00 | 48000.00 | Not Quoted | Not Quoted | 2500.00 | 50000.00 | 2200.00 | 44000.00 | Not Quoted | Not Quoted | 3456.00 | 69120.00 | 4750.00 | 95000.00 | 5641.00 | 112820.00 | Not Quoted | Not Quoted | Not Quoted | Not Quoted | 0.00 | 0.00 | 5500.00 | 110000.00 | 3024.00 | 60480.00 | 8000.00 | 160000.00 | 3520.00 | 70400.00 | 0.00 | mastek engineering private limited
655.00 | Pipeline & Structural Works: PIPING WORKS FOR SECTIONALISING VALVE STATIONS/STATION BLOCK VALVES/ TAP - OFF/IN STATION Notes: 1. This work is exclusive of all works associated with main pipeline covered at item no P250.00.00 above. 2. All Civil/structural works except piping supports will be paid separately as per unit rate provided elsewhere. 3. All works related to approach roads & foot path will be paid separately as provided elsewhere in the Contract. 4. All others works pertaining to the Station (Architecture/ Civil/ Structural/ Electrical/ Instrumentation works etc.) shall be as per rates indicated elsewhere in the tender document. INSTALLATION OF VALVES Receiving and taking over of all Owner supplied materials from Owner's designated place(s) of issue, transportation including loading, unloading, handling from Owner's designated place(s) of issue to Contractor's own stock yard(s)/ work site(s)/ work shop(s) including arranging all necessary intermediate storage area(s) thereof, as required; supply of all materials, equipment, consumables as defined in Contractor's scope of supply and its transportation to the work site(s);installation of valves etc., supply and fixing of gaskets, bolts, studs, nuts of all sizes including torque tightening as applicable, leveling, aligning, installation and assembly of accessories, including accessories for actuators, making electrical/ pneumatic connections for such actuators, if any, by bolting/threading or welding of pipes at all elevations, testing, completing all works in all respects as per drawings, scope of work, specifications, standards, other provisions of Contract and directions of the Engineer-in-Charge. Installation of above ground Butt Welded Valves (Ball/Plug/Check/Gate/Globe) as per details given below: ( Valve Size - 10 INCH, Rating - 600 ) | 4.00 | NOS |  | 12000.00 | 48000.00 | Not Quoted | Not Quoted | 6500.00 | 26000.00 | 11000.00 | 44000.00 | Not Quoted | Not Quoted | 24689.00 | 98756.00 | 23750.00 | 95000.00 | 28205.00 | 112820.00 | Not Quoted | Not Quoted | Not Quoted | Not Quoted | 0.00 | 0.00 | 10000.00 | 40000.00 | 15120.00 | 60480.00 | 13000.00 | 52000.00 | 35200.00 | 140800.00 | 0.00 | mastek engineering private limited
656.00 | Pipeline & Structural Works: PIPING WORKS FOR SECTIONALISING VALVE STATIONS/STATION BLOCK VALVES/ TAP - OFF/IN STATION Notes: 1. This work is exclusive of all works associated with main pipeline covered at item no P250.00.00 above. 2. All Civil/structural works except piping supports will be paid separately as per unit rate provided elsewhere. 3. All works related to approach roads & foot path will be paid separately as provided elsewhere in the Contract. 4. All others works pertaining to the Station (Architecture/ Civil/ Structural/ Electrical/ Instrumentation works etc.) shall be as per rates indicated elsewhere in the tender document. INSTALLATION OF VALVES Receiving and taking over of all Owner supplied materials from Owner's designated place(s) of issue, transportation including loading, unloading, handling from Owner's designated place(s) of issue to Contractor's own stock yard(s)/ work site(s)/ work shop(s) including arranging all necessary intermediate storage area(s) thereof, as required; supply of all materials, equipment, consumables as defined in Contractor's scope of supply and its transportation to the work site(s);installation of valves etc., supply and fixing of gaskets, bolts, studs, nuts of all sizes including torque tightening as applicable, leveling, aligning, installation and assembly of accessories, including accessories for actuators, making electrical/ pneumatic connections for such actuators, if any, by bolting/threading or welding of pipes at all elevations, testing, completing all works in all respects as per drawings, scope of work, specifications, standards, other provisions of Contract and directions of the Engineer-in-Charge. Installation of buried Stem Extended Butt Welded Valves (Ball/Plug/Gate/Globe) as per details given below: ( Valve Size - 6 INCH, Rating - 600 ) | 12.00 | NOS |  | 14400.00 | 172800.00 | Not Quoted | Not Quoted | 8500.00 | 102000.00 | 6600.00 | 79200.00 | Not Quoted | Not Quoted | 9876.00 | 118512.00 | 11400.00 | 136800.00 | 16923.00 | 203076.00 | Not Quoted | Not Quoted | Not Quoted | Not Quoted | 0.00 | 0.00 | 5500.00 | 66000.00 | 9072.00 | 108864.00 | 8000.00 | 96000.00 | 10560.00 | 126720.00 | 0.00 | mastek engineering private limited
657.00 | Pipeline & Structural Works: PIPING WORKS FOR SECTIONALISING VALVE STATIONS/STATION BLOCK VALVES/ TAP - OFF/IN STATION Notes: 1. This work is exclusive of all works associated with main pipeline covered at item no P250.00.00 above. 2. All Civil/structural works except piping supports will be paid separately as per unit rate provided elsewhere. 3. All works related to approach roads & foot path will be paid separately as provided elsewhere in the Contract. 4. All others works pertaining to the Station (Architecture/ Civil/ Structural/ Electrical/ Instrumentation works etc.) shall be as per rates indicated elsewhere in the tender document. INSTALLATION OF VALVES Receiving and taking over of all Owner supplied materials from Owner's designated place(s) of issue, transportation including loading, unloading, handling from Owner's designated place(s) of issue to Contractor's own stock yard(s)/ work site(s)/ work shop(s) including arranging all necessary intermediate storage area(s) thereof, as required; supply of all materials, equipment, consumables as defined in Contractor's scope of supply and its transportation to the work site(s);installation of valves etc., supply and fixing of gaskets, bolts, studs, nuts of all sizes including torque tightening as applicable, leveling, aligning, installation and assembly of accessories, including accessories for actuators, making electrical/ pneumatic connections for such actuators, if any, by bolting/threading or welding of pipes at all elevations, testing, completing all works in all respects as per drawings, scope of work, specifications, standards, other provisions of Contract and directions of the Engineer-in-Charge. Installation of buried stem extended Motor Operated/Actuated Butt Welded Valves (Ball/Plug//Gate/Globe) as per details given below: ( Valve Size - 18 INCH, Rating - 600 ) - Tag Nos.: 011-SV-40/41/42/43 | 4.00 | NOS |  | 72000.00 | 288000.00 | Not Quoted | Not Quoted | 22000.00 | 88000.00 | 39600.00 | 158400.00 | Not Quoted | Not Quoted | 49378.00 | 197512.00 | 38000.00 | 152000.00 | 50769.00 | 203076.00 | Not Quoted | Not Quoted | Not Quoted | Not Quoted | 0.00 | 0.00 | 15000.00 | 60000.00 | 27216.00 | 108864.00 | 18000.00 | 72000.00 | 440000.00 | 1760000.00 | 0.00 | mastek engineering private limited
658.00 | Pipeline & Structural Works: PIPING WORKS FOR SECTIONALISING VALVE STATIONS/STATION BLOCK VALVES/ TAP - OFF/IN STATION Notes: 1. This work is exclusive of all works associated with main pipeline covered at item no P250.00.00 above. 2. All Civil/structural works except piping supports will be paid separately as per unit rate provided elsewhere. 3. All works related to approach roads & foot path will be paid separately as provided elsewhere in the Contract. 4. All others works pertaining to the Station (Architecture/ Civil/ Structural/ Electrical/ Instrumentation works etc.) shall be as per rates indicated elsewhere in the tender document. PIPE SUPPORTS Supply of all materials required for fabrication of pipe supports & special supports including supply of bolts, nuts, washers, U Clamps, Wooden Blocks etc as mentioned in the drawing/ standards and as defined in scope of work document, fabrication and erection of pipe/ equipment supports (for all sizes/ thickness) including shoes, pipes, cradles, turn buckles, T-posts for all types of guides, anchors, special supports for pipes etc. if applicable, all necessary equipment, consumables, labour etc. for completing all works, supply and application of paints and primers suitable for painting environment as defined in contract document and as per standard specification for Surface preparation and protective coating and completing the work as per drawings, scope of work, specifications, standards, other provisions of Contract and instruction of Engineer-in-Charge. CS Structural Steel | 1.00 | MT |  | 120000.00 | 120000.00 | Not Quoted | Not Quoted | 125000.00 | 125000.00 | 110000.00 | 110000.00 | Not Quoted | Not Quoted | 133319.00 | 133319.00 | 142500.00 | 142500.00 | 23504.00 | 23504.00 | Not Quoted | Not Quoted | Not Quoted | Not Quoted | 0.00 | 0.00 | 125000.00 | 125000.00 | 102600.00 | 102600.00 | 125000.00 | 125000.00 | 132000.00 | 132000.00 | 0.00 | mastek engineering private limited
659.00 | Pipeline & Structural Works: PIPING WORKS FOR SECTIONALISING VALVE STATIONS/STATION BLOCK VALVES/ TAP - OFF/IN STATION Notes: 1. This work is exclusive of all works associated with main pipeline covered at item no P250.00.00 above. 2. All Civil/structural works except piping supports will be paid separately as per unit rate provided elsewhere. 3. All works related to approach roads & foot path will be paid separately as provided elsewhere in the Contract. 4. All others works pertaining to the Station (Architecture/ Civil/ Structural/ Electrical/ Instrumentation works etc.) shall be as per rates indicated elsewhere in the tender document. PIPE SUPPORTS Supply of all materials required for fabrication of pipe supports & special supports including supply of bolts, nuts, washers, U Clamps, Wooden Blocks etc as mentioned in the drawing/ standards and as defined in scope of work document, fabrication and erection of pipe/ equipment supports (for all sizes/ thickness) including shoes, pipes, cradles, turn buckles, T-posts for all types of guides, anchors, special supports for pipes etc. if applicable, all necessary equipment, consumables, labour etc. for completing all works, supply and application of paints and primers suitable for painting environment as defined in contract document and as per standard specification for Surface preparation and protective coating and completing the work as per drawings, scope of work, specifications, standards, other provisions of Contract and instruction of Engineer-in-Charge. Stainless Steel | .20 | MT |  | 200000.00 | 40000.00 | Not Quoted | Not Quoted | 125000.00 | 25000.00 | 220000.00 | 44000.00 | Not Quoted | Not Quoted | 296265.00 | 59253.00 | 142500.00 | 28500.00 | 23500.00 | 4700.00 | Not Quoted | Not Quoted | Not Quoted | Not Quoted | 0.00 | 0.00 | 165000.00 | 33000.00 | 918000.00 | 183600.00 | 125000.00 | 25000.00 | 396000.00 | 79200.00 | 0.00 | mastek engineering private limited
660.00 | Pipeline & Structural Works: PIPING WORKS FOR SECTIONALISING VALVE STATIONS/STATION BLOCK VALVES/ TAP - OFF/IN STATION Notes: 1. This work is exclusive of all works associated with main pipeline covered at item no P250.00.00 above. 2. All Civil/structural works except piping supports will be paid separately as per unit rate provided elsewhere. 3. All works related to approach roads & foot path will be paid separately as provided elsewhere in the Contract. 4. All others works pertaining to the Station (Architecture/ Civil/ Structural/ Electrical/ Instrumentation works etc.) shall be as per rates indicated elsewhere in the tender document. PAINTING Supply of paints, solvents and primers, preparation of surfaces and application of primer and finish paints suitable for painting environment and pipe sizes as defined below as per standard specification for surface preparation and protective coating, identification, lettering/ numbering, colour coding etc. as specified including rub down and touch up of shop primer or scrapping of shop primer wherever required and providing scaffolding for all heights, labour, materials, tools and tackles, consumables, supervision etc. to complete the work in all respect as per drawings, scope of work, specifications, standards and instruction of Engineer-in-Charge, Painting of all above ground piping including all fittings, valves, flanges, piping system etc. including colour bands as required with paints and primers suitable for environment. Pipes as detailed below : ( Pipe Size - 2 INCH, Painting Environment - Normal Corrosive ) | 216.00 | M |  | 352.00 | 76032.00 | Not Quoted | Not Quoted | 425.00 | 91800.00 | 260.00 | 56160.00 | Not Quoted | Not Quoted | 296.00 | 63936.00 | 285.00 | 61560.00 | 256.00 | 55296.00 | Not Quoted | Not Quoted | Not Quoted | Not Quoted | 0.00 | 0.00 | 250.00 | 54000.00 | 259.00 | 55944.00 | 800.00 | 172800.00 | 264.00 | 57024.00 | 0.00 | mastek engineering private limited
661.00 | Pipeline & Structural Works: PIPING WORKS FOR SECTIONALISING VALVE STATIONS/STATION BLOCK VALVES/ TAP - OFF/IN STATION Notes: 1. This work is exclusive of all works associated with main pipeline covered at item no P250.00.00 above. 2. All Civil/structural works except piping supports will be paid separately as per unit rate provided elsewhere. 3. All works related to approach roads & foot path will be paid separately as provided elsewhere in the Contract. 4. All others works pertaining to the Station (Architecture/ Civil/ Structural/ Electrical/ Instrumentation works etc.) shall be as per rates indicated elsewhere in the tender document. PAINTING Supply of paints, solvents and primers, preparation of surfaces and application of primer and finish paints suitable for painting environment and pipe sizes as defined below as per standard specification for surface preparation and protective coating, identification, lettering/ numbering, colour coding etc. as specified including rub down and touch up of shop primer or scrapping of shop primer wherever required and providing scaffolding for all heights, labour, materials, tools and tackles, consumables, supervision etc. to complete the work in all respect as per drawings, scope of work, specifications, standards and instruction of Engineer-in-Charge, Painting of all above ground piping including all fittings, valves, flanges, piping system etc. including colour bands as required with paints and primers suitable for environment. Pipes as detailed below : ( Pipe Size - .75 INCH, Painting Environment - Normal Corrosive ) | 96.00 | M |  | 140.00 | 13440.00 | Not Quoted | Not Quoted | 525.00 | 50400.00 | 105.00 | 10080.00 | Not Quoted | Not Quoted | 296.00 | 28416.00 | 190.00 | 18240.00 | 96.00 | 9216.00 | Not Quoted | Not Quoted | Not Quoted | Not Quoted | 0.00 | 0.00 | 150.00 | 14400.00 | 76.00 | 7296.00 | 800.00 | 76800.00 | 132.00 | 12672.00 | 0.00 | mastek engineering private limited
662.00 | Pipeline & Structural Works: PIPING WORKS FOR SECTIONALISING VALVE STATIONS/STATION BLOCK VALVES/ TAP - OFF/IN STATION Notes: 1. This work is exclusive of all works associated with main pipeline covered at item no P250.00.00 above. 2. All Civil/structural works except piping supports will be paid separately as per unit rate provided elsewhere. 3. All works related to approach roads & foot path will be paid separately as provided elsewhere in the Contract. 4. All others works pertaining to the Station (Architecture/ Civil/ Structural/ Electrical/ Instrumentation works etc.) shall be as per rates indicated elsewhere in the tender document. PAINTING Supply of paints, solvents and primers, preparation of surfaces and application of primer and finish paints suitable for painting environment and pipe sizes as defined below as per standard specification for surface preparation and protective coating, identification, lettering/ numbering, colour coding etc. as specified including rub down and touch up of shop primer or scrapping of shop primer wherever required and providing scaffolding for all heights, labour, materials, tools and tackles, consumables, supervision etc. to complete the work in all respect as per drawings, scope of work, specifications, standards and instruction of Engineer-in-Charge, Painting of all above ground piping including all fittings, valves, flanges, piping system etc. including colour bands as required with paints and primers suitable for environment. Pipes as detailed below : ( Pipe Size - 10 INCH, Painting Environment - Normal Corrosive ) | 48.00 | M |  | 2000.00 | 96000.00 | Not Quoted | Not Quoted | 825.00 | 39600.00 | 1113.00 | 53424.00 | Not Quoted | Not Quoted | 1185.00 | 56880.00 | 950.00 | 45600.00 | 1273.00 | 61104.00 | Not Quoted | Not Quoted | Not Quoted | Not Quoted | 0.00 | 0.00 | 750.00 | 36000.00 | 1048.00 | 50304.00 | 1400.00 | 67200.00 | 1408.00 | 67584.00 | 0.00 | mastek engineering private limited
663.00 | Pipeline & Structural Works: PIPING WORKS FOR SECTIONALISING VALVE STATIONS/STATION BLOCK VALVES/ TAP - OFF/IN STATION Notes: 1. This work is exclusive of all works associated with main pipeline covered at item no P250.00.00 above. 2. All Civil/structural works except piping supports will be paid separately as per unit rate provided elsewhere. 3. All works related to approach roads & foot path will be paid separately as provided elsewhere in the Contract. 4. All others works pertaining to the Station (Architecture/ Civil/ Structural/ Electrical/ Instrumentation works etc.) shall be as per rates indicated elsewhere in the tender document. PAINTING Supply of paints, solvents and primers, preparation of surfaces and application of primer and finish paints suitable for painting environment and pipe sizes as defined below as per standard specification for surface preparation and protective coating, identification, lettering/ numbering, colour coding etc. as specified including rub down and touch up of shop primer or scrapping of shop primer wherever required and providing scaffolding for all heights, labour, materials, tools and tackles, consumables, supervision etc. to complete the work in all respect as per drawings, scope of work, specifications, standards and instruction of Engineer-in-Charge, Painting of all above ground piping including all fittings, valves, flanges, piping system etc. including colour bands as required with paints and primers suitable for environment. Pipes as detailed below : ( Pipe Size - 6 INCH, Painting Environment - Normal Corrosive ) | 216.00 | M |  | 1064.00 | 229824.00 | Not Quoted | Not Quoted | 725.00 | 156600.00 | 686.00 | 148176.00 | Not Quoted | Not Quoted | 691.00 | 149256.00 | 713.00 | 154008.00 | 764.00 | 165024.00 | Not Quoted | Not Quoted | Not Quoted | Not Quoted | 0.00 | 0.00 | 500.00 | 108000.00 | 648.00 | 139968.00 | 1200.00 | 259200.00 | 792.00 | 171072.00 | 0.00 | mastek engineering private limited
664.00 | Pipeline & Structural Works: PIPING WORKS FOR SECTIONALISING VALVE STATIONS/STATION BLOCK VALVES/ TAP - OFF/IN STATION Notes: 1. This work is exclusive of all works associated with main pipeline covered at item no P250.00.00 above. 2. All Civil/structural works except piping supports will be paid separately as per unit rate provided elsewhere. 3. All works related to approach roads & foot path will be paid separately as provided elsewhere in the Contract. 4. All others works pertaining to the Station (Architecture/ Civil/ Structural/ Electrical/ Instrumentation works etc.) shall be as per rates indicated elsewhere in the tender document. PAINTING Supply of paints, solvents and primers, preparation of surfaces and application of primer and finish paints suitable for painting environment and pipe sizes as defined below as per standard specification for surface preparation and protective coating, identification, lettering/ numbering, colour coding etc. as specified including rub down and touch up of shop primer or scrapping of shop primer wherever required and providing scaffolding for all heights, labour, materials, tools and tackles, consumables, supervision etc. to complete the work in all respect as per drawings, scope of work, specifications, standards and instruction of Engineer-in-Charge, Painting of all above ground piping including all fittings, valves, flanges, piping system etc. including colour bands as required with paints and primers suitable for environment. Coating of buried piping including all fittings, valves, flanges, etc. ( Pipe Size - 2 INCH, Painting Environment - Normal Corrosive ) | 12.00 | M |  | 352.00 | 4224.00 | Not Quoted | Not Quoted | 425.00 | 5100.00 | 260.00 | 3120.00 | Not Quoted | Not Quoted | 296.00 | 3552.00 | 380.00 | 4560.00 | 256.00 | 3072.00 | Not Quoted | Not Quoted | Not Quoted | Not Quoted | 0.00 | 0.00 | 250.00 | 3000.00 | 259.00 | 3108.00 | 800.00 | 9600.00 | 264.00 | 3168.00 | 0.00 | mastek engineering private limited
665.00 | Pipeline & Structural Works: PIPING WORKS FOR SECTIONALISING VALVE STATIONS/STATION BLOCK VALVES/ TAP - OFF/IN STATION Notes: 1. This work is exclusive of all works associated with main pipeline covered at item no P250.00.00 above. 2. All Civil/structural works except piping supports will be paid separately as per unit rate provided elsewhere. 3. All works related to approach roads & foot path will be paid separately as provided elsewhere in the Contract. 4. All others works pertaining to the Station (Architecture/ Civil/ Structural/ Electrical/ Instrumentation works etc.) shall be as per rates indicated elsewhere in the tender document. PAINTING Supply of paints, solvents and primers, preparation of surfaces and application of primer and finish paints suitable for painting environment and pipe sizes as defined below as per standard specification for surface preparation and protective coating, identification, lettering/ numbering, colour coding etc. as specified including rub down and touch up of shop primer or scrapping of shop primer wherever required and providing scaffolding for all heights, labour, materials, tools and tackles, consumables, supervision etc. to complete the work in all respect as per drawings, scope of work, specifications, standards and instruction of Engineer-in-Charge, Painting of all above ground piping including all fittings, valves, flanges, piping system etc. including colour bands as required with paints and primers suitable for environment. Coating of buried piping including all fittings, valves, flanges, etc. ( Pipe Size - 6 INCH, Painting Environment - Normal Corrosive ) | 24.00 | M |  | 1064.00 | 25536.00 | Not Quoted | Not Quoted | 625.00 | 15000.00 | 686.00 | 16464.00 | Not Quoted | Not Quoted | 691.00 | 16584.00 | 713.00 | 17112.00 | 764.00 | 18336.00 | Not Quoted | Not Quoted | Not Quoted | Not Quoted | 0.00 | 0.00 | 600.00 | 14400.00 | 648.00 | 15552.00 | 800.00 | 19200.00 | 792.00 | 19008.00 | 0.00 | mastek engineering private limited
666.00 | Pipeline & Structural Works: PIPING WORKS FOR SECTIONALISING VALVE STATIONS/STATION BLOCK VALVES/ TAP - OFF/IN STATION Notes: 1. This work is exclusive of all works associated with main pipeline covered at item no P250.00.00 above. 2. All Civil/structural works except piping supports will be paid separately as per unit rate provided elsewhere. 3. All works related to approach roads & foot path will be paid separately as provided elsewhere in the Contract. 4. All others works pertaining to the Station (Architecture/ Civil/ Structural/ Electrical/ Instrumentation works etc.) shall be as per rates indicated elsewhere in the tender document. RADIOGRAPHY Performance of radiographic inspection of piping of all types, sizes, thickness including providing or hiring of all necessary equipment, supply of all consumables including radiographic films and all requirements even though not expressly mentioned but required to perform the work as per specification, scope of work, standard and instructions of Engineer-in-Charge. Pipes as detailed below: ( Pipe Size - 2 INCH ) | 76.00 | NOS |  | 400.00 | 30400.00 | Not Quoted | Not Quoted | 1200.00 | 91200.00 | 4070.00 | 309320.00 | Not Quoted | Not Quoted | 494.00 | 37544.00 | 285.00 | 21660.00 | 471.00 | 35796.00 | Not Quoted | Not Quoted | Not Quoted | Not Quoted | 0.00 | 0.00 | 1200.00 | 91200.00 | 297.00 | 22572.00 | 500.00 | 38000.00 | 440.00 | 33440.00 | 0.00 | mastek engineering private limited
667.00 | Pipeline & Structural Works: PIPING WORKS FOR SECTIONALISING VALVE STATIONS/STATION BLOCK VALVES/ TAP - OFF/IN STATION Notes: 1. This work is exclusive of all works associated with main pipeline covered at item no P250.00.00 above. 2. All Civil/structural works except piping supports will be paid separately as per unit rate provided elsewhere. 3. All works related to approach roads & foot path will be paid separately as provided elsewhere in the Contract. 4. All others works pertaining to the Station (Architecture/ Civil/ Structural/ Electrical/ Instrumentation works etc.) shall be as per rates indicated elsewhere in the tender document. RADIOGRAPHY Performance of radiographic inspection of piping of all types, sizes, thickness including providing or hiring of all necessary equipment, supply of all consumables including radiographic films and all requirements even though not expressly mentioned but required to perform the work as per specification, scope of work, standard and instructions of Engineer-in-Charge. Pipes as detailed below: ( Pipe Size - 6 INCH ) | 70.00 | NOS |  | 840.00 | 58800.00 | Not Quoted | Not Quoted | 3500.00 | 245000.00 | 5429.00 | 380030.00 | Not Quoted | Not Quoted | 1185.00 | 82950.00 | 713.00 | 49910.00 | 1411.00 | 98770.00 | Not Quoted | Not Quoted | Not Quoted | Not Quoted | 0.00 | 0.00 | 1600.00 | 112000.00 | 724.00 | 50680.00 | 800.00 | 56000.00 | 1320.00 | 92400.00 | 0.00 | mastek engineering private limited
668.00 | Pipeline & Structural Works: PIPING WORKS FOR SECTIONALISING VALVE STATIONS/STATION BLOCK VALVES/ TAP - OFF/IN STATION Notes: 1. This work is exclusive of all works associated with main pipeline covered at item no P250.00.00 above. 2. All Civil/structural works except piping supports will be paid separately as per unit rate provided elsewhere. 3. All works related to approach roads & foot path will be paid separately as provided elsewhere in the Contract. 4. All others works pertaining to the Station (Architecture/ Civil/ Structural/ Electrical/ Instrumentation works etc.) shall be as per rates indicated elsewhere in the tender document. RADIOGRAPHY Performance of radiographic inspection of piping of all types, sizes, thickness including providing or hiring of all necessary equipment, supply of all consumables including radiographic films and all requirements even though not expressly mentioned but required to perform the work as per specification, scope of work, standard and instructions of Engineer-in-Charge. Pipes as detailed below: ( Pipe Size - .75 INCH ) | 32.00 | NOS |  | 400.00 | 12800.00 | Not Quoted | Not Quoted | 650.00 | 20800.00 | 4070.00 | 130240.00 | Not Quoted | Not Quoted | 395.00 | 12640.00 | 190.00 | 6080.00 | 177.00 | 5664.00 | Not Quoted | Not Quoted | Not Quoted | Not Quoted | 0.00 | 0.00 | 1000.00 | 32000.00 | 81.00 | 2592.00 | 500.00 | 16000.00 | 264.00 | 8448.00 | 0.00 | mastek engineering private limited
669.00 | Pipeline & Structural Works: PIPING WORKS FOR SECTIONALISING VALVE STATIONS/STATION BLOCK VALVES/ TAP - OFF/IN STATION Notes: 1. This work is exclusive of all works associated with main pipeline covered at item no P250.00.00 above. 2. All Civil/structural works except piping supports will be paid separately as per unit rate provided elsewhere. 3. All works related to approach roads & foot path will be paid separately as provided elsewhere in the Contract. 4. All others works pertaining to the Station (Architecture/ Civil/ Structural/ Electrical/ Instrumentation works etc.) shall be as per rates indicated elsewhere in the tender document. RADIOGRAPHY Performance of radiographic inspection of piping of all types, sizes, thickness including providing or hiring of all necessary equipment, supply of all consumables including radiographic films and all requirements even though not expressly mentioned but required to perform the work as per specification, scope of work, standard and instructions of Engineer-in-Charge. Pipes as detailed below: ( Pipe Size - 10 INCH ) | 8.00 | NOS |  | 1400.00 | 11200.00 | Not Quoted | Not Quoted | 2200.00 | 17600.00 | 5742.00 | 45936.00 | Not Quoted | Not Quoted | 1975.00 | 15800.00 | 950.00 | 7600.00 | 2351.00 | 18808.00 | Not Quoted | Not Quoted | Not Quoted | Not Quoted | 0.00 | 0.00 | 4000.00 | 32000.00 | 1161.00 | 9288.00 | 1500.00 | 12000.00 | 2200.00 | 17600.00 | 0.00 | mastek engineering private limited
670.00 | Pipeline & Structural Works: SUPPLY OF PIPELINE/ PIPING ITEMS Supply, procurement and transportation to worksite(s)/workshop(s) including loading, unloading and handling for the following materials to be supplied by Contractor as per the requirement of PMS, data-sheets, scope of work, specifications, standards, instructions of Owner/ Engineer-in-Charge and other provisions of Contract. VALVES Supply of Plug Valves as per details below: ( Valve Size - .75 INCH, Rating - 800 , Ends - SW , Standard - 6-44-0052 , Data Sheet No. - B398-000-83-41-DS-0040 ) | 28.00 | NOS |  | 15718.00 | 440104.00 | Not Quoted | Not Quoted | 45000.00 | 1260000.00 | 62872.00 | 1760416.00 | Not Quoted | Not Quoted | 21726.00 | 608328.00 | 14250.00 | 399000.00 | 19286.00 | 540008.00 | Not Quoted | Not Quoted | Not Quoted | Not Quoted | 0.00 | 0.00 | 12000.00 | 336000.00 | 57769.00 | 1617532.00 | 28000.00 | 784000.00 | 23760.00 | 665280.00 | 0.00 | mastek engineering private limited
671.00 | Pipeline & Structural Works: SUPPLY OF PIPELINE/ PIPING ITEMS Supply, procurement and transportation to worksite(s)/workshop(s) including loading, unloading and handling for the following materials to be supplied by Contractor as per the requirement of PMS, data-sheets, scope of work, specifications, standards, instructions of Owner/ Engineer-in-Charge and other provisions of Contract. VALVES Supply of Plug Valves as per details below: ( Valve Size - 2 INCH, Rating - 600 , Ends - BW , Standard - 6-71-0016 , Data Sheet No. - B398-000-83-41-DS-0031 ) | 14.00 | NOS |  | 20886.00 | 292404.00 | Not Quoted | Not Quoted | 95000.00 | 1330000.00 | 108211.00 | 1514954.00 | Not Quoted | Not Quoted | 69129.00 | 967806.00 | 39900.00 | 558600.00 | 37707.00 | 527898.00 | Not Quoted | Not Quoted | Not Quoted | Not Quoted | 0.00 | 0.00 | 22000.00 | 308000.00 | 99425.00 | 1391950.00 | 100000.00 | 1400000.00 | 32560.00 | 455840.00 | 0.00 | mastek engineering private limited
672.00 | Pipeline & Structural Works: SUPPLY OF PIPELINE/ PIPING ITEMS Supply, procurement and transportation to worksite(s)/workshop(s) including loading, unloading and handling for the following materials to be supplied by Contractor as per the requirement of PMS, data-sheets, scope of work, specifications, standards, instructions of Owner/ Engineer-in-Charge and other provisions of Contract. VALVES Supply of Plug Valves as per details below: ( Valve Size - 2 INCH, Rating - 600 , Ends - FL , Standard - 6-71-0016 , Data Sheet No. - B398-000-83-41-DS-00334 ) - Datasheet no. shall be read as DS-34 instead of DS-334. All other details are unchanged. | 6.00 | NOS |  | 30000.00 | 180000.00 | Not Quoted | Not Quoted | 95000.00 | 570000.00 | 114924.00 | 689544.00 | Not Quoted | Not Quoted | 69129.00 | 414774.00 | 39900.00 | 239400.00 | 47990.00 | 287940.00 | Not Quoted | Not Quoted | Not Quoted | Not Quoted | 0.00 | 0.00 | 32000.00 | 192000.00 | 105592.00 | 633552.00 | 80000.00 | 480000.00 | 42240.00 | 253440.00 | 0.00 | mastek engineering private limited
673.00 | Pipeline & Structural Works: SUPPLY OF PIPELINE/ PIPING ITEMS Supply, procurement and transportation to worksite(s)/workshop(s) including loading, unloading and handling for the following materials to be supplied by Contractor as per the requirement of PMS, data-sheets, scope of work, specifications, standards, instructions of Owner/ Engineer-in-Charge and other provisions of Contract. VALVES Supply of Plug Valves as per details below: ( Valve Size - 4 INCH, Rating - 600 , Ends - BW , Standard - 6-71-0016 , Data Sheet No. - B398-000-83-41-DS-00331 ) - Datasheet no. shall be read as DS-31 instead of DS-331. All other details are unchanged. | 1.00 | NOS |  | 76606.00 | 76606.00 | Not Quoted | Not Quoted | 120000.00 | 120000.00 | 198519.00 | 198519.00 | Not Quoted | Not Quoted | 172822.00 | 172822.00 | 66500.00 | 66500.00 | 97540.00 | 97540.00 | Not Quoted | Not Quoted | Not Quoted | Not Quoted | 0.00 | 0.00 | 55000.00 | 55000.00 | 182390.00 | 182390.00 | 225000.00 | 225000.00 | 76560.00 | 76560.00 | 0.00 | mastek engineering private limited
674.00 | Pipeline & Structural Works: SUPPLY OF PIPELINE/ PIPING ITEMS Supply, procurement and transportation to worksite(s)/workshop(s) including loading, unloading and handling for the following materials to be supplied by Contractor as per the requirement of PMS, data-sheets, scope of work, specifications, standards, instructions of Owner/ Engineer-in-Charge and other provisions of Contract. VALVES Supply of Check Valves as per details below: ( Valve Size - 18 INCH, Rating - 600 , Ends - FL , Standard - 6-71-0017 , Data Sheet No. - B398-000-83-41-DS-0041 ) | 4.00 | NOS |  | 260000.00 | 1040000.00 | Not Quoted | Not Quoted | 2000000.00 | 8000000.00 | 1314639.00 | 5258556.00 | Not Quoted | Not Quoted | 1100000.00 | 4400000.00 | 1425000.00 | 5700000.00 | 319420.00 | 1277680.00 | Not Quoted | Not Quoted | Not Quoted | Not Quoted | 0.00 | 0.00 | 750000.00 | 3000000.00 | 1419466.00 | 5677864.00 | 1800000.00 | 7200000.00 | 1000000.00 | 4000000.00 | 0.00 | mastek engineering private limited
675.00 | Pipeline & Structural Works: SUPPLY OF PIPELINE/ PIPING ITEMS Supply, procurement and transportation to worksite(s)/workshop(s) including loading, unloading and handling for the following materials to be supplied by Contractor as per the requirement of PMS, data-sheets, scope of work, specifications, standards, instructions of Owner/ Engineer-in-Charge and other provisions of Contract. VALVES Supply of Ball Valves as per details below: ( Valve Size - .75 INCH, Rating - 800 , Ends - SW , Standard - 6-44-0052 , Data Sheet No. - B398-000-83-41-DS-0030 ) - Datasheet no. shall be read as DS-25 instead of DS-30. All other details are unchanged. | 14.00 | NOS |  | 4160.00 | 58240.00 | Not Quoted | Not Quoted | 9100.00 | 127400.00 | 17544.00 | 245616.00 | Not Quoted | Not Quoted | 7900.00 | 110600.00 | 6175.00 | 86450.00 | 6448.00 | 90272.00 | Not Quoted | Not Quoted | Not Quoted | Not Quoted | 0.00 | 0.00 | 9000.00 | 126000.00 | 8100.00 | 113400.00 | 3800.00 | 53200.00 | 16720.00 | 234080.00 | 0.00 | mastek engineering private limited
676.00 | Pipeline & Structural Works: SUPPLY OF PIPELINE/ PIPING ITEMS Supply, procurement and transportation to worksite(s)/workshop(s) including loading, unloading and handling for the following materials to be supplied by Contractor as per the requirement of PMS, data-sheets, scope of work, specifications, standards, instructions of Owner/ Engineer-in-Charge and other provisions of Contract. VALVES Supply of Ball Valves as per details below: ( Valve Size - 2 INCH, Rating - 600 , Ends - BW , Standard - 6-71-0014 , Data Sheet No. - B398-000-83-41-DS-0020 ) | 8.00 | NOS |  | 48000.00 | 384000.00 | Not Quoted | Not Quoted | 57000.00 | 456000.00 | 29267.00 | 234136.00 | Not Quoted | Not Quoted | 50365.00 | 402920.00 | 39900.00 | 319200.00 | 60628.00 | 485024.00 | Not Quoted | Not Quoted | Not Quoted | Not Quoted | 0.00 | 0.00 | 32000.00 | 256000.00 | 52099.00 | 416792.00 | 42000.00 | 336000.00 | 72160.00 | 577280.00 | 0.00 | mastek engineering private limited
677.00 | Pipeline & Structural Works: SUPPLY OF PIPELINE/ PIPING ITEMS Supply, procurement and transportation to worksite(s)/workshop(s) including loading, unloading and handling for the following materials to be supplied by Contractor as per the requirement of PMS, data-sheets, scope of work, specifications, standards, instructions of Owner/ Engineer-in-Charge and other provisions of Contract. VALVES Supply of Ball Valves as per details below: ( Valve Size - 2 INCH, Rating - 600 , Ends - FL , Standard - 6-71-0014 , Data Sheet No. - B398-000-83-41-DS-0022 ) | 15.00 | NOS |  | 48000.00 | 720000.00 | Not Quoted | Not Quoted | 55000.00 | 825000.00 | 30003.00 | 450045.00 | Not Quoted | Not Quoted | 46415.00 | 696225.00 | 66500.00 | 997500.00 | 65375.00 | 980625.00 | Not Quoted | Not Quoted | Not Quoted | Not Quoted | 0.00 | 0.00 | 35000.00 | 525000.00 | 47466.00 | 711990.00 | 36500.00 | 547500.00 | 41360.00 | 620400.00 | 0.00 | mastek engineering private limited
678.00 | Pipeline & Structural Works: SUPPLY OF PIPELINE/ PIPING ITEMS Supply, procurement and transportation to worksite(s)/workshop(s) including loading, unloading and handling for the following materials to be supplied by Contractor as per the requirement of PMS, data-sheets, scope of work, specifications, standards, instructions of Owner/ Engineer-in-Charge and other provisions of Contract. VALVES Supply of Ball Valves as per details below: ( Valve Size - 2 INCH, Rating - 600 , Ends - FL , Standard - 6-71-0014 , Data Sheet No. - B398-000-83-41-DS-0023 ) | 1.00 | NOS |  | 48000.00 | 48000.00 | Not Quoted | Not Quoted | 57800.00 | 57800.00 | 30003.00 | 30003.00 | Not Quoted | Not Quoted | 46415.00 | 46415.00 | 66500.00 | 66500.00 | 66024.00 | 66024.00 | Not Quoted | Not Quoted | Not Quoted | Not Quoted | 0.00 | 0.00 | 52000.00 | 52000.00 | 47466.00 | 47466.00 | 35000.00 | 35000.00 | 44880.00 | 44880.00 | 0.00 | mastek engineering private limited
679.00 | Pipeline & Structural Works: SUPPLY OF PIPELINE/ PIPING ITEMS Supply, procurement and transportation to worksite(s)/workshop(s) including loading, unloading and handling for the following materials to be supplied by Contractor as per the requirement of PMS, data-sheets, scope of work, specifications, standards, instructions of Owner/ Engineer-in-Charge and other provisions of Contract. VALVES Supply of Ball Valves as per details below: ( Valve Size - 4 INCH, Rating - 600 , Ends - FL , Standard - 6-71-0014 , Data Sheet No. - B398-000-83-41-DS-0022 ) | 1.00 | NOS |  | 94400.00 | 94400.00 | Not Quoted | Not Quoted | 110000.00 | 110000.00 | 95049.00 | 95049.00 | Not Quoted | Not Quoted | 101718.00 | 101718.00 | 66500.00 | 66500.00 | 112549.00 | 112549.00 | Not Quoted | Not Quoted | Not Quoted | Not Quoted | 0.00 | 0.00 | 75000.00 | 75000.00 | 104198.00 | 104198.00 | 88000.00 | 88000.00 | 155760.00 | 155760.00 | 0.00 | mastek engineering private limited
680.00 | Pipeline & Structural Works: SUPPLY OF PIPELINE/ PIPING ITEMS Supply, procurement and transportation to worksite(s)/workshop(s) including loading, unloading and handling for the following materials to be supplied by Contractor as per the requirement of PMS, data-sheets, scope of work, specifications, standards, instructions of Owner/ Engineer-in-Charge and other provisions of Contract. VALVES Supply of Ball Valves as per details below: ( Valve Size - 6 INCH, Rating - 600 , Ends - FL , Standard - 6-71-0014 , Data Sheet No. - B398-000-83-41-DS-0018 ) | 1.00 | NOS |  | 180000.00 | 180000.00 | Not Quoted | Not Quoted | 260000.00 | 260000.00 | 160525.00 | 160525.00 | Not Quoted | Not Quoted | 243925.00 | 243925.00 | 190000.00 | 190000.00 | 141395.00 | 141395.00 | Not Quoted | Not Quoted | Not Quoted | Not Quoted | 0.00 | 0.00 | 150000.00 | 150000.00 | 248918.00 | 248918.00 | 125000.00 | 125000.00 | 580800.00 | 580800.00 | 0.00 | mastek engineering private limited
681.00 | Pipeline & Structural Works: SUPPLY OF PIPELINE/ PIPING ITEMS Supply, procurement and transportation to worksite(s)/workshop(s) including loading, unloading and handling for the following materials to be supplied by Contractor as per the requirement of PMS, data-sheets, scope of work, specifications, standards, instructions of Owner/ Engineer-in-Charge and other provisions of Contract. VALVES Supply of Ball Valves as per details below: ( Valve Size - 6 INCH, Rating - 600 , Ends - BW , Standard - 6-71-0014 , Data Sheet No. - B398-000-83-41-DS-0021 ) | 8.00 | NOS |  | 220000.00 | 1760000.00 | Not Quoted | Not Quoted | 420000.00 | 3360000.00 | 160525.00 | 1284200.00 | Not Quoted | Not Quoted | 419709.00 | 3357672.00 | 199500.00 | 1596000.00 | 207970.00 | 1663760.00 | Not Quoted | Not Quoted | Not Quoted | Not Quoted | 0.00 | 0.00 | 125000.00 | 1000000.00 | 428371.00 | 3426968.00 | 190000.00 | 1520000.00 | 589600.00 | 4716800.00 | 0.00 | mastek engineering private limited
682.00 | Pipeline & Structural Works: SUPPLY OF PIPELINE/ PIPING ITEMS Supply, procurement and transportation to worksite(s)/workshop(s) including loading, unloading and handling for the following materials to be supplied by Contractor as per the requirement of PMS, data-sheets, scope of work, specifications, standards, instructions of Owner/ Engineer-in-Charge and other provisions of Contract. VALVES Supply of Ball Valves as per details below: ( Valve Size - 6 INCH, Rating - 600 , Ends - FL , Standard - 6-71-0014 , Data Sheet No. - B398-000-83-41-DS-0022 ) | 6.00 | NOS |  | 180000.00 | 1080000.00 | Not Quoted | Not Quoted | 260000.00 | 1560000.00 | 171313.00 | 1027878.00 | Not Quoted | Not Quoted | 243925.00 | 1463550.00 | 247000.00 | 1482000.00 | 173013.00 | 1038078.00 | Not Quoted | Not Quoted | Not Quoted | Not Quoted | 0.00 | 0.00 | 150000.00 | 900000.00 | 248918.00 | 1493508.00 | 135000.00 | 810000.00 | 589600.00 | 3537600.00 | 0.00 | mastek engineering private limited
683.00 | Pipeline & Structural Works: SUPPLY OF PIPELINE/ PIPING ITEMS Supply, procurement and transportation to worksite(s)/workshop(s) including loading, unloading and handling for the following materials to be supplied by Contractor as per the requirement of PMS, data-sheets, scope of work, specifications, standards, instructions of Owner/ Engineer-in-Charge and other provisions of Contract. VALVES Supply of Ball Valves as per details below: ( Valve Size - 10 INCH, Rating - 600 , Ends - BW , Standard - 6-71-0014 , Data Sheet No. - B398-000-83-41-DS-0017 ) | 1.00 | NOS |  | 628000.00 | 628000.00 | Not Quoted | Not Quoted | 550000.00 | 550000.00 | 399298.00 | 399298.00 | Not Quoted | Not Quoted | 539203.00 | 539203.00 | 522500.00 | 522500.00 | 540515.00 | 540515.00 | Not Quoted | Not Quoted | Not Quoted | Not Quoted | 0.00 | 0.00 | 275000.00 | 275000.00 | 549936.00 | 549936.00 | 545000.00 | 545000.00 | 711920.00 | 711920.00 | 0.00 | mastek engineering private limited
684.00 | Pipeline & Structural Works: SUPPLY OF PIPELINE/ PIPING ITEMS Supply, procurement and transportation to worksite(s)/workshop(s) including loading, unloading and handling for the following materials to be supplied by Contractor as per the requirement of PMS, data-sheets, scope of work, specifications, standards, instructions of Owner/ Engineer-in-Charge and other provisions of Contract. VALVES Supply of Ball Valves as per details below: ( Valve Size - 18 INCH, Rating - 600 , Ends - BW , Standard - 6-71-0014 , Speciality - AV , Data Sheet No. - B398-000-83-41-DS-0013 ) | 1.00 | NOS |  | 4080000.00 | 4080000.00 | Not Quoted | Not Quoted | 1900000.00 | 1900000.00 | 1314639.00 | 1314639.00 | Not Quoted | Not Quoted | 3555185.00 | 3555185.00 | 1425000.00 | 1425000.00 | 4555444.00 | 4555444.00 | Not Quoted | Not Quoted | Not Quoted | Not Quoted | 0.00 | 0.00 | 700000.00 | 700000.00 | 3589056.00 | 3589056.00 | 245000.00 | 245000.00 | 5280000.00 | 5280000.00 | 0.00 | mastek engineering private limited
685.00 | Pipeline & Structural Works: SUPPLY OF PIPELINE/ PIPING ITEMS Supply, procurement and transportation to worksite(s)/workshop(s) including loading, unloading and handling for the following materials to be supplied by Contractor as per the requirement of PMS, data-sheets, scope of work, specifications, standards, instructions of Owner/ Engineer-in-Charge and other provisions of Contract. VALVES Supply of Ball Valves as per details below: ( Valve Size - 18 INCH, Rating - 600 , Ends - FL , Standard - 6-71-0014 , Speciality - AV , Data Sheet No. - B398-000-83-41-DS-0014 ) | 4.00 | NOS |  | 4080000.00 | 16320000.00 | Not Quoted | Not Quoted | 3200000.00 | 12800000.00 | 1539493.00 | 6157972.00 | Not Quoted | Not Quoted | 4000000.00 | 16000000.00 | 1520000.00 | 6080000.00 | 5331190.00 | 21324760.00 | Not Quoted | Not Quoted | Not Quoted | Not Quoted | 0.00 | 0.00 | 650000.00 | 2600000.00 | 3531168.00 | 14124672.00 | 2670000.00 | 10680000.00 | 4400000.00 | 17600000.00 | 0.00 | mastek engineering private limited
686.00 | Pipeline & Structural Works: SUPPLY OF PIPELINE/ PIPING ITEMS Supply, procurement and transportation to worksite(s)/workshop(s) including loading, unloading and handling for the following materials to be supplied by Contractor as per the requirement of PMS, data-sheets, scope of work, specifications, standards, instructions of Owner/ Engineer-in-Charge and other provisions of Contract. VALVES Supply of Plug Valves as per details below: ( Valve Size - 6 INCH, Rating - 600 , Ends - FL , Standard - 6-71-0016 , Data Sheet No. - B398-000-83-41-DS-0033 ) | 1.00 | NOS |  | 251267.00 | 251267.00 | Not Quoted | Not Quoted | 325000.00 | 325000.00 | 369677.00 | 369677.00 | Not Quoted | Not Quoted | 296265.00 | 296265.00 | 237500.00 | 237500.00 | 225333.00 | 225333.00 | Not Quoted | Not Quoted | Not Quoted | Not Quoted | 0.00 | 0.00 | 150000.00 | 150000.00 | 339649.00 | 339649.00 | 345000.00 | 345000.00 | 595760.00 | 595760.00 | 0.00 | mastek engineering private limited
687.00 | Pipeline & Structural Works: SUPPLY OF PIPELINE/ PIPING ITEMS Supply, procurement and transportation to worksite(s)/workshop(s) including loading, unloading and handling for the following materials to be supplied by Contractor as per the requirement of PMS, data-sheets, scope of work, specifications, standards, instructions of Owner/ Engineer-in-Charge and other provisions of Contract. VALVES Supply of Plug Valves as per details below: ( Valve Size - 6 INCH, Rating - 600 , Ends - FL , Standard - 6-71-0016 , Data Sheet No. - B398-000-83-41-DS-0034 ) | 5.00 | NOS |  | 251267.00 | 1256335.00 | Not Quoted | Not Quoted | 325000.00 | 1625000.00 | 369677.00 | 1848385.00 | Not Quoted | Not Quoted | 296265.00 | 1481325.00 | 285000.00 | 1425000.00 | 262887.00 | 1314435.00 | Not Quoted | Not Quoted | Not Quoted | Not Quoted | 0.00 | 0.00 | 150000.00 | 750000.00 | 339649.00 | 1698245.00 | 345000.00 | 1725000.00 | 228800.00 | 1144000.00 | 0.00 | mastek engineering private limited
688.00 | Pipeline & Structural Works: SUPPLY OF PIPELINE/ PIPING ITEMS Supply, procurement and transportation to worksite(s)/workshop(s) including loading, unloading and handling for the following materials to be supplied by Contractor as per the requirement of PMS, data-sheets, scope of work, specifications, standards, instructions of Owner/ Engineer-in-Charge and other provisions of Contract. VALVES Supply of Plug Valves as per details below: ( Valve Size - 6 INCH, Rating - 600 , Ends - BW , Standard - 6-71-0016 , Data Sheet No. - B398-000-83-41-DS-0032 ) | 4.00 | NOS |  | 234962.00 | 939848.00 | Not Quoted | Not Quoted | 325000.00 | 1300000.00 | 345688.00 | 1382752.00 | Not Quoted | Not Quoted | 395021.00 | 1580084.00 | 247000.00 | 988000.00 | 294694.00 | 1178776.00 | Not Quoted | Not Quoted | Not Quoted | Not Quoted | 0.00 | 0.00 | 140000.00 | 560000.00 | 317606.00 | 1270424.00 | 445000.00 | 1780000.00 | 243760.00 | 975040.00 | 0.00 | mastek engineering private limited
689.00 | Pipeline & Structural Works: SUPPLY OF PIPELINE/ PIPING ITEMS Supply, procurement and transportation to worksite(s)/workshop(s) including loading, unloading and handling for the following materials to be supplied by Contractor as per the requirement of PMS, data-sheets, scope of work, specifications, standards, instructions of Owner/ Engineer-in-Charge and other provisions of Contract. PIPES Supply of Low Temperature Carbon Steel Pipes as per details below: ( Pipe Size - 2 INCH, Thk/Sch - 5.54 , Dmn. Std. - ASME B36.10 , Material - ASTM A 333 Gr. 6 , Type - SMLS , Ends - BE ) | 114.00 | M |  | 810.00 | 92340.00 | Not Quoted | Not Quoted | 2200.00 | 250800.00 | 1189.00 | 135546.00 | Not Quoted | Not Quoted | 1185.00 | 135090.00 | 1425.00 | 162450.00 | 1143.00 | 130302.00 | Not Quoted | Not Quoted | Not Quoted | Not Quoted | 0.00 | 0.00 | 1200.00 | 136800.00 | 1166.00 | 132924.00 | 1800.00 | 205200.00 | 1320.00 | 150480.00 | 0.00 | mastek engineering private limited
690.00 | Pipeline & Structural Works: SUPPLY OF PIPELINE/ PIPING ITEMS Supply, procurement and transportation to worksite(s)/workshop(s) including loading, unloading and handling for the following materials to be supplied by Contractor as per the requirement of PMS, data-sheets, scope of work, specifications, standards, instructions of Owner/ Engineer-in-Charge and other provisions of Contract. PIPES Supply of Low Temperature Carbon Steel Pipes as per details below: ( Pipe Size - 6 INCH, Thk/Sch - 10.97 , Dmn. Std. - ASME B36.10 , Material - ASTM A 333 Gr. 6 , Type - SMLS , Ends - BE ) | 168.00 | M |  | 4498.00 | 755664.00 | Not Quoted | Not Quoted | 8182.00 | 1374576.00 | 6754.00 | 1134672.00 | Not Quoted | Not Quoted | 6419.00 | 1078392.00 | 6650.00 | 1117200.00 | 6253.00 | 1050504.00 | Not Quoted | Not Quoted | Not Quoted | Not Quoted | 0.00 | 0.00 | 6000.00 | 1008000.00 | 6102.00 | 1025136.00 | 3400.00 | 571200.00 | 6336.00 | 1064448.00 | 0.00 | mastek engineering private limited
691.00 | Pipeline & Structural Works: SUPPLY OF PIPELINE/ PIPING ITEMS Supply, procurement and transportation to worksite(s)/workshop(s) including loading, unloading and handling for the following materials to be supplied by Contractor as per the requirement of PMS, data-sheets, scope of work, specifications, standards, instructions of Owner/ Engineer-in-Charge and other provisions of Contract. PIPES Supply of Carbon Steel Pipes as per details below: ( Pipe Size - .75 INCH, Thk/Sch - 5.56 , Dmn. Std. - ASME B36.10 , Material - ASTM A 106 Gr. B , Type - SMLS , Ends - PE ) | 132.00 | M |  | 413.00 | 54516.00 | Not Quoted | Not Quoted | 1200.00 | 158400.00 | 751.00 | 99132.00 | Not Quoted | Not Quoted | 691.00 | 91212.00 | 1140.00 | 150480.00 | 663.00 | 87516.00 | Not Quoted | Not Quoted | Not Quoted | Not Quoted | 0.00 | 0.00 | 900.00 | 118800.00 | 518.00 | 68376.00 | 1100.00 | 145200.00 | 528.00 | 69696.00 | 0.00 | mastek engineering private limited
692.00 | Pipeline & Structural Works: SUPPLY OF PIPELINE/ PIPING ITEMS Supply, procurement and transportation to worksite(s)/workshop(s) including loading, unloading and handling for the following materials to be supplied by Contractor as per the requirement of PMS, data-sheets, scope of work, specifications, standards, instructions of Owner/ Engineer-in-Charge and other provisions of Contract. PIPES Supply of Carbon Steel Pipes as per details below: ( Pipe Size - 10 INCH, Thk/Sch - 12.7 , Dmn. Std. - API 5L , Material - API 5L Gr. X 52 PSL2 , Type - SAW , Ends - BE ) | 60.00 | M |  | 8194.00 | 491640.00 | Not Quoted | Not Quoted | 16500.00 | 990000.00 | 13995.00 | 839700.00 | Not Quoted | Not Quoted | 10863.00 | 651780.00 | 14250.00 | 855000.00 | 13938.00 | 836280.00 | Not Quoted | Not Quoted | Not Quoted | Not Quoted | 0.00 | 0.00 | 14000.00 | 840000.00 | 14494.00 | 869640.00 | 6500.00 | 390000.00 | 13288.00 | 797280.00 | 0.00 | mastek engineering private limited
693.00 | Pipeline & Structural Works: SUPPLY OF PIPELINE/ PIPING ITEMS Supply, procurement and transportation to worksite(s)/workshop(s) including loading, unloading and handling for the following materials to be supplied by Contractor as per the requirement of PMS, data-sheets, scope of work, specifications, standards, instructions of Owner/ Engineer-in-Charge and other provisions of Contract. PIPES Supply of Carbon Steel Pipes as per details below: ( Pipe Size - 18 INCH, Thk/Sch - 19.1 , Dmn. Std. - API 5L , Material - API 5L Gr. X 52 PSL2 , Type - SAW , Ends - BE ) | 102.00 | M |  | 25571.00 | 2608242.00 | Not Quoted | Not Quoted | 29700.00 | 3029400.00 | 36369.00 | 3709638.00 | Not Quoted | Not Quoted | 26664.00 | 2719728.00 | 71250.00 | 7267500.00 | 31261.00 | 3188622.00 | Not Quoted | Not Quoted | Not Quoted | Not Quoted | 0.00 | 0.00 | 32000.00 | 3264000.00 | 36666.00 | 3739932.00 | 9500.00 | 969000.00 | 33528.00 | 3419856.00 | 0.00 | mastek engineering private limited
694.00 | Pipeline & Structural Works: SUPPLY OF PIPELINE/ PIPING ITEMS Supply, procurement and transportation to worksite(s)/workshop(s) including loading, unloading and handling for the following materials to be supplied by Contractor as per the requirement of PMS, data-sheets, scope of work, specifications, standards, instructions of Owner/ Engineer-in-Charge and other provisions of Contract. PIPES Supply of Carbon Steel Pipes as per details below: ( Pipe Size - 2 INCH, Thk/Sch - 5.54 , Dmn. Std. - ASME B36.10 , Material - ASTM A 106 Gr. B (CHARPY) , Type - SMLS , Ends - BE ) | 162.00 | M |  | 702.00 | 113724.00 | Not Quoted | Not Quoted | 2200.00 | 356400.00 | 987.00 | 159894.00 | Not Quoted | Not Quoted | 988.00 | 160056.00 | 1140.00 | 184680.00 | 1038.00 | 168156.00 | Not Quoted | Not Quoted | Not Quoted | Not Quoted | 0.00 | 0.00 | 1450.00 | 234900.00 | 1058.00 | 171396.00 | 1900.00 | 307800.00 | 1232.00 | 199584.00 | 0.00 | mastek engineering private limited
695.00 | Pipeline & Structural Works: SUPPLY OF PIPELINE/ PIPING ITEMS Supply, procurement and transportation to worksite(s)/workshop(s) including loading, unloading and handling for the following materials to be supplied by Contractor as per the requirement of PMS, data-sheets, scope of work, specifications, standards, instructions of Owner/ Engineer-in-Charge and other provisions of Contract. PIPES Supply of Carbon Steel Pipes as per details below: ( Pipe Size - 4 INCH, Thk/Sch - 8.56 , Dmn. Std. - ASME B36.10 , Material - ASTM A 106 Gr. B (CHARPY) , Type - SMLS , Ends - BE ) | 6.00 | M |  | 2101.00 | 12606.00 | Not Quoted | Not Quoted | 3150.00 | 18900.00 | 2940.00 | 17640.00 | Not Quoted | Not Quoted | 2469.00 | 14814.00 | 3800.00 | 22800.00 | 3016.00 | 18096.00 | Not Quoted | Not Quoted | Not Quoted | Not Quoted | 0.00 | 0.00 | 2200.00 | 13200.00 | 2905.00 | 17430.00 | 6500.00 | 39000.00 | 3784.00 | 22704.00 | 0.00 | mastek engineering private limited
696.00 | Pipeline & Structural Works: SUPPLY OF PIPELINE/ PIPING ITEMS Supply, procurement and transportation to worksite(s)/workshop(s) including loading, unloading and handling for the following materials to be supplied by Contractor as per the requirement of PMS, data-sheets, scope of work, specifications, standards, instructions of Owner/ Engineer-in-Charge and other provisions of Contract. PIPES Supply of Carbon Steel Pipes as per details below: ( Pipe Size - 6 INCH, Thk/Sch - 10.97 , Dmn. Std. - ASME B36.10 , Material - ASTM A 106 Gr. B (CHARPY) , Type - SMLS , Ends - BE ) | 150.00 | M |  | 3958.00 | 593700.00 | Not Quoted | Not Quoted | 8182.00 | 1227300.00 | 5554.00 | 833100.00 | Not Quoted | Not Quoted | 4444.00 | 666600.00 | 6650.00 | 997500.00 | 5752.00 | 862800.00 | Not Quoted | Not Quoted | Not Quoted | Not Quoted | 0.00 | 0.00 | 5200.00 | 780000.00 | 5551.00 | 832650.00 | 7500.00 | 1125000.00 | 5720.00 | 858000.00 | 0.00 | mastek engineering private limited
697.00 | Pipeline & Structural Works: SUPPLY OF PIPELINE/ PIPING ITEMS Supply, procurement and transportation to worksite(s)/workshop(s) including loading, unloading and handling for the following materials to be supplied by Contractor as per the requirement of PMS, data-sheets, scope of work, specifications, standards, instructions of Owner/ Engineer-in-Charge and other provisions of Contract. PIPES Supply of Carbon Steel Pipes as per details below: ( Pipe Size - 1 INCH, Thk/Sch - XS , Dmn. Std. - ASME B36.10 , Material - ASTM A 106 Gr. B (CHARPY) , Type - SMLS , Ends - BE ) | 6.00 | M |  | 418.00 | 2508.00 | Not Quoted | Not Quoted | 1500.00 | 9000.00 | 571.00 | 3426.00 | Not Quoted | Not Quoted | 988.00 | 5928.00 | 950.00 | 5700.00 | 608.00 | 3648.00 | Not Quoted | Not Quoted | Not Quoted | Not Quoted | 0.00 | 0.00 | 900.00 | 5400.00 | 572.00 | 3432.00 | 1000.00 | 6000.00 | 660.00 | 3960.00 | 0.00 | mastek engineering private limited
698.00 | Pipeline & Structural Works: SUPPLY OF PIPELINE/ PIPING ITEMS Supply, procurement and transportation to worksite(s)/workshop(s) including loading, unloading and handling for the following materials to be supplied by Contractor as per the requirement of PMS, data-sheets, scope of work, specifications, standards, instructions of Owner/ Engineer-in-Charge and other provisions of Contract. PIPES Supply of Carbon Steel Pipes as per details below: ( Pipe Size - 1.5 INCH, Thk/Sch - XS , Dmn. Std. - ASME B36.10 , Material - ASTM A 106 Gr. B (CHARPY) , Type - SMLS , Ends - BE ) | 6.00 | M |  | 531.00 | 3186.00 | Not Quoted | Not Quoted | 1250.00 | 7500.00 | 795.00 | 4770.00 | Not Quoted | Not Quoted | 988.00 | 5928.00 | 950.00 | 5700.00 | 795.00 | 4770.00 | Not Quoted | Not Quoted | Not Quoted | Not Quoted | 0.00 | 0.00 | 1000.00 | 6000.00 | 961.00 | 5766.00 | 1200.00 | 7200.00 | 880.00 | 5280.00 | 0.00 | mastek engineering private limited
699.00 | Pipeline & Structural Works: SUPPLY OF PIPELINE/ PIPING ITEMS Supply, procurement and transportation to worksite(s)/workshop(s) including loading, unloading and handling for the following materials to be supplied by Contractor as per the requirement of PMS, data-sheets, scope of work, specifications, standards, instructions of Owner/ Engineer-in-Charge and other provisions of Contract. FLANGES Supply of Spacer & Blind Flanges as per details given below: ( Flange Size - 18 INCH, Dmn. Std. - ASME B16.48 , Rating - 600 , Material - ASTM A 105 (CHARPY) , Face/Finish - FF/125AARH ) | 1.00 | NOS |  | 52400.00 | 52400.00 | Not Quoted | Not Quoted | 75325.00 | 75325.00 | 77094.00 | 77094.00 | Not Quoted | Not Quoted | 125000.00 | 125000.00 | 57000.00 | 57000.00 | 56998.00 | 56998.00 | Not Quoted | Not Quoted | Not Quoted | Not Quoted | 0.00 | 0.00 | 75000.00 | 75000.00 | 88873.00 | 88873.00 | 45000.00 | 45000.00 | 66000.00 | 66000.00 | 0.00 | mastek engineering private limited
700.00 | Pipeline & Structural Works: SUPPLY OF PIPELINE/ PIPING ITEMS Supply, procurement and transportation to worksite(s)/workshop(s) including loading, unloading and handling for the following materials to be supplied by Contractor as per the requirement of PMS, data-sheets, scope of work, specifications, standards, instructions of Owner/ Engineer-in-Charge and other provisions of Contract. FLANGES Supply of Spacer & Blind Flanges as per details given below: ( Flange Size - 18 INCH, Dmn. Std. - ASME B16.48 , Rating - 600 , Material - ASTM A 516 GR 70 (CHARPY) , Face/Finish - FF/125AARH ) | 1.00 | NOS |  | 52400.00 | 52400.00 | Not Quoted | Not Quoted | 1150.00 | 1150.00 | 1177.00 | 1177.00 | Not Quoted | Not Quoted | 82164.00 | 82164.00 | 1425.00 | 1425.00 | 1499.00 | 1499.00 | Not Quoted | Not Quoted | Not Quoted | Not Quoted | 0.00 | 0.00 | 75000.00 | 75000.00 | 1642.00 | 1642.00 | 45000.00 | 45000.00 | 66000.00 | 66000.00 | 0.00 | mastek engineering private limited
701.00 | Pipeline & Structural Works: SUPPLY OF PIPELINE/ PIPING ITEMS Supply, procurement and transportation to worksite(s)/workshop(s) including loading, unloading and handling for the following materials to be supplied by Contractor as per the requirement of PMS, data-sheets, scope of work, specifications, standards, instructions of Owner/ Engineer-in-Charge and other provisions of Contract. FLANGES Supply of Blind Flanges as per details given below: ( Flange Size - 2 INCH, Dmn. Std. - ASME B16.5 , Rating - 600 , Material - ASTM A105 (CHARPY) , Face/Finish - 125 ) | 10.00 | NOS |  | 800.00 | 8000.00 | Not Quoted | Not Quoted | 4083.00 | 40830.00 | 4179.00 | 41790.00 | Not Quoted | Not Quoted | 1284.00 | 12840.00 | 2850.00 | 28500.00 | 4290.00 | 42900.00 | Not Quoted | Not Quoted | Not Quoted | Not Quoted | 0.00 | 0.00 | 1800.00 | 18000.00 | 5292.00 | 52920.00 | 1500.00 | 15000.00 | 1760.00 | 17600.00 | 0.00 | mastek engineering private limited
702.00 | Pipeline & Structural Works: SUPPLY OF PIPELINE/ PIPING ITEMS Supply, procurement and transportation to worksite(s)/workshop(s) including loading, unloading and handling for the following materials to be supplied by Contractor as per the requirement of PMS, data-sheets, scope of work, specifications, standards, instructions of Owner/ Engineer-in-Charge and other provisions of Contract. FLANGES Supply of Blind Flanges as per details given below: ( Flange Size - 4 INCH, Dmn. Std. - ASME B16.5 , Rating - 600 , Material - ASTM A105 (CHARPY) , Face/Finish - 125 ) | 2.00 | NOS |  | 2840.00 | 5680.00 | Not Quoted | Not Quoted | 21275.00 | 42550.00 | 0.00 | 0.00 | Not Quoted | Not Quoted | 4543.00 | 9086.00 | 3800.00 | 7600.00 | 26795.00 | 53590.00 | Not Quoted | Not Quoted | Not Quoted | Not Quoted | 0.00 | 0.00 | 4100.00 | 8200.00 | 40295.00 | 80590.00 | 2000.00 | 4000.00 | 7040.00 | 14080.00 | 0.00 | JSIW INFRASTRUCTURE PRIVATE LIMITED, mastek engineering private limited
703.00 | Pipeline & Structural Works: SUPPLY OF PIPELINE/ PIPING ITEMS Supply, procurement and transportation to worksite(s)/workshop(s) including loading, unloading and handling for the following materials to be supplied by Contractor as per the requirement of PMS, data-sheets, scope of work, specifications, standards, instructions of Owner/ Engineer-in-Charge and other provisions of Contract. FLANGES Supply of Blind Flanges as per details given below: ( Flange Size - 10 INCH, Dmn. Std. - ASME B16.5 , Rating - 600 , Material - ASTM A105 (CHARPY) , Face/Finish - 125 ) | 5.00 | NOS |  | 14800.00 | 74000.00 | Not Quoted | Not Quoted | 75325.00 | 376625.00 | 21775.00 | 108875.00 | Not Quoted | Not Quoted | 23207.00 | 116035.00 | 23750.00 | 118750.00 | 64636.00 | 323180.00 | Not Quoted | Not Quoted | Not Quoted | Not Quoted | 0.00 | 0.00 | 42000.00 | 210000.00 | 100721.00 | 503605.00 | 4500.00 | 22500.00 | 37840.00 | 189200.00 | 0.00 | mastek engineering private limited
704.00 | Pipeline & Structural Works: SUPPLY OF PIPELINE/ PIPING ITEMS Supply, procurement and transportation to worksite(s)/workshop(s) including loading, unloading and handling for the following materials to be supplied by Contractor as per the requirement of PMS, data-sheets, scope of work, specifications, standards, instructions of Owner/ Engineer-in-Charge and other provisions of Contract. FLANGES Supply of Socket Welded (SW) Flanges as per details given below: ( Flange Size - .75 INCH, Thk/Sch - S160 , Dmn. Std. - ASME B16.5 , Rating - 600 , Material - ASTM A 105 , Face/Finish - 125 ) | 76.00 | NOS |  | 320.00 | 24320.00 | Not Quoted | Not Quoted | 460.00 | 34960.00 | 471.00 | 35796.00 | Not Quoted | Not Quoted | 593.00 | 45068.00 | 713.00 | 54188.00 | 529.00 | 40204.00 | Not Quoted | Not Quoted | Not Quoted | Not Quoted | 0.00 | 0.00 | 1500.00 | 114000.00 | 756.00 | 57456.00 | 500.00 | 38000.00 | 616.00 | 46816.00 | 0.00 | mastek engineering private limited
705.00 | Pipeline & Structural Works: SUPPLY OF PIPELINE/ PIPING ITEMS Supply, procurement and transportation to worksite(s)/workshop(s) including loading, unloading and handling for the following materials to be supplied by Contractor as per the requirement of PMS, data-sheets, scope of work, specifications, standards, instructions of Owner/ Engineer-in-Charge and other provisions of Contract. FLANGES Supply of Weld Neck (WN) Flanges as per details below: ( Flange Size - 2 INCH, Thk/Sch - XS , Dmn. Std. - ASME B16.5 , Rating - 600 , Material - ASTM A105 (CHARPY) , Face/Finish - 125 ) | 26.00 | NOS |  | 880.00 | 22880.00 | Not Quoted | Not Quoted | 1265.00 | 32890.00 | 1295.00 | 33670.00 | Not Quoted | Not Quoted | 1383.00 | 35958.00 | 1425.00 | 37050.00 | 1499.00 | 38974.00 | Not Quoted | Not Quoted | Not Quoted | Not Quoted | 0.00 | 0.00 | 2000.00 | 52000.00 | 2516.00 | 65416.00 | 850.00 | 22100.00 | 1760.00 | 45760.00 | 0.00 | mastek engineering private limited
706.00 | Pipeline & Structural Works: SUPPLY OF PIPELINE/ PIPING ITEMS Supply, procurement and transportation to worksite(s)/workshop(s) including loading, unloading and handling for the following materials to be supplied by Contractor as per the requirement of PMS, data-sheets, scope of work, specifications, standards, instructions of Owner/ Engineer-in-Charge and other provisions of Contract. FLANGES Supply of Weld Neck (WN) Flanges as per details below: ( Flange Size - 4 INCH, Thk/Sch - XS , Dmn. Std. - ASME B16.5 , Rating - 600 , Material - ASTM A105 (CHARPY) , Face/Finish - 125 ) | 6.00 | NOS |  | 2840.00 | 17040.00 | Not Quoted | Not Quoted | 4083.00 | 24498.00 | 4179.00 | 25074.00 | Not Quoted | Not Quoted | 4543.00 | 27258.00 | 4750.00 | 28500.00 | 4290.00 | 25740.00 | Not Quoted | Not Quoted | Not Quoted | Not Quoted | 0.00 | 0.00 | 4000.00 | 24000.00 | 8888.00 | 53328.00 | 3500.00 | 21000.00 | 7128.00 | 42768.00 | 0.00 | mastek engineering private limited
707.00 | Pipeline & Structural Works: SUPPLY OF PIPELINE/ PIPING ITEMS Supply, procurement and transportation to worksite(s)/workshop(s) including loading, unloading and handling for the following materials to be supplied by Contractor as per the requirement of PMS, data-sheets, scope of work, specifications, standards, instructions of Owner/ Engineer-in-Charge and other provisions of Contract. FLANGES Supply of Weld Neck (WN) Flanges as per details below: ( Flange Size - 6 INCH, Thk/Sch - XS , Dmn. Std. - ASME B16.5 , Rating - 600 , Material - ASTM A105 (CHARPY) , Face/Finish - 125 ) | 36.00 | NOS |  | 5440.00 | 195840.00 | Not Quoted | Not Quoted | 7820.00 | 281520.00 | 8004.00 | 288144.00 | Not Quoted | Not Quoted | 8592.00 | 309312.00 | 7125.00 | 256500.00 | 8521.00 | 306756.00 | Not Quoted | Not Quoted | Not Quoted | Not Quoted | 0.00 | 0.00 | 7000.00 | 252000.00 | 10368.00 | 373248.00 | 5800.00 | 208800.00 | 12320.00 | 443520.00 | 0.00 | mastek engineering private limited
708.00 | Pipeline & Structural Works: SUPPLY OF PIPELINE/ PIPING ITEMS Supply, procurement and transportation to worksite(s)/workshop(s) including loading, unloading and handling for the following materials to be supplied by Contractor as per the requirement of PMS, data-sheets, scope of work, specifications, standards, instructions of Owner/ Engineer-in-Charge and other provisions of Contract. FLANGES Supply of Weld Neck (WN) Flanges as per details below: ( Flange Size - 6 INCH, Thk/Sch - XS , Dmn. Std. - ASME B16.5 , Rating - 600 , Material - ASTM A 350LF2 CL1 , Face/Finish - 125 ) | 8.00 | NOS |  | 5680.00 | 45440.00 | Not Quoted | Not Quoted | 8165.00 | 65320.00 | 8357.00 | 66856.00 | Not Quoted | Not Quoted | 8987.00 | 71896.00 | 7125.00 | 57000.00 | 9379.00 | 75032.00 | Not Quoted | Not Quoted | Not Quoted | Not Quoted | 0.00 | 0.00 | 7000.00 | 56000.00 | 12593.00 | 100744.00 | 5800.00 | 46400.00 | 14080.00 | 112640.00 | 0.00 | mastek engineering private limited
709.00 | Pipeline & Structural Works: SUPPLY OF PIPELINE/ PIPING ITEMS Supply, procurement and transportation to worksite(s)/workshop(s) including loading, unloading and handling for the following materials to be supplied by Contractor as per the requirement of PMS, data-sheets, scope of work, specifications, standards, instructions of Owner/ Engineer-in-Charge and other provisions of Contract. FLANGES Supply of Weld Neck (WN) Flanges as per details below: ( Flange Size - 10 INCH, Thk/Sch - 12.7 , Dmn. Std. - ASME B16.5 , Rating - 600 , Material - ASTM A 694 GR. F-52 (CHARPY) , Face/Finish - 125 ) | 5.00 | NOS |  | 18840.00 | 94200.00 | Not Quoted | Not Quoted | 27083.00 | 135415.00 | 27719.00 | 138595.00 | Not Quoted | Not Quoted | 29627.00 | 148135.00 | 23750.00 | 118750.00 | 27618.00 | 138090.00 | Not Quoted | Not Quoted | Not Quoted | Not Quoted | 0.00 | 0.00 | 22000.00 | 110000.00 | 33577.00 | 167885.00 | 6500.00 | 32500.00 | 32560.00 | 162800.00 | 0.00 | mastek engineering private limited
710.00 | Pipeline & Structural Works: SUPPLY OF PIPELINE/ PIPING ITEMS Supply, procurement and transportation to worksite(s)/workshop(s) including loading, unloading and handling for the following materials to be supplied by Contractor as per the requirement of PMS, data-sheets, scope of work, specifications, standards, instructions of Owner/ Engineer-in-Charge and other provisions of Contract. FLANGES Supply of Weld Neck (WN) Flanges as per details below: ( Flange Size - 18 INCH, Thk/Sch - 19.1 , Dmn. Std. - ASME B16.5 , Rating - 600 , Material - ASTM A 694 GR. F-52 (CHARPY) , Face/Finish - 125 ) | 16.00 | NOS |  | 51400.00 | 822400.00 | Not Quoted | Not Quoted | 73888.00 | 1182208.00 | 75623.00 | 1209968.00 | Not Quoted | Not Quoted | 80584.00 | 1289344.00 | 61750.00 | 988000.00 | 59090.00 | 945440.00 | Not Quoted | Not Quoted | Not Quoted | Not Quoted | 0.00 | 0.00 | 75000.00 | 1200000.00 | 88873.00 | 1421968.00 | 35000.00 | 560000.00 | 79200.00 | 1267200.00 | 0.00 | mastek engineering private limited
711.00 | Pipeline & Structural Works: SUPPLY OF PIPELINE/ PIPING ITEMS Supply, procurement and transportation to worksite(s)/workshop(s) including loading, unloading and handling for the following materials to be supplied by Contractor as per the requirement of PMS, data-sheets, scope of work, specifications, standards, instructions of Owner/ Engineer-in-Charge and other provisions of Contract. FLANGES Supply of Weld Neck (WN) Flanges as per details below: ( Flange Size - 18 INCH, Thk/Sch - 9.7 , Dmn. Std. - ASME B16.5 , Rating - 600 , Material - ASTM A 694 GR. F-70 (CHARPY) , Face/Finish - 125 ) | 3.00 | NOS |  | 52800.00 | 158400.00 | Not Quoted | Not Quoted | 75900.00 | 227700.00 | 77682.00 | 233046.00 | Not Quoted | Not Quoted | 82856.00 | 248568.00 | 57000.00 | 171000.00 | 60265.00 | 180795.00 | Not Quoted | Not Quoted | Not Quoted | Not Quoted | 0.00 | 0.00 | 75000.00 | 225000.00 | 88873.00 | 266619.00 | 24000.00 | 72000.00 | 73040.00 | 219120.00 | 0.00 | mastek engineering private limited
712.00 | Pipeline & Structural Works: SUPPLY OF PIPELINE/ PIPING ITEMS Supply, procurement and transportation to worksite(s)/workshop(s) including loading, unloading and handling for the following materials to be supplied by Contractor as per the requirement of PMS, data-sheets, scope of work, specifications, standards, instructions of Owner/ Engineer-in-Charge and other provisions of Contract. FLANGES Supply of Weld Neck (WN) Flanges as per details below: ( Flange Size - 2 INCH, Thk/Sch - XS , Dmn. Std. - ASME B16.5 , Rating - 600 , Material - ASTM A 350LF2 CL1 , Face/Finish - 125 ) | 19.00 | NOS |  | 960.00 | 18240.00 | Not Quoted | Not Quoted | 1380.00 | 26220.00 | 1412.00 | 26828.00 | Not Quoted | Not Quoted | 1580.00 | 30020.00 | 1425.00 | 27075.00 | 1387.00 | 26353.00 | Not Quoted | Not Quoted | Not Quoted | Not Quoted | 0.00 | 0.00 | 2000.00 | 38000.00 | 1642.00 | 31198.00 | 800.00 | 15200.00 | 1760.00 | 33440.00 | 0.00 | mastek engineering private limited
713.00 | Pipeline & Structural Works: SUPPLY OF PIPELINE/ PIPING ITEMS Supply, procurement and transportation to worksite(s)/workshop(s) including loading, unloading and handling for the following materials to be supplied by Contractor as per the requirement of PMS, data-sheets, scope of work, specifications, standards, instructions of Owner/ Engineer-in-Charge and other provisions of Contract. FLANGES Supply of Fig. 8 Flanges as per details given below: ( Flange Size - 2 INCH, Dmn. Std. - ASME B16.48 , Rating - 600 , Material - ASTM A105 (CHARPY) , Face/Finish - FF/125AARH ) | 1.00 | NOS |  | 880.00 | 880.00 | Not Quoted | Not Quoted | 1265.00 | 1265.00 | 1295.00 | 1295.00 | Not Quoted | Not Quoted | 1383.00 | 1383.00 | 1900.00 | 1900.00 | 2175.00 | 2175.00 | Not Quoted | Not Quoted | Not Quoted | Not Quoted | 0.00 | 0.00 | 2200.00 | 2200.00 | 2668.00 | 2668.00 | 1500.00 | 1500.00 | 1760.00 | 1760.00 | 0.00 | mastek engineering private limited
714.00 | Pipeline & Structural Works: SUPPLY OF PIPELINE/ PIPING ITEMS Supply, procurement and transportation to worksite(s)/workshop(s) including loading, unloading and handling for the following materials to be supplied by Contractor as per the requirement of PMS, data-sheets, scope of work, specifications, standards, instructions of Owner/ Engineer-in-Charge and other provisions of Contract. FLANGES Supply of Fig. 8 Flanges as per details given below: ( Flange Size - 6 INCH, Dmn. Std. - ASME B16.48 , Rating - 600 , Material - ASTM A105 (CHARPY) , Face/Finish - FF/125AARH ) | 7.00 | NOS |  | 5200.00 | 36400.00 | Not Quoted | Not Quoted | 7475.00 | 52325.00 | 7651.00 | 53557.00 | Not Quoted | Not Quoted | 8197.00 | 57379.00 | 9500.00 | 66500.00 | 11576.00 | 81032.00 | Not Quoted | Not Quoted | Not Quoted | Not Quoted | 0.00 | 0.00 | 10000.00 | 70000.00 | 13327.00 | 93289.00 | 3500.00 | 24500.00 | 5720.00 | 40040.00 | 0.00 | mastek engineering private limited
715.00 | Pipeline & Structural Works: SUPPLY OF PIPELINE/ PIPING ITEMS Supply, procurement and transportation to worksite(s)/workshop(s) including loading, unloading and handling for the following materials to be supplied by Contractor as per the requirement of PMS, data-sheets, scope of work, specifications, standards, instructions of Owner/ Engineer-in-Charge and other provisions of Contract. FLANGES Supply of Fig. 8 Flanges as per details given below: ( Flange Size - 2 INCH, Dmn. Std. - ASME B16.48 , Rating - 600 , Material - ASTM A 350LF2 CL1 , Face/Finish - FF/125AARH ) | 5.00 | NOS |  | 960.00 | 4800.00 | Not Quoted | Not Quoted | 1380.00 | 6900.00 | 1412.00 | 7060.00 | Not Quoted | Not Quoted | 1580.00 | 7900.00 | 1710.00 | 8550.00 | 2175.00 | 10875.00 | Not Quoted | Not Quoted | Not Quoted | Not Quoted | 0.00 | 0.00 | 2200.00 | 11000.00 | 2668.00 | 13340.00 | 1800.00 | 9000.00 | 704.00 | 3520.00 | 0.00 | mastek engineering private limited
716.00 | Pipeline & Structural Works: SUPPLY OF PIPELINE/ PIPING ITEMS Supply, procurement and transportation to worksite(s)/workshop(s) including loading, unloading and handling for the following materials to be supplied by Contractor as per the requirement of PMS, data-sheets, scope of work, specifications, standards, instructions of Owner/ Engineer-in-Charge and other provisions of Contract. FITTINGS Supply of 1.5 D 90 SW Elbow as per details given below: ( Fitting Size - .75 INCH, Thk/Sch - NA , Dmn. Std. - ASME B16.11 , Material - ASTM A105 ) | 20.00 | NOS |  | 220.00 | 4400.00 | Not Quoted | Not Quoted | 317.00 | 6340.00 | 325.00 | 6500.00 | Not Quoted | Not Quoted | 395.00 | 7900.00 | 285.00 | 5700.00 | 259.00 | 5180.00 | Not Quoted | Not Quoted | Not Quoted | Not Quoted | 0.00 | 0.00 | 500.00 | 10000.00 | 562.00 | 11240.00 | 1000.00 | 20000.00 | 378.00 | 7560.00 | 0.00 | mastek engineering private limited
717.00 | Pipeline & Structural Works: SUPPLY OF PIPELINE/ PIPING ITEMS Supply, procurement and transportation to worksite(s)/workshop(s) including loading, unloading and handling for the following materials to be supplied by Contractor as per the requirement of PMS, data-sheets, scope of work, specifications, standards, instructions of Owner/ Engineer-in-Charge and other provisions of Contract. FITTINGS Supply of 1.5 D 90 SW Elbow as per details given below: ( Fitting Size - .75 INCH, Thk/Sch - NA , Dmn. Std. - ASME B16.11 , Material - ASTM A 350LF2 CL1 ) | 6.00 | NOS |  | 260.00 | 1560.00 | Not Quoted | Not Quoted | 417.00 | 2502.00 | 383.00 | 2298.00 | Not Quoted | Not Quoted | 494.00 | 2964.00 | 285.00 | 1710.00 | 335.00 | 2010.00 | Not Quoted | Not Quoted | Not Quoted | Not Quoted | 0.00 | 0.00 | 500.00 | 3000.00 | 1231.00 | 7386.00 | 1000.00 | 6000.00 | 440.00 | 2640.00 | 0.00 | mastek engineering private limited
718.00 | Pipeline & Structural Works: SUPPLY OF PIPELINE/ PIPING ITEMS Supply, procurement and transportation to worksite(s)/workshop(s) including loading, unloading and handling for the following materials to be supplied by Contractor as per the requirement of PMS, data-sheets, scope of work, specifications, standards, instructions of Owner/ Engineer-in-Charge and other provisions of Contract. FITTINGS Supply of 1.5 D 45 BW Elbow as per details given below: ( Fitting Size - 18 INCH, Thk/Sch - 19.1 , Dmn. Std. - MSS SP 75 , Material - MSS SP 75 GR. WPHY-52 (CHARPY) ) | 8.00 | NOS |  | 38840.00 | 310720.00 | Not Quoted | Not Quoted | 55833.00 | 446664.00 | 57144.00 | 457152.00 | Not Quoted | Not Quoted | 60932.00 | 487456.00 | 38000.00 | 304000.00 | 46950.00 | 375600.00 | Not Quoted | Not Quoted | Not Quoted | Not Quoted | 0.00 | 0.00 | 70000.00 | 560000.00 | 72662.00 | 581296.00 | 19000.00 | 152000.00 | 82720.00 | 661760.00 | 0.00 | mastek engineering private limited
719.00 | Pipeline & Structural Works: SUPPLY OF PIPELINE/ PIPING ITEMS Supply, procurement and transportation to worksite(s)/workshop(s) including loading, unloading and handling for the following materials to be supplied by Contractor as per the requirement of PMS, data-sheets, scope of work, specifications, standards, instructions of Owner/ Engineer-in-Charge and other provisions of Contract. FITTINGS Supply of BW Equal Tees as per details given below: ( Fitting Size - .75 INCH, Thk/Sch - NA , Dmn. Std. - ASME B16.11 , Material - ASTM A105 ) | 6.00 | NOS |  | 300.00 | 1800.00 | Not Quoted | Not Quoted | 3048.00 | 18288.00 | 442.00 | 2652.00 | Not Quoted | Not Quoted | 494.00 | 2964.00 | 380.00 | 2280.00 | 418.00 | 2508.00 | Not Quoted | Not Quoted | Not Quoted | Not Quoted | 0.00 | 0.00 | 500.00 | 3000.00 | 778.00 | 4668.00 | 800.00 | 4800.00 | 1056.00 | 6336.00 | 0.00 | mastek engineering private limited
720.00 | Pipeline & Structural Works: SUPPLY OF PIPELINE/ PIPING ITEMS Supply, procurement and transportation to worksite(s)/workshop(s) including loading, unloading and handling for the following materials to be supplied by Contractor as per the requirement of PMS, data-sheets, scope of work, specifications, standards, instructions of Owner/ Engineer-in-Charge and other provisions of Contract. FITTINGS Supply of BW Equal Tees as per details given below: ( Fitting Size - 18 INCH, Thk/Sch - 19.1 , Dmn. Std. - MSS SP75 , Material - MSS SP 75 GR. WPHY-52 (CHARPY) ) | 4.00 | NOS |  | 55960.00 | 223840.00 | Not Quoted | Not Quoted | 432.00 | 1728.00 | 82332.00 | 329328.00 | Not Quoted | Not Quoted | 87793.00 | 351172.00 | 77900.00 | 311600.00 | 73450.00 | 293800.00 | Not Quoted | Not Quoted | Not Quoted | Not Quoted | 0.00 | 0.00 | 12000.00 | 48000.00 | 72662.00 | 290648.00 | 35000.00 | 140000.00 | 101200.00 | 404800.00 | 0.00 | mastek engineering private limited
721.00 | Pipeline & Structural Works: SUPPLY OF PIPELINE/ PIPING ITEMS Supply, procurement and transportation to worksite(s)/workshop(s) including loading, unloading and handling for the following materials to be supplied by Contractor as per the requirement of PMS, data-sheets, scope of work, specifications, standards, instructions of Owner/ Engineer-in-Charge and other provisions of Contract. FITTINGS Supply of BW Equal Tees as per details given below: ( Fitting Size - 2 INCH, Thk/Sch - XS , Dmn. Std. - ASME B16.9 , Material - ASTM A 234 WPB (CHARPY) ) | 11.00 | NOS |  | 640.00 | 7040.00 | Not Quoted | Not Quoted | 80433.00 | 884763.00 | 942.00 | 10362.00 | Not Quoted | Not Quoted | 1086.00 | 11946.00 | 713.00 | 7843.00 | 735.00 | 8085.00 | Not Quoted | Not Quoted | Not Quoted | Not Quoted | 0.00 | 0.00 | 1200.00 | 13200.00 | 1674.00 | 18414.00 | 2200.00 | 24200.00 | 880.00 | 9680.00 | 0.00 | mastek engineering private limited
722.00 | Pipeline & Structural Works: SUPPLY OF PIPELINE/ PIPING ITEMS Supply, procurement and transportation to worksite(s)/workshop(s) including loading, unloading and handling for the following materials to be supplied by Contractor as per the requirement of PMS, data-sheets, scope of work, specifications, standards, instructions of Owner/ Engineer-in-Charge and other provisions of Contract. FITTINGS Supply of BW Equal Tees as per details given below: ( Fitting Size - 6 INCH, Thk/Sch - XS , Dmn. Std. - ASME B16.9 , Material - ASTM A 234 WPB (CHARPY) ) | 5.00 | NOS |  | 3040.00 | 15200.00 | Not Quoted | Not Quoted | 920.00 | 4600.00 | 4473.00 | 22365.00 | Not Quoted | Not Quoted | 4839.00 | 24195.00 | 7125.00 | 35625.00 | 6170.00 | 30850.00 | Not Quoted | Not Quoted | Not Quoted | Not Quoted | 0.00 | 0.00 | 6000.00 | 30000.00 | 8942.00 | 44710.00 | 6500.00 | 32500.00 | 7040.00 | 35200.00 | 0.00 | mastek engineering private limited
723.00 | Pipeline & Structural Works: SUPPLY OF PIPELINE/ PIPING ITEMS Supply, procurement and transportation to worksite(s)/workshop(s) including loading, unloading and handling for the following materials to be supplied by Contractor as per the requirement of PMS, data-sheets, scope of work, specifications, standards, instructions of Owner/ Engineer-in-Charge and other provisions of Contract. FITTINGS Supply of BW Concentric Reducer as per details given below: ( Fitting Size1 - 2 INCH, Fitting Size2 - .75 INCH, Thk1/Sch1 - XS , Thk2/Sch2 - S160 , Dmn Std. - ASME B16.9 , Material - ASTM A 420 WPL6 ) | 18.00 | NOS |  | 780.00 | 14040.00 | Not Quoted | Not Quoted | 4370.00 | 78660.00 | 1148.00 | 20664.00 | Not Quoted | Not Quoted | 1284.00 | 23112.00 | 618.00 | 11124.00 | 882.00 | 15876.00 | Not Quoted | Not Quoted | Not Quoted | Not Quoted | 0.00 | 0.00 | 1200.00 | 21600.00 | 1674.00 | 30132.00 | 1200.00 | 21600.00 | 704.00 | 12672.00 | 0.00 | mastek engineering private limited
724.00 | Pipeline & Structural Works: SUPPLY OF PIPELINE/ PIPING ITEMS Supply, procurement and transportation to worksite(s)/workshop(s) including loading, unloading and handling for the following materials to be supplied by Contractor as per the requirement of PMS, data-sheets, scope of work, specifications, standards, instructions of Owner/ Engineer-in-Charge and other provisions of Contract. FITTINGS Supply of BW Concentric Reducer as per details given below: ( Fitting Size1 - 2 INCH, Fitting Size2 - .75 INCH, Thk1/Sch1 - XS , Thk2/Sch2 - S160 , Dmn Std. - ASME B16.9 , Material - ASTM A 234 WPB (CHARPY) ) | 8.00 | NOS |  | 720.00 | 5760.00 | Not Quoted | Not Quoted | 1122.00 | 8976.00 | 1059.00 | 8472.00 | Not Quoted | Not Quoted | 1185.00 | 9480.00 | 618.00 | 4944.00 | 682.00 | 5456.00 | Not Quoted | Not Quoted | Not Quoted | Not Quoted | 0.00 | 0.00 | 1200.00 | 9600.00 | 842.00 | 6736.00 | 1500.00 | 12000.00 | 704.00 | 5632.00 | 0.00 | mastek engineering private limited
725.00 | Pipeline & Structural Works: SUPPLY OF PIPELINE/ PIPING ITEMS Supply, procurement and transportation to worksite(s)/workshop(s) including loading, unloading and handling for the following materials to be supplied by Contractor as per the requirement of PMS, data-sheets, scope of work, specifications, standards, instructions of Owner/ Engineer-in-Charge and other provisions of Contract. FITTINGS Supply of BW Concentric Reducer as per details given below: ( Fitting Size1 - 4 INCH, Fitting Size2 - 2 INCH, Thk1/Sch1 - XS , Thk2/Sch2 - XS , Dmn Std. - ASME B16.9 , Material - ASTM A 234 WPB (CHARPY) ) | 48.00 | NOS |  | 680.00 | 32640.00 | Not Quoted | Not Quoted | 1035.00 | 49680.00 | 1001.00 | 48048.00 | Not Quoted | Not Quoted | 1086.00 | 52128.00 | 950.00 | 45600.00 | 764.00 | 36672.00 | Not Quoted | Not Quoted | Not Quoted | Not Quoted | 0.00 | 0.00 | 1500.00 | 72000.00 | 2462.00 | 118176.00 | 6500.00 | 312000.00 | 1056.00 | 50688.00 | 0.00 | mastek engineering private limited
726.00 | Pipeline & Structural Works: SUPPLY OF PIPELINE/ PIPING ITEMS Supply, procurement and transportation to worksite(s)/workshop(s) including loading, unloading and handling for the following materials to be supplied by Contractor as per the requirement of PMS, data-sheets, scope of work, specifications, standards, instructions of Owner/ Engineer-in-Charge and other provisions of Contract. FITTINGS Supply of BW Concentric Reducer as per details given below: ( Fitting Size1 - 4 INCH, Fitting Size2 - 2 INCH, Thk1/Sch1 - XS , Thk2/Sch2 - XS , Dmn Std. - ASME B16.9 , Material - ASTM A 420 WPL6 ) | 4.00 | NOS |  | 780.00 | 3120.00 | Not Quoted | Not Quoted | 978.00 | 3912.00 | 1148.00 | 4592.00 | Not Quoted | Not Quoted | 1284.00 | 5136.00 | 950.00 | 3800.00 | 911.00 | 3644.00 | Not Quoted | Not Quoted | Not Quoted | Not Quoted | 0.00 | 0.00 | 1500.00 | 6000.00 | 4028.00 | 16112.00 | 6500.00 | 26000.00 | 11440.00 | 45760.00 | 0.00 | mastek engineering private limited
727.00 | Pipeline & Structural Works: SUPPLY OF PIPELINE/ PIPING ITEMS Supply, procurement and transportation to worksite(s)/workshop(s) including loading, unloading and handling for the following materials to be supplied by Contractor as per the requirement of PMS, data-sheets, scope of work, specifications, standards, instructions of Owner/ Engineer-in-Charge and other provisions of Contract. FITTINGS Supply of BW Concentric Reducer as per details given below: ( Fitting Size1 - 2 INCH, Fitting Size2 - 1 INCH, Thk1/Sch1 - XS , Thk2/Sch2 - XS , Dmn Std. - ASME B16.9 , Material - ASTM A 420 WPL6 ) | 1.00 | NOS |  | 300.00 | 300.00 | Not Quoted | Not Quoted | 1122.00 | 1122.00 | 442.00 | 442.00 | Not Quoted | Not Quoted | 494.00 | 494.00 | 618.00 | 618.00 | 882.00 | 882.00 | Not Quoted | Not Quoted | Not Quoted | Not Quoted | 0.00 | 0.00 | 1500.00 | 1500.00 | 1674.00 | 1674.00 | 2000.00 | 2000.00 | 1056.00 | 1056.00 | 0.00 | mastek engineering private limited
728.00 | Pipeline & Structural Works: SUPPLY OF PIPELINE/ PIPING ITEMS Supply, procurement and transportation to worksite(s)/workshop(s) including loading, unloading and handling for the following materials to be supplied by Contractor as per the requirement of PMS, data-sheets, scope of work, specifications, standards, instructions of Owner/ Engineer-in-Charge and other provisions of Contract. FITTINGS Supply of BW Concentric Reducer as per details given below: ( Fitting Size1 - 2 INCH, Fitting Size2 - 1.5 INCH, Thk1/Sch1 - XS , Thk2/Sch2 - XS , Dmn Std. - ASME B16.9 , Material - ASTM A 420 WPL6 ) | 1.00 | NOS |  | 300.00 | 300.00 | Not Quoted | Not Quoted | 432.00 | 432.00 | 442.00 | 442.00 | Not Quoted | Not Quoted | 494.00 | 494.00 | 618.00 | 618.00 | 659.00 | 659.00 | Not Quoted | Not Quoted | Not Quoted | Not Quoted | 0.00 | 0.00 | 1500.00 | 1500.00 | 1674.00 | 1674.00 | 1800.00 | 1800.00 | 1056.00 | 1056.00 | 0.00 | mastek engineering private limited
729.00 | Pipeline & Structural Works: SUPPLY OF PIPELINE/ PIPING ITEMS Supply, procurement and transportation to worksite(s)/workshop(s) including loading, unloading and handling for the following materials to be supplied by Contractor as per the requirement of PMS, data-sheets, scope of work, specifications, standards, instructions of Owner/ Engineer-in-Charge and other provisions of Contract. FITTINGS Supply of BW Concentric Reducer as per details given below: ( Fitting Size1 - 10 INCH, Fitting Size2 - 6 INCH, Thk1/Sch1 - 12.7 , Thk2/Sch2 - XS , Dmn Std. - MSS SP 75 , Material - MSS SP 75 GR. WPHY-52 (CHARPY) ) | 8.00 | NOS |  | 6240.00 | 49920.00 | Not Quoted | Not Quoted | 432.00 | 3456.00 | 9181.00 | 73448.00 | Not Quoted | Not Quoted | 9876.00 | 79008.00 | 7125.00 | 57000.00 | 5383.00 | 43064.00 | Not Quoted | Not Quoted | Not Quoted | Not Quoted | 0.00 | 0.00 | 5500.00 | 44000.00 | 335362.00 | 2682896.00 | 13500.00 | 108000.00 | 7128.00 | 57024.00 | 0.00 | mastek engineering private limited
730.00 | Pipeline & Structural Works: SUPPLY OF PIPELINE/ PIPING ITEMS Supply, procurement and transportation to worksite(s)/workshop(s) including loading, unloading and handling for the following materials to be supplied by Contractor as per the requirement of PMS, data-sheets, scope of work, specifications, standards, instructions of Owner/ Engineer-in-Charge and other provisions of Contract. FITTINGS Supply of Sockolet conforming to MSS-SP-97 and as per details given below: ( Fitting Size1 - 6 INCH, Fitting Size2 - .75 INCH, Rating - 6000 , Material - ASTM A105 ) | 1.00 | NOS |  | 360.00 | 360.00 | Not Quoted | Not Quoted | 8970.00 | 8970.00 | 530.00 | 530.00 | Not Quoted | Not Quoted | 593.00 | 593.00 | 2850.00 | 2850.00 | 682.00 | 682.00 | Not Quoted | Not Quoted | Not Quoted | Not Quoted | 0.00 | 0.00 | 1000.00 | 1000.00 | 1058.00 | 1058.00 | 3000.00 | 3000.00 | 880.00 | 880.00 | 0.00 | mastek engineering private limited
731.00 | Pipeline & Structural Works: SUPPLY OF PIPELINE/ PIPING ITEMS Supply, procurement and transportation to worksite(s)/workshop(s) including loading, unloading and handling for the following materials to be supplied by Contractor as per the requirement of PMS, data-sheets, scope of work, specifications, standards, instructions of Owner/ Engineer-in-Charge and other provisions of Contract. FITTINGS Supply of Weldolet conforming to MSS-SP-97 and as per details given below: ( Fitting Size1 - 10 INCH, Fitting Size2 - 2 INCH, Thk1/Sch1 - 12.7 , Thk2/Sch2 - XXS , Material - ASTM A105 (CHARPY) ) | 10.00 | NOS |  | 1000.00 | 10000.00 | Not Quoted | Not Quoted | 518.00 | 5180.00 | 1472.00 | 14720.00 | Not Quoted | Not Quoted | 1580.00 | 15800.00 | 2850.00 | 28500.00 | 1587.00 | 15870.00 | Not Quoted | Not Quoted | Not Quoted | Not Quoted | 0.00 | 0.00 | 2500.00 | 25000.00 | 2009.00 | 20090.00 | 5000.00 | 50000.00 | 1056.00 | 10560.00 | 0.00 | mastek engineering private limited
732.00 | Pipeline & Structural Works: SUPPLY OF PIPELINE/ PIPING ITEMS Supply, procurement and transportation to worksite(s)/workshop(s) including loading, unloading and handling for the following materials to be supplied by Contractor as per the requirement of PMS, data-sheets, scope of work, specifications, standards, instructions of Owner/ Engineer-in-Charge and other provisions of Contract. FITTINGS Supply of Weldolet conforming to MSS-SP-97 and as per details given below: ( Fitting Size1 - 18 INCH, Fitting Size2 - 2 INCH, Thk1/Sch1 - 19.1 , Thk2/Sch2 - XXS , Material - ASTM A105 (CHARPY) ) | 2.00 | NOS |  | 1000.00 | 2000.00 | Not Quoted | Not Quoted | 1438.00 | 2876.00 | 1472.00 | 2944.00 | Not Quoted | Not Quoted | 1580.00 | 3160.00 | 2850.00 | 5700.00 | 1587.00 | 3174.00 | Not Quoted | Not Quoted | Not Quoted | Not Quoted | 0.00 | 0.00 | 2500.00 | 5000.00 | 2009.00 | 4018.00 | 9000.00 | 18000.00 | 1056.00 | 2112.00 | 0.00 | mastek engineering private limited
733.00 | Pipeline & Structural Works: SUPPLY OF PIPELINE/ PIPING ITEMS Supply, procurement and transportation to worksite(s)/workshop(s) including loading, unloading and handling for the following materials to be supplied by Contractor as per the requirement of PMS, data-sheets, scope of work, specifications, standards, instructions of Owner/ Engineer-in-Charge and other provisions of Contract. FITTINGS Supply of Weldolet conforming to MSS-SP-97 and as per details given below: ( Fitting Size1 - 18 INCH, Fitting Size2 - 6 INCH, Thk1/Sch1 - 19.1 , Thk2/Sch2 - XXS , Material - ASTM A105 (CHARPY) ) | 1.00 | NOS |  | 6200.00 | 6200.00 | Not Quoted | Not Quoted | 1438.00 | 1438.00 | 9122.00 | 9122.00 | Not Quoted | Not Quoted | 9777.00 | 9777.00 | 2850.00 | 2850.00 | 1587.00 | 1587.00 | Not Quoted | Not Quoted | Not Quoted | Not Quoted | 0.00 | 0.00 | 25000.00 | 25000.00 | 13975.00 | 13975.00 | 14000.00 | 14000.00 | 2640.00 | 2640.00 | 0.00 | mastek engineering private limited
734.00 | Pipeline & Structural Works: SUPPLY OF PIPELINE/ PIPING ITEMS Supply, procurement and transportation to worksite(s)/workshop(s) including loading, unloading and handling for the following materials to be supplied by Contractor as per the requirement of PMS, data-sheets, scope of work, specifications, standards, instructions of Owner/ Engineer-in-Charge and other provisions of Contract. FITTINGS Supply of Weldolet conforming to MSS-SP-97 and as per details given below: ( Fitting Size1 - 18 INCH, Fitting Size2 - 2 INCH, Thk1/Sch1 - 9.7 , Thk2/Sch2 - XS , Material - ASTM A 694 GR. F-70 (CHARPY) ) | 3.00 | NOS |  | 1200.00 | 3600.00 | Not Quoted | Not Quoted | 8912.00 | 26736.00 | 1766.00 | 5298.00 | Not Quoted | Not Quoted | 1975.00 | 5925.00 | 2850.00 | 8550.00 | 7933.00 | 23799.00 | Not Quoted | Not Quoted | Not Quoted | Not Quoted | 0.00 | 0.00 | 2500.00 | 7500.00 | 5033.00 | 15099.00 | 140000.00 | 420000.00 | 836.00 | 2508.00 | 0.00 | mastek engineering private limited
735.00 | Pipeline & Structural Works: SUPPLY OF PIPELINE/ PIPING ITEMS Supply, procurement and transportation to worksite(s)/workshop(s) including loading, unloading and handling for the following materials to be supplied by Contractor as per the requirement of PMS, data-sheets, scope of work, specifications, standards, instructions of Owner/ Engineer-in-Charge and other provisions of Contract. FITTINGS Supply of Weldolet conforming to MSS-SP-97 and as per details given below: ( Fitting Size1 - 6 INCH, Fitting Size2 - 2 INCH, Thk1/Sch1 - XS , Thk2/Sch2 - XS , Material - ASTM A105 (CHARPY) ) | 2.00 | NOS |  | 920.00 | 1840.00 | Not Quoted | Not Quoted | 1725.00 | 3450.00 | 1354.00 | 2708.00 | Not Quoted | Not Quoted | 1481.00 | 2962.00 | 2850.00 | 5700.00 | 1352.00 | 2704.00 | Not Quoted | Not Quoted | Not Quoted | Not Quoted | 0.00 | 0.00 | 2500.00 | 5000.00 | 2009.00 | 4018.00 | 8000.00 | 16000.00 | 616.00 | 1232.00 | 0.00 | mastek engineering private limited
736.00 | Pipeline & Structural Works: SUPPLY OF PIPELINE/ PIPING ITEMS Supply, procurement and transportation to worksite(s)/workshop(s) including loading, unloading and handling for the following materials to be supplied by Contractor as per the requirement of PMS, data-sheets, scope of work, specifications, standards, instructions of Owner/ Engineer-in-Charge and other provisions of Contract. FITTINGS Supply of Weldolet conforming to MSS-SP-97 and as per details given below: ( Fitting Size1 - 6 INCH, Fitting Size2 - 2 INCH, Thk1/Sch1 - XS , Thk2/Sch2 - XXS , Material - ASTM A 350LF2 CL1 ) | 1.00 | NOS |  | 1100.00 | 1100.00 | Not Quoted | Not Quoted | 1323.00 | 1323.00 | 1619.00 | 1619.00 | Not Quoted | Not Quoted | 1778.00 | 1778.00 | 2850.00 | 2850.00 | 1587.00 | 1587.00 | Not Quoted | Not Quoted | Not Quoted | Not Quoted | 0.00 | 0.00 | 2500.00 | 2500.00 | 4028.00 | 4028.00 | 9000.00 | 9000.00 | 704.00 | 704.00 | 0.00 | mastek engineering private limited
737.00 | Pipeline & Structural Works: SUPPLY OF PIPELINE/ PIPING ITEMS Supply, procurement and transportation to worksite(s)/workshop(s) including loading, unloading and handling for the following materials to be supplied by Contractor as per the requirement of PMS, data-sheets, scope of work, specifications, standards, instructions of Owner/ Engineer-in-Charge and other provisions of Contract. FITTINGS Supply of Weldolet conforming to MSS-SP-97 and as per details given below: ( Fitting Size1 - 18 INCH, Fitting Size2 - 4 INCH, Thk1/Sch1 - 19.1 , Thk2/Sch2 - XXS , Material - ASTM A 350LF2 CL1 ) | 6.00 | NOS |  | 3600.00 | 21600.00 | Not Quoted | Not Quoted | 1582.00 | 9492.00 | 5297.00 | 31782.00 | Not Quoted | Not Quoted | 5728.00 | 34368.00 | 2850.00 | 17100.00 | 3350.00 | 20100.00 | Not Quoted | Not Quoted | Not Quoted | Not Quoted | 0.00 | 0.00 | 5000.00 | 30000.00 | 7042.00 | 42252.00 | 19000.00 | 114000.00 | 1540.00 | 9240.00 | 0.00 | mastek engineering private limited
738.00 | Pipeline & Structural Works: SUPPLY OF PIPELINE/ PIPING ITEMS Supply, procurement and transportation to worksite(s)/workshop(s) including loading, unloading and handling for the following materials to be supplied by Contractor as per the requirement of PMS, data-sheets, scope of work, specifications, standards, instructions of Owner/ Engineer-in-Charge and other provisions of Contract. FITTINGS Supply of BW Reducing Tees as per details given below: ( Fitting Size1 - 18 INCH, Fitting Size2 - 10 INCH, Thk1/Sch1 - 19.1 , Thk2/Sch2 - 12.7 , Dmn Std. - MSS SP75 , Material - MSS SP 75 GR. WPHY-52 (CHARPY) ) | 1.00 | NOS |  | 55600.00 | 55600.00 | Not Quoted | Not Quoted | 5175.00 | 5175.00 | 81802.00 | 81802.00 | Not Quoted | Not Quoted | 87201.00 | 87201.00 | 77900.00 | 77900.00 | 61698.00 | 61698.00 | Not Quoted | Not Quoted | Not Quoted | Not Quoted | 0.00 | 0.00 | 125000.00 | 125000.00 | 603655.00 | 603655.00 | 58000.00 | 58000.00 | 77000.00 | 77000.00 | 0.00 | mastek engineering private limited
739.00 | Pipeline & Structural Works: SUPPLY OF PIPELINE/ PIPING ITEMS Supply, procurement and transportation to worksite(s)/workshop(s) including loading, unloading and handling for the following materials to be supplied by Contractor as per the requirement of PMS, data-sheets, scope of work, specifications, standards, instructions of Owner/ Engineer-in-Charge and other provisions of Contract. FITTINGS Supply of BW Reducing Tees as per details given below: ( Fitting Size1 - 6 INCH, Fitting Size2 - 4 INCH, Thk1/Sch1 - XS , Thk2/Sch2 - XS , Dmn Std. - ASME B16.9 , Material - ASTM A 234 WPB (CHARPY) ) | 50.00 | NOS |  | 3080.00 | 154000.00 | Not Quoted | Not Quoted | 6250.00 | 312500.00 | 4532.00 | 226600.00 | Not Quoted | Not Quoted | 4839.00 | 241950.00 | 7125.00 | 356250.00 | 3350.00 | 167500.00 | Not Quoted | Not Quoted | Not Quoted | Not Quoted | 0.00 | 0.00 | 6500.00 | 325000.00 | 22356.00 | 1117800.00 | 5800.00 | 290000.00 | 7040.00 | 352000.00 | 0.00 | mastek engineering private limited
740.00 | Pipeline & Structural Works: SUPPLY OF PIPELINE/ PIPING ITEMS Supply, procurement and transportation to worksite(s)/workshop(s) including loading, unloading and handling for the following materials to be supplied by Contractor as per the requirement of PMS, data-sheets, scope of work, specifications, standards, instructions of Owner/ Engineer-in-Charge and other provisions of Contract. FITTINGS Supply of BW Reducing Tees as per details given below: ( Fitting Size1 - 6 INCH, Fitting Size2 - 4 INCH, Thk1/Sch1 - XS , Thk2/Sch2 - XS , Dmn Std. - ASME B16.9 , Material - ASTM A 420 WPL6 ) | 8.00 | NOS |  | 3320.00 | 26560.00 | Not Quoted | Not Quoted | 4428.00 | 35424.00 | 4885.00 | 39080.00 | Not Quoted | Not Quoted | 5234.00 | 41872.00 | 7125.00 | 57000.00 | 5301.00 | 42408.00 | Not Quoted | Not Quoted | Not Quoted | Not Quoted | 0.00 | 0.00 | 6500.00 | 52000.00 | 22356.00 | 178848.00 | 6500.00 | 52000.00 | 6600.00 | 52800.00 | 0.00 | mastek engineering private limited
741.00 | Pipeline & Structural Works: SUPPLY OF PIPELINE/ PIPING ITEMS Supply, procurement and transportation to worksite(s)/workshop(s) including loading, unloading and handling for the following materials to be supplied by Contractor as per the requirement of PMS, data-sheets, scope of work, specifications, standards, instructions of Owner/ Engineer-in-Charge and other provisions of Contract. FITTINGS Supply of Sockolet conforming to MSS-SP-97 and as per details given below: ( Fitting Size1 - 10 INCH, Fitting Size2 - .75 INCH, Rating - 6000 , Material - ASTM A105 ) | 5.00 | NOS |  | 1000.00 | 5000.00 | Not Quoted | Not Quoted | 4428.00 | 22140.00 | 530.00 | 2650.00 | Not Quoted | Not Quoted | 593.00 | 2965.00 | 2850.00 | 14250.00 | 682.00 | 3410.00 | Not Quoted | Not Quoted | Not Quoted | Not Quoted | 0.00 | 0.00 | 1200.00 | 6000.00 | 1058.00 | 5290.00 | 5000.00 | 25000.00 | 440.00 | 2200.00 | 0.00 | mastek engineering private limited
742.00 | Pipeline & Structural Works: SUPPLY OF PIPELINE/ PIPING ITEMS Supply, procurement and transportation to worksite(s)/workshop(s) including loading, unloading and handling for the following materials to be supplied by Contractor as per the requirement of PMS, data-sheets, scope of work, specifications, standards, instructions of Owner/ Engineer-in-Charge and other provisions of Contract. FITTINGS Supply of Sockolet conforming to MSS-SP-97 and as per details given below: ( Fitting Size1 - 18 INCH, Fitting Size2 - .75 INCH, Rating - 6000 , Material - ASTM A105 ) | 6.00 | NOS |  | 360.00 | 2160.00 | Not Quoted | Not Quoted | 1438.00 | 8628.00 | 530.00 | 3180.00 | Not Quoted | Not Quoted | 593.00 | 3558.00 | 2850.00 | 17100.00 | 682.00 | 4092.00 | Not Quoted | Not Quoted | Not Quoted | Not Quoted | 0.00 | 0.00 | 1200.00 | 7200.00 | 1058.00 | 6348.00 | 5000.00 | 30000.00 | 440.00 | 2640.00 | 0.00 | mastek engineering private limited
743.00 | Pipeline & Structural Works: SUPPLY OF PIPELINE/ PIPING ITEMS Supply, procurement and transportation to worksite(s)/workshop(s) including loading, unloading and handling for the following materials to be supplied by Contractor as per the requirement of PMS, data-sheets, scope of work, specifications, standards, instructions of Owner/ Engineer-in-Charge and other provisions of Contract. FITTINGS Supply of Sockolet conforming to MSS-SP-97 and as per details given below: ( Fitting Size1 - 6 INCH, Fitting Size2 - .75 INCH, Rating - 6000 , Material - ASTM A 350LF2 CL1 ) | 4.00 | NOS |  | 360.00 | 1440.00 | Not Quoted | Not Quoted | 518.00 | 2072.00 | 618.00 | 2472.00 | Not Quoted | Not Quoted | 691.00 | 2764.00 | 2850.00 | 11400.00 | 717.00 | 2868.00 | Not Quoted | Not Quoted | Not Quoted | Not Quoted | 0.00 | 0.00 | 1200.00 | 4800.00 | 2009.00 | 8036.00 | 1000.00 | 4000.00 | 466.00 | 1864.00 | 0.00 | mastek engineering private limited
744.00 | Pipeline & Structural Works: SUPPLY OF PIPELINE/ PIPING ITEMS Supply, procurement and transportation to worksite(s)/workshop(s) including loading, unloading and handling for the following materials to be supplied by Contractor as per the requirement of PMS, data-sheets, scope of work, specifications, standards, instructions of Owner/ Engineer-in-Charge and other provisions of Contract. FITTINGS Supply of Sockolet conforming to MSS-SP-97 and as per details given below: ( Fitting Size1 - 2 INCH, Fitting Size2 - .75 INCH, Rating - 6000 , Material - ASTM A 350LF2 CL1 ) | 8.00 | NOS |  | 420.00 | 3360.00 | Not Quoted | Not Quoted | 518.00 | 4144.00 | 618.00 | 4944.00 | Not Quoted | Not Quoted | 691.00 | 5528.00 | 2850.00 | 22800.00 | 717.00 | 5736.00 | Not Quoted | Not Quoted | Not Quoted | Not Quoted | 0.00 | 0.00 | 1200.00 | 9600.00 | 2009.00 | 16072.00 | 800.00 | 6400.00 | 466.00 | 3728.00 | 0.00 | mastek engineering private limited
745.00 | Pipeline & Structural Works: SUPPLY OF PIPELINE/ PIPING ITEMS Supply, procurement and transportation to worksite(s)/workshop(s) including loading, unloading and handling for the following materials to be supplied by Contractor as per the requirement of PMS, data-sheets, scope of work, specifications, standards, instructions of Owner/ Engineer-in-Charge and other provisions of Contract. FITTINGS Supply of 1.5 D 90 BW Elbow as per details given below: ( Fitting Size - 2 INCH, Thk/Sch - XS , Dmn. Std. - ASME B16.9 , Material - ASTM A 420 WPL6 ) | 10.00 | NOS |  | 420.00 | 4200.00 | Not Quoted | Not Quoted | 604.00 | 6040.00 | 471.00 | 4710.00 | Not Quoted | Not Quoted | 593.00 | 5930.00 | 475.00 | 4750.00 | 441.00 | 4410.00 | Not Quoted | Not Quoted | Not Quoted | Not Quoted | 0.00 | 0.00 | 500.00 | 5000.00 | 2797.00 | 27970.00 | 2000.00 | 20000.00 | 484.00 | 4840.00 | 0.00 | mastek engineering private limited
746.00 | Pipeline & Structural Works: SUPPLY OF PIPELINE/ PIPING ITEMS Supply, procurement and transportation to worksite(s)/workshop(s) including loading, unloading and handling for the following materials to be supplied by Contractor as per the requirement of PMS, data-sheets, scope of work, specifications, standards, instructions of Owner/ Engineer-in-Charge and other provisions of Contract. FITTINGS Supply of 1.5 D 90 BW Elbow as per details given below: ( Fitting Size - 6 INCH, Thk/Sch - XS , Dmn. Std. - ASME B16.9 , Material - ASTM A 420 WPL6 ) | 13.00 | NOS |  | 3100.00 | 40300.00 | Not Quoted | Not Quoted | 604.00 | 7852.00 | 4562.00 | 59306.00 | Not Quoted | Not Quoted | 4938.00 | 64194.00 | 4750.00 | 61750.00 | 3855.00 | 50115.00 | Not Quoted | Not Quoted | Not Quoted | Not Quoted | 0.00 | 0.00 | 4500.00 | 58500.00 | 8942.00 | 116246.00 | 8000.00 | 104000.00 | 4048.00 | 52624.00 | 0.00 | mastek engineering private limited
747.00 | Pipeline & Structural Works: SUPPLY OF PIPELINE/ PIPING ITEMS Supply, procurement and transportation to worksite(s)/workshop(s) including loading, unloading and handling for the following materials to be supplied by Contractor as per the requirement of PMS, data-sheets, scope of work, specifications, standards, instructions of Owner/ Engineer-in-Charge and other provisions of Contract. FITTINGS Supply of 1.5 D 90 BW Elbow as per details given below: ( Fitting Size - 18 INCH, Thk/Sch - 19.1 , Dmn. Std. - MSS SP75 , Material - MSS SP 75 GR. WPHY-52 (CHARPY) ) | 10.00 | NOS |  | 53200.00 | 532000.00 | Not Quoted | Not Quoted | 460.00 | 4600.00 | 78271.00 | 782710.00 | Not Quoted | Not Quoted | 83448.00 | 834480.00 | 71250.00 | 712500.00 | 66399.00 | 663990.00 | Not Quoted | Not Quoted | Not Quoted | Not Quoted | 0.00 | 0.00 | 7500.00 | 75000.00 | 72662.00 | 726620.00 | 16000.00 | 160000.00 | 80960.00 | 809600.00 | 0.00 | mastek engineering private limited
748.00 | Pipeline & Structural Works: SUPPLY OF PIPELINE/ PIPING ITEMS Supply, procurement and transportation to worksite(s)/workshop(s) including loading, unloading and handling for the following materials to be supplied by Contractor as per the requirement of PMS, data-sheets, scope of work, specifications, standards, instructions of Owner/ Engineer-in-Charge and other provisions of Contract. FITTINGS Supply of 1.5 D 90 BW Elbow as per details given below: ( Fitting Size - 2 INCH, Thk/Sch - XS , Dmn. Std. - ASME B16.9 , Material - ASTM A 234 WPB (CHARPY) ) | 48.00 | NOS |  | 300.00 | 14400.00 | Not Quoted | Not Quoted | 4457.00 | 213936.00 | 442.00 | 21216.00 | Not Quoted | Not Quoted | 494.00 | 23712.00 | 475.00 | 22800.00 | 330.00 | 15840.00 | Not Quoted | Not Quoted | Not Quoted | Not Quoted | 0.00 | 0.00 | 500.00 | 24000.00 | 1393.00 | 66864.00 | 2000.00 | 96000.00 | 440.00 | 21120.00 | 0.00 | mastek engineering private limited
749.00 | Pipeline & Structural Works: SUPPLY OF PIPELINE/ PIPING ITEMS Supply, procurement and transportation to worksite(s)/workshop(s) including loading, unloading and handling for the following materials to be supplied by Contractor as per the requirement of PMS, data-sheets, scope of work, specifications, standards, instructions of Owner/ Engineer-in-Charge and other provisions of Contract. FITTINGS Supply of 1.5 D 90 BW Elbow as per details given below: ( Fitting Size - 6 INCH, Thk/Sch - XS , Dmn. Std. - ASME B16.9 , Material - ASTM A 234 WPB (CHARPY) ) | 18.00 | NOS |  | 2800.00 | 50400.00 | Not Quoted | Not Quoted | 76475.00 | 1376550.00 | 4120.00 | 74160.00 | Not Quoted | Not Quoted | 4444.00 | 79992.00 | 4750.00 | 85500.00 | 4055.00 | 72990.00 | Not Quoted | Not Quoted | Not Quoted | Not Quoted | 0.00 | 0.00 | 500.00 | 9000.00 | 8942.00 | 160956.00 | 8000.00 | 144000.00 | 3872.00 | 69696.00 | 0.00 | mastek engineering private limited
750.00 | Pipeline & Structural Works: SUPPLY OF PIPELINE/ PIPING ITEMS Supply, procurement and transportation to worksite(s)/workshop(s) including loading, unloading and handling for the following materials to be supplied by Contractor as per the requirement of PMS, data-sheets, scope of work, specifications, standards, instructions of Owner/ Engineer-in-Charge and other provisions of Contract. FITTINGS Supply of 1.5 D 90 BW Elbow as per details given below: ( Fitting Size - 4 INCH, Thk/Sch - XS , Dmn. Std. - ASME B16.9 , Material - ASTM A 420WPL 6 ) | 8.00 | NOS |  | 1120.00 | 8960.00 | Not Quoted | Not Quoted | 432.00 | 3456.00 | 1648.00 | 13184.00 | Not Quoted | Not Quoted | 1778.00 | 14224.00 | 1900.00 | 15200.00 | 1599.00 | 12792.00 | Not Quoted | Not Quoted | Not Quoted | Not Quoted | 0.00 | 0.00 | 300.00 | 2400.00 | 4471.00 | 35768.00 | 6000.00 | 48000.00 | 2288.00 | 18304.00 | 0.00 | mastek engineering private limited
751.00 | Pipeline & Structural Works: SUPPLY OF PIPELINE/ PIPING ITEMS Supply, procurement and transportation to worksite(s)/workshop(s) including loading, unloading and handling for the following materials to be supplied by Contractor as per the requirement of PMS, data-sheets, scope of work, specifications, standards, instructions of Owner/ Engineer-in-Charge and other provisions of Contract. FITTINGS Supply of 1.5 D 90 BW Elbow as per details given below: ( Fitting Size - 10 INCH, Thk/Sch - 12.7 , Dmn. Std. - MSS SP 75 , Material - MSS SP 75 GR. WPHY-52 (CHARPY) ) | 8.00 | NOS |  | 12600.00 | 100800.00 | Not Quoted | Not Quoted | 4025.00 | 32200.00 | 18538.00 | 148304.00 | Not Quoted | Not Quoted | 19850.00 | 158800.00 | 14250.00 | 114000.00 | 11988.00 | 95904.00 | Not Quoted | Not Quoted | Not Quoted | Not Quoted | 0.00 | 0.00 | 1500.00 | 12000.00 | 46278.00 | 370224.00 | 9000.00 | 72000.00 | 17248.00 | 137984.00 | 0.00 | mastek engineering private limited
752.00 | Pipeline & Structural Works: SUPPLY OF PIPELINE/ PIPING ITEMS Supply, procurement and transportation to worksite(s)/workshop(s) including loading, unloading and handling for the following materials to be supplied by Contractor as per the requirement of PMS, data-sheets, scope of work, specifications, standards, instructions of Owner/ Engineer-in-Charge and other provisions of Contract. GASKETS Supply of Spiral Wound Gaskets as per Std. B 16.20 - ASME B16.5, Material - SP.WND SS316+GRAFIL and details given below: ( Size - 2 INCH, Rating - 600 ) | 48.00 | NOS |  | 160.00 | 7680.00 | Not Quoted | Not Quoted | 4618.00 | 221664.00 | 108.00 | 5184.00 | Not Quoted | Not Quoted | 219.00 | 10512.00 | 143.00 | 6864.00 | 127.00 | 6096.00 | Not Quoted | Not Quoted | Not Quoted | Not Quoted | 0.00 | 0.00 | 750.00 | 36000.00 | 151.00 | 7248.00 | 200.00 | 9600.00 | 132.00 | 6336.00 | 0.00 | mastek engineering private limited
753.00 | Pipeline & Structural Works: SUPPLY OF PIPELINE/ PIPING ITEMS Supply, procurement and transportation to worksite(s)/workshop(s) including loading, unloading and handling for the following materials to be supplied by Contractor as per the requirement of PMS, data-sheets, scope of work, specifications, standards, instructions of Owner/ Engineer-in-Charge and other provisions of Contract. GASKETS Supply of Spiral Wound Gaskets as per Std. B 16.20 - ASME B16.5, Material - SP.WND SS316+GRAFIL and details given below: ( Size - 4 INCH, Rating - 600 ) | 6.00 | NOS |  | 320.00 | 1920.00 | Not Quoted | Not Quoted | 18113.00 | 108678.00 | 278.00 | 1668.00 | Not Quoted | Not Quoted | 438.00 | 2628.00 | 452.00 | 2712.00 | 304.00 | 1824.00 | Not Quoted | Not Quoted | Not Quoted | Not Quoted | 0.00 | 0.00 | 1250.00 | 7500.00 | 389.00 | 2334.00 | 400.00 | 2400.00 | 396.00 | 2376.00 | 0.00 | mastek engineering private limited
754.00 | Pipeline & Structural Works: SUPPLY OF PIPELINE/ PIPING ITEMS Supply, procurement and transportation to worksite(s)/workshop(s) including loading, unloading and handling for the following materials to be supplied by Contractor as per the requirement of PMS, data-sheets, scope of work, specifications, standards, instructions of Owner/ Engineer-in-Charge and other provisions of Contract. GASKETS Supply of Spiral Wound Gaskets as per Std. B 16.20 - ASME B16.5, Material - SP.WND SS316+GRAFIL and details given below: ( Size - 18 INCH, Rating - 600 ) | 16.00 | NOS |  | 1440.00 | 23040.00 | Not Quoted | Not Quoted | 650.00 | 10400.00 | 1827.00 | 29232.00 | Not Quoted | Not Quoted | 3292.00 | 52672.00 | 1710.00 | 27360.00 | 2116.00 | 33856.00 | Not Quoted | Not Quoted | Not Quoted | Not Quoted | 0.00 | 0.00 | 2750.00 | 44000.00 | 2311.00 | 36976.00 | 1400.00 | 22400.00 | 1848.00 | 29568.00 | 0.00 | mastek engineering private limited
755.00 | Pipeline & Structural Works: SUPPLY OF PIPELINE/ PIPING ITEMS Supply, procurement and transportation to worksite(s)/workshop(s) including loading, unloading and handling for the following materials to be supplied by Contractor as per the requirement of PMS, data-sheets, scope of work, specifications, standards, instructions of Owner/ Engineer-in-Charge and other provisions of Contract. GASKETS Supply of Spiral Wound Gaskets as per Std. B 16.20 - ASME B16.5, Material - SP.WND SS316+GRAFIL and details given below: ( Size - .75 INCH, Rating - 600 ) | 74.00 | NOS |  | 80.00 | 5920.00 | Not Quoted | Not Quoted | 850.00 | 62900.00 | 42.00 | 3108.00 | Not Quoted | Not Quoted | 110.00 | 8140.00 | 72.00 | 5328.00 | 71.00 | 5254.00 | Not Quoted | Not Quoted | Not Quoted | Not Quoted | 0.00 | 0.00 | 500.00 | 37000.00 | 76.00 | 5624.00 | 200.00 | 14800.00 | 88.00 | 6512.00 | 0.00 | mastek engineering private limited
756.00 | Pipeline & Structural Works: SUPPLY OF PIPELINE/ PIPING ITEMS Supply, procurement and transportation to worksite(s)/workshop(s) including loading, unloading and handling for the following materials to be supplied by Contractor as per the requirement of PMS, data-sheets, scope of work, specifications, standards, instructions of Owner/ Engineer-in-Charge and other provisions of Contract. GASKETS Supply of Spiral Wound Gaskets as per Std. B 16.20 - ASME B16.5, Material - SP.WND SS316+GRAFIL and details given below: ( Size - 6 INCH, Rating - 600 ) | 32.00 | NOS |  | 480.00 | 15360.00 | Not Quoted | Not Quoted | 3150.00 | 100800.00 | 465.00 | 14880.00 | Not Quoted | Not Quoted | 767.00 | 24544.00 | 618.00 | 19776.00 | 473.00 | 15136.00 | Not Quoted | Not Quoted | Not Quoted | Not Quoted | 0.00 | 0.00 | 2200.00 | 70400.00 | 670.00 | 21440.00 | 500.00 | 16000.00 | 405.00 | 12960.00 | 0.00 | mastek engineering private limited
757.00 | Pipeline & Structural Works: SUPPLY OF PIPELINE/ PIPING ITEMS Supply, procurement and transportation to worksite(s)/workshop(s) including loading, unloading and handling for the following materials to be supplied by Contractor as per the requirement of PMS, data-sheets, scope of work, specifications, standards, instructions of Owner/ Engineer-in-Charge and other provisions of Contract. GASKETS Supply of Spiral Wound Gaskets as per Std. B 16.20 - ASME B16.5, Material - SP.WND SS316+GRAFIL and details given below: ( Size - 10 INCH, Rating - 600 ) | 5.00 | NOS |  | 800.00 | 4000.00 | Not Quoted | Not Quoted | 450.00 | 2250.00 | 939.00 | 4695.00 | Not Quoted | Not Quoted | 2194.00 | 10970.00 | 1045.00 | 5225.00 | 1129.00 | 5645.00 | Not Quoted | Not Quoted | Not Quoted | Not Quoted | 0.00 | 0.00 | 2500.00 | 12500.00 | 1253.00 | 6265.00 | 600.00 | 3000.00 | 810.00 | 4050.00 | 0.00 | mastek engineering private limited
758.00 | Pipeline & Structural Works: SUPPLY OF PIPELINE/ PIPING ITEMS Supply, procurement and transportation to worksite(s)/workshop(s) including loading, unloading and handling for the following materials to be supplied by Contractor as per the requirement of PMS, data-sheets, scope of work, specifications, standards, instructions of Owner/ Engineer-in-Charge and other provisions of Contract. FASTENERS Supply of Bolt Stud with 2 Nuts as per Std. ASME B18.2, Bolt Material -A193 Gr. B7, Nut Material - A194 Gr. 2H and details given below: ( Dia - .875 INCH, Length - 5.75 INCH ) | 48.00 | NOS |  | 148.00 | 7104.00 | Not Quoted | Not Quoted | 850.00 | 40800.00 | 125.00 | 6000.00 | Not Quoted | Not Quoted | 158.00 | 7584.00 | 143.00 | 6864.00 | 160.00 | 7680.00 | Not Quoted | Not Quoted | Not Quoted | Not Quoted | 0.00 | 0.00 | 250.00 | 12000.00 | 173.00 | 8304.00 | 550.00 | 26400.00 | 158.00 | 7584.00 | 0.00 | mastek engineering private limited
759.00 | Pipeline & Structural Works: SUPPLY OF PIPELINE/ PIPING ITEMS Supply, procurement and transportation to worksite(s)/workshop(s) including loading, unloading and handling for the following materials to be supplied by Contractor as per the requirement of PMS, data-sheets, scope of work, specifications, standards, instructions of Owner/ Engineer-in-Charge and other provisions of Contract. FASTENERS Supply of Bolt Stud with 2 Nuts as per Std. ASME B18.2, Bolt Material -A193 Gr. B7, Nut Material - A194 Gr. 2H and details given below: ( Dia - 1 INCH, Length - 7.75 INCH ) | 216.00 | NOS |  | 198.00 | 42768.00 | Not Quoted | Not Quoted | 1260.00 | 272160.00 | 249.00 | 53784.00 | Not Quoted | Not Quoted | 277.00 | 59832.00 | 333.00 | 71928.00 | 251.00 | 54216.00 | Not Quoted | Not Quoted | Not Quoted | Not Quoted | 0.00 | 0.00 | 250.00 | 54000.00 | 270.00 | 58320.00 | 550.00 | 118800.00 | 308.00 | 66528.00 | 0.00 | mastek engineering private limited
760.00 | Pipeline & Structural Works: SUPPLY OF PIPELINE/ PIPING ITEMS Supply, procurement and transportation to worksite(s)/workshop(s) including loading, unloading and handling for the following materials to be supplied by Contractor as per the requirement of PMS, data-sheets, scope of work, specifications, standards, instructions of Owner/ Engineer-in-Charge and other provisions of Contract. FASTENERS Supply of Bolt Stud with 2 Nuts as per Std. ASME B18.2, Bolt Material -A193 Gr. B7, Nut Material - A194 Gr. 2H and details given below: ( Dia - 1 INCH, Length - 8.75 INCH ) | 84.00 | NOS |  | 213.00 | 17892.00 | Not Quoted | Not Quoted | 250.00 | 21000.00 | 265.00 | 22260.00 | Not Quoted | Not Quoted | 306.00 | 25704.00 | 428.00 | 35952.00 | 271.00 | 22764.00 | Not Quoted | Not Quoted | Not Quoted | Not Quoted | 0.00 | 0.00 | 250.00 | 21000.00 | 292.00 | 24528.00 | 550.00 | 46200.00 | 361.00 | 30324.00 | 0.00 | mastek engineering private limited
761.00 | Pipeline & Structural Works: SUPPLY OF PIPELINE/ PIPING ITEMS Supply, procurement and transportation to worksite(s)/workshop(s) including loading, unloading and handling for the following materials to be supplied by Contractor as per the requirement of PMS, data-sheets, scope of work, specifications, standards, instructions of Owner/ Engineer-in-Charge and other provisions of Contract. FASTENERS Supply of Bolt Stud with 2 Nuts as per Std. ASME B18.2, Bolt Material -A193 Gr. B7, Nut Material - A194 Gr. 2H and details given below: ( Dia - 1.25 INCH, Length - 9.75 INCH ) | 80.00 | NOS |  | 400.00 | 32000.00 | Not Quoted | Not Quoted | 280.00 | 22400.00 | 493.00 | 39440.00 | Not Quoted | Not Quoted | 533.00 | 42640.00 | 523.00 | 41840.00 | 466.00 | 37280.00 | Not Quoted | Not Quoted | Not Quoted | Not Quoted | 0.00 | 0.00 | 500.00 | 40000.00 | 551.00 | 44080.00 | 550.00 | 44000.00 | 616.00 | 49280.00 | 0.00 | mastek engineering private limited
762.00 | Pipeline & Structural Works: SUPPLY OF PIPELINE/ PIPING ITEMS Supply, procurement and transportation to worksite(s)/workshop(s) including loading, unloading and handling for the following materials to be supplied by Contractor as per the requirement of PMS, data-sheets, scope of work, specifications, standards, instructions of Owner/ Engineer-in-Charge and other provisions of Contract. FASTENERS Supply of Bolt Stud with 2 Nuts as per Std. ASME B18.2, Bolt Material -A193 Gr. B7, Nut Material - A194 Gr. 2H and details given below: ( Dia - 1.625 INCH, Length - 12.5 INCH ) | 280.00 | NOS |  | 868.00 | 243040.00 | Not Quoted | Not Quoted | 280.00 | 78400.00 | 1022.00 | 286160.00 | Not Quoted | Not Quoted | 1155.00 | 323400.00 | 950.00 | 266000.00 | 1024.00 | 286720.00 | Not Quoted | Not Quoted | Not Quoted | Not Quoted | 0.00 | 0.00 | 850.00 | 238000.00 | 1188.00 | 332640.00 | 550.00 | 154000.00 | 1144.00 | 320320.00 | 0.00 | mastek engineering private limited
763.00 | Pipeline & Structural Works: SUPPLY OF PIPELINE/ PIPING ITEMS Supply, procurement and transportation to worksite(s)/workshop(s) including loading, unloading and handling for the following materials to be supplied by Contractor as per the requirement of PMS, data-sheets, scope of work, specifications, standards, instructions of Owner/ Engineer-in-Charge and other provisions of Contract. FASTENERS Supply of Bolt Stud with 2 Nuts as per Std. ASME B18.2, Bolt Material -A193 Gr. B7, Nut Material - A194 Gr. 2H and details given below: ( Dia - 1.625 INCH, Length - 14.75 INCH ) | 20.00 | NOS |  | 1192.00 | 23840.00 | Not Quoted | Not Quoted | 320.00 | 6400.00 | 1123.00 | 22460.00 | Not Quoted | Not Quoted | 1363.00 | 27260.00 | 1045.00 | 20900.00 | 1068.00 | 21360.00 | Not Quoted | Not Quoted | Not Quoted | Not Quoted | 0.00 | 0.00 | 950.00 | 19000.00 | 1328.00 | 26560.00 | 550.00 | 11000.00 | 1232.00 | 24640.00 | 0.00 | mastek engineering private limited
764.00 | Pipeline & Structural Works: SUPPLY OF PIPELINE/ PIPING ITEMS Supply, procurement and transportation to worksite(s)/workshop(s) including loading, unloading and handling for the following materials to be supplied by Contractor as per the requirement of PMS, data-sheets, scope of work, specifications, standards, instructions of Owner/ Engineer-in-Charge and other provisions of Contract. FASTENERS Supply of Bolt Stud with 2 Nuts as per Std. ASME B18.2, Bolt Material -A320 Gr. L7, Nut Material - A194 Gr. 4 and details given below: ( Dia - .625 INCH, Length - 3.5 INCH ) | 296.00 | NOS |  | 119.00 | 35224.00 | Not Quoted | Not Quoted | 350.00 | 103600.00 | 77.00 | 22792.00 | Not Quoted | Not Quoted | 59.00 | 17464.00 | 72.00 | 21312.00 | 71.00 | 21016.00 | Not Quoted | Not Quoted | Not Quoted | Not Quoted | 0.00 | 0.00 | 60.00 | 17760.00 | 76.00 | 22496.00 | 550.00 | 162800.00 | 220.00 | 65120.00 | 0.00 | mastek engineering private limited
765.00 | Pipeline & Structural Works: SUPPLY OF PIPELINE/ PIPING ITEMS Supply, procurement and transportation to worksite(s)/workshop(s) including loading, unloading and handling for the following materials to be supplied by Contractor as per the requirement of PMS, data-sheets, scope of work, specifications, standards, instructions of Owner/ Engineer-in-Charge and other provisions of Contract. FASTENERS Supply of Bolt Stud with 2 Nuts as per Std. ASME B18.2, Bolt Material -A320 Gr. L7, Nut Material - A194 Gr. 4 and details given below: ( Dia - .625 INCH, Length - 4.25 INCH ) | 384.00 | NOS |  | 119.00 | 45696.00 | Not Quoted | Not Quoted | 475.00 | 182400.00 | 84.00 | 32256.00 | Not Quoted | Not Quoted | 69.00 | 26496.00 | 86.00 | 33024.00 | 71.00 | 27264.00 | Not Quoted | Not Quoted | Not Quoted | Not Quoted | 0.00 | 0.00 | 70.00 | 26880.00 | 86.00 | 33024.00 | 550.00 | 211200.00 | 176.00 | 67584.00 | 0.00 | mastek engineering private limited
766.00 | Pipeline & Structural Works: SUPPLY OF PIPELINE/ PIPING ITEMS Supply, procurement and transportation to worksite(s)/workshop(s) including loading, unloading and handling for the following materials to be supplied by Contractor as per the requirement of PMS, data-sheets, scope of work, specifications, standards, instructions of Owner/ Engineer-in-Charge and other provisions of Contract. FASTENERS Supply of Jack Screw as per Std. ASME B18.2, Material - A193 Gr. B7 and details given below: ( Dia - .75 INCH, Length - 8 INCH ) | 4.00 | NOS |  | 800.00 | 3200.00 | Not Quoted | Not Quoted | 475.00 | 1900.00 | 246.00 | 984.00 | Not Quoted | Not Quoted | 158.00 | 632.00 | 190.00 | 760.00 | 159.00 | 636.00 | Not Quoted | Not Quoted | Not Quoted | Not Quoted | 0.00 | 0.00 | 125.00 | 500.00 | 313.00 | 1252.00 | 500.00 | 2000.00 | 361.00 | 1444.00 | 0.00 | mastek engineering private limited
767.00 | Pipeline & Structural Works: SUPPLY OF PIPELINE/ PIPING ITEMS Supply, procurement and transportation to worksite(s)/workshop(s) including loading, unloading and handling for the following materials to be supplied by Contractor as per the requirement of PMS, data-sheets, scope of work, specifications, standards, instructions of Owner/ Engineer-in-Charge and other provisions of Contract. FASTENERS Supply of Jack Screw as per Std. ASME B18.2, Material - A193 Gr. B7 and details given below: ( Dia - .75 INCH, Length - 4.75 INCH ) | 14.00 | NOS |  | 800.00 | 11200.00 | Not Quoted | Not Quoted | 350.00 | 4900.00 | 208.00 | 2912.00 | Not Quoted | Not Quoted | 99.00 | 1386.00 | 143.00 | 2002.00 | 112.00 | 1568.00 | Not Quoted | Not Quoted | Not Quoted | Not Quoted | 0.00 | 0.00 | 195.00 | 2730.00 | 227.00 | 3178.00 | 800.00 | 11200.00 | 88.00 | 1232.00 | 0.00 | mastek engineering private limited
768.00 | Pipeline & Structural Works: FABRICATION OF LONG RADIUS BENDS (FROM FREE ISSUE LINEPIPE) FABRICATION OF LONG RADIUS (R=6D) BENDS Transportation of Company supplied free issue bare line pipes to fabrication shop, fabrication of long radius bends (R=6D), testing and transportation to worksite(s)/workshop(s) including loading, unloading and handling as per Scope of work and other provisions of the Contract. Long Radius Bends (R=6D) as per following detail: ( Size - 18 INCH, From Angle - 30 DEGREE, To Angle - 45 DEGREE, Pipe Thickness - 11.9 MM, Material - API 5L Gr. X-70, PSL-2 ) | 29.00 | NOS |  | 40000.00 | 1160000.00 | Not Quoted | Not Quoted | 90000.00 | 2610000.00 | 90231.00 | 2616699.00 | Not Quoted | Not Quoted | 71104.00 | 2062016.00 | 76000.00 | 2204000.00 | 49648.00 | 1439792.00 | Not Quoted | Not Quoted | Not Quoted | Not Quoted | 0.00 | 0.00 | 90000.00 | 2610000.00 | 79706.00 | 2311474.00 | 400000.00 | 11600000.00 | 79200.00 | 2296800.00 | 0.00 | mastek engineering private limited
769.00 | Pipeline & Structural Works: FABRICATION OF LONG RADIUS BENDS (FROM FREE ISSUE LINEPIPE) FABRICATION OF LONG RADIUS (R=6D) BENDS Transportation of Company supplied free issue bare line pipes to fabrication shop, fabrication of long radius bends (R=6D), testing and transportation to worksite(s)/workshop(s) including loading, unloading and handling as per Scope of work and other provisions of the Contract. Long Radius Bends (R=6D) as per following detail: ( Size - 18 INCH, From Angle - 46 DEGREE, To Angle - 60 DEGREE, Pipe Thickness - 11.9 MM, Material - API 5L Gr. X-70, PSL-2 ) | 8.00 | NOS |  | 48000.00 | 384000.00 | Not Quoted | Not Quoted | 115000.00 | 920000.00 | 96707.00 | 773656.00 | Not Quoted | Not Quoted | 79004.00 | 632032.00 | 80750.00 | 646000.00 | 59502.00 | 476016.00 | Not Quoted | Not Quoted | Not Quoted | Not Quoted | 0.00 | 0.00 | 80000.00 | 640000.00 | 88968.00 | 711744.00 | 400000.00 | 3200000.00 | 105600.00 | 844800.00 | 0.00 | mastek engineering private limited
770.00 | Pipeline & Structural Works: FABRICATION OF LONG RADIUS BENDS (FROM FREE ISSUE LINEPIPE) FABRICATION OF LONG RADIUS (R=6D) BENDS Transportation of Company supplied free issue bare line pipes to fabrication shop, fabrication of long radius bends (R=6D), testing and transportation to worksite(s)/workshop(s) including loading, unloading and handling as per Scope of work and other provisions of the Contract. Long Radius Bends (R=6D) as per following detail: ( Size - 18 INCH, From Angle - 61 DEGREE, To Angle - 90 DEGREE, Pipe Thickness - 11.9 MM, Material - API 5L Gr. X-70, PSL-2 ) | 2.00 | NOS |  | 56000.00 | 112000.00 | Not Quoted | Not Quoted | 125000.00 | 250000.00 | 102615.00 | 205230.00 | Not Quoted | Not Quoted | 98755.00 | 197510.00 | 85500.00 | 171000.00 | 76723.00 | 153446.00 | Not Quoted | Not Quoted | Not Quoted | Not Quoted | 0.00 | 0.00 | 70000.00 | 140000.00 | 105171.00 | 210342.00 | 500000.00 | 1000000.00 | 123200.00 | 246400.00 | 0.00 | mastek engineering private limited
771.00 | Pipeline & Structural Works: PIPELINE INFORMATION MANAGEMENT SYSTEM Providing pipeline information management system using web based software for monitoring pipeline construction progress and providing all "As Built" data & drawings for entire length of pipeline as per specifications enclosed with the tender document. | 1.00 | LS |  | 4000000.00 | 4000000.00 | Not Quoted | Not Quoted | 3000000.00 | 3000000.00 | 2000000.00 | 2000000.00 | Not Quoted | Not Quoted | 3456430.00 | 3456430.00 | 2375000.00 | 2375000.00 | 5495342.00 | 5495342.00 | Not Quoted | Not Quoted | Not Quoted | Not Quoted | 0.00 | 0.00 | 4000000.00 | 4000000.00 | 7180853.00 | 7180853.00 | 500000.00 | 500000.00 | 2640000.00 | 2640000.00 | 0.00 | mastek engineering private limited
772.00 | Pipeline & Structural Works: INSTALLATION OF SKIDS Receiving and taking-over, handling, loading, transportation and unloading of Owner supplied Surge Relief Valve Skids/ Filteration Skids/ Metering skids/ Pressure let down skids from designated place(s) of issue/ dump site(s) to Contractor's own stock-yard(s)/ workshop(s)/ work-site(s) and necessary hook-up as per P&ID in conjunction with scope of work, job specific requirements, specifications, standards, drawings and other provision of contract document. Installation of Skid as per following details: ( Type of Skid - FILTRATION METERING LETDOWN , Tag No - 021-M-00-101 ) | 60.00 | MT |  | 20000.00 | 1200000.00 | Not Quoted | Not Quoted | 25000.00 | 1500000.00 | 50000.00 | 3000000.00 | Not Quoted | Not Quoted | 50000.00 | 3000000.00 | 38000.00 | 2280000.00 | 23504.00 | 1410240.00 | Not Quoted | Not Quoted | Not Quoted | Not Quoted | 0.00 | 0.00 | 21000.00 | 1260000.00 | 27500.00 | 1650000.00 | 2000.00 | 120000.00 | 55000.00 | 3300000.00 | 0.00 | mastek engineering private limited
773.00 | Pipeline & Structural Works: ROCK SHIELDING IN ROCKY AREAS All works for Supply and installation of Rock Shield mesh around pipeline with 150 mm sand padding all around pipe in rocky areas as per scope of work, provisions of Contract document and as per instructions of Engineer-in-charge. Pipeline as per following detail: ( Pipe OD - 18 INCH ) | 500.00 | M |  | 840.00 | 420000.00 | Not Quoted | Not Quoted | 570.00 | 285000.00 | 2000.00 | 1000000.00 | Not Quoted | Not Quoted | 741.00 | 370500.00 | 285.00 | 142500.00 | 224.00 | 112000.00 | Not Quoted | Not Quoted | Not Quoted | Not Quoted | 0.00 | 0.00 | 540.00 | 270000.00 | 330.00 | 165000.00 | 3000.00 | 1500000.00 | 2200.00 | 1100000.00 | 0.00 | mastek engineering private limited
774.00 | Pipeline & Structural Works: Miscellaneous SHALLOW PROFILE HDD FOR MINOR CROSSINGS & FOR LOCATIONS WITH LAYING CONSTRAINTS: Shallow Profile HDD for Minor Crossings & For Locations with Laying Constraints: Complete work for minor pipeline crossings by Shallow Profile HDD method with minimal entry and exit angles in accordance with Scope of Work and as per approved Shallow Profile HDD profile & Methodology. Installation of 3LPE coated pipeline across minor crossings & for Locations with Laying Constraints by Shallow Profile HDD method, including all additional drilled lengths necessitated by Contractor's engineering, design & based on site conditions; Mobilization and De-mobilization; Carrying out Topographic survey & Geotechnical investigations (if required), Trial pit(s) for underground utility identification, Preparation of ramps and temporary launching and receiving pit(s) at entry & exit side of rig & restoration of the same after completion of work, Engineering, Preparation of crossing drawings and detailed construction method statement; supply of all materials as per "Contractor's Scope of Supply, all consumables, equipment, machinery, manpower and other resources; acquiring all additional land required for Contractor's storage, fabrication & construction; "Receiving and taking over" of Owner supplied free issue 3LPE coated line pipes from Company's designated place of issue; Carrying out inspection and repairs including supply of all repair materials; Handling, transportation and unloading of Company supplied coated line pipes; Preparation of string including welding, NDT of welds and re-bevelled areas, radiography, weld repair and re-test, pre hydro testing of completed string, Supply & application of corrosion coating of field joints with "HDD sleeve" Cutting of pipes, if required; including NDT of cut ends, Installation of pipeline and HDPE duct pipe at required cover by directional drilling to the correct profile as per approved Profile & Methodology; carrying out holiday test after completion of pulling of string at receiving ends. Disposal of corrosion inhibited water & bentonite as directed by Engineer In charge; Restoration and clean-up etc.; Preparation of As-Built drawings, documents and other records etc.; Obtaining NOCs from relevant authorities & owners; Obtaining approval from Company for the design, engineering, calculations, drawings & documents; Carrying out all works in accordance with "Scope of Work" document no. B398-000-83-41-SOW-9502, standard/job specifications, drawings, in compliance to statutory authorities requirement & all provisions of the tender document and as per instructions of Company/ Engineer-In-charge. Note-1: Contractor shall carry out geotechnical investigation for the crossings to be executed through Shallow profile HDD, in absence of Company provided geotechnical data beyond 3 m depth. Note-2: Quantity mentioned for this item is total cumulative length of individual crossing at various locations. These Shallow Profile HDD shall be executed for cased crossing location(s) indicated in Alignment Sheets & at locations with laying constraints as per site conditions & as verified & approved by Engineer-In-Charge. Note-3: Thickness for Line pipe (API 5L Gr. X70 PSL2) for Shallow Profile HDDs shall be 8.2/ 9.7 mm based on crossing location and as per instructions of Company/ Engineer-In-charge. | 2246.00 | M |  | 16150.00 | 36272900.00 | Not Quoted | Not Quoted | 14000.00 | 31444000.00 | 22000.00 | 49412000.00 | Not Quoted | Not Quoted | 24400.00 | 54802400.00 | 22000.00 | 49412000.00 | 26442.00 | 59388732.00 | Not Quoted | Not Quoted | Not Quoted | Not Quoted | 0.00 | 0.00 | 18000.00 | 40428000.00 | 32289.00 | 72521094.00 | 14750.00 | 33128500.00 | 30800.00 | 69176800.00 | 0.00 | mastek engineering private limited
775.00 | GST (CGST&SGST/UTGST or IGST) in percentage (%) on net Total Amount (The quantity mentioned in this row may be ignored) | 1.00 | Percentage |  | 18.00 | 177195442.81 | Not Quoted | Not Quoted | 18.00 | 203446856.92 | 18.00 | 198166330.08 | 18.00 | 0.00 | 18.00 | 193471211.02 | 18.00 | 179637231.82 | 18.00 | 193824000.00 | Not Quoted | Not Quoted | Not Quoted | Not Quoted | 0.00 | 0.00 | 18.00 | 186920074.62 | 18.00 | 226260000.00 | 18.00 | 172649829.60 | 18.00 | 210302672.04 | 0.00 | mastek engineering private limited, Oswal Infrastructure Limited
| Total in Figures |  |  |  |  | 1161614569.51 |  |  |  | 1333707173.12 |  | 1299090386.08 |  | 0.00 |  | 1268311272.22 |  | 1177621853.08 |  | 1270624000.00 | [5 empty] | 0.00 |  | 1225364933.62 |  | 1483260000.00 |  | 1131815549.60 |  | 1378650850.04
Lowest Amount Quoted BY: mastek engineering private limited,Oswal Infrastructure Limited(0.00)

## BOQ Summary
BOQ Summary Details Tender Title: PIPELINE LAYING AND COMPOSITE WORKS MNJPL PROJECT Tender ID: 2022_GAIL_123739_1
Sheet Name | Sl.No | Bidder Name | Amount | Bid Rank
BoQ1 | 1 | mastek engineering private limited | 0.00 | L1
| 2 | LIKHITHA INFRASTRUCTURE LIMITED | 1373338327.20 | L2
| 3 | Corrtech International Limited | 1431304653.04 | L3
| 4 | Advance Infrastrurctures Pvt Ltd | 1451392637.04 | L4
| 5 | KEC Spur Infrastructure Pvt. Ltd. | 1452580000.00 | L5
| 6 | Kalpataru Power Transmission Limited | 1483260000.00 | L6
| 7 | JSIW INFRASTRUCTURE PRIVATE LIMITED | 1526129679.66 | L7
| 8 | CROSS COUNTRY CONTRACTORS PRIVATE LIMITED | 1532814997.57 | L8
| 9 | Ace Pipeline Contracts Pvt Ltd | 1606576414.48 | L9
| 10 | JAIHIND PROJECTS LIMITED. |  | No Rank
| 11 | Oswal Infrastructure Limited |  | No Rank
| 12 | PRATHAM EPC PROJECTS PVT LTD |  | No Rank
| 13 | Enprocon Enterprise Limited |  | No Rank
| 14 | RAMBARAN SINGH APEX PRIVATE LIMITED |  | No Rank
| 15 | NRP PROJECTS PRIVATE LIMITED |  | No Rank
BoQ2 | 1 | JAIHIND PROJECTS LIMITED. | 857356110.50 | L1
| 2 | LIKHITHA INFRASTRUCTURE LIMITED | 872444179.32 | L2
| 3 | mastek engineering private limited | 878170766.81 | L3
| 4 | Advance Infrastrurctures Pvt Ltd | 958403871.66 | L4
| 5 | Oswal Infrastructure Limited | 959453093.56 | L5
| 6 | Corrtech International Limited | 1000119576.34 | L6
| 7 | JSIW INFRASTRUCTURE PRIVATE LIMITED | 1012025509.66 | L7
| 8 | KEC Spur Infrastructure Pvt. Ltd. | 1030022000.00 | L8
| 9 | Ace Pipeline Contracts Pvt Ltd | 1085037896.38 | L9
| 10 | Kalpataru Power Transmission Limited | 1117460000.00 | L10
| 11 | PRATHAM EPC PROJECTS PVT LTD |  | No Rank
| 12 | RAMBARAN SINGH APEX PRIVATE LIMITED |  | No Rank
| 13 | NRP PROJECTS PRIVATE LIMITED |  | No Rank
| 14 | CROSS COUNTRY CONTRACTORS PRIVATE LIMITED |  | No Rank
| 15 | Enprocon Enterprise Limited |  | No Rank
BoQ3 | 1 | mastek engineering private limited | 0.00 | L1
| 2 | KEC Spur Infrastructure Pvt. Ltd. | 1349684000.00 | L2
| 3 | Corrtech International Limited | 1434697288.21 | L3
| 4 | Advance Infrastrurctures Pvt Ltd | 1467740203.99 | L4
| 5 | JSIW INFRASTRUCTURE PRIVATE LIMITED | 1470009985.32 | L5
| 6 | Kalpataru Power Transmission Limited | 1503910000.00 | L6
| 7 | Enprocon Enterprise Limited | 1530194609.15 | L7
| 8 | LIKHITHA INFRASTRUCTURE LIMITED | 1552521081.76 | L8
| 9 | Ace Pipeline Contracts Pvt Ltd | 1599202080.00 | L9
| 10 | NRP PROJECTS PRIVATE LIMITED | 1607648791.40 | L10
| 11 | CROSS COUNTRY CONTRACTORS PRIVATE LIMITED |  | No Rank
| 12 | JAIHIND PROJECTS LIMITED. |  | No Rank
| 13 | Oswal Infrastructure Limited |  | No Rank
| 14 | RAMBARAN SINGH APEX PRIVATE LIMITED |  | No Rank
| 15 | PRATHAM EPC PROJECTS PVT LTD |  | No Rank
BoQ4 | 1 | mastek engineering private limited | 0.00 | L1
| 2 | KEC Spur Infrastructure Pvt. Ltd. | 1467684000.00 | L2
| 3 | LIKHITHA INFRASTRUCTURE LIMITED | 1529742863.85 | L3
| 4 | Advance Infrastrurctures Pvt Ltd | 1538075797.29 | L4
| 5 | JSIW INFRASTRUCTURE PRIVATE LIMITED | 1630687873.68 | L5
| 6 | Ace Pipeline Contracts Pvt Ltd | 1680782256.74 | L6
| 7 | Corrtech International Limited | 1770000000.00 | L7
| 8 | Kalpataru Power Transmission Limited | 1791830000.00 | L8
| 9 | CROSS COUNTRY CONTRACTORS PRIVATE LIMITED | 1947435263.53 | L9
| 10 | PRATHAM EPC PROJECTS PVT LTD |  | No Rank
| 11 | JAIHIND PROJECTS LIMITED. |  | No Rank
| 12 | Oswal Infrastructure Limited |  | No Rank
| 13 | Enprocon Enterprise Limited |  | No Rank
| 14 | NRP PROJECTS PRIVATE LIMITED |  | No Rank
| 15 | RAMBARAN SINGH APEX PRIVATE LIMITED |  | No Rank
BoQ5 | 1 | mastek engineering private limited | 0.00 | L1
| 2 | KEC Spur Infrastructure Pvt. Ltd. | 1399834000.00 | L2
| 3 | CROSS COUNTRY CONTRACTORS PRIVATE LIMITED | 1616485460.53 | L3
| 4 | Ace Pipeline Contracts Pvt Ltd | 1658139352.38 | L4
| 5 | JSIW INFRASTRUCTURE PRIVATE LIMITED | 1699176034.20 | L5
| 6 | Advance Infrastrurctures Pvt Ltd | 1711000049.80 | L6
| 7 | Kalpataru Power Transmission Limited | 1723390000.00 | L7
| 8 | Corrtech International Limited | 1746400000.00 | L8
| 9 | LIKHITHA INFRASTRUCTURE LIMITED | 1892733762.34 | L9
| 10 | Oswal Infrastructure Limited |  | No Rank
| 11 | RAMBARAN SINGH APEX PRIVATE LIMITED |  | No Rank
| 12 | Enprocon Enterprise Limited |  | No Rank
| 13 | NRP PROJECTS PRIVATE LIMITED |  | No Rank
| 14 | JAIHIND PROJECTS LIMITED. |  | No Rank
| 15 | PRATHAM EPC PROJECTS PVT LTD |  | No Rank
BoQ6 | 1 | mastek engineering private limited | 0.00 | L1
| 2 | Oswal Infrastructure Limited | 0.00 | L1
| 3 | PRATHAM EPC PROJECTS PVT LTD | 1131815549.60 | L2
| 4 | Corrtech International Limited | 1161614569.51 | L3
| 5 | LIKHITHA INFRASTRUCTURE LIMITED | 1177621853.08 | L4
| 6 | RAMBARAN SINGH APEX PRIVATE LIMITED | 1225364933.62 | L5
| 7 | Enprocon Enterprise Limited | 1268311272.22 | L6
| 8 | KEC Spur Infrastructure Pvt. Ltd. | 1270624000.00 | L7
| 9 | JSIW INFRASTRUCTURE PRIVATE LIMITED | 1299090386.08 | L8
| 10 | Advance Infrastrurctures Pvt Ltd | 1333707173.12 | L9
| 11 | Ace Pipeline Contracts Pvt Ltd | 1378650850.04 | L10
| 12 | Kalpataru Power Transmission Limited | 1483260000.00 | L11
| 13 | CROSS COUNTRY CONTRACTORS PRIVATE LIMITED |  | No Rank
| 14 | NRP PROJECTS PRIVATE LIMITED |  | No Rank
| 15 | JAIHIND PROJECTS LIMITED. |  | No Rank