## BoQ1
Government eProcurement System Created By: ANIL DUBEY Created Date/Time: 01-Mar-2023 04:49 PM Tender Title: PIPELINE LAYING AND ASSOCIATED STATION WORKS FOR Tender ID: 2022_GAIL_136950_1
Tender Inviting Authority:
Name of Work:
BIDDING DOC NO.:
SCHEDULE OF WORK / ITEM(S)
Sl.No | Description of Work / Item(s) | No.of Qty | Units | Estimated Rate | JSIW INFRASTRUCTURE PRIVATE LIMITED(GSTN-NA) |  | Advance Infrastrurctures Pvt Ltd(GSTN-NA) |  | Kalpataru Power Transmission Limited(GSTN-NA) |  | LIKHITHA INFRASTRUCTURE LIMITED(GSTN-NA)
[5 empty] | Rate | Amount | Rate | Amount | Rate | Amount | Rate | Amount | L1 Amount | L1 Vendor
1.00 | EGP & CMS: METALLIC MATERIALS AND CORROSION Magnetic Cleaning and Electronic Geometry Pigging Mobilisation/ Demobilisation of pigging tools, tackles, consumables, accessories and personnel by Contractor at work site including but not limited to magnet pigs, electronic geometry pigs and pig tracking device, temporary launcher and receiver as per Specification and other provision of the bid document including supply of material, equipment, manpower, etc. as required for geometry inspection and magnet cleaning in accordance with the EIL Specification B411-000-06-41-EGP-0002: A) Mobilisation B) Demobilisation NOTE: Lumpsum charge is applicable for Mobilization and Demobilization charge only, and not for the entire Magnetic Cleaning and EGP charge. | 1.00 | Lumpsum |  | 600000.00 | 600000.00 | 50000.00 | 50000.00 | 52500.00 | 52500.00 | 100000.00 | 100000.00 | 50000.00 | Advance Infrastrurctures Pvt Ltd
2.00 | EGP & CMS: METALLIC MATERIALS AND CORROSION Magnetic Cleaning and Electronic Geometry Pigging Magnetic Cleaning: Running of adequate no. of Magnet Pigs for pipeline including pig tracking at 5 to 10 Km interval for each segment, preparation of site report as per Specification and provisions of the bid document. | 145965.00 | m |  | 18.00 | 2627370.00 | 10.00 | 1459650.00 | 8.00 | 1167720.00 | 50.00 | 7298250.00 | 1167720.00 | Kalpataru Power Transmission Limited
3.00 | EGP & CMS: METALLIC MATERIALS AND CORROSION Magnetic Cleaning and Electronic Geometry Pigging Electronic Geometry Pigging: Running of adequate no. of Electronic Geometry Pig (Caliper) including pig tracking at 5 to 10 Km interval for each segment, preparation of site report on pipeline, data analysis at Contractors facility as per Specification and provisions of the bid document. | 145965.00 | m |  | 33.60 | 4904424.00 | 38.50 | 5619652.50 | 13.00 | 1897545.00 | 50.00 | 7298250.00 | 1897545.00 | Kalpataru Power Transmission Limited
4.00 | EGP & CMS: METALLIC MATERIALS AND CORROSION Magnetic Cleaning and Electronic Geometry Pigging Defect Verification: Defect verification at a max. of 2 locations for each segment inspected including supply of all tools, tackles, instruments, personnel and their transportation, all earth work, repair of pipeline coating wherever exposed, backfilling, work complete in all respect as per direction of engineer-in-charge. NOTE: Unit EACH signifies each segment of the pipeline. | 1.00 | each |  | 90000.00 | 90000.00 | 50000.00 | 50000.00 | 52500.00 | 52500.00 | 10000.00 | 10000.00 | 10000.00 | LIKHITHA INFRASTRUCTURE LIMITED
5.00 | EGP & CMS: METALLIC MATERIALS AND CORROSION Magnetic Cleaning and Electronic Geometry Pigging Final Report: Preparation of final work report as per agreed format and submission to Client / Client's Consultant in total of 4 copies. | 1.00 | Lumpsum |  | 360000.00 | 360000.00 | 100000.00 | 100000.00 | 105000.00 | 105000.00 | 200000.00 | 200000.00 | 100000.00 | Advance Infrastrurctures Pvt Ltd
6.00 | EGP & CMS: METALLIC MATERIALS AND CORROSION Corrosion Monitoring System ER Probes for CMS: Design, Engineering, Inspection & Supply of High pressure, retrievable type, flush-mounted ER probes (working & Spares) along with adaptor & cable (all the requirements shall be as per EIL Spec B411-000-06-41-CMS-0002 ). | 2.00 | nos |  | 84000.00 | 168000.00 | 200000.00 | 400000.00 | 90578.00 | 181156.00 | 90000.00 | 180000.00 | 168000.00 | JSIW INFRASTRUCTURE PRIVATE LIMITED
7.00 | EGP & CMS: METALLIC MATERIALS AND CORROSION Corrosion Monitoring System Access Fitting for ER Probes: Design, Engineering, Inspection & Supply of Access fitting assembly for ER Probes with essential accessories (all the requirements shall be as per EIL Spec B411-000-06-41-CMS-0002 ). | 1.00 | nos |  | 58800.00 | 58800.00 | 85000.00 | 85000.00 | 53676.00 | 53676.00 | 150000.00 | 150000.00 | 53676.00 | Kalpataru Power Transmission Limited
8.00 | EGP & CMS: METALLIC MATERIALS AND CORROSION Corrosion Monitoring System Transmitters for ER Probes: Design, Engineering, Inspection & Supply of Transmitters along with all accessories (all the requirements shall be as per EIL Spec B411-000-06-41-CMS-0002 ). | 1.00 | nos |  | 750000.00 | 750000.00 | 650000.00 | 650000.00 | 531169.00 | 531169.00 | 375000.00 | 375000.00 | 375000.00 | LIKHITHA INFRASTRUCTURE LIMITED
9.00 | EGP & CMS: METALLIC MATERIALS AND CORROSION Corrosion Monitoring System Installation & Commissioning of ER Probe System: Installation & Commissioning (including supply of commissioning spares, Accessories, tools & Tackles) of ER probes, access fitting assemblies, Transmitters and interface with DCS/SCADA including welding with the pipeline, performance testing & evaluation (all the requirements shall be as per EIL Spec B411-000-06-41-CMS-0002 ). | 1.00 | nos |  | 72000.00 | 72000.00 | 40000.00 | 40000.00 | 216326.00 | 216326.00 | 175000.00 | 175000.00 | 40000.00 | Advance Infrastrurctures Pvt Ltd
10.00 | EGP & CMS: METALLIC MATERIALS AND CORROSION Corrosion Monitoring System Flush Disc Coupons for CMS: Design, Engineering, Inspection & Supply of Flush Disc Coupons (all the requirements shall be as per EIL Spec B411-000-06-41-CMS-0002 ). | 25.00 | nos |  | 3000.00 | 75000.00 | 15000.00 | 375000.00 | 3355.00 | 83875.00 | 175000.00 | 4375000.00 | 75000.00 | JSIW INFRASTRUCTURE PRIVATE LIMITED
11.00 | EGP & CMS: METALLIC MATERIALS AND CORROSION Corrosion Monitoring System Coupon Holder for Corrosion Coupons: Design, Engineering, Inspection & Supply of Retrievable type coupon holder for Corrosion Coupons with essential accessories (all the requirements shall be as per EIL Spec B411-000-06-41-CMS-0002 ). | 1.00 | nos |  | 21600.00 | 21600.00 | 55000.00 | 55000.00 | 22365.00 | 22365.00 | 35000.00 | 35000.00 | 21600.00 | JSIW INFRASTRUCTURE PRIVATE LIMITED
12.00 | EGP & CMS: METALLIC MATERIALS AND CORROSION Corrosion Monitoring System Access fitting for Corrosion Coupons: Design, Engineering, Inspection & Supply of Access fitting assembly for Flush Disc Corrosion Coupons with essential accessories (all the requirements shall be as per EIL Spec B411-000-06-41-CMS-0002 ). | 1.00 | nos |  | 58800.00 | 58800.00 | 65000.00 | 65000.00 | 53676.00 | 53676.00 | 75000.00 | 75000.00 | 53676.00 | Kalpataru Power Transmission Limited
13.00 | EGP & CMS: METALLIC MATERIALS AND CORROSION Corrosion Monitoring System Installation & Commissioning of Corrosion Coupons: Installation & Commissioning of Corrosion Coupons with coupon holder and access fitting assembly including welding with the pipeline, inspection, performance testing & evaluation (all the requirements shall be as per EIL Spec B411-000-06-41-CMS-0002 ). | 1.00 | nos |  | 72000.00 | 72000.00 | 40000.00 | 40000.00 | 211050.00 | 211050.00 | 150000.00 | 150000.00 | 40000.00 | Advance Infrastrurctures Pvt Ltd
14.00 | EGP & CMS: METALLIC MATERIALS AND CORROSION Corrosion Monitoring System Retriever Kit for CMS: Design, Engineering, Inspection & Supply of Retriever kit complete with repair and seal kit with all accessories (all the requirements shall be as per EIL Spec B411-000-06-41-CMS-0002 ). | 1.00 | nos |  | 1320000.00 | 1320000.00 | 1700000.00 | 1700000.00 | 1258031.00 | 1258031.00 | 1200000.00 | 1200000.00 | 1200000.00 | LIKHITHA INFRASTRUCTURE LIMITED
15.00 | EGP & CMS: METALLIC MATERIALS AND CORROSION Corrosion Monitoring System Service Valve Kit for CMS: Design, Engineering, Inspection & Supply of Service valve kit complete with repair and seal kit with all accessories (such as blanking plug, extension lever, brass hammer, spare face-to access fitting O-ring, heavy duty field service box etc) (all the requirements shall be as per EIL Spec B411-000-06-41-CMS-0002 ). | 1.00 | nos |  | 492000.00 | 492000.00 | 1200000.00 | 1200000.00 | 363431.00 | 363431.00 | 400000.00 | 400000.00 | 363431.00 | Kalpataru Power Transmission Limited
16.00 | EGP & CMS: METALLIC MATERIALS AND CORROSION Corrosion Monitoring System Construction of concrete pits for CMS: Construction of concrete pits shall be provided wherever required (CMS in 6 O'clock position) with removable closure with minimum gap of 1.5 meters below 6 O'clock position of pipeline for retrieval of ER probes and corrosion coupons. | 1.00 | Lumpsum |  | 120000.00 | 120000.00 | 40000.00 | 40000.00 | 21105.00 | 21105.00 | 100000.00 | 100000.00 | 21105.00 | Kalpataru Power Transmission Limited
17.00 | EGP & CMS: METALLIC MATERIALS AND CORROSION Corrosion Monitoring System Cable: Supply of Cable from ER Probe to transmitter and to control room to interface with DCS/SCADA. | 100.00 | m |  | 240.00 | 24000.00 | 320.00 | 32000.00 | 224.00 | 22400.00 | 400.00 | 40000.00 | 22400.00 | Kalpataru Power Transmission Limited
18.00 | Pipeline laying and associated station works for Phase-I: CATHODIC PROTECTION Temporary CP system Survey, Design, Detail Engineering, Supply, installation, testing and commissioning, Post commissioning surveys, interference mitigation of the cathodic protection system of the pipeline. All work shall be carried out conforming to the scope of work, design basis, data sheets, specifications, standards, drawings, etc as per the provisions of GCC, SCC and CP specification no: B411-000-06-45-CSW-01 R0. | 1.00 | Lumpsum |  | 44235024.00 | 44235024.00 | 15000000.00 | 15000000.00 | 31438000.00 | 31438000.00 | 30000000.00 | 30000000.00 | 15000000.00 | Advance Infrastrurctures Pvt Ltd
19.00 | Pipeline laying and associated station works for Phase-I: CATHODIC PROTECTION Permanent CP system Survey, Design, Detail Engineering, Supply, installation, testing and commissioning, Post commissioning surveys, interference mitigation of the cathodic protection system of the pipeline. All work shall be carried out conforming to the scope of work, design basis, data sheets, specifications, standards, drawings, etc as per the provisions of GCC, SCC and CP specification no: B411-000-06-45-CSW-01 R0. | 1.00 | Lumpsum |  | 26640374.40 | 26640374.40 | 9500000.00 | 9500000.00 | 19670640.00 | 19670640.00 | 25000000.00 | 25000000.00 | 9500000.00 | Advance Infrastrurctures Pvt Ltd
20.00 | Pipeline laying and associated station works for Phase-I: ELECTRICAL WORKS SWITCHBOARDS / UPS / VSD / BATTERY CHARGERS / PANELS UPS System with output voltage 230 V rated for 2 kV·A with backup time of 240 min Current rating of ACDB 63 A type of UPS shall be single UPS with Bypass (as per Sketch-1 of EIL Spec. 6-51-0017) with independent bypass for each set type of battery Ni-Cd and battery configuration as 1 x 100% | 1.00 | Set |  | 2040000.00 | 2040000.00 | 4600000.00 | 4600000.00 | 254541.00 | 254541.00 | 2500000.00 | 2500000.00 | 254541.00 | Kalpataru Power Transmission Limited
21.00 | Pipeline laying and associated station works for Phase-I: ELECTRICAL WORKS MISCELLANEOUS CONTROL GEAR Weight of the unit up to 5 kg. | 50.00 | nos |  | 7800.00 | 390000.00 | 3000.00 | 150000.00 | 1020.00 | 51000.00 | 3000.00 | 150000.00 | 51000.00 | Kalpataru Power Transmission Limited
22.00 | Pipeline laying and associated station works for Phase-I: ELECTRICAL WORKS MISCELLANEOUS CONTROL GEAR Weight of the unit above 5 kg. but upto 20 kg. | 30.00 | nos |  | 11400.00 | 342000.00 | 4000.00 | 120000.00 | 3060.00 | 91800.00 | 4500.00 | 135000.00 | 91800.00 | Kalpataru Power Transmission Limited
23.00 | Pipeline laying and associated station works for Phase-I: ELECTRICAL WORKS MISCELLANEOUS CONTROL GEAR Weight of the unit above 20 kg. but upto 100 kg. | 10.00 | nos |  | 15000.00 | 150000.00 | 6000.00 | 60000.00 | 15300.00 | 153000.00 | 10000.00 | 100000.00 | 60000.00 | Advance Infrastrurctures Pvt Ltd
24.00 | Pipeline laying and associated station works for Phase-I: ELECTRICAL WORKS MISCELLANEOUS CONTROL GEAR With stop (latching type) push button. | 10.00 | nos |  | 16380.00 | 163800.00 | 1380.00 | 13800.00 | 5610.00 | 56100.00 | 9000.00 | 90000.00 | 13800.00 | Advance Infrastrurctures Pvt Ltd
25.00 | Pipeline laying and associated station works for Phase-I: ELECTRICAL WORKS PLUGS, SOCKETS AND JUNCTION BOXES 63 A, 415 V, 5 pin sockets along with associated 5 pin plugs. | 11.00 | nos |  | 11400.00 | 125400.00 | 8273.00 | 91003.00 | 6630.00 | 72930.00 | 18000.00 | 198000.00 | 72930.00 | Kalpataru Power Transmission Limited
26.00 | Pipeline laying and associated station works for Phase-I: ELECTRICAL WORKS PLUGS, SOCKETS AND JUNCTION BOXES 63 A, 415 V, 5 pin socket. | 12.00 | nos |  | 23400.00 | 280800.00 | 11615.00 | 139380.00 | 8670.00 | 104040.00 | 12000.00 | 144000.00 | 104040.00 | Kalpataru Power Transmission Limited
27.00 | Pipeline laying and associated station works for Phase-I: ELECTRICAL WORKS PLUGS, SOCKETS AND JUNCTION BOXES 63 A, 415 V, 5 pin Plugs for item no. 01EE.1060.20.10 | 12.00 | nos |  | 4200.00 | 50400.00 | 4136.00 | 49632.00 | 3570.00 | 42840.00 | 6000.00 | 72000.00 | 42840.00 | Kalpataru Power Transmission Limited
28.00 | Pipeline laying and associated station works for Phase-I: ELECTRICAL WORKS PLUGS, SOCKETS AND JUNCTION BOXES 240 V, 15 A, 3 pin socket. | 25.00 | nos |  | 11400.00 | 285000.00 | 3565.00 | 89125.00 | 8670.00 | 216750.00 | 7000.00 | 175000.00 | 89125.00 | Advance Infrastrurctures Pvt Ltd
29.00 | Pipeline laying and associated station works for Phase-I: ELECTRICAL WORKS PLUGS, SOCKETS AND JUNCTION BOXES 240 V, 15 A, 3 pin Plugs for item no. 01EE.1060.30.70 | 25.00 | nos |  | 1500.00 | 37500.00 | 2500.00 | 62500.00 | 3570.00 | 89250.00 | 5000.00 | 125000.00 | 37500.00 | JSIW INFRASTRUCTURE PRIVATE LIMITED
30.00 | Pipeline laying and associated station works for Phase-I: ELECTRICAL WORKS CANOPIES Lighting Panel/Power panel/distribution junctions boxes. | 24.00 | nos |  | 11580.00 | 277920.00 | 4025.00 | 96600.00 | 3009.00 | 72216.00 | 5000.00 | 120000.00 | 72216.00 | Kalpataru Power Transmission Limited
31.00 | Pipeline laying and associated station works for Phase-I: ELECTRICAL WORKS CANOPIES Manual call points/field call stations. | 15.00 | nos |  | 7800.00 | 117000.00 | 4025.00 | 60375.00 | 1785.00 | 26775.00 | 5000.00 | 75000.00 | 26775.00 | Kalpataru Power Transmission Limited
32.00 | Pipeline laying and associated station works for Phase-I: ELECTRICAL WORKS ANCHOR FASTENERS 3/16" BSW. | 60.00 | nos |  | 78.00 | 4680.00 | 98.00 | 5880.00 | 153.00 | 9180.00 | 150.00 | 9000.00 | 4680.00 | JSIW INFRASTRUCTURE PRIVATE LIMITED
33.00 | Pipeline laying and associated station works for Phase-I: ELECTRICAL WORKS ANCHOR FASTENERS 5/16" BSW. | 60.00 | nos |  | 114.00 | 6840.00 | 110.00 | 6600.00 | 173.00 | 10380.00 | 150.00 | 9000.00 | 6600.00 | Advance Infrastrurctures Pvt Ltd
34.00 | Pipeline laying and associated station works for Phase-I: ELECTRICAL WORKS ANCHOR FASTENERS 1/4" BSW. | 60.00 | nos |  | 60.00 | 3600.00 | 87.00 | 5220.00 | 153.00 | 9180.00 | 150.00 | 9000.00 | 3600.00 | JSIW INFRASTRUCTURE PRIVATE LIMITED
35.00 | Pipeline laying and associated station works for Phase-I: ELECTRICAL WORKS ANCHOR FASTENERS 3/8" BSW. | 20.00 | nos |  | 60.00 | 1200.00 | 98.00 | 1960.00 | 204.00 | 4080.00 | 150.00 | 3000.00 | 1200.00 | JSIW INFRASTRUCTURE PRIVATE LIMITED
36.00 | Pipeline laying and associated station works for Phase-I: ELECTRICAL WORKS ANCHOR FASTENERS 5/8" BSW. | 20.00 | nos |  | 114.00 | 2280.00 | 98.00 | 1960.00 | 306.00 | 6120.00 | 150.00 | 3000.00 | 1960.00 | Advance Infrastrurctures Pvt Ltd
37.00 | Pipeline laying and associated station works for Phase-I: ELECTRICAL WORKS ANCHOR FASTENERS 1/2" BSW. | 10.00 | nos |  | 78.00 | 780.00 | 87.00 | 870.00 | 153.00 | 1530.00 | 150.00 | 1500.00 | 780.00 | JSIW INFRASTRUCTURE PRIVATE LIMITED
38.00 | Pipeline laying and associated station works for Phase-I: ELECTRICAL WORKS SAFETY EQUIPMENT Shock hazard charts complete with frame and glass. | 20.00 | nos |  | 5400.00 | 108000.00 | 5000.00 | 100000.00 | 714.00 | 14280.00 | 4500.00 | 90000.00 | 14280.00 | Kalpataru Power Transmission Limited
39.00 | Pipeline laying and associated station works for Phase-I: ELECTRICAL WORKS SAFETY EQUIPMENT First Aid Boxes. | 10.00 | nos |  | 5400.00 | 54000.00 | 5200.00 | 52000.00 | 5814.00 | 58140.00 | 5000.00 | 50000.00 | 50000.00 | LIKHITHA INFRASTRUCTURE LIMITED
40.00 | Pipeline laying and associated station works for Phase-I: ELECTRICAL WORKS SAFETY EQUIPMENT 4.5 kg capacity CO2 type fire extinguishers. | 10.00 | nos |  | 7800.00 | 78000.00 | 6500.00 | 65000.00 | 6528.00 | 65280.00 | 8000.00 | 80000.00 | 65000.00 | Advance Infrastrurctures Pvt Ltd
41.00 | Pipeline laying and associated station works for Phase-I: ELECTRICAL WORKS SAFETY EQUIPMENT Sand buckets with stand (Each with at least 3 sand buckets). | 10.00 | nos |  | 7800.00 | 78000.00 | 11800.00 | 118000.00 | 9384.00 | 93840.00 | 6000.00 | 60000.00 | 60000.00 | LIKHITHA INFRASTRUCTURE LIMITED
42.00 | Pipeline laying and associated station works for Phase-I: ELECTRICAL WORKS SAFETY EQUIPMENT Anti-climbing device of barbed wire of 12 SWG three ply galvanised, around poles. | 80.00 | m |  | 234.00 | 18720.00 | 800.00 | 64000.00 | 54.00 | 4320.00 | 400.00 | 32000.00 | 4320.00 | Kalpataru Power Transmission Limited
43.00 | Pipeline laying and associated station works for Phase-I: ELECTRICAL WORKS SAFETY EQUIPMENT 3.3 kV grade. | 250.00 | m |  | 2340.00 | 585000.00 | 1000.00 | 250000.00 | 1571.00 | 392750.00 | 2500.00 | 625000.00 | 250000.00 | Advance Infrastrurctures Pvt Ltd
44.00 | Pipeline laying and associated station works for Phase-I: ELECTRICAL WORKS SAFETY EQUIPMENT Rubber hand gloves (11 kV grade). | 10.00 | pair |  | 1500.00 | 15000.00 | 5900.00 | 59000.00 | 867.00 | 8670.00 | 6500.00 | 65000.00 | 8670.00 | Kalpataru Power Transmission Limited
45.00 | Pipeline laying and associated station works for Phase-I: ELECTRICAL WORKS SAFETY EQUIPMENT Enamelled caution boards. | 30.00 | nos |  | 780.00 | 23400.00 | 1000.00 | 30000.00 | 969.00 | 29070.00 | 2500.00 | 75000.00 | 23400.00 | JSIW INFRASTRUCTURE PRIVATE LIMITED
46.00 | Pipeline laying and associated station works for Phase-I: ELECTRICAL WORKS SUPPLY OF MV CABLES 3 C x 2.5 sq. mm | 3510.00 | m |  | 222.00 | 779220.00 | 109.00 | 382590.00 | 118.00 | 414180.00 | 250.00 | 877500.00 | 382590.00 | Advance Infrastrurctures Pvt Ltd
47.00 | Pipeline laying and associated station works for Phase-I: ELECTRICAL WORKS SUPPLY OF MV CABLES 3 C x 6 sq. mm | 9800.00 | m |  | 438.00 | 4292400.00 | 209.00 | 2048200.00 | 187.00 | 1832600.00 | 350.00 | 3430000.00 | 1832600.00 | Kalpataru Power Transmission Limited
48.00 | Pipeline laying and associated station works for Phase-I: ELECTRICAL WORKS SUPPLY OF MV CABLES 4 C x 16 sq. mm | 1100.00 | m |  | 978.00 | 1075800.00 | 148.00 | 162800.00 | 611.00 | 672100.00 | 790.00 | 869000.00 | 162800.00 | Advance Infrastrurctures Pvt Ltd
49.00 | Pipeline laying and associated station works for Phase-I: ELECTRICAL WORKS SUPPLY OF MV CABLES 2 Pair x 2.5 sq. mm | 1500.00 | m |  | 300.00 | 450000.00 | 185.00 | 277500.00 | 146.00 | 219000.00 | 195.00 | 292500.00 | 219000.00 | Kalpataru Power Transmission Limited
50.00 | Pipeline laying and associated station works for Phase-I: ELECTRICAL WORKS SUPPLY OF MV CABLES 4 Pair x 2.5 sq. mm | 1000.00 | m |  | 558.00 | 558000.00 | 311.00 | 311000.00 | 233.00 | 233000.00 | 320.00 | 320000.00 | 233000.00 | Kalpataru Power Transmission Limited
51.00 | Pipeline laying and associated station works for Phase-I: ELECTRICAL WORKS SUPPLY OF MV CABLES 6 Pair x 2.5 sq. mm | 600.00 | m |  | 894.00 | 536400.00 | 447.00 | 268200.00 | 341.00 | 204600.00 | 450.00 | 270000.00 | 204600.00 | Kalpataru Power Transmission Limited
52.00 | Pipeline laying and associated station works for Phase-I: ELECTRICAL WORKS SUPPLY OF MV CABLES 12 Pair x 2.5 sq. mm | 400.00 | m |  | 1500.00 | 600000.00 | 819.00 | 327600.00 | 545.00 | 218000.00 | 830.00 | 332000.00 | 218000.00 | Kalpataru Power Transmission Limited
53.00 | Pipeline laying and associated station works for Phase-I: ELECTRICAL WORKS SUPPLY OF MV CABLES 2 C x 25 sq. mm | 2600.00 | m |  | 234.00 | 608400.00 | 107.00 | 278200.00 | 153.00 | 397800.00 | 170.00 | 442000.00 | 278200.00 | Advance Infrastrurctures Pvt Ltd
54.00 | Pipeline laying and associated station works for Phase-I: ELECTRICAL WORKS SUPPLY OF MV CABLES 2 C x 50 sq. mm | 1300.00 | m |  | 474.00 | 616200.00 | 172.00 | 223600.00 | 189.00 | 245700.00 | 235.00 | 305500.00 | 223600.00 | Advance Infrastrurctures Pvt Ltd
55.00 | Pipeline laying and associated station works for Phase-I: ELECTRICAL WORKS SUPPLY OF MV CABLES 3.5 C x 50 sq. mm | 2800.00 | m |  | 624.00 | 1747200.00 | 255.00 | 714000.00 | 293.00 | 820400.00 | 380.00 | 1064000.00 | 714000.00 | Advance Infrastrurctures Pvt Ltd
56.00 | Pipeline laying and associated station works for Phase-I: ELECTRICAL WORKS SUPPLY OF MV CABLES 3.5 C x 70 sq. mm | 1800.00 | m |  | 948.00 | 1706400.00 | 341.00 | 613800.00 | 383.00 | 689400.00 | 510.00 | 918000.00 | 613800.00 | Advance Infrastrurctures Pvt Ltd
57.00 | Pipeline laying and associated station works for Phase-I: ELECTRICAL WORKS SUPPLY OF MV CABLES 3.5 C x 185 sq. mm | 400.00 | m |  | 1380.00 | 552000.00 | 942.00 | 376800.00 | 887.00 | 354800.00 | 1300.00 | 520000.00 | 354800.00 | Kalpataru Power Transmission Limited
58.00 | Pipeline laying and associated station works for Phase-I: ELECTRICAL WORKS SUPPLY OF MV CABLES 3.5 C x 240 sq. mm | 1100.00 | m |  | 2358.00 | 2593800.00 | 1088.00 | 1196800.00 | 1188.00 | 1306800.00 | 1680.00 | 1848000.00 | 1196800.00 | Advance Infrastrurctures Pvt Ltd
59.00 | Pipeline laying and associated station works for Phase-I: ELECTRICAL WORKS LAYING OF CABLES Cables with OD upto 20 mm. | 17510.00 | m |  | 54.00 | 945540.00 | 100.00 | 1751000.00 | 26.00 | 455260.00 | 55.00 | 963050.00 | 455260.00 | Kalpataru Power Transmission Limited
60.00 | Pipeline laying and associated station works for Phase-I: ELECTRICAL WORKS LAYING OF CABLES Cables with OD above 20 mm but upto 30 mm. | 4800.00 | m |  | 66.00 | 316800.00 | 150.00 | 720000.00 | 31.00 | 148800.00 | 75.00 | 360000.00 | 148800.00 | Kalpataru Power Transmission Limited
61.00 | Pipeline laying and associated station works for Phase-I: ELECTRICAL WORKS LAYING OF CABLES Cables with OD above 30 mm but upto 40 mm. | 1800.00 | m |  | 90.00 | 162000.00 | 180.00 | 324000.00 | 36.00 | 64800.00 | 90.00 | 162000.00 | 64800.00 | Kalpataru Power Transmission Limited
62.00 | Pipeline laying and associated station works for Phase-I: ELECTRICAL WORKS LAYING OF CABLES Cables with OD above 40 mm but upto 50 mm. | 400.00 | m |  | 114.00 | 45600.00 | 200.00 | 80000.00 | 41.00 | 16400.00 | 100.00 | 40000.00 | 16400.00 | Kalpataru Power Transmission Limited
63.00 | Pipeline laying and associated station works for Phase-I: ELECTRICAL WORKS LAYING OF CABLES Cables with OD above 50 mm but upto 60 mm. | 400.00 | m |  | 138.00 | 55200.00 | 250.00 | 100000.00 | 56.00 | 22400.00 | 110.00 | 44000.00 | 22400.00 | Kalpataru Power Transmission Limited
64.00 | Pipeline laying and associated station works for Phase-I: ELECTRICAL WORKS LAYING OF CABLES Cables with OD above 60 mm but upto 80 mm. | 800.00 | m |  | 162.00 | 129600.00 | 280.00 | 224000.00 | 66.00 | 52800.00 | 120.00 | 96000.00 | 52800.00 | Kalpataru Power Transmission Limited
65.00 | Pipeline laying and associated station works for Phase-I: ELECTRICAL WORKS END TERMINATIONS Cables with OD upto 20 mm. | 800.00 | nos |  | 300.00 | 240000.00 | 150.00 | 120000.00 | 128.00 | 102400.00 | 40.00 | 32000.00 | 32000.00 | LIKHITHA INFRASTRUCTURE LIMITED
66.00 | Pipeline laying and associated station works for Phase-I: ELECTRICAL WORKS END TERMINATIONS Cables with OD above 20 mm but upto 30 mm. | 400.00 | nos |  | 420.00 | 168000.00 | 150.00 | 60000.00 | 128.00 | 51200.00 | 50.00 | 20000.00 | 20000.00 | LIKHITHA INFRASTRUCTURE LIMITED
67.00 | Pipeline laying and associated station works for Phase-I: ELECTRICAL WORKS END TERMINATIONS Cables with OD above 30 mm but upto 40 mm. | 100.00 | nos |  | 540.00 | 54000.00 | 150.00 | 15000.00 | 245.00 | 24500.00 | 50.00 | 5000.00 | 5000.00 | LIKHITHA INFRASTRUCTURE LIMITED
68.00 | Pipeline laying and associated station works for Phase-I: ELECTRICAL WORKS END TERMINATIONS Cables with OD above 40 mm but upto 50 mm. | 50.00 | nos |  | 660.00 | 33000.00 | 200.00 | 10000.00 | 245.00 | 12250.00 | 60.00 | 3000.00 | 3000.00 | LIKHITHA INFRASTRUCTURE LIMITED
69.00 | Pipeline laying and associated station works for Phase-I: ELECTRICAL WORKS END TERMINATIONS Cables with OD above 50 mm but upto 60 mm. | 15.00 | nos |  | 780.00 | 11700.00 | 200.00 | 3000.00 | 490.00 | 7350.00 | 80.00 | 1200.00 | 1200.00 | LIKHITHA INFRASTRUCTURE LIMITED
70.00 | Pipeline laying and associated station works for Phase-I: ELECTRICAL WORKS END TERMINATIONS Cables with OD above 60 mm but upto 80 mm. | 10.00 | nos |  | 900.00 | 9000.00 | 250.00 | 2500.00 | 490.00 | 4900.00 | 80.00 | 800.00 | 800.00 | LIKHITHA INFRASTRUCTURE LIMITED
71.00 | Pipeline laying and associated station works for Phase-I: ELECTRICAL WORKS END TERMINATIONS All sizes from 1P to 4P and upto 2.5 sq. mm | 200.00 | nos |  | 420.00 | 84000.00 | 150.00 | 30000.00 | 128.00 | 25600.00 | 100.00 | 20000.00 | 20000.00 | LIKHITHA INFRASTRUCTURE LIMITED
72.00 | Pipeline laying and associated station works for Phase-I: ELECTRICAL WORKS END TERMINATIONS All sizes from 5P to 10P and upto 2.5 sq. mm | 80.00 | nos |  | 660.00 | 52800.00 | 380.00 | 30400.00 | 245.00 | 19600.00 | 100.00 | 8000.00 | 8000.00 | LIKHITHA INFRASTRUCTURE LIMITED
73.00 | Pipeline laying and associated station works for Phase-I: ELECTRICAL WORKS END TERMINATIONS All sizes from 11P to 15P and upto 2.5 sq. mm | 40.00 | nos |  | 780.00 | 31200.00 | 500.00 | 20000.00 | 490.00 | 19600.00 | 110.00 | 4400.00 | 4400.00 | LIKHITHA INFRASTRUCTURE LIMITED
74.00 | Pipeline laying and associated station works for Phase-I: ELECTRICAL WORKS STRAIGHT THROUGH JOINTS Cables with OD upto 20 mm. | 2.00 | nos |  | 5400.00 | 10800.00 | 4000.00 | 8000.00 | 1219.00 | 2438.00 | 4200.00 | 8400.00 | 2438.00 | Kalpataru Power Transmission Limited
75.00 | Pipeline laying and associated station works for Phase-I: ELECTRICAL WORKS STRAIGHT THROUGH JOINTS Cables with OD above 20 mm but upto 30 mm. | 2.00 | nos |  | 6600.00 | 13200.00 | 4000.00 | 8000.00 | 1219.00 | 2438.00 | 4200.00 | 8400.00 | 2438.00 | Kalpataru Power Transmission Limited
76.00 | Pipeline laying and associated station works for Phase-I: ELECTRICAL WORKS STRAIGHT THROUGH JOINTS Cables with OD above 30 mm but upto 40 mm. | 2.00 | nos |  | 10200.00 | 20400.00 | 4000.00 | 8000.00 | 1556.00 | 3112.00 | 4600.00 | 9200.00 | 3112.00 | Kalpataru Power Transmission Limited
77.00 | Pipeline laying and associated station works for Phase-I: ELECTRICAL WORKS STRAIGHT THROUGH JOINTS Cables with OD above 40 mm but upto 50 mm. | 2.00 | nos |  | 13620.00 | 27240.00 | 4000.00 | 8000.00 | 2015.00 | 4030.00 | 4600.00 | 9200.00 | 4030.00 | Kalpataru Power Transmission Limited
78.00 | Pipeline laying and associated station works for Phase-I: ELECTRICAL WORKS STRAIGHT THROUGH JOINTS Cables with OD above 50 mm but upto 60 mm. | 10.00 | nos |  | 16380.00 | 163800.00 | 4000.00 | 40000.00 | 2423.00 | 24230.00 | 5000.00 | 50000.00 | 24230.00 | Kalpataru Power Transmission Limited
79.00 | Pipeline laying and associated station works for Phase-I: ELECTRICAL WORKS STRAIGHT THROUGH JOINTS Cables with OD above 60 mm but upto 80 mm. | 10.00 | nos |  | 18000.00 | 180000.00 | 4000.00 | 40000.00 | 3456.00 | 34560.00 | 6000.00 | 60000.00 | 34560.00 | Kalpataru Power Transmission Limited
80.00 | Pipeline laying and associated station works for Phase-I: ELECTRICAL WORKS G.I. & PVC PIPES 50 mm NB. | 420.00 | m |  | 780.00 | 327600.00 | 1850.00 | 777000.00 | 663.00 | 278460.00 | 750.00 | 315000.00 | 278460.00 | Kalpataru Power Transmission Limited
81.00 | Pipeline laying and associated station works for Phase-I: ELECTRICAL WORKS G.I. & PVC PIPES 100 mm NB. | 915.00 | m |  | 1620.00 | 1482300.00 | 3250.00 | 2973750.00 | 969.00 | 886635.00 | 1300.00 | 1189500.00 | 886635.00 | Kalpataru Power Transmission Limited
82.00 | Pipeline laying and associated station works for Phase-I: ELECTRICAL WORKS G.I. & PVC PIPES 150 mm NB. | 100.00 | m |  | 2220.00 | 222000.00 | 3650.00 | 365000.00 | 1632.00 | 163200.00 | 1800.00 | 180000.00 | 163200.00 | Kalpataru Power Transmission Limited
83.00 | Pipeline laying and associated station works for Phase-I: ELECTRICAL WORKS STRUCTURAL STEEL Supply, fabrication and installation of MS base frames, supports for switchgear, and brackets for miscellaneous electrical equipments, cable and cable tray supports out of rolled MS sections, pipes, plates etc. including shot blasting, welding, bolting, riveting, supply of necessary anchor bolts and grouting etc., supply of paint and applying of anti-rust primer coat and finished coats of approved synthetic enamel paint as per Table-10 of specification 6-79-0020 suitable for highly corrosive environment, including breaking walls, floors etc. for structures as required including supply of all GI hardware materials, all labour and materials complete as per approved drawings, specifications of this tender and directions of Engineer-in-Charge. (Any item weighing up to 1 kg. or less shall neither be measured nor paid). | 5000.00 | kg |  | 174.00 | 870000.00 | 350.00 | 1750000.00 | 112.00 | 560000.00 | 150.00 | 750000.00 | 560000.00 | Kalpataru Power Transmission Limited
84.00 | Pipeline laying and associated station works for Phase-I: ELECTRICAL WORKS CABLE - TRAYS 300 mm wide Straight run cable tray. | 150.00 | m |  | 1140.00 | 171000.00 | 869.00 | 130350.00 | 1091.00 | 163650.00 | 980.00 | 147000.00 | 130350.00 | Advance Infrastrurctures Pvt Ltd
85.00 | Pipeline laying and associated station works for Phase-I: ELECTRICAL WORKS CABLE - TRAYS Horizontal bends for 300 mm wide tray with 1000 mm bending radius. | 10.00 | nos |  | 1500.00 | 15000.00 | 3737.00 | 37370.00 | 1805.00 | 18050.00 | 4000.00 | 40000.00 | 15000.00 | JSIW INFRASTRUCTURE PRIVATE LIMITED
86.00 | Pipeline laying and associated station works for Phase-I: ELECTRICAL WORKS CABLE - TRAYS Vertical outside bends for 300 mm wide tray with 1000 mm bending radius | 10.00 | nos |  | 1500.00 | 15000.00 | 3737.00 | 37370.00 | 1805.00 | 18050.00 | 4000.00 | 40000.00 | 15000.00 | JSIW INFRASTRUCTURE PRIVATE LIMITED
87.00 | Pipeline laying and associated station works for Phase-I: ELECTRICAL WORKS CABLE - TRAYS Vertical inside bends for 300 mm wide tray with 1000 mm bending radius | 10.00 | nos |  | 1500.00 | 15000.00 | 3800.00 | 38000.00 | 1805.00 | 18050.00 | 4000.00 | 40000.00 | 15000.00 | JSIW INFRASTRUCTURE PRIVATE LIMITED
88.00 | Pipeline laying and associated station works for Phase-I: ELECTRICAL WORKS CABLE - TRAYS 100 mm wide. | 165.00 | m |  | 780.00 | 128700.00 | 750.00 | 123750.00 | 469.00 | 77385.00 | 410.00 | 67650.00 | 67650.00 | LIKHITHA INFRASTRUCTURE LIMITED
89.00 | Pipeline laying and associated station works for Phase-I: ELECTRICAL WORKS CABLE - TRAYS 150 mm wide. | 180.00 | m |  | 1140.00 | 205200.00 | 950.00 | 171000.00 | 388.00 | 69840.00 | 600.00 | 108000.00 | 69840.00 | Kalpataru Power Transmission Limited
90.00 | Pipeline laying and associated station works for Phase-I: ELECTRICAL WORKS CABLE - TRAYS 60 mm wide. | 110.00 | m |  | 474.00 | 52140.00 | 1100.00 | 121000.00 | 286.00 | 31460.00 | 290.00 | 31900.00 | 31460.00 | Kalpataru Power Transmission Limited
91.00 | Pipeline laying and associated station works for Phase-I: ELECTRICAL WORKS CABLE - TRAYS Supply, fabrication and installation of 0.91 mm (20 gauge) GI sheet covers for cable trays, including necessary hardwares, including all labour and materials, as per approved drawings, specifications of this tender and directions of Engineer-in-Charge. | 70.00 | m² |  | 570.00 | 39900.00 | 1250.00 | 87500.00 | 1632.00 | 114240.00 | 200.00 | 14000.00 | 14000.00 | LIKHITHA INFRASTRUCTURE LIMITED
92.00 | Pipeline laying and associated station works for Phase-I: ELECTRICAL WORKS CABLE GLANDS Cables with OD upto 20 mm. | 40.00 | nos |  | 420.00 | 16800.00 | 587.00 | 23480.00 | 357.00 | 14280.00 | 400.00 | 16000.00 | 14280.00 | Kalpataru Power Transmission Limited
93.00 | Pipeline laying and associated station works for Phase-I: ELECTRICAL WORKS CABLE GLANDS Cables with OD above 20 mm but upto 30 mm. | 50.00 | nos |  | 558.00 | 27900.00 | 861.00 | 43050.00 | 464.00 | 23200.00 | 600.00 | 30000.00 | 23200.00 | Kalpataru Power Transmission Limited
94.00 | Pipeline laying and associated station works for Phase-I: ELECTRICAL WORKS CABLE GLANDS Cables with OD above 30 mm but upto 40 mm. | 20.00 | nos |  | 690.00 | 13800.00 | 1620.00 | 32400.00 | 867.00 | 17340.00 | 1300.00 | 26000.00 | 13800.00 | JSIW INFRASTRUCTURE PRIVATE LIMITED
95.00 | Pipeline laying and associated station works for Phase-I: ELECTRICAL WORKS CABLE GLANDS Cables with OD above 40 mm but upto 50 mm. | 2.00 | nos |  | 780.00 | 1560.00 | 2200.00 | 4400.00 | 1816.00 | 3632.00 | 1600.00 | 3200.00 | 1560.00 | JSIW INFRASTRUCTURE PRIVATE LIMITED
96.00 | Pipeline laying and associated station works for Phase-I: ELECTRICAL WORKS CABLE GLANDS Cables with OD above 50 mm but upto 60 mm. | 4.00 | nos |  | 900.00 | 3600.00 | 2500.00 | 10000.00 | 2632.00 | 10528.00 | 1800.00 | 7200.00 | 3600.00 | JSIW INFRASTRUCTURE PRIVATE LIMITED
97.00 | Pipeline laying and associated station works for Phase-I: ELECTRICAL WORKS CABLE GLANDS Cables with OD upto 20 mm. | 20.00 | nos |  | 378.00 | 7560.00 | 415.00 | 8300.00 | 286.00 | 5720.00 | 300.00 | 6000.00 | 5720.00 | Kalpataru Power Transmission Limited
98.00 | Pipeline laying and associated station works for Phase-I: ELECTRICAL WORKS CABLE GLANDS Cables with OD above 20 mm but upto 30 mm. | 40.00 | nos |  | 540.00 | 21600.00 | 700.00 | 28000.00 | 485.00 | 19400.00 | 450.00 | 18000.00 | 18000.00 | LIKHITHA INFRASTRUCTURE LIMITED
99.00 | Pipeline laying and associated station works for Phase-I: ELECTRICAL WORKS CABLE GLANDS Cables with OD above 30 mm but upto 40 mm. | 20.00 | nos |  | 642.00 | 12840.00 | 1300.00 | 26000.00 | 811.00 | 16220.00 | 1100.00 | 22000.00 | 12840.00 | JSIW INFRASTRUCTURE PRIVATE LIMITED
100.00 | Pipeline laying and associated station works for Phase-I: ELECTRICAL WORKS CABLE GLANDS Cables with OD above 40 mm but upto 50 mm. | 10.00 | nos |  | 714.00 | 7140.00 | 1600.00 | 16000.00 | 1377.00 | 13770.00 | 1300.00 | 13000.00 | 7140.00 | JSIW INFRASTRUCTURE PRIVATE LIMITED
101.00 | Pipeline laying and associated station works for Phase-I: ELECTRICAL WORKS CABLE GLANDS Cables with OD above 50 mm but upto 60 mm. | 20.00 | nos |  | 858.00 | 17160.00 | 2400.00 | 48000.00 | 1479.00 | 29580.00 | 1400.00 | 28000.00 | 17160.00 | JSIW INFRASTRUCTURE PRIVATE LIMITED
102.00 | Pipeline laying and associated station works for Phase-I: ELECTRICAL WORKS CABLE GLANDS Cables with OD above 60 mm but upto 80 mm. | 10.00 | nos |  | 1020.00 | 10200.00 | 3000.00 | 30000.00 | 1785.00 | 17850.00 | 1500.00 | 15000.00 | 10200.00 | JSIW INFRASTRUCTURE PRIVATE LIMITED
103.00 | Pipeline laying and associated station works for Phase-I: ELECTRICAL WORKS CABLE GLANDS Cables with OD upto 20 mm. | 400.00 | nos |  | 180.00 | 72000.00 | 200.00 | 80000.00 | 61.00 | 24400.00 | 100.00 | 40000.00 | 24400.00 | Kalpataru Power Transmission Limited
104.00 | Pipeline laying and associated station works for Phase-I: ELECTRICAL WORKS CABLE GLANDS Cables with OD above 20 mm but upto 30 mm. | 300.00 | nos |  | 300.00 | 90000.00 | 300.00 | 90000.00 | 128.00 | 38400.00 | 250.00 | 75000.00 | 38400.00 | Kalpataru Power Transmission Limited
105.00 | Pipeline laying and associated station works for Phase-I: ELECTRICAL WORKS CABLE GLANDS Cables with OD above 30 mm but upto 40 mm. | 50.00 | nos |  | 420.00 | 21000.00 | 400.00 | 20000.00 | 418.00 | 20900.00 | 450.00 | 22500.00 | 20000.00 | Advance Infrastrurctures Pvt Ltd
106.00 | Pipeline laying and associated station works for Phase-I: ELECTRICAL WORKS CABLE GLANDS Cables with OD above 40 mm but upto 50 mm. | 25.00 | nos |  | 540.00 | 13500.00 | 651.00 | 16275.00 | 821.00 | 20525.00 | 750.00 | 18750.00 | 13500.00 | JSIW INFRASTRUCTURE PRIVATE LIMITED
107.00 | Pipeline laying and associated station works for Phase-I: ELECTRICAL WORKS CABLE GLANDS Cables with OD above 50 mm but upto 60 mm. | 12.00 | nos |  | 660.00 | 7920.00 | 780.00 | 9360.00 | 1142.00 | 13704.00 | 800.00 | 9600.00 | 7920.00 | JSIW INFRASTRUCTURE PRIVATE LIMITED
108.00 | Pipeline laying and associated station works for Phase-I: ELECTRICAL WORKS CABLE GLANDS Cables with OD above 60 mm but upto 80 mm. | 12.00 | nos |  | 780.00 | 9360.00 | 920.00 | 11040.00 | 1408.00 | 16896.00 | 960.00 | 11520.00 | 9360.00 | JSIW INFRASTRUCTURE PRIVATE LIMITED
109.00 | Pipeline laying and associated station works for Phase-I: ELECTRICAL WORKS CABLE GLANDS Cables with OD up to 20 mm | 20.00 | nos |  | 198.00 | 3960.00 | 200.00 | 4000.00 | 255.00 | 5100.00 | 200.00 | 4000.00 | 3960.00 | JSIW INFRASTRUCTURE PRIVATE LIMITED
110.00 | Pipeline laying and associated station works for Phase-I: ELECTRICAL WORKS CABLE GLANDS Cables with OD above 20 mm but upto 30 mm | 20.00 | nos |  | 300.00 | 6000.00 | 300.00 | 6000.00 | 357.00 | 7140.00 | 300.00 | 6000.00 | 6000.00 | LIKHITHA INFRASTRUCTURE LIMITED, JSIW INFRASTRUCTURE PRIVATE LIMITED, Advance Infrastrurctures Pvt Ltd
111.00 | Pipeline laying and associated station works for Phase-I: ELECTRICAL WORKS CABLE GLANDS Cables with OD above 30 mm but upto 40 mm | 5.00 | nos |  | 420.00 | 2100.00 | 400.00 | 2000.00 | 714.00 | 3570.00 | 450.00 | 2250.00 | 2000.00 | Advance Infrastrurctures Pvt Ltd
112.00 | Pipeline laying and associated station works for Phase-I: ELECTRICAL WORKS CABLE GLANDS Cables with OD above 40 mm but upto 50 mm | 4.00 | nos |  | 540.00 | 2160.00 | 450.00 | 1800.00 | 1224.00 | 4896.00 | 550.00 | 2200.00 | 1800.00 | Advance Infrastrurctures Pvt Ltd
113.00 | Pipeline laying and associated station works for Phase-I: ELECTRICAL WORKS CABLE GLANDS Cables with OD above 50 mm but upto 60 mm | 4.00 | nos |  | 660.00 | 2640.00 | 500.00 | 2000.00 | 1428.00 | 5712.00 | 750.00 | 3000.00 | 2000.00 | Advance Infrastrurctures Pvt Ltd
114.00 | Pipeline laying and associated station works for Phase-I: ELECTRICAL WORKS MARKERS Supply and installation of cable markers as per std. 7-51-0301, for underground cable runs with 14 SWG enamelled steel plate with white lettering on jade green background inclusive of providing and fixing supports, including all labour and materials, as per approved drawings, specifications of this tender and directions of Engineer-in-Charge. | 60.00 | nos |  | 7800.00 | 468000.00 | 1500.00 | 90000.00 | 714.00 | 42840.00 | 2500.00 | 150000.00 | 42840.00 | Kalpataru Power Transmission Limited
115.00 | Pipeline laying and associated station works for Phase-I: ELECTRICAL WORKS MARKERS Supply and installation of earth pit markers for directly buried GI pipe electrodes with 14 SWG enamelled steel plate engraved with white letters BURIED, EARTH ELECTRODE on JADE green background complete with support and foundation as per approved drawings, specifications of this tender and direction of Engineer-in-Charge. | 80.00 | nos |  | 7800.00 | 624000.00 | 1500.00 | 120000.00 | 714.00 | 57120.00 | 2500.00 | 200000.00 | 57120.00 | Kalpataru Power Transmission Limited
116.00 | Pipeline laying and associated station works for Phase-I: ELECTRICAL WORKS CABLE LUGS All sizes upto 10 sq. mm | 600.00 | nos |  | 78.00 | 46800.00 | 41.00 | 24600.00 | 10.00 | 6000.00 | 50.00 | 30000.00 | 6000.00 | Kalpataru Power Transmission Limited
117.00 | Pipeline laying and associated station works for Phase-I: ELECTRICAL WORKS CABLE LUGS All sizes from 16 to 35 sq. mm | 20.00 | nos |  | 114.00 | 2280.00 | 52.00 | 1040.00 | 15.00 | 300.00 | 80.00 | 1600.00 | 300.00 | Kalpataru Power Transmission Limited
118.00 | Pipeline laying and associated station works for Phase-I: ELECTRICAL WORKS CABLE LUGS All sizes from 50 to 185 sq. mm | 2.00 | nos |  | 198.00 | 396.00 | 310.00 | 620.00 | 128.00 | 256.00 | 300.00 | 600.00 | 256.00 | Kalpataru Power Transmission Limited
119.00 | Pipeline laying and associated station works for Phase-I: ELECTRICAL WORKS CABLE LUGS All sizes from 240 to 400 sq. mm | 2.00 | nos |  | 288.00 | 576.00 | 862.00 | 1724.00 | 372.00 | 744.00 | 500.00 | 1000.00 | 576.00 | JSIW INFRASTRUCTURE PRIVATE LIMITED
120.00 | Pipeline laying and associated station works for Phase-I: ELECTRICAL WORKS CABLE LUGS All sizes upto 10 sq. mm | 2.00 | nos |  | 42.00 | 84.00 | 51.00 | 102.00 | 5.00 | 10.00 | 30.00 | 60.00 | 10.00 | Kalpataru Power Transmission Limited
121.00 | Pipeline laying and associated station works for Phase-I: ELECTRICAL WORKS CABLE LUGS All sizes from 16 to 35 sq. mm | 20.00 | nos |  | 66.00 | 1320.00 | 51.00 | 1020.00 | 8.00 | 160.00 | 30.00 | 600.00 | 160.00 | Kalpataru Power Transmission Limited
122.00 | Pipeline laying and associated station works for Phase-I: ELECTRICAL WORKS CABLE LUGS All sizes from 50 to 185 sq. mm | 60.00 | nos |  | 162.00 | 9720.00 | 310.00 | 18600.00 | 31.00 | 1860.00 | 150.00 | 9000.00 | 1860.00 | Kalpataru Power Transmission Limited
123.00 | Pipeline laying and associated station works for Phase-I: ELECTRICAL WORKS CABLE LUGS All sizes from 240 to 400 sq. mm | 60.00 | nos |  | 258.00 | 15480.00 | 862.00 | 51720.00 | 102.00 | 6120.00 | 300.00 | 18000.00 | 6120.00 | Kalpataru Power Transmission Limited
124.00 | Pipeline laying and associated station works for Phase-I: ELECTRICAL WORKS CABLE LUGS All sizes upto 10 sq. mm | 10.00 | nos |  | 180.00 | 1800.00 | 40.00 | 400.00 | 5.00 | 50.00 | 50.00 | 500.00 | 50.00 | Kalpataru Power Transmission Limited
125.00 | Pipeline laying and associated station works for Phase-I: ELECTRICAL WORKS CABLE LUGS All sizes from 16 to 35 sq. mm | 10.00 | nos |  | 234.00 | 2340.00 | 51.00 | 510.00 | 10.00 | 100.00 | 80.00 | 800.00 | 100.00 | Kalpataru Power Transmission Limited
126.00 | Pipeline laying and associated station works for Phase-I: ELECTRICAL WORKS CABLE LUGS All sizes from 50 to 185 sq. mm | 10.00 | nos |  | 294.00 | 2940.00 | 310.00 | 3100.00 | 46.00 | 460.00 | 300.00 | 3000.00 | 460.00 | Kalpataru Power Transmission Limited
127.00 | Pipeline laying and associated station works for Phase-I: ELECTRICAL WORKS CABLE LUGS All sizes from 240 to 400 sq. mm | 10.00 | nos |  | 420.00 | 4200.00 | 862.00 | 8620.00 | 148.00 | 1480.00 | 500.00 | 5000.00 | 1480.00 | Kalpataru Power Transmission Limited
128.00 | Pipeline laying and associated station works for Phase-I: ELECTRICAL WORKS ADAPTORS / REDUCERS / NIPPLES ETC. Eqpt. Thread 3/4" PF (J.I.S.)-E.T. Thread 3/4"ET | 2.00 | nos |  | 300.00 | 600.00 | 276.00 | 552.00 | 77.00 | 154.00 | 150.00 | 300.00 | 154.00 | Kalpataru Power Transmission Limited
129.00 | Pipeline laying and associated station works for Phase-I: ELECTRICAL WORKS ADAPTORS / REDUCERS / NIPPLES ETC. Eqpt. Thread 1" PF (J.I.S.) - E.T. Thread 3/4"ET | 2.00 | nos |  | 420.00 | 840.00 | 87.00 | 174.00 | 153.00 | 306.00 | 200.00 | 400.00 | 174.00 | Advance Infrastrurctures Pvt Ltd
130.00 | Pipeline laying and associated station works for Phase-I: ELECTRICAL WORKS ADAPTORS / REDUCERS / NIPPLES ETC. Eqpt. Thread 1" PF (J.I.S.) -E.T. Thread 1"ET | 2.00 | nos |  | 420.00 | 840.00 | 609.00 | 1218.00 | 184.00 | 368.00 | 300.00 | 600.00 | 368.00 | Kalpataru Power Transmission Limited
131.00 | Pipeline laying and associated station works for Phase-I: ELECTRICAL WORKS ADAPTORS / REDUCERS / NIPPLES ETC. Eqpt. Thread 1-1/2" PF (J.I.S.)- E.T. Thread 1-1/4"ET | 2.00 | nos |  | 540.00 | 1080.00 | 465.00 | 930.00 | 204.00 | 408.00 | 400.00 | 800.00 | 408.00 | Kalpataru Power Transmission Limited
132.00 | Pipeline laying and associated station works for Phase-I: ELECTRICAL WORKS ADAPTORS / REDUCERS / NIPPLES ETC. Eqpt. Thread 1-1/2" PF (J.I.S.)- E.T. Thread 1-1/2"ET | 2.00 | nos |  | 582.00 | 1164.00 | 1236.00 | 2472.00 | 235.00 | 470.00 | 500.00 | 1000.00 | 470.00 | Kalpataru Power Transmission Limited
133.00 | Pipeline laying and associated station works for Phase-I: ELECTRICAL WORKS ADAPTORS / REDUCERS / NIPPLES ETC. Eqpt. Thread PG 13.5(DIN) - E.T. Thread 3/4" ET | 2.00 | nos |  | 420.00 | 840.00 | 276.00 | 552.00 | 77.00 | 154.00 | 500.00 | 1000.00 | 154.00 | Kalpataru Power Transmission Limited
134.00 | Pipeline laying and associated station works for Phase-I: ELECTRICAL WORKS ADAPTORS / REDUCERS / NIPPLES ETC. Eqpt. Thread PG 16 (DIN) -E.T. Thread 3/4" ET | 2.00 | nos |  | 540.00 | 1080.00 | 276.00 | 552.00 | 77.00 | 154.00 | 500.00 | 1000.00 | 154.00 | Kalpataru Power Transmission Limited
135.00 | Pipeline laying and associated station works for Phase-I: ELECTRICAL WORKS ADAPTORS / REDUCERS / NIPPLES ETC. Eqpt. Thread PG 21 (DIN) -E.T. Thread 1"ET | 2.00 | nos |  | 660.00 | 1320.00 | 550.00 | 1100.00 | 184.00 | 368.00 | 500.00 | 1000.00 | 368.00 | Kalpataru Power Transmission Limited
136.00 | Pipeline laying and associated station works for Phase-I: ELECTRICAL WORKS ADAPTORS / REDUCERS / NIPPLES ETC. Eqpt. Thread 1" ET (IS) -E.T. Thread 3/4" ET | 2.00 | nos |  | 420.00 | 840.00 | 88.00 | 176.00 | 184.00 | 368.00 | 500.00 | 1000.00 | 176.00 | Advance Infrastrurctures Pvt Ltd
137.00 | Pipeline laying and associated station works for Phase-I: ELECTRICAL WORKS ADAPTORS / REDUCERS / NIPPLES ETC. Eqpt. Thread 3/4" PF (J.I.S.)-E.T. Thread 3/4"ET | 2.00 | nos |  | 378.00 | 756.00 | 276.00 | 552.00 | 184.00 | 368.00 | 700.00 | 1400.00 | 368.00 | Kalpataru Power Transmission Limited
138.00 | Pipeline laying and associated station works for Phase-I: ELECTRICAL WORKS ADAPTORS / REDUCERS / NIPPLES ETC. Eqpt. Thread 1" PF (J.I.S.) -E.T. Thread 3/4"ET | 2.00 | nos |  | 420.00 | 840.00 | 88.00 | 176.00 | 561.00 | 1122.00 | 700.00 | 1400.00 | 176.00 | Advance Infrastrurctures Pvt Ltd
139.00 | Pipeline laying and associated station works for Phase-I: ELECTRICAL WORKS ADAPTORS / REDUCERS / NIPPLES ETC. Eqpt. Thread 1" PF (J.I.S.) -E.T. Thread 1"ET | 2.00 | nos |  | 474.00 | 948.00 | 609.00 | 1218.00 | 1173.00 | 2346.00 | 700.00 | 1400.00 | 948.00 | JSIW INFRASTRUCTURE PRIVATE LIMITED
140.00 | Pipeline laying and associated station works for Phase-I: ELECTRICAL WORKS ADAPTORS / REDUCERS / NIPPLES ETC. Eqpt. Thread 1-1/2" PF (J.I.S.)- E.T. Thread 1-1/4"ET | 2.00 | nos |  | 540.00 | 1080.00 | 465.00 | 930.00 | 561.00 | 1122.00 | 700.00 | 1400.00 | 930.00 | Advance Infrastrurctures Pvt Ltd
141.00 | Pipeline laying and associated station works for Phase-I: ELECTRICAL WORKS ADAPTORS / REDUCERS / NIPPLES ETC. Eqpt. Thread 1-1/2" PF (J.I.S.)- E.T. Thread 1-1/2"ET | 2.00 | nos |  | 660.00 | 1320.00 | 1236.00 | 2472.00 | 561.00 | 1122.00 | 700.00 | 1400.00 | 1122.00 | Kalpataru Power Transmission Limited
142.00 | Pipeline laying and associated station works for Phase-I: ELECTRICAL WORKS FLOOD LIGHT MASTS 20M high flood light mast for Safe Area, including supply of WP glands, lugs, 12Nos LED fixture of 250 Watt. | 1.00 | nos |  | 942000.00 | 942000.00 | 600000.00 | 600000.00 | 739500.00 | 739500.00 | 1200000.00 | 1200000.00 | 600000.00 | Advance Infrastrurctures Pvt Ltd
143.00 | Pipeline laying and associated station works for Phase-I: ELECTRICAL WORKS LIGHTING POLES Lighting poles for hazardous areas. | 45.00 | nos |  | 22200.00 | 999000.00 | 16675.00 | 750375.00 | 17850.00 | 803250.00 | 20000.00 | 900000.00 | 750375.00 | Advance Infrastrurctures Pvt Ltd
144.00 | Pipeline laying and associated station works for Phase-I: ELECTRICAL WORKS LIGHTING POLES Post top lantern. | 22.00 | nos |  | 13800.00 | 303600.00 | 18000.00 | 396000.00 | 6120.00 | 134640.00 | 16000.00 | 352000.00 | 134640.00 | Kalpataru Power Transmission Limited
145.00 | Pipeline laying and associated station works for Phase-I: ELECTRICAL WORKS LIGHTING POLES Poles as per std. 7-51-0234 sht. 1 of 2 (Single bracket) | 30.00 | nos |  | 30240.00 | 907200.00 | 16675.00 | 500250.00 | 24990.00 | 749700.00 | 24000.00 | 720000.00 | 500250.00 | Advance Infrastrurctures Pvt Ltd
146.00 | Pipeline laying and associated station works for Phase-I: ELECTRICAL WORKS LIGHTING POLES Poles as per std. 7-51-0234 sht. 1 of 2 (Double bracket) | 30.00 | nos |  | 39000.00 | 1170000.00 | 20125.00 | 603750.00 | 25500.00 | 765000.00 | 26000.00 | 780000.00 | 603750.00 | Advance Infrastrurctures Pvt Ltd
147.00 | Pipeline laying and associated station works for Phase-I: ELECTRICAL WORKS LIGHTING POLES Poles as per std. 7-51-0235 sht. 1 of 2 | 25.00 | nos |  | 45000.00 | 1125000.00 | 20700.00 | 517500.00 | 27744.00 | 693600.00 | 32000.00 | 800000.00 | 517500.00 | Advance Infrastrurctures Pvt Ltd
148.00 | Pipeline laying and associated station works for Phase-I: ELECTRICAL WORKS LIGHTING POLES Poles as per std. 7-51-0235 sht. 2 of 2 | 15.00 | nos |  | 45000.00 | 675000.00 | 20700.00 | 310500.00 | 27744.00 | 416160.00 | 34000.00 | 510000.00 | 310500.00 | Advance Infrastrurctures Pvt Ltd
149.00 | Pipeline laying and associated station works for Phase-I: ELECTRICAL WORKS HAZARDOUS AREA LIGHTING FIXTURES AND ACCESSORIES 3-way, junction box. | 58.00 | nos |  | 4200.00 | 243600.00 | 5400.00 | 313200.00 | 255.00 | 14790.00 | 3500.00 | 203000.00 | 14790.00 | Kalpataru Power Transmission Limited
150.00 | Pipeline laying and associated station works for Phase-I: ELECTRICAL WORKS HAZARDOUS AREA LIGHTING FIXTURES AND ACCESSORIES 4-way, junction box. | 23.00 | nos |  | 5400.00 | 124200.00 | 6400.00 | 147200.00 | 255.00 | 5865.00 | 4000.00 | 92000.00 | 5865.00 | Kalpataru Power Transmission Limited
151.00 | Pipeline laying and associated station works for Phase-I: ELECTRICAL WORKS HAZARDOUS AREA LIGHTING FIXTURES AND ACCESSORIES LED FLP IIC - 3 | 18.00 | nos |  | 39000.00 | 702000.00 | 7360.00 | 132480.00 | 7344.00 | 132192.00 | 11500.00 | 207000.00 | 132192.00 | Kalpataru Power Transmission Limited
152.00 | Pipeline laying and associated station works for Phase-I: ELECTRICAL WORKS HAZARDOUS AREA LIGHTING FIXTURES AND ACCESSORIES FLP-LED-9 IIA/IIB | 27.00 | nos |  | 42000.00 | 1134000.00 | 12880.00 | 347760.00 | 9384.00 | 253368.00 | 13000.00 | 351000.00 | 253368.00 | Kalpataru Power Transmission Limited
153.00 | Pipeline laying and associated station works for Phase-I: ELECTRICAL WORKS HAZARDOUS AREA LIGHTING FIXTURES AND ACCESSORIES FLP LED-4 IIA/IIB | 45.00 | nos |  | 27180.00 | 1223100.00 | 7360.00 | 331200.00 | 6426.00 | 289170.00 | 7500.00 | 337500.00 | 289170.00 | Kalpataru Power Transmission Limited
154.00 | Pipeline laying and associated station works for Phase-I: ELECTRICAL WORKS HAZARDOUS AREA LIGHTING FIXTURES AND ACCESSORIES Supply and installation of Type-`A' clamps(for bracket mounted lighting fixtures) including bolt (MOC SS304) for fixing the fixture to the clamp as per EIL std.no.7-51-0221, including supply and fixing of anchor fasteners, nuts and bolts, washers etc. as per approved drawings, specifications of this tender and directions of Engineer-in-Charge. | 90.00 | nos |  | 4200.00 | 378000.00 | 3500.00 | 315000.00 | 306.00 | 27540.00 | 1500.00 | 135000.00 | 27540.00 | Kalpataru Power Transmission Limited
155.00 | Pipeline laying and associated station works for Phase-I: ELECTRICAL WORKS HAZARDOUS AREA LIGHTING FIXTURES AND ACCESSORIES Supply and installation of adapters for Platform and ground pole mounted lighting fixtures as per EIL std.no.7-51-0221, approved drawings, specifications of this tender and directions of Engineer-in-Charge. | 58.00 | nos |  | 22200.00 | 1287600.00 | 7475.00 | 433550.00 | 1102.00 | 63916.00 | 1500.00 | 87000.00 | 63916.00 | Kalpataru Power Transmission Limited
156.00 | Pipeline laying and associated station works for Phase-I: ELECTRICAL WORKS SAFE AREA LIGHTING FIXTURES Type LED PT 1 Fixtures | 22.00 | nos |  | 15000.00 | 330000.00 | 6500.00 | 143000.00 | 5661.00 | 124542.00 | 6000.00 | 132000.00 | 124542.00 | Kalpataru Power Transmission Limited
157.00 | Pipeline laying and associated station works for Phase-I: ELECTRICAL WORKS SAFE AREA LIGHTING FIXTURES Type LED 2 Fixtures. | 135.00 | nos |  | 11400.00 | 1539000.00 | 3200.00 | 432000.00 | 2601.00 | 351135.00 | 3500.00 | 472500.00 | 351135.00 | Kalpataru Power Transmission Limited
158.00 | Pipeline laying and associated station works for Phase-I: ELECTRICAL WORKS SAFE AREA LIGHTING FIXTURES Type LED 5 Fixtures. | 11.00 | nos |  | 16140.00 | 177540.00 | 2500.00 | 27500.00 | 2601.00 | 28611.00 | 3000.00 | 33000.00 | 27500.00 | Advance Infrastrurctures Pvt Ltd
159.00 | Pipeline laying and associated station works for Phase-I: ELECTRICAL WORKS SAFE AREA LIGHTING FIXTURES Type LED 6 Fixtures. | 55.00 | nos |  | 22200.00 | 1221000.00 | 1500.00 | 82500.00 | 2601.00 | 143055.00 | 2500.00 | 137500.00 | 82500.00 | Advance Infrastrurctures Pvt Ltd
160.00 | Pipeline laying and associated station works for Phase-I: ELECTRICAL WORKS SAFE AREA LIGHTING FIXTURES Type LED 8 Fixtures. | 35.00 | nos |  | 22740.00 | 795900.00 | 14500.00 | 507500.00 | 663.00 | 23205.00 | 2200.00 | 77000.00 | 23205.00 | Kalpataru Power Transmission Limited
161.00 | Pipeline laying and associated station works for Phase-I: ELECTRICAL WORKS SAFE AREA LIGHTING FIXTURES Type LED IND-1 Fixtures. | 125.00 | nos |  | 11400.00 | 1425000.00 | 550.00 | 68750.00 | 3927.00 | 490875.00 | 2000.00 | 250000.00 | 68750.00 | Advance Infrastrurctures Pvt Ltd
162.00 | Pipeline laying and associated station works for Phase-I: ELECTRICAL WORKS SAFE AREA LIGHTING FIXTURES Type LED IND-3 Fixtures. | 70.00 | nos |  | 13800.00 | 966000.00 | 2200.00 | 154000.00 | 2601.00 | 182070.00 | 2000.00 | 140000.00 | 140000.00 | LIKHITHA INFRASTRUCTURE LIMITED
163.00 | Pipeline laying and associated station works for Phase-I: ELECTRICAL WORKS SAFE AREA LIGHTING FIXTURES Type LED IND-4 Fixtures. | 135.00 | nos |  | 15180.00 | 2049300.00 | 550.00 | 74250.00 | 2397.00 | 323595.00 | 2200.00 | 297000.00 | 74250.00 | Advance Infrastrurctures Pvt Ltd
164.00 | Pipeline laying and associated station works for Phase-I: ELECTRICAL WORKS SAFE AREA LIGHTING FIXTURES Type LED RSD-10 Fixtures. | 11.00 | nos |  | 27180.00 | 298980.00 | 4500.00 | 49500.00 | 2295.00 | 25245.00 | 4500.00 | 49500.00 | 25245.00 | Kalpataru Power Transmission Limited
165.00 | Pipeline laying and associated station works for Phase-I: ELECTRICAL WORKS SAFE AREA LIGHTING FIXTURES Type LED SFD-12 Fixtures. | 11.00 | nos |  | 27000.00 | 297000.00 | 4500.00 | 49500.00 | 2295.00 | 25245.00 | 4000.00 | 44000.00 | 25245.00 | Kalpataru Power Transmission Limited
166.00 | Pipeline laying and associated station works for Phase-I: ELECTRICAL WORKS SAFE AREA LIGHTING FIXTURES Type LED ST-10 Fixtures. | 60.00 | nos |  | 15000.00 | 900000.00 | 5200.00 | 312000.00 | 6069.00 | 364140.00 | 6000.00 | 360000.00 | 312000.00 | Advance Infrastrurctures Pvt Ltd
167.00 | Pipeline laying and associated station works for Phase-I: ELECTRICAL WORKS SAFE AREA LIGHTING FIXTURES Type LED FD-1 Fixtures. | 90.00 | nos |  | 23580.00 | 2122200.00 | 4200.00 | 378000.00 | 7191.00 | 647190.00 | 5400.00 | 486000.00 | 378000.00 | Advance Infrastrurctures Pvt Ltd
168.00 | Pipeline laying and associated station works for Phase-I: ELECTRICAL WORKS SAFE AREA LIGHTING FIXTURES Type LED FD-2 Fixtures. | 50.00 | nos |  | 25800.00 | 1290000.00 | 8200.00 | 410000.00 | 10251.00 | 512550.00 | 14000.00 | 700000.00 | 410000.00 | Advance Infrastrurctures Pvt Ltd
169.00 | Pipeline laying and associated station works for Phase-I: ELECTRICAL WORKS FANS AND EXHAUST FANS 300 mm dia., 1 phase, 900 rpm, wall mounting type epoxy painted exhaust fan with louvres. | 25.00 | nos |  | 11400.00 | 285000.00 | 7875.00 | 196875.00 | 3621.00 | 90525.00 | 6000.00 | 150000.00 | 90525.00 | Kalpataru Power Transmission Limited
170.00 | Pipeline laying and associated station works for Phase-I: ELECTRICAL WORKS FANS AND EXHAUST FANS 450 mm dia., 1 phase, 900 rpm, wall mounting type epoxy painted exhaust fan with louvres. | 25.00 | nos |  | 13800.00 | 345000.00 | 11411.00 | 285275.00 | 4437.00 | 110925.00 | 6000.00 | 150000.00 | 110925.00 | Kalpataru Power Transmission Limited
171.00 | Pipeline laying and associated station works for Phase-I: ELECTRICAL WORKS FANS AND EXHAUST FANS 450 mm dia., 1 phase, 900 rpm, wall mounting type epoxy painted exhaust fan with louvres suitable for Gas group IIC, temperature class T3. | 25.00 | nos |  | 22740.00 | 568500.00 | 14775.00 | 369375.00 | 13005.00 | 325125.00 | 18000.00 | 450000.00 | 325125.00 | Kalpataru Power Transmission Limited
172.00 | Pipeline laying and associated station works for Phase-I: ELECTRICAL WORKS FANS AND EXHAUST FANS Supply, installation, connection, testing and commissioning of 240 V AC, 410 mm sweep wall mounting type, single phase, 3 blade fan with oscillation facility and built in speed regulator including fixing, wiring with BEE (Bureau of Energy Efficiency)rating of minimum 3 star including all labour and materials, as per approved drawings, specifications of this tender and directions of Engineer-in-Charge. | 11.00 | nos |  | 7800.00 | 85800.00 | 20000.00 | 220000.00 | 3621.00 | 39831.00 | 4000.00 | 44000.00 | 39831.00 | Kalpataru Power Transmission Limited
173.00 | Pipeline laying and associated station works for Phase-I: ELECTRICAL WORKS FANS AND EXHAUST FANS Supply, installation, connection, testing and commissioning of 240 V AC, 1200 mm sweep ceiling fan with regulator (labeled as minimum 3-star by Bureau of Energy Efficiency)including providing clamp/hook in RCC slab, if necessary, providing, fixing, ceiling, rose, wiring, including all labour and materials, as per approved drawings, specifications of this tender and directions of Engineer-in-Charge. | 25.00 | nos |  | 5400.00 | 135000.00 | 20000.00 | 500000.00 | 3621.00 | 90525.00 | 3500.00 | 87500.00 | 87500.00 | LIKHITHA INFRASTRUCTURE LIMITED
174.00 | Pipeline laying and associated station works for Phase-I: ELECTRICAL WORKS SOCKETS / RECEPTACLES AND SWITCHES / MCB UNITS 6 A, 5 pin plate type flush/ surface mounting sockets/receptacles. | 135.00 | nos |  | 780.00 | 105300.00 | 3565.00 | 481275.00 | 306.00 | 41310.00 | 1000.00 | 135000.00 | 41310.00 | Kalpataru Power Transmission Limited
175.00 | Pipeline laying and associated station works for Phase-I: ELECTRICAL WORKS SOCKETS / RECEPTACLES AND SWITCHES / MCB UNITS 16/6 A, 6 pin plate type flush/ surface mounting sockets/receptacles. | 90.00 | nos |  | 1140.00 | 102600.00 | 4370.00 | 393300.00 | 714.00 | 64260.00 | 1100.00 | 99000.00 | 64260.00 | Kalpataru Power Transmission Limited
176.00 | Pipeline laying and associated station works for Phase-I: ELECTRICAL WORKS SOCKETS / RECEPTACLES AND SWITCHES / MCB UNITS 20 A, 3 pin surface mounted industrial type switch socket with plug and sheet steel painted box. | 25.00 | nos |  | 1800.00 | 45000.00 | 5118.00 | 127950.00 | 1275.00 | 31875.00 | 2500.00 | 62500.00 | 31875.00 | Kalpataru Power Transmission Limited
177.00 | Pipeline laying and associated station works for Phase-I: ELECTRICAL WORKS SOCKETS / RECEPTACLES AND SWITCHES / MCB UNITS 5A, 240V, piano type Weather proof switch | 45.00 | nos |  | 780.00 | 35100.00 | 4370.00 | 196650.00 | 306.00 | 13770.00 | 450.00 | 20250.00 | 13770.00 | Kalpataru Power Transmission Limited
178.00 | Pipeline laying and associated station works for Phase-I: ELECTRICAL WORKS SOCKETS / RECEPTACLES AND SWITCHES / MCB UNITS 5 A, piano type flush/surface mounted switches. | 440.00 | nos |  | 1020.00 | 448800.00 | 4370.00 | 1922800.00 | 306.00 | 134640.00 | 500.00 | 220000.00 | 134640.00 | Kalpataru Power Transmission Limited
179.00 | Pipeline laying and associated station works for Phase-I: ELECTRICAL WORKS SOCKETS / RECEPTACLES AND SWITCHES / MCB UNITS 15 A, piano type flush/surface mounted switches. | 90.00 | nos |  | 1140.00 | 102600.00 | 4500.00 | 405000.00 | 714.00 | 64260.00 | 600.00 | 54000.00 | 54000.00 | LIKHITHA INFRASTRUCTURE LIMITED
180.00 | Pipeline laying and associated station works for Phase-I: ELECTRICAL WORKS SOCKETS / RECEPTACLES AND SWITCHES / MCB UNITS 20A, DP MCB unit in moulded case enclosure for window type air conditioner. | 25.00 | nos |  | 1800.00 | 45000.00 | 5118.00 | 127950.00 | 1275.00 | 31875.00 | 2000.00 | 50000.00 | 31875.00 | Kalpataru Power Transmission Limited
181.00 | Pipeline laying and associated station works for Phase-I: ELECTRICAL WORKS JUNCTION BOXES (OUTDOOR / INDOOR TYPE) Junction box. | 11.00 | nos |  | 11400.00 | 125400.00 | 17250.00 | 189750.00 | 2601.00 | 28611.00 | 4000.00 | 44000.00 | 28611.00 | Kalpataru Power Transmission Limited
182.00 | Pipeline laying and associated station works for Phase-I: ELECTRICAL WORKS LIGHTING / POWER PANELS AND DISTRIBUTION BOARDS 40 A, 4 pole incomer MCB isolator and ELCB and 6 Nos. outgoing double pole MCBs (upto 20 A). | 4.00 | nos |  | 42000.00 | 168000.00 | 66000.00 | 264000.00 | 97410.00 | 389640.00 | 45000.00 | 180000.00 | 168000.00 | JSIW INFRASTRUCTURE PRIVATE LIMITED
183.00 | Pipeline laying and associated station works for Phase-I: ELECTRICAL WORKS LIGHTING / POWER PANELS AND DISTRIBUTION BOARDS 40 A, 4 pole incomer MCB isolator and ELCB and 6 Nos. outgoing single pole MCBs (upto 20 A). | 11.00 | nos |  | 42000.00 | 462000.00 | 66000.00 | 726000.00 | 34170.00 | 375870.00 | 40000.00 | 440000.00 | 375870.00 | Kalpataru Power Transmission Limited
184.00 | Pipeline laying and associated station works for Phase-I: ELECTRICAL WORKS LIGHTING / POWER PANELS AND DISTRIBUTION BOARDS 40 A, 4 pole incomer MCB isolator and ELCB and 12 Nos. outgoing single pole MCBs (upto 20 A). | 22.00 | nos |  | 54000.00 | 1188000.00 | 66000.00 | 1452000.00 | 39270.00 | 863940.00 | 55000.00 | 1210000.00 | 863940.00 | Kalpataru Power Transmission Limited
185.00 | Pipeline laying and associated station works for Phase-I: ELECTRICAL WORKS WIRING 3 C x 2.5 sq. mm | 110.00 | m |  | 198.00 | 21780.00 | 250.00 | 27500.00 | 26.00 | 2860.00 | 50.00 | 5500.00 | 2860.00 | Kalpataru Power Transmission Limited
186.00 | Pipeline laying and associated station works for Phase-I: ELECTRICAL WORKS WIRING 3 C x 2.5 sq. mm | 2000.00 | m |  | 198.00 | 396000.00 | 150.00 | 300000.00 | 26.00 | 52000.00 | 250.00 | 500000.00 | 52000.00 | Kalpataru Power Transmission Limited
187.00 | Pipeline laying and associated station works for Phase-I: ELECTRICAL WORKS WIRING 3 Nos x 1.5 sq. mm | 2500.00 | m |  | 180.00 | 450000.00 | 140.00 | 350000.00 | 87.00 | 217500.00 | 75.00 | 187500.00 | 187500.00 | LIKHITHA INFRASTRUCTURE LIMITED
188.00 | Pipeline laying and associated station works for Phase-I: ELECTRICAL WORKS WIRING 3 Nos x 2.5 sq. mm | 950.00 | m |  | 198.00 | 188100.00 | 180.00 | 171000.00 | 87.00 | 82650.00 | 75.00 | 71250.00 | 71250.00 | LIKHITHA INFRASTRUCTURE LIMITED
189.00 | Pipeline laying and associated station works for Phase-I: ELECTRICAL WORKS WIRING 5 Nos x 1.5 sq. mm | 715.00 | m |  | 258.00 | 184470.00 | 250.00 | 178750.00 | 138.00 | 98670.00 | 85.00 | 60775.00 | 60775.00 | LIKHITHA INFRASTRUCTURE LIMITED
190.00 | Pipeline laying and associated station works for Phase-I: ELECTRICAL WORKS WIRING 5 Nos x 2.5 sq. mm | 660.00 | m |  | 300.00 | 198000.00 | 300.00 | 198000.00 | 138.00 | 91080.00 | 85.00 | 56100.00 | 56100.00 | LIKHITHA INFRASTRUCTURE LIMITED
191.00 | Pipeline laying and associated station works for Phase-I: ELECTRICAL WORKS WIRING 7 Nos x 1.5 sq. mm | 330.00 | m |  | 354.00 | 116820.00 | 280.00 | 92400.00 | 189.00 | 62370.00 | 95.00 | 31350.00 | 31350.00 | LIKHITHA INFRASTRUCTURE LIMITED
192.00 | Pipeline laying and associated station works for Phase-I: ELECTRICAL WORKS WIRING 7 Nos x 2.5 sq. mm | 55.00 | m |  | 378.00 | 20790.00 | 380.00 | 20900.00 | 189.00 | 10395.00 | 140.00 | 7700.00 | 7700.00 | LIKHITHA INFRASTRUCTURE LIMITED
193.00 | Pipeline laying and associated station works for Phase-I: ELECTRICAL WORKS WIRING 3 Nos x 4 sq. mm | 770.00 | m |  | 390.00 | 300300.00 | 310.00 | 238700.00 | 143.00 | 110110.00 | 140.00 | 107800.00 | 107800.00 | LIKHITHA INFRASTRUCTURE LIMITED
194.00 | Pipeline laying and associated station works for Phase-I: ELECTRICAL WORKS WIRING 3 C x 2.5 sq. mm armoured Cu cables. | 750.00 | m |  | 198.00 | 148500.00 | 280.00 | 210000.00 | 128.00 | 96000.00 | 250.00 | 187500.00 | 96000.00 | Kalpataru Power Transmission Limited
195.00 | Pipeline laying and associated station works for Phase-I: ELECTRICAL WORKS WIRING 25 mm diameter. | 660.00 | m |  | 270.00 | 178200.00 | 400.00 | 264000.00 | 444.00 | 293040.00 | 600.00 | 396000.00 | 178200.00 | JSIW INFRASTRUCTURE PRIVATE LIMITED
196.00 | Pipeline laying and associated station works for Phase-I: ELECTRICAL WORKS WIRING Supply and installation of 50 mm x 50 mm, (18 SWG) 'METSEC' channel with removable cover, including supply of all connected hardware, supports, all labour and materials, as per approved drawings, specifications of this tender and directions of Engineer-in-Charge. | 450.00 | m |  | 420.00 | 189000.00 | 980.00 | 441000.00 | 867.00 | 390150.00 | 700.00 | 315000.00 | 189000.00 | JSIW INFRASTRUCTURE PRIVATE LIMITED
197.00 | Pipeline laying and associated station works for Phase-I: ELECTRICAL WORKS WIRING 1.5 sq. mm wires. | 1650.00 | m |  | 78.00 | 128700.00 | 150.00 | 247500.00 | 45.00 | 74250.00 | 45.00 | 74250.00 | 74250.00 | LIKHITHA INFRASTRUCTURE LIMITED, Kalpataru Power Transmission Limited
198.00 | Pipeline laying and associated station works for Phase-I: ELECTRICAL WORKS WIRING 2.5 sq. mm wires. | 450.00 | m |  | 114.00 | 51300.00 | 200.00 | 90000.00 | 52.00 | 23400.00 | 50.00 | 22500.00 | 22500.00 | LIKHITHA INFRASTRUCTURE LIMITED
199.00 | Pipeline laying and associated station works for Phase-I: ELECTRICAL WORKS WIRING 25 mm diameter. | 2200.00 | m |  | 138.00 | 303600.00 | 120.00 | 264000.00 | 92.00 | 202400.00 | 125.00 | 275000.00 | 202400.00 | Kalpataru Power Transmission Limited
200.00 | Pipeline laying and associated station works for Phase-I: ELECTRICAL WORKS WIRING 3 C x 2.5 sq. mm | 295.00 | m |  | 198.00 | 58410.00 | 200.00 | 59000.00 | 128.00 | 37760.00 | 50.00 | 14750.00 | 14750.00 | LIKHITHA INFRASTRUCTURE LIMITED
201.00 | Pipeline laying and associated station works for Phase-I: ELECTRICAL WORKS SOLAR LIGHTING SYSTEM Standalone Solar Photovoltaic Street Lighting System (SLS) comprising of 40 W LED light, 150 Wp PV Module, 12 V battery of 200 Ah capacity Lead-Acid type with 7 meter high pole with single bracket as per Sheet 1 of 2 of 7-51-0234 and complete with PV module and Battery Box mounting arrangement, Battery box of 18 SWG Sheet Steel, Charge control unit with all protection feature including lightning protection and charge indication, all other control electronics, inter-connecting wires/cables, etc. All items shall be MNRE approved | 25.00 | nos |  | 102000.00 | 2550000.00 | 65000.00 | 1625000.00 | 67320.00 | 1683000.00 | 75000.00 | 1875000.00 | 1625000.00 | Advance Infrastrurctures Pvt Ltd
202.00 | Pipeline laying and associated station works for Phase-I: ELECTRICAL WORKS SOLAR LIGHTING SYSTEM Hybrid Solar Photovoltaic Street Lighting System (SLS) comprising of 40 W LED light, 150 Wp PV Module, 12 V battery of 200 Ah capacity Lead-Acid type and external supply of 240 V with 7 meter high pole with single bracket as per Sheet 1 of 2 of 7-51-0234 and complete with PV module and Battery Box mounting arrangement, Battery box of 18 SWG Sheet Steel, Charge control unit(s) with changeover facility having provision to receive following external alternate supply from Owner with all protection feature including lightning protection and charge indication, all other control electronics, interconnecting wires/cables, etc. All items shall be MNRE approved. | 10.00 | nos |  | 102000.00 | 1020000.00 | 65000.00 | 650000.00 | 74460.00 | 744600.00 | 85000.00 | 850000.00 | 650000.00 | Advance Infrastrurctures Pvt Ltd
203.00 | Pipeline laying and associated station works for Phase-I: ELECTRICAL WORKS EARTH ELECTRODES GI earth electrode as per std. 7-51-0102. | 190.00 | nos |  | 31140.00 | 5916600.00 | 18000.00 | 3420000.00 | 15300.00 | 2907000.00 | 13500.00 | 2565000.00 | 2565000.00 | LIKHITHA INFRASTRUCTURE LIMITED
204.00 | Pipeline laying and associated station works for Phase-I: ELECTRICAL WORKS EARTH STRIPS 50 x 6 mm | 2430.00 | m |  | 474.00 | 1151820.00 | 550.00 | 1336500.00 | 311.00 | 755730.00 | 340.00 | 826200.00 | 755730.00 | Kalpataru Power Transmission Limited
205.00 | Pipeline laying and associated station works for Phase-I: ELECTRICAL WORKS EARTH STRIPS 40 x 5 mm | 220.00 | m |  | 420.00 | 92400.00 | 650.00 | 143000.00 | 260.00 | 57200.00 | 310.00 | 68200.00 | 57200.00 | Kalpataru Power Transmission Limited
206.00 | Pipeline laying and associated station works for Phase-I: ELECTRICAL WORKS EARTH STRIPS 25 x 3 mm | 1650.00 | m |  | 300.00 | 495000.00 | 180.00 | 297000.00 | 95.00 | 156750.00 | 150.00 | 247500.00 | 156750.00 | Kalpataru Power Transmission Limited
207.00 | Pipeline laying and associated station works for Phase-I: ELECTRICAL WORKS EARTH STRIPS 50 x 6 mm | 3480.00 | m |  | 498.00 | 1733040.00 | 253.00 | 880440.00 | 311.00 | 1082280.00 | 380.00 | 1322400.00 | 880440.00 | Advance Infrastrurctures Pvt Ltd
208.00 | Pipeline laying and associated station works for Phase-I: ELECTRICAL WORKS EARTH STRIPS 25 x 3 mm | 165.00 | m |  | 354.00 | 58410.00 | 550.00 | 90750.00 | 95.00 | 15675.00 | 150.00 | 24750.00 | 15675.00 | Kalpataru Power Transmission Limited
209.00 | Pipeline laying and associated station works for Phase-I: ELECTRICAL WORKS EARTHING CONNECTION 3/8" dia (10 mm) flexible rope. | 350.00 | m |  | 198.00 | 69300.00 | 350.00 | 122500.00 | 97.00 | 33950.00 | 130.00 | 45500.00 | 33950.00 | Kalpataru Power Transmission Limited
210.00 | Pipeline laying and associated station works for Phase-I: ELECTRICAL WORKS EARTHING CONNECTION 5/8" dia (16 mm) flexible rope. | 235.00 | m |  | 258.00 | 60630.00 | 550.00 | 129250.00 | 117.00 | 27495.00 | 160.00 | 37600.00 | 27495.00 | Kalpataru Power Transmission Limited
211.00 | Pipeline laying and associated station works for Phase-I: ELECTRICAL WORKS EARTHING CONNECTION 8 SWG GI Wire. | 400.00 | m |  | 78.00 | 31200.00 | 650.00 | 260000.00 | 61.00 | 24400.00 | 50.00 | 20000.00 | 20000.00 | LIKHITHA INFRASTRUCTURE LIMITED
212.00 | Pipeline laying and associated station works for Phase-I: ELECTRICAL WORKS EARTHING CONNECTION 300 mm | 30.00 | nos |  | 1080.00 | 32400.00 | 8000.00 | 240000.00 | 204.00 | 6120.00 | 250.00 | 7500.00 | 6120.00 | Kalpataru Power Transmission Limited
213.00 | Pipeline laying and associated station works for Phase-I: ELECTRICAL WORKS EARTHING CONNECTION 500 mm | 20.00 | nos |  | 1740.00 | 34800.00 | 9000.00 | 180000.00 | 286.00 | 5720.00 | 350.00 | 7000.00 | 5720.00 | Kalpataru Power Transmission Limited
214.00 | Pipeline laying and associated station works for Phase-I: ELECTRICAL WORKS EARTHING CONNECTION 1500 mm | 10.00 | nos |  | 2700.00 | 27000.00 | 12000.00 | 120000.00 | 561.00 | 5610.00 | 450.00 | 4500.00 | 4500.00 | LIKHITHA INFRASTRUCTURE LIMITED
215.00 | Pipeline laying and associated station works for Phase-I: ELECTRICAL WORKS EARTH PLATES Cu Earth Plate | 11.00 | nos |  | 4200.00 | 46200.00 | 25000.00 | 275000.00 | 4131.00 | 45441.00 | 15000.00 | 165000.00 | 45441.00 | Kalpataru Power Transmission Limited
216.00 | Pipeline laying and associated station works for Phase-I: ELECTRICAL WORKS EARTH PLATES GI earth plate as per std. 7-51-0103. | 150.00 | nos |  | 2220.00 | 333000.00 | 800.00 | 120000.00 | 1326.00 | 198900.00 | 3600.00 | 540000.00 | 120000.00 | Advance Infrastrurctures Pvt Ltd
217.00 | Pipeline laying and associated station works for Phase-I: ELECTRICAL WORKS EARTHING CABLES 1 C x 10 Sqmm | 550.00 | m |  | 198.00 | 108900.00 | 450.00 | 247500.00 | 122.00 | 67100.00 | 125.00 | 68750.00 | 67100.00 | Kalpataru Power Transmission Limited
218.00 | Pipeline laying and associated station works for Phase-I: ELECTRICAL WORKS EARTHING CABLES 1 C x 10 Sqmm | 4.00 | nos |  | 300.00 | 1200.00 | 14000.00 | 56000.00 | 44.00 | 176.00 | 1000.00 | 4000.00 | 176.00 | Kalpataru Power Transmission Limited
219.00 | Pipeline laying and associated station works for Phase-I: ELECTRICAL WORKS TELEPHONE SYSTEM TDJB Flush mounting type with an additional cable pull box at bottom for easy termination of cable suitable for 1 nos 5 Pair incoming cable(s) and 5 nos 1 Pair outgoing cable(s) | 25.00 | nos |  | 15000.00 | 375000.00 | 2800.00 | 70000.00 | 6120.00 | 153000.00 | 15000.00 | 375000.00 | 70000.00 | Advance Infrastrurctures Pvt Ltd
220.00 | Pipeline laying and associated station works for Phase-I: ELECTRICAL WORKS TELEPHONE SYSTEM Flush Mounting Type. | 35.00 | nos |  | 780.00 | 27300.00 | 2500.00 | 87500.00 | 949.00 | 33215.00 | 1500.00 | 52500.00 | 27300.00 | JSIW INFRASTRUCTURE PRIVATE LIMITED
221.00 | Pipeline laying and associated station works for Phase-I: ELECTRICAL WORKS TELEPHONE SYSTEM 1 No. twin flat wire. | 330.00 | m |  | 222.00 | 73260.00 | 50.00 | 16500.00 | 26.00 | 8580.00 | 80.00 | 26400.00 | 8580.00 | Kalpataru Power Transmission Limited
222.00 | Pipeline laying and associated station works for Phase-I: ELECTRICAL WORKS TELEPHONE SYSTEM 2 Nos. twin flat wires. | 110.00 | m |  | 318.00 | 34980.00 | 100.00 | 11000.00 | 61.00 | 6710.00 | 100.00 | 11000.00 | 6710.00 | Kalpataru Power Transmission Limited
223.00 | Pipeline laying and associated station works for Phase-I: ELECTRICAL WORKS CIVIL WORKS/M.S. CHEQUERED PLATE Excavation and backfilling of trenches in all types of soil except rock. | 1110.00 | m³ |  | 780.00 | 865800.00 | 300.00 | 333000.00 | 408.00 | 452880.00 | 500.00 | 555000.00 | 333000.00 | Advance Infrastrurctures Pvt Ltd
224.00 | Pipeline laying and associated station works for Phase-I: ELECTRICAL WORKS CIVIL WORKS/M.S. CHEQUERED PLATE Fine river sand. | 3450.00 | m³ |  | 1020.00 | 3519000.00 | 350.00 | 1207500.00 | 2168.00 | 7479600.00 | 1000.00 | 3450000.00 | 1207500.00 | Advance Infrastrurctures Pvt Ltd
225.00 | Pipeline laying and associated station works for Phase-I: ELECTRICAL WORKS CIVIL WORKS/M.S. CHEQUERED PLATE Bricks. | 3330.00 | m² |  | 1140.00 | 3796200.00 | 450.00 | 1498500.00 | 102.00 | 339660.00 | 2000.00 | 6660000.00 | 339660.00 | Kalpataru Power Transmission Limited
226.00 | Pipeline laying and associated station works for Phase-I: ELECTRICAL WORKS CIVIL WORKS/M.S. CHEQUERED PLATE Plain cement concrete. | 555.00 | m³ |  | 7800.00 | 4329000.00 | 4800.00 | 2664000.00 | 8262.00 | 4585410.00 | 8500.00 | 4717500.00 | 2664000.00 | Advance Infrastrurctures Pvt Ltd
227.00 | Pipeline laying and associated station works for Phase-I: ELECTRICAL WORKS CIVIL WORKS/M.S. CHEQUERED PLATE 6 mm thick M.S. chequered plate. | 110.00 | m² |  | 7800.00 | 858000.00 | 8000.00 | 880000.00 | 7140.00 | 785400.00 | 5500.00 | 605000.00 | 605000.00 | LIKHITHA INFRASTRUCTURE LIMITED
228.00 | Pipeline laying and associated station works for Phase-I: ELECTRICAL WORKS ACSR CONDUCTORS Conductor type (11kV ACSR) | 1.00 | m |  | 540.00 | 540.00 | 120000.00 | 120000.00 | 372.00 | 372.00 | 800.00 | 800.00 | 372.00 | Kalpataru Power Transmission Limited
229.00 | Pipeline laying and associated station works for Phase-I: ELECTRICAL WORKS ACSR CONDUCTORS Conductor type - Dog | 1.00 | m |  | 630.00 | 630.00 | 120000.00 | 120000.00 | 372.00 | 372.00 | 800.00 | 800.00 | 372.00 | Kalpataru Power Transmission Limited
230.00 | Pipeline laying and associated station works for Phase-I: ELECTRICAL WORKS LAN SYSTEMS Supply, installation, termination, testing and commissioning of flush mounted CAT-6 UTP JACK (Information Outlets) including supply of all connected materials(i.e Face plates, Surface mount box, patch cord at I/O end), including all labour and materials, as per approved drawings, specifications of this tender and directions of Engineer-in-charge. | 11.00 | nos |  | 1260.00 | 13860.00 | 1500.00 | 16500.00 | 816.00 | 8976.00 | 5500.00 | 60500.00 | 8976.00 | Kalpataru Power Transmission Limited
231.00 | Pipeline laying and associated station works for Phase-I: ELECTRICAL WORKS LAN SYSTEMS 1 no. CAT-6 UTP cable | 177.00 | m |  | 150.00 | 26550.00 | 1500.00 | 265500.00 | 35.00 | 6195.00 | 100.00 | 17700.00 | 6195.00 | Kalpataru Power Transmission Limited
232.00 | Pipeline laying and associated station works for Phase-I: ELECTRICAL WORKS PAINTING & MARKING Each alphabet/character upto 2 inch in height/length | 295.00 | nos |  | 300.00 | 88500.00 | 1550.00 | 457250.00 | 71.00 | 20945.00 | 500.00 | 147500.00 | 20945.00 | Kalpataru Power Transmission Limited
233.00 | Pipeline laying and associated station works for Phase-I: ELECTRICAL WORKS PAINTING & MARKING Each alphabet/character above 2 inch and Upto 4 inch in height/length | 177.00 | nos |  | 420.00 | 74340.00 | 1750.00 | 309750.00 | 102.00 | 18054.00 | 1000.00 | 177000.00 | 18054.00 | Kalpataru Power Transmission Limited
234.00 | Pipeline laying and associated station works for Phase-I: ELECTRICAL WORKS PAINTING & MARKING Each alphabet/character above 4 inch and Upto 8 inch in height/length | 118.00 | nos |  | 540.00 | 63720.00 | 1850.00 | 218300.00 | 173.00 | 20414.00 | 1500.00 | 177000.00 | 20414.00 | Kalpataru Power Transmission Limited
235.00 | Pipeline laying and associated station works for Phase-I: ELECTRICAL WORKS PAINTING & MARKING Each alphabet/character upto 2 inch in height/length | 118.00 | nos |  | 300.00 | 35400.00 | 1750.00 | 206500.00 | 71.00 | 8378.00 | 500.00 | 59000.00 | 8378.00 | Kalpataru Power Transmission Limited
236.00 | Pipeline laying and associated station works for Phase-I: ELECTRICAL WORKS PAINTING & MARKING Each alphabet/character above 4 inch and Upto 8 inch in height/length | 177.00 | nos |  | 540.00 | 95580.00 | 1950.00 | 345150.00 | 173.00 | 30621.00 | 1000.00 | 177000.00 | 30621.00 | Kalpataru Power Transmission Limited
237.00 | Pipeline laying and associated station works for Phase-I: ELECTRICAL WORKS MISCELLANEOUS LED FLP-IIC-2 xT8 (2x 20W) : Supply, installation, testing and commissioning of following lighting fixtures and connecting to wiring junction box/marshalling box complete with lamps and necessary driver including supply of all connected materials like flexible conduit, clamps, supports, chains, anchor fasteners, bolts, nuts and washers etc. as required, including supply and fixing of cable glands, lugs, including all labour and materials, as per approved drawings, data sheet for lighting fixture schedule, EIL installation standards, specifications of this tender and directions of Engineer-in-charge | 90.00 | nos |  | 19800.00 | 1782000.00 | 18000.00 | 1620000.00 | 7905.00 | 711450.00 | 14000.00 | 1260000.00 | 711450.00 | Kalpataru Power Transmission Limited
238.00 | Pipeline laying and associated station works for Phase-I: ELECTRICAL WORKS MISCELLANEOUS Supply, installation and connection of COPPER earth pate of 600mmx600mmx3mm thick including accessories and providing masonry enclosure with cover plate having locking arrangement and watering pipe of 2.7meter long, with charcoal/cock and salt as required. | 11.00 | nos |  | 42780.00 | 470580.00 | 19500.00 | 214500.00 | 30090.00 | 330990.00 | 32000.00 | 352000.00 | 214500.00 | Advance Infrastrurctures Pvt Ltd
239.00 | Pipeline laying and associated station works for Phase-I: ELECTRICAL WORKS MISCELLANEOUS Connecting individual equipment to the earth plate with 1Cx10 sq.mm. 1100V grade PVC insulated (green colour), cu conductor earthing cable including the supply of earthing cable, cu tinned lugs & necessary hardware for connection including all labour & material, as per approved drawings, specification of this tender & directions of Engineer-in-Charge. | 106.00 | m |  | 300.00 | 31800.00 | 2550.00 | 270300.00 | 148.00 | 15688.00 | 150.00 | 15900.00 | 15688.00 | Kalpataru Power Transmission Limited
240.00 | Pipeline laying and associated station works for Phase-I: ELECTRICAL WORKS MISCELLANEOUS Design, preparation of documents and drawings, Supply, installation, testing & commissioning of 415V/240V, 100A, 25kA(1 sec.), 50Hz fixed type compartmentalized free stand alone switchboard as per EIL Specification 6-51-0012, having TPN & SPN bus including Auto-healthy phase selector, Static Voltage Regulator of adequate rating as per data sheet no. B411-000-16-50- DS-9520 & SLD dwg. no. B411-000-16-50- 00001/00002 /00003 , including transportation from store/yard to site at the place of installation, proper storage, assembly of sections, installation on concrete trenches/foundation, mounting & wiring of loose accessories supplied by equipment vendor etc., aligning, leveling, testing, calibration of meters and all other accessories including all labour & materials, as per approved drawings, specification of this tender & directions of Engineer-in-Charge. | 10.00 | nos |  | 1140000.00 | 11400000.00 | 1000000.00 | 10000000.00 | 895560.00 | 8955600.00 | 700000.00 | 7000000.00 | 7000000.00 | LIKHITHA INFRASTRUCTURE LIMITED
241.00 | Pipeline laying and associated station works for Phase-I: ELECTRICAL WORKS MISCELLANEOUS S/I/T/C OF FA SYSTEM - SV-1KC STATION Design, detailed engineering, preparation of documents and drawings, manufacture, procurement of materials and bought out components, assembly at shop, inspection, testing at manufacturer's works, packing, supply , Installation , testing, pre-commissioning, commissioning and handing over to client of following microprocessor based Fire Alarm system for SV STATION as per EIL Spec. 6-51-0076 having Main Fire alarm panel (2 loop), Repeater panel, addressable detectors, Manual call points, Heat sensing cables, Hooter, HAB, sirens, exit sign, relay and control module, FAJB, 2Px1.5sqmm twisted pair FA cables (as per EIL Spec. 6-51-0052) etc. as required as per enclosed Scope of Work document (B411-000-16-50-SOW-9530), EIL standard specifications, job specification, data sheet (B297-000-16-50-9522) etc. and other code and standards attached /referred including supply of all commissioning spares, mandatory spares, special tools and tackles and erection material. LOCATION - SV-1KC | 1.00 | Lumpsum |  | 780000.00 | 780000.00 | 1100000.00 | 1100000.00 | 1019898.00 | 1019898.00 | 1620000.00 | 1620000.00 | 780000.00 | JSIW INFRASTRUCTURE PRIVATE LIMITED
242.00 | Pipeline laying and associated station works for Phase-I: ELECTRICAL WORKS MISCELLANEOUS S/I/T/C OF FA SYSTEM - SV-2KC STATION Design, detailed engineering, preparation of documents and drawings, manufacture, procurement of materials and bought out components, assembly at shop, inspection, testing at manufacturer's works, packing, supply , Installation , testing, pre-commissioning, commissioning and handing over to client of following microprocessor based Fire Alarm system for SV STATION (on LSTK basis) having Main Fire alarm panel (2 loop), Repeater panel, addressable detectors, Manual call points, Heat sensing cables, Hooter, HAB, sirens, exit sign, relay and control module, FAJB, 2Px1.5sqmm twisted pair FA cables (as per EIL Spec. 6-51-0052) etc. as required as per enclosed Scope of Work document (B411-000-16-50-SOW-9530), EIL standard specifications, job specification, data sheet (B297-000-16-50-9522) etc. and other code and standards attached /referred including supply of all commissioning spares, mandatory spares, special tools and tackles and erection material. LOCATION - SV-2KC | 1.00 | Lumpsum |  | 780000.00 | 780000.00 | 1100000.00 | 1100000.00 | 1019898.00 | 1019898.00 | 1620000.00 | 1620000.00 | 780000.00 | JSIW INFRASTRUCTURE PRIVATE LIMITED
243.00 | Pipeline laying and associated station works for Phase-I: ELECTRICAL WORKS MISCELLANEOUS S/I/T/C OF FA SYSTEM - SV-3KC STATION Design, detailed engineering, preparation of documents and drawings, manufacture, procurement of materials and bought out components, assembly at shop, inspection, testing at manufacturer's works, packing, supply , Installation , testing, pre-commissioning, commissioning and handing over to client of following microprocessor based Fire Alarm system for SV STATION (on LSTK basis) having Main Fire alarm panel (2 loop), Repeater panel, addressable detectors, Manual call points, Heat sensing cables, Hooter, HAB, sirens, exit sign, relay and control module, FAJB, 2Px1.5sqmm twisted pair FA cables (as per EIL Spec. 6-51-0052) etc. as required as per enclosed Scope of Work document (B411-000-16-50-SOW-9530), EIL standard specifications, job specification, data sheet (B297-000-16-50-9522) etc. and other code and standards attached /referred including supply of all commissioning spares, mandatory spares, special tools and tackles and erection material. LOCATION - SV-3KC | 1.00 | Lumpsum |  | 780000.00 | 780000.00 | 1100000.00 | 1100000.00 | 1019898.00 | 1019898.00 | 1620000.00 | 1620000.00 | 780000.00 | JSIW INFRASTRUCTURE PRIVATE LIMITED
244.00 | Pipeline laying and associated station works for Phase-I: ELECTRICAL WORKS MISCELLANEOUS S/I/T/C OF FA SYSTEM - SV-4KC STATION Design, detailed engineering, preparation of documents and drawings, manufacture, procurement of materials and bought out components, assembly at shop, inspection, testing at manufacturer's works, packing, supply , Installation , testing, pre-commissioning, commissioning and handing over to client of following microprocessor based Fire Alarm system for SV STATION (on LSTK basis) having Main Fire alarm panel (2 loop), Repeater panel, addressable detectors, Manual call points, Heat sensing cables, Hooter, HAB, sirens, exit sign, relay and control module, FAJB , 2Px1.5sqmm twisted pair FA cables (as per EIL Spec. 6-51-0052) etc. as required as per enclosed Scope of Work document (B411-000-16-50-SOW-9530), EIL standard specifications, job specification, data sheet (B297-000-16-50-9522) etc. and other code and standards attached /referred including supply of all commissioning spares, mandatory spares, special tools and tackles and erection material. LOCATION - SV-4KC | 1.00 | Lumpsum |  | 780000.00 | 780000.00 | 1100000.00 | 1100000.00 | 1019898.00 | 1019898.00 | 1620000.00 | 1620000.00 | 780000.00 | JSIW INFRASTRUCTURE PRIVATE LIMITED
245.00 | Pipeline laying and associated station works for Phase-I: ELECTRICAL WORKS MISCELLANEOUS S/I/T/C OF FA SYSTEM - SV-5KC STATION Design, detailed engineering, preparation of documents and drawings, manufacture, procurement of materials and bought out components, assembly at shop, inspection, testing at manufacturer's works, packing, supply , Installation , testing, pre-commissioning, commissioning and handing over to client of following microprocessor based Fire Alarm system for SV STATION (on LSTK basis) having Main Fire alarm panel (2 loop), Repeater panel, addressable detectors, Manual call points, Heat sensing cables, Hooter, HAB, sirens, exit sign, relay and control module, FAJB , 2Px1.5sqmm twisted pair FA cables (as per EIL Spec. 6-51-0052) etc. as required as per enclosed Scope of Work document (B411-000-16-50-SOW-9530), EIL standard specifications, job specification, data sheet (B297-000-16-50-9522) etc. and other code and standards attached /referred including supply of all commissioning spares, mandatory spares, special tools and tackles and erection material. LOCATION - SV-5KC | 1.00 | Lumpsum |  | 780000.00 | 780000.00 | 1100000.00 | 1100000.00 | 1019898.00 | 1019898.00 | 1620000.00 | 1620000.00 | 780000.00 | JSIW INFRASTRUCTURE PRIVATE LIMITED
246.00 | Pipeline laying and associated station works for Phase-I: ELECTRICAL WORKS MISCELLANEOUS S/I/T/C OF FA SYSTEM - SV-6KC STATION Design, detailed engineering, preparation of documents and drawings, manufacture, procurement of materials and bought out components, assembly at shop, inspection, testing at manufacturer's works, packing, supply , Installation , testing, pre-commissioning, commissioning and handing over to client of following microprocessor based Fire Alarm system for SV STATION (on LSTK basis) having Main Fire alarm panel (2 loop), Repeater panel, addressable detectors, Manual call points, Heat sensing cables, Hooter, HAB, sirens, exit sign, relay and control module, FAJB , 2Px1.5sqmm twisted pair FA cables (as per EIL Spec. 6-51-0052) etc. as required as per enclosed Scope of Work document (B411-000-16-50-SOW-9530), EIL standard specifications, job specification, data sheet (B297-000-16-50-9522) etc. and other code and standards attached /referred including supply of all commissioning spares, mandatory spares, special tools and tackles and erection material. LOCATION - SV-6KC | 1.00 | Lumpsum |  | 780000.00 | 780000.00 | 1100000.00 | 1100000.00 | 1019898.00 | 1019898.00 | 1620000.00 | 1620000.00 | 780000.00 | JSIW INFRASTRUCTURE PRIVATE LIMITED
247.00 | Pipeline laying and associated station works for Phase-I: ELECTRICAL WORKS MISCELLANEOUS S/I/T/C OF FA SYSTEM - SV-7KC STATION Design, detailed engineering, preparation of documents and drawings, manufacture, procurement of materials and bought out components, assembly at shop, inspection, testing at manufacturer's works, packing, supply , Installation , testing, pre-commissioning, commissioning and handing over to client of following microprocessor based Fire Alarm system for SV STATION (on LSTK basis) having Main Fire alarm panel (2 loop), Repeater panel, addressable detectors, Manual call points, Heat sensing cables, Hooter, HAB, sirens, exit sign, relay and control module, FAJB, 2Px1.5sqmm twisted pair FA cables (as per EIL Spec. 6-51-0052) etc. as required as per enclosed Scope of Work document (B411-000-16-50-SOW-9530), EIL standard specifications, job specification, data sheet (B297-000-16-50-9522) etc. and other code and standards attached /referred including supply of all commissioning spares, mandatory spares, special tools and tackles and erection material. LOCATION - SV-7KC | 1.00 | Lumpsum |  | 780000.00 | 780000.00 | 1100000.00 | 1100000.00 | 1019898.00 | 1019898.00 | 1620000.00 | 1620000.00 | 780000.00 | JSIW INFRASTRUCTURE PRIVATE LIMITED
248.00 | Pipeline laying and associated station works for Phase-I: ELECTRICAL WORKS MISCELLANEOUS S/I/T/C OF FA SYSTEM - SV-8KC STATION Design, detailed engineering, preparation of documents and drawings, manufacture, procurement of materials and bought out components, assembly at shop, inspection, testing at manufacturer's works, packing, supply , Installation , testing, pre-commissioning, commissioning and handing over to client of following microprocessor based Fire Alarm system for SV STATION (on LSTK basis) having Main Fire alarm panel (2 loop), Repeater panel, addressable detectors, Manual call points, Heat sensing cables, Hooter, HAB, sirens, exit sign, relay and control module, FAJB , 2Px1.5sqmm twisted pair FA cables (as per EIL Spec. 6-51-0052) etc. as required as per enclosed Scope of Work document (B411-000-16-50-SOW-9530), EIL standard specifications, job specification, data sheet (B297-000-16-50-9522) etc. and other code and standards attached /referred including supply of all commissioning spares, mandatory spares, special tools and tackles and erection material. LOCATION - SV-8KC | 1.00 | Lumpsum |  | 780000.00 | 780000.00 | 1100000.00 | 1100000.00 | 1019898.00 | 1019898.00 | 1620000.00 | 1620000.00 | 780000.00 | JSIW INFRASTRUCTURE PRIVATE LIMITED
249.00 | Pipeline laying and associated station works for Phase-I: ELECTRICAL WORKS MISCELLANEOUS S/I/T/C OF FA SYSTEM - SV-9KC STATION Design, detailed engineering, preparation of documents and drawings, manufacture, procurement of materials and bought out components, assembly at shop, inspection, testing at manufacturer's works, packing, supply , Installation , testing, pre-commissioning, commissioning and handing over to client of following microprocessor based Fire Alarm system for SV STATION (on LSTK basis) having Main Fire alarm panel (2 loop), Repeater panel, addressable detectors, Manual call points, Heat sensing cables, Hooter, HAB, sirens, exit sign, relay and control module, FAJB , 2Px1.5sqmm twisted pair FA cables (as per EIL Spec. 6-51-0052) etc. as required as per enclosed Scope of Work document (B411-000-16-50-SOW-9530), EIL standard specifications, job specification, data sheet (B297-000-16-50-9522) etc. and other code and standards attached /referred including supply of all commissioning spares, mandatory spares, special tools and tackles and erection material. LOCATION - SV-9KC | 1.00 | Lumpsum |  | 780000.00 | 780000.00 | 1100000.00 | 1100000.00 | 1019898.00 | 1019898.00 | 1620000.00 | 1620000.00 | 780000.00 | JSIW INFRASTRUCTURE PRIVATE LIMITED
250.00 | Pipeline laying and associated station works for Phase-I: ELECTRICAL WORKS MISCELLANEOUS S/I/T/C OF FA SYSTEM - IP-4KC STATION Design, detailed engineering, preparation of documents and drawings, manufacture, procurement of materials and bought out components, assembly at shop, inspection, testing at manufacturer's works, packing, supply , Installation , testing, pre-commissioning, commissioning and handing over to client of following microprocessor based Fire Alarm system for IP STATION (on LSTK basis) having Main Fire alarm panel (2 loop), Repeater panel, addressable detectors, Manual call points, Heat sensing cables, Hooter, HAB, sirens, exit sign, relay and control module, FAJB, 2Px1.5sqmm twisted pair FA cables (as per EIL Spec. 6-51-0052) etc. as required as per enclosed Scope of Work document (B411-000-16-50-SOW-9530), EIL standard specifications, job specification, data sheet (B297-000-16-50-9522) etc. and other code and standards attached /referred including supply of all commissioning spares, mandatory spares, special tools and tackles and erection material. LOCATION - IP-4KC | 1.00 | Lumpsum |  | 900000.00 | 900000.00 | 1100000.00 | 1100000.00 | 1019898.00 | 1019898.00 | 1620000.00 | 1620000.00 | 900000.00 | JSIW INFRASTRUCTURE PRIVATE LIMITED
251.00 | Pipeline laying and associated station works for Phase-I: ELECTRICAL WORKS MISCELLANEOUS Supply of 1100 V grade, Copper Conductor, XLPE insulated and unarmoured, cables of following sizes as per EIL standard specification No. 6-51-0051, data sheets, specifications of this tender and directions of Engineer-in- Charge. 3CX2.5sq.mm | 300.00 | m |  | 234.00 | 70200.00 | 485.00 | 145500.00 | 108.00 | 32400.00 | 150.00 | 45000.00 | 32400.00 | Kalpataru Power Transmission Limited
252.00 | Pipeline laying and associated station works for Phase-I: ELECTRICAL WORKS MISCELLANEOUS Design, engineering, fabrication, supply, installation, testing and commissioning of following second hand 90 lbs rail 2 pole structure (as applicable) for single/ double circuit overhead line as per EIL standards (7-51-0402 / 7- 51-0405/7-51-0406), overhead line support/ termination/ bends etc., including the supply and installation of load break isolator, insulators, lightning arrestors, dropout fuses, trifurcating connectors for terminating overhead line on to cable including supply of cable end termination kit outdoor with accessories, 11/0.433 kV, ONAN transformer of 63 kVA (min) rating , ,including supply and fixing of MS angles and channels, clamps and connectors, upper and lower bus bars, jumpers, with member for fixing wire guard, cable support, earth connection to earthing grid, supply and fixing of guys with 7/10 SWG GI wire, guard wire, 10 SWG GI earth wire, outdoor single phase CTs (Metering CTs, Protection CTs.) and Outdoor PTs cast resin/ oil insulated on pole structures , as per EIL specification No. 6-51-0086, applicable specs and standards of State Electricity Authorities including supply of steel structure for positioning in place, site assembly of loosely furnished accessories civil foundation etc. The structure shall include all cross arms, bracings, foundation, GI barbed wire, anticlimbing devices, stay rods, base plates, anchor plates, painting etc., including all labour and materials, EIL specifications 6-51-0086 as per approved drawings, specifications of this tender and directions of Engineer-in-Charge. Note:- Approximate length of 11kV line shall be upto 1 km, however actual payment shall be made based on actual length of line laid. Fault level 25kA for 1 sec (approx.) Pipeline Laying contractor shall also include the following cost under OHL works: a. Supervision charges by Local State Electricity Board / Authority for above mentioned 11kV OHL Works / Transformer Installation and Tariff metering b. Security Deposit for Connection charges, etc. as per Local State Electricity Board / Authority regulation | 1.00 | Lumpsum |  | 1740000.00 | 1740000.00 | 1000000.00 | 1000000.00 | 1899583.00 | 1899583.00 | 2500000.00 | 2500000.00 | 1000000.00 | Advance Infrastrurctures Pvt Ltd
253.00 | Pipeline laying and associated station works for Phase-I: ELECTRICAL WORKS MISCELLANEOUS Design, engineering, fabrication, supply, installation, testing and commissioning of following second hand 90 lbs rail 2 pole structure (as applicable) for single/ double circuit overhead line as per EIL standards (7-51-0402 / 7-51-0405/7-51-0406), overhead line support/ termination/ bends etc, including the supply and installation of load break isolator, insulators, lightning arrestors, dropout fuses, trifurcating connectors for terminating overhead line on to cable including supply of cable end termination kit outdoor with accessories, 11/0.433 kV, ONAN transformer of 63 kVA (min) rating , ,including supply and fixing of MS angles and channels, clamps and connectors, upper and lower bus bars, jumpers, with member for fixing wire guard, cable support, earth connection to earthing grid, supply and fixing of guys with 7/10 SWG GI wire, guard wire, 10 SWG GI earth wire, outdoor single phase CTs (Metering CTs, Protection CTs.) and Outdoor PTs cast resin/ oil insulated on pole structures , as per EIL specification No. 6-51-0086, applicable specs and standards of State Electricity Authorities including supply of steel structure for positioning in place, site assembly of loosely furnished accessories civil foundation etc. The structure shall include all cross arms, bracings, foundation, GI barbed wire, anticlimbing devices, stay rods, base plates, anchor plates, painting etc., including all labour and materials, EIL specifications 6-51-0086 as per approved drawings, specifications of this tender and directions of Engineer-in-Charge. Note:- Approximate length of 11kV line shall be upto 5 km, however actual payment shall be made based on actual length of line laid. Fault level 25kA for 1 sec (approx.) Pipeline Laying contractor shall also include the following cost under OHL works: a. Supervision charges by Local State Electricity Board / Authority for above mentioned 11kV OHL Works / Transformer Installation and Tariff metering b. Security Deposit for Connection charges, etc. as per Local State Electricity Board / Authority regulation | 4.00 | Lumpsum |  | 3000000.00 | 12000000.00 | 1500000.00 | 6000000.00 | 6183583.00 | 24734332.00 | 4000000.00 | 16000000.00 | 6000000.00 | Advance Infrastrurctures Pvt Ltd
254.00 | Pipeline laying and associated station works for Phase-I: ELECTRICAL WORKS MISCELLANEOUS 240V SPN DB for exhaust fan: Supply, installation, connection, testing and commissioning of safe area 240V power DB, wall mounting type, dust- tight (with hinged cover) sheet steel enclosure having 32 A, SPN DP MCB incomer and 8 Nos. outgoing single pole MCBs (upto 20 A) 9 kA type for outgoing circuit control with complete wiring, including cable termination, supply, connection and fixing of single compression Ni plated brass cable glands and copper crimping type lugs, including all labour and materials, as per approved drawings, specifications of this tender and directions of Engineer-in- Charge. | 10.00 | nos |  | 42000.00 | 420000.00 | 100000.00 | 1000000.00 | 37230.00 | 372300.00 | 35000.00 | 350000.00 | 350000.00 | LIKHITHA INFRASTRUCTURE LIMITED
255.00 | Pipeline laying and associated station works for Phase-I: ELECTRICAL WORKS MISCELLANEOUS 240V SPN DB: Supply, installation, connection, testing and commissioning of safe area 240V power DB for AC, wall mounting type, dust- tight (with hinged cover) sheet steel enclosure having 63 A, SPN DP MCB incomer and 4 Nos. outgoing single pole MCBs (upto 32 A) 9 kA type for outgoing circuit control with complete wiring, including cable termination, supply, connection and fixing of single compression Ni plated brass cable glands and copper crimping type lugs, including all labour and materials, as per approved drawings, specifications of this tender and directions of Engineer-in- Charge. | 10.00 | nos |  | 54000.00 | 540000.00 | 100000.00 | 1000000.00 | 50490.00 | 504900.00 | 40000.00 | 400000.00 | 400000.00 | LIKHITHA INFRASTRUCTURE LIMITED
256.00 | Pipeline laying and associated station works for Phase-I: ELECTRICAL WORKS MISCELLANEOUS 240V SPN DB for critical ltg: Supply, installation, connection, testing and commissioning of safe area 240V, 10A ( min), 25KA for 1 sec. type power DB, having CU bus bar, wall mounting type, dust- tight (with hinged cover) sheet steel enclosure having 25 A, SPN DP MCB incomer with ELCB and 12 Nos. outgoing single pole MCBs (upto 20 A) for outgoing circuit control with complete wiring, including cable termination, supply, connection and fixing of single compression Ni plated brass cable glands and copper crimping type lugs, including all labour and materials, as per approved drawings, specifications of this tender and directions of Engineer-in- Charge. [Note: Necessary interlocks with FA System shall be considered in Critical Lighting Panel.] | 10.00 | nos |  | 33000.00 | 330000.00 | 100000.00 | 1000000.00 | 37230.00 | 372300.00 | 45000.00 | 450000.00 | 330000.00 | JSIW INFRASTRUCTURE PRIVATE LIMITED
257.00 | Pipeline laying and associated station works for Phase-I: ELECTRICAL WORKS MISCELLANEOUS Supply, installation, connection, termination, testing & commissioning of 2Px1.5 sq.mm. twisted pair, individual as well as overall screened/ shielded armored, cable as per EIL specification 6-51-0052, specifications of this tender & directions of Engineer-in-Charge. | 350.00 | m |  | 222.00 | 77700.00 | 1437.00 | 502950.00 | 153.00 | 53550.00 | 200.00 | 70000.00 | 53550.00 | Kalpataru Power Transmission Limited
258.00 | Pipeline laying and associated station works for Phase-I: ELECTRICAL WORKS MISCELLANEOUS Supply and installation of earthing jumper connections across the pipe flanges including supply of 25 sq mm flexible copper cable with compatible copper lugs, bolts, nuts and spring washers, etc. (sizes of studs and bolts shall be as per piping material specification) as per 7-51-0112 including all labour and material as per approved drawings, specifications of this tender and directions of Engineer-in-Charge. | 20.00 | nos |  | 2700.00 | 54000.00 | 4600.00 | 92000.00 | 510.00 | 10200.00 | 450.00 | 9000.00 | 9000.00 | LIKHITHA INFRASTRUCTURE LIMITED
259.00 | Pipeline laying and associated station works for Phase-I: ELECTRICAL WORKS MISCELLANEOUS Design, supply, installation, testing, commissioning of 2200W solar Electric power system for SV station with CP system as indicated in datasheet doc. No. B411-000-16-50-DS-09529 and attached single line diagram doc. No. B411-000-16-50-00001 and Scope of Work document number B411-000-16-50-SOW-9531 including but not limited to solar arrays (2x50%, with mounting frames, structures, foundation, footings & module interconnection, solar module mounting structures for roof top ( including anchor bolts, fasteners etc.), Junction boxes (Array, Main & Fuse box), solar charge controller (2x100%), Ni-Cd batteries suitable for photovoltaic application complying to IEC 61427 testing requirements and construction as per IEC 62259, IEC 60623 & IS 10918 and accessories for battery set (2 x 50%) including battery isolation box, 96V DC /240V AC (2X100%) inverter, 96V DC/(-)48 V DC-DC converter (2x100%), (-) 48 V DCDB (Telecom) with 63 A(min.), 25 KA for 1 sec. CU bus bar with outgoing feeders, 96V DC/(+)48 V DC-DC converter (2x100%), (+) 48 V DCDB (CP System) with 63 A(min.), 25 KA for 1 sec. CU bus bar with outgoing feeders, 96V DC/24V DC - DC Converter (2x100%), 24V DCDB , 63A (min.), 25 KA for 1 sec. CU bus bar with outgoing feeders, Grid charger ( 3 nos. single phase float cum boost charger type ), metering and protection/isolation system with associated interconnecting AC/DC cables, solar cables, Earthing and Lightning protection for the entire system as per Scope of Work, Job Specification, Datasheet, EIL standard specifications and as per directions of Engineer-in-charge at site. Note: All solar panels shall be installed on the rooftop of SV station (with CP) Repeater building. Therefore, contractor to select each solar module rating (Wp) accordingly subject to minimum of 500Wp. Solar modules for all SV/IP stations shall be of same design (preferably MONO PERC type) and same rating. Customized type solar module supporting structure shall be considered by the contractor so that all solar modules can be accommodated on the roof area. Ni-Cd Battery shall be suitable for PV solar application (i.e. cyclic operation) in line with respective IEC/IS requirement. Normal KPL type Ni-Cd battery is not acceptable. | 4.00 | Lot |  | 30000000.00 | 120000000.00 | 25500000.00 | 102000000.00 | 14280000.00 | 57120000.00 | 4800000.00 | 19200000.00 | 19200000.00 | LIKHITHA INFRASTRUCTURE LIMITED
260.00 | Pipeline laying and associated station works for Phase-I: ELECTRICAL WORKS MISCELLANEOUS Design, supply, installation, testing, commissioning of 1600W solar Electric power system for SV station without CP system as indicated in datasheet doc. No. B411-000-16-50-DS-09529 and attached single line diagram doc. No. B411-000-16-50-00002 and Scope of work document no. B411-000-16-50-SOW-9531 including but not limited to solar arrays (2x50%, with mounting frames, structures, foundation, footings & solar module mounting structures for roof top ( including anchor bolts, fasteners etc.), Junction boxes (Array, Main & Fuse box), solar charge controller (2x100%), Ni-Cd batteries suitable for photovoltaic application complying to IEC 61427 testing requirements and construction as per IEC 62259, IEC 60623 & IS 10918 and accessories for battery set (2 x 50%) including battery isolation box, 96V DC /240V AC (2X100%) inverter, 96V DC/(-)48 V DC-DC converter (2x100%), (-) 48 V DCDB with 63 A(min.), 25 KA for 1 sec. CU bus bar with outgoing feeders, 96V DC/24V DC - DC Converter (2x100%), 24V DCDB , 63A (min.), 25 KA for 1 sec. CU bus bar with outgoing feeders, Grid charger ( 3 nos. single phase float cum boost charger type), metering and protection/isolation system with associated interconnecting AC/DC cables, solar cables, Earthing and Lightning protection for the entire system as per Scope of work, Job specification, Datasheet, EIL standard specifications and as per directions of Engineer-in-charge at site. Note: All solar panels shall be installed on the rooftop of SV station (without CP) Repeater building (20mx10m). Therefore, contractor to select each solar module rating (Wp) accordingly subject to minimum of 500Wp. Solar modules for all SV/IP stations shall be of same design (preferably MONO PERC type) and same rating. Customized type solar module supporting structure shall be considered by the contractor so that all solar modules can be accommodated on the roof area. Ni-Cd Battery shall be suitable for PV solar application (i.e. cyclic operation) in line with respective IEC/IS requirement. Normal KPL type Ni-Cd battery is not acceptable. | 5.00 | Lot |  | 18000000.00 | 90000000.00 | 20000000.00 | 100000000.00 | 11424000.00 | 57120000.00 | 3600000.00 | 18000000.00 | 18000000.00 | LIKHITHA INFRASTRUCTURE LIMITED
261.00 | Pipeline laying and associated station works for Phase-I: ELECTRICAL WORKS MISCELLANEOUS Design, supply, installation, testing, commissioning of 2200W solar Electric power system for IP station with CP system as indicated in datasheet doc. No. B411-000-16-50-DS-09529 and attached single line diagram doc. No. B411-000-16-50-00003 and Scope of Work document number B411-000-16-50-SOW-9531 including but not limited to solar arrays (2x50%, with mounting frames, structures, foundation, footings & solar module mounting structures for roof top ( including anchor bolts, fasteners etc.), Junction boxes (Array, Main & Fuse box), solar charge controller (2x100%), Ni-Cd batteries suitable for photovoltaic application complying to IEC 61427 testing requirements and construction as per IEC 62259, IEC 60623 & IS 10918 and accessories for battery set (2 x 50%) including battery isolation box, 96V DC /240V AC (2X100%) inverter, 96V DC/(-)48 V DC-DC converter (2x100%), (-) 48 V DCDB (Telecom) with 63 A(min.), 25 KA for 1 sec. CU bus bar with outgoing feeders, 96V DC/(+)48 V DC-DC converter (2x100%), (+) 48 V DCDB (CP System) with 63 A(min.), 25 KA for 1 sec. CU bus bar with outgoing feeders, 96V DC/24V DC - DC Converter (2x100%), 24V DCDB , 63A (min.), 25 KA for 1 sec. CU bus bar with outgoing feeders, Grid charger ( 3 nos. single phase float cum boost charger type ), metering and protection/isolation system with associated interconnecting AC/DC cables, solar cables, Earthing and Lightning protection for the entire system as per Scope of Work, Job Specification, Datasheet, EIL standard specifications and as per directions of Engineer-in-charge at site. Note: All solar panels shall be installed on the rooftop of IP station (with CP) Repeater building. Therefore, contractor to select each solar module rating (Wp) accordingly subject to minimum of 500Wp. Solar modules for all SV/IP stations shall be of same design (preferably MONO PERC type) and same rating. Customized type solar module supporting structure shall be considered by the contractor so that all solar modules can be accommodated on the roof area. Ni-Cd Battery shall be suitable for PV solar application (i.e. cyclic operation) in line with respective IEC/IS requirement. Normal KPL type Ni-Cd battery is not acceptable. | 1.00 | Lot |  | 30000000.00 | 30000000.00 | 25000000.00 | 25000000.00 | 14280000.00 | 14280000.00 | 4800000.00 | 4800000.00 | 4800000.00 | LIKHITHA INFRASTRUCTURE LIMITED
262.00 | Pipeline laying and associated station works for Phase-I: ELECTRICAL WORKS MISCELLANEOUS 240V SPN DB for normal ltg: Supply, installation, connection, testing and commissioning of safe area 240V, 10A ( min), 25KA for 1 sec. type power DB, having CU bus bar, wall mounting type, dust- tight (with hinged cover) sheet steel enclosure having 25 A, SPN DP MCB incomer with ELCB and 12 Nos. outgoing single pole MCBs (upto 20 A) for outgoing circuit control with complete wiring, including cable termination, supply, connection and fixing of single compression Ni plated brass cable glands and copper crimping type lugs, including all labour and materials, as per approved drawings, specifications of this tender and directions of Engineer-in- Charge. | 10.00 | nos |  | 33000.00 | 330000.00 | 98000.00 | 980000.00 | 37230.00 | 372300.00 | 40000.00 | 400000.00 | 330000.00 | JSIW INFRASTRUCTURE PRIVATE LIMITED
263.00 | Pipeline laying and associated station works for Phase-I: ELECTRICAL WORKS MISCELLANEOUS Door Switch for Telecom/SCADA room, Electrical Room, Battery Room door with Provision of remote status indication (i.e. door OPEN or CLOSED) | 30.00 | nos |  | 22740.00 | 682200.00 | 35000.00 | 1050000.00 | 5661.00 | 169830.00 | 8000.00 | 240000.00 | 169830.00 | Kalpataru Power Transmission Limited
264.00 | Pipeline laying and associated station works for Phase-I: ELECTRICAL WORKS MISCELLANEOUS Design, engineering, fabrication, supply, installation, testing and commissioning of following second hand 90 lbs rail 2 pole structure (as applicable) for single/ double circuit overhead line as per EIL standards (7-51-0402 / 7- 51-0405/7-51-0406), overhead line support/ termination/ bends etc., including the supply and installation of load break isolator, insulators, lightning arrestors, dropout fuses, trifurcating connectors for terminating overhead line on to cable including supply of cable end termination kit outdoor with accessories, 11/0.433 kV, ONAN transformer of 100 kVA (min) rating , ,including supply and fixing of MS angles and channels, clamps and connectors, upper and lower bus bars, jumpers, with member for fixing wire guard, cable support, earth connection to earthing grid, supply and fixing of guys with 7/10 SWG GI wire, guard wire, 10 SWG GI earth wire, outdoor single phase CTs (Metering CTs, Protection CTs.) and Outdoor PTs cast resin/ oil insulated on pole structures , as per EIL specification No. 6-51-0086, applicable specs and standards of State Electricity Authorities including supply of steel structure for positioning in place, site assembly of loosely furnished accessories civil foundation etc. The structure shall include all cross arms, bracings, foundation, GI barbed wire, anticlimbing devices, stay rods, base plates, anchor plates, painting etc., including all labour and materials, EIL specifications 6-51-0086 as per approved drawings, specifications of this tender and directions of Engineer-in-Charge. Note:- Approximate length of 11kV line shall be upto 1 km, however actual payment shall be made based on actual length of line laid. Fault level 25kA for 1 sec (approx.) Pipeline Laying contractor shall also include the following cost under OHL works: a. Supervision charges by Local State Electricity Board / Authority for above mentioned 11kV OHL Works / Transformer Installation and Tariff metering b. Security Deposit for Connection charges, etc. as per Local State Electricity Board / Authority regulation | 1.00 | Lumpsum |  | 1740000.00 | 1740000.00 | 1000000.00 | 1000000.00 | 2069923.00 | 2069923.00 | 2800000.00 | 2800000.00 | 1000000.00 | Advance Infrastrurctures Pvt Ltd
265.00 | Pipeline laying and associated station works for Phase-I: ELECTRICAL WORKS MISCELLANEOUS Design, engineering, fabrication, supply, installation, testing and commissioning of following second hand 90 lbs rail 2 pole structure (as applicable) for single/ double circuit overhead line as per EIL standards (7-51-0402 / 7-51-0405/7-51-0406), overhead line support/ termination/ bends etc, including the supply and installation of load break isolator, insulators, lightning arrestors, dropout fuses, trifurcating connectors for terminating overhead line on to cable including supply of cable end termination kit outdoor with accessories, 11/0.433 kV, ONAN transformer of 100 kVA (min) rating , ,including supply and fixing of MS angles and channels, clamps and connectors, upper and lower bus bars, jumpers, with member for fixing wire guard, cable support, earth connection to earthing grid, supply and fixing of guys with 7/10 SWG GI wire, guard wire, 10 SWG GI earth wire, outdoor single phase CTs (Metering CTs, Protection CTs.) and Outdoor PTs cast resin/ oil insulated on pole structures , as per EIL specification No. 6-51-0086, applicable specs and standards of State Electricity Authorities including supply of steel structure for positioning in place, site assembly of loosely furnished accessories civil foundation etc. The structure shall include all cross arms, bracings, foundation, GI barbed wire, anticlimbing devices, stay rods, base plates, anchor plates, painting etc., including all labour and materials, EIL specifications 6-51-0086 as per approved drawings, specifications of this tender and directions of Engineer-in-Charge. Note:- Approximate length of 11kV line shall be upto 5 km, however actual payment shall be made based on actual length of line laid. Fault level 25kA for 1 sec (approx.) Pipeline Laying contractor shall also include the following cost under OHL works: a. Supervision charges by Local State Electricity Board / Authority for above mentioned 11kV OHL Works / Transformer Installation and Tariff metering b. Security Deposit for Connection charges, etc. as per Local State Electricity Board / Authority regulation | 4.00 | Lumpsum |  | 3000000.00 | 12000000.00 | 1500000.00 | 6000000.00 | 6353923.00 | 25415692.00 | 4000000.00 | 16000000.00 | 6000000.00 | Advance Infrastrurctures Pvt Ltd
266.00 | Pipeline laying and associated station works for Phase-I: ELECTRICAL WORKS MISCELLANEOUS Design, engineering, fabrication, supply, installation, testing and commissioning of following second hand 90 lbs rail 2 pole structure (as applicable) for single/ double circuit overhead line as per EIL standards (7-51-0405/7-51-0406), overhead line support/bends etc, including the supply and installation of insulators and AAAC conductor (35/50sqmm), including supply and fixing of MS angles and channels, clamps and connectors, upper and lower bus bars, jumpers, with member for fixing wire guard, cable support, earth connection to earthing grid, supply and fixing of guys with 7/10 SWG GI wire, guard wire, 10 SWG GI earth wire, as per EIL specification No. 6-51-0086, applicable specs and standards of State Electricity Authorities including supply of steel structure for positioning in place, site assembly of loosely furnished accessories civil foundation etc. The structure shall include all cross arms, bracings, foundation, GI barbed wire, anticlimbing devices, stay rods, base plates, anchor plates, painting etc., including all labour and materials, EIL specifications 6-51-0086 as per approved drawings, specifications of this tender and directions of Engineer-in-Charge. | 1.00 | km |  | 450000.00 | 450000.00 | 800000.00 | 800000.00 | 1071000.00 | 1071000.00 | 2000000.00 | 2000000.00 | 450000.00 | JSIW INFRASTRUCTURE PRIVATE LIMITED
267.00 | Pipeline laying and associated station works for Phase-I: ELECTRICAL WORKS MISCELLANEOUS Fully equipped outgoing feeder module with 63A , 35kA current limiting type MCCB (with thermal, magnetic and earth fault release) as per SLD ( Dwg no. B411-000-16-50-00003) and component datasheet (Doc. No. B411-000-16-50-DS-9540 ). | 1.00 | nos |  | 54000.00 | 54000.00 | 200000.00 | 200000.00 | 23460.00 | 23460.00 | 30000.00 | 30000.00 | 23460.00 | Kalpataru Power Transmission Limited
268.00 | Pipeline laying and associated station works for Phase-I: ELECTRICAL WORKS MISCELLANEOUS Supply of fully equipped outgoing feeder module with 40A , 35kA (current limiting type MCCB with thermal, magnetic and earth fault release) as per SLD ( Dwg no. B411-000-16-50-00003) and component datasheet (Doc. No. B411-000-16-50-DS-9540 ). | 1.00 | nos |  | 42000.00 | 42000.00 | 200000.00 | 200000.00 | 21420.00 | 21420.00 | 30000.00 | 30000.00 | 21420.00 | Kalpataru Power Transmission Limited
269.00 | Pipeline laying and associated station works for Phase-I: ELECTRICAL WORKS MISCELLANEOUS Supply of fully equipped outgoing feeder module with 40A , 35kA (current limiting type MCCB with thermal, magnetic and earth fault release) + contactor + ELCB and astronomical timer (for high Mast feeder) as per SLD ( Dwg no. B411-000-16-50-00003) and component datasheet (Doc. No. B411-000-16-50-DS-9540 ). | 1.00 | nos |  | 42000.00 | 42000.00 | 200000.00 | 200000.00 | 21420.00 | 21420.00 | 45000.00 | 45000.00 | 21420.00 | Kalpataru Power Transmission Limited
270.00 | Pipeline laying and associated station works for Phase-I: ELECTRICAL WORKS MISCELLANEOUS Supply of fully equipped TPN (415V) outgoing feeder module with 100A , 35kA (current limiting type MCCB with thermal, magnetic and earth fault release) as per SLD ( Dwg no. B411-000-16-50-00003) and component datasheet (Doc. No. B411-000-16-50-DS-9540 ). | 1.00 | nos |  | 78000.00 | 78000.00 | 200000.00 | 200000.00 | 24480.00 | 24480.00 | 40000.00 | 40000.00 | 24480.00 | Kalpataru Power Transmission Limited
271.00 | Pipeline laying and associated station works for Phase-I: ELECTRICAL WORKS MISCELLANEOUS Supply of fully equipped SPN (240V) outgoing feeder module upto 32A , 10kA MCB + contactor and astronomical timer (for Lighting feeder) as per SLD ( Dwg no. B411-000-16-50-00003) and component datasheet (Doc. No. B411-000-16-50-DS-9540 ). | 1.00 | nos |  | 38400.00 | 38400.00 | 200000.00 | 200000.00 | 1530.00 | 1530.00 | 40000.00 | 40000.00 | 1530.00 | Kalpataru Power Transmission Limited
272.00 | Pipeline laying and associated station works for Phase-I: ELECTRICAL WORKS MISCELLANEOUS Supply of fully equipped SPN (240V) outgoing feeder module upto 32A , 10kA MCB + contactor and cyclic timer (for split AC feeder) as per SLD ( Dwg no. B411-000-16-50-00003) and component datasheet (Doc. No. B411-000-16-50-DS-9540 ). | 1.00 | nos |  | 38400.00 | 38400.00 | 200000.00 | 200000.00 | 1530.00 | 1530.00 | 40000.00 | 40000.00 | 1530.00 | Kalpataru Power Transmission Limited
273.00 | Pipeline laying and associated station works for Phase-I: ELECTRICAL WORKS MISCELLANEOUS Supply of fully equipped SPN (240V) outgoing feeder module upto 32A , 10kA MCB as per SLD ( Dwg no. B411-000-16-50-00003) and component datasheet (Doc. No. B411-000-16-50-DS-9540 ). | 1.00 | nos |  | 33000.00 | 33000.00 | 200000.00 | 200000.00 | 1530.00 | 1530.00 | 30000.00 | 30000.00 | 1530.00 | Kalpataru Power Transmission Limited
274.00 | Pipeline laying and associated station works for Phase-I: ELECTRICAL WORKS MISCELLANEOUS Vertical empty panel with Busbar (160A, 25kA for 1 sec) for 415V / 240V PDB | 1.00 | nos |  | 150000.00 | 150000.00 | 200000.00 | 200000.00 | 40800.00 | 40800.00 | 750000.00 | 750000.00 | 40800.00 | Kalpataru Power Transmission Limited
275.00 | Pipeline laying and associated station works for Phase-I: ELECTRICAL WORKS MISCELLANEOUS Current limiting type 415V, 63A, 35kA for 1 sec TPN MCCB (with thermal, Magnetic & earth fault release ) | 1.00 | nos |  | 54000.00 | 54000.00 | 200000.00 | 200000.00 | 23460.00 | 23460.00 | 15000.00 | 15000.00 | 15000.00 | LIKHITHA INFRASTRUCTURE LIMITED
276.00 | Pipeline laying and associated station works for Phase-I: ELECTRICAL WORKS MISCELLANEOUS Current limiting type 415V, 40A, 35kA for 1 sec TPN MCCB (with thermal, Magnetic & earth fault release ) | 1.00 | nos |  | 42000.00 | 42000.00 | 200000.00 | 200000.00 | 23460.00 | 23460.00 | 15000.00 | 15000.00 | 15000.00 | LIKHITHA INFRASTRUCTURE LIMITED
277.00 | Pipeline laying and associated station works for Phase-I: ELECTRICAL WORKS MISCELLANEOUS 240V, 32A, 10kA for 1 sec SPN MCB | 1.00 | nos |  | 4200.00 | 4200.00 | 200000.00 | 200000.00 | 816.00 | 816.00 | 3000.00 | 3000.00 | 816.00 | Kalpataru Power Transmission Limited
278.00 | Pipeline laying and associated station works for Phase-I: ELECTRICAL WORKS MISCELLANEOUS 240V, 40A, 10kA for 1 sec SPN MCB | 1.00 | nos |  | 4200.00 | 4200.00 | 200000.00 | 200000.00 | 816.00 | 816.00 | 3000.00 | 3000.00 | 816.00 | Kalpataru Power Transmission Limited
279.00 | Pipeline laying and associated station works for Phase-I: ELECTRICAL WORKS MISCELLANEOUS Ammeter with Ammeter Selector Switch | 1.00 | nos |  | 3300.00 | 3300.00 | 200000.00 | 200000.00 | 510.00 | 510.00 | 2000.00 | 2000.00 | 510.00 | Kalpataru Power Transmission Limited
280.00 | Pipeline laying and associated station works for Phase-I: ELECTRICAL WORKS MISCELLANEOUS Voltmeter with Voltmeter Selector Switch (VSS) | 1.00 | nos |  | 1980.00 | 1980.00 | 200000.00 | 200000.00 | 510.00 | 510.00 | 2000.00 | 2000.00 | 510.00 | Kalpataru Power Transmission Limited
281.00 | Pipeline laying and associated station works for Phase-I: ELECTRICAL WORKS MISCELLANEOUS Digital Multifunction Meter (MFM) with RJ-45 port for serial interface | 1.00 | nos |  | 10800.00 | 10800.00 | 200000.00 | 200000.00 | 15300.00 | 15300.00 | 7500.00 | 7500.00 | 7500.00 | LIKHITHA INFRASTRUCTURE LIMITED
282.00 | Pipeline laying and associated station works for Phase-I: ELECTRICAL WORKS MISCELLANEOUS ELCB (with 30mA sensitivity) | 1.00 | nos |  | 2940.00 | 2940.00 | 200000.00 | 200000.00 | 5100.00 | 5100.00 | 3000.00 | 3000.00 | 2940.00 | JSIW INFRASTRUCTURE PRIVATE LIMITED
283.00 | Pipeline laying and associated station works for Phase-I: ELECTRICAL WORKS MISCELLANEOUS Supply of fully equipped 48V DC outgoing feeder module of 20A DC MCCB and DC shunt with ammeter as per SLD ( Dwg no. B411-000-16-50-00003) . | 1.00 | nos |  | 51420.00 | 51420.00 | 160000.00 | 160000.00 | 23460.00 | 23460.00 | 35000.00 | 35000.00 | 23460.00 | Kalpataru Power Transmission Limited
284.00 | Pipeline laying and associated station works for Phase-I: ELECTRICAL WORKS MISCELLANEOUS Supply of fully equipped 24V DC outgoing feeder module of 16A DC MCCB and DC shunt with ammeter as per SLD ( Dwg no. B411-000-16-50-00003) . | 1.00 | nos |  | 51420.00 | 51420.00 | 160000.00 | 160000.00 | 23460.00 | 23460.00 | 35000.00 | 35000.00 | 23460.00 | Kalpataru Power Transmission Limited
285.00 | Pipeline laying and associated station works for Phase-I: ELECTRICAL WORKS MISCELLANEOUS Supply of fully equipped 24V DC outgoing feeder module of 6A DC MCCB and DC shunt with ammeter as per SLD ( Dwg no. B411-000-16-50-00003) . | 1.00 | nos |  | 42000.00 | 42000.00 | 160000.00 | 160000.00 | 18360.00 | 18360.00 | 28000.00 | 28000.00 | 18360.00 | Kalpataru Power Transmission Limited
286.00 | Pipeline laying and associated station works for Phase-I: ELECTRICAL WORKS MISCELLANEOUS Vertical empty panel with Busbar (63A, 25kA for 1 sec) for 48V DCDB | 1.00 | nos |  | 42000.00 | 42000.00 | 160000.00 | 160000.00 | 35700.00 | 35700.00 | 190000.00 | 190000.00 | 35700.00 | Kalpataru Power Transmission Limited
287.00 | Pipeline laying and associated station works for Phase-I: ELECTRICAL WORKS MISCELLANEOUS Vertical empty panel with Busbar (63A, 25kA for 1 sec) for 24V DCDB | 1.00 | nos |  | 42000.00 | 42000.00 | 160000.00 | 160000.00 | 35700.00 | 35700.00 | 120000.00 | 120000.00 | 35700.00 | Kalpataru Power Transmission Limited
288.00 | Pipeline laying and associated station works for Phase-I: ELECTRICAL WORKS MISCELLANEOUS 20A, 48V DC MCCB | 1.00 | nos |  | 4200.00 | 4200.00 | 18000.00 | 18000.00 | 18360.00 | 18360.00 | 120000.00 | 120000.00 | 4200.00 | JSIW INFRASTRUCTURE PRIVATE LIMITED
289.00 | Pipeline laying and associated station works for Phase-I: ELECTRICAL WORKS MISCELLANEOUS 16A, 24V DC MCCB | 1.00 | nos |  | 4200.00 | 4200.00 | 16500.00 | 16500.00 | 18360.00 | 18360.00 | 3000.00 | 3000.00 | 3000.00 | LIKHITHA INFRASTRUCTURE LIMITED
290.00 | Pipeline laying and associated station works for Phase-I: ELECTRICAL WORKS MISCELLANEOUS 6A, 48V DC MCCB | 1.00 | nos |  | 1980.00 | 1980.00 | 12700.00 | 12700.00 | 13260.00 | 13260.00 | 3000.00 | 3000.00 | 1980.00 | JSIW INFRASTRUCTURE PRIVATE LIMITED
291.00 | Pipeline laying and associated station works for Phase-I: INSTRUMENTATION PRESSURE GAUGES AND ACCESSORIES (Incl. supply of Impulse pipe/Tubing material) In Carbon Steel as per Standard 7-52-0434/1121 | 28.00 | nos |  | 17400.00 | 487200.00 | 5500.00 | 154000.00 | 11424.00 | 319872.00 | 10000.00 | 280000.00 | 154000.00 | Advance Infrastrurctures Pvt Ltd
292.00 | Pipeline laying and associated station works for Phase-I: INSTRUMENTATION PRESS.INSTRUMENTS (Incl. supply of Impulse pipe/Tubing material) In Carbon Steel as per Standard 7-52-1153 | 20.00 | nos |  | 19800.00 | 396000.00 | 5500.00 | 110000.00 | 17595.00 | 351900.00 | 15000.00 | 300000.00 | 110000.00 | Advance Infrastrurctures Pvt Ltd
293.00 | Pipeline laying and associated station works for Phase-I: INSTRUMENTATION TEMPERATURE TRANSMITTERS (REMOTE MOUNTED) Temperature Transmitter and RTD with flanged well | 1.00 | nos |  | 14400.00 | 14400.00 | 9800.00 | 9800.00 | 6324.00 | 6324.00 | 7500.00 | 7500.00 | 6324.00 | Kalpataru Power Transmission Limited
294.00 | Pipeline laying and associated station works for Phase-I: INSTRUMENTATION TEMPERATURE TRANSMITTERS (REMOTE MOUNTED) Temperature Transmitter with RTD (Skin type) | 18.00 | nos |  | 14400.00 | 259200.00 | 12500.00 | 225000.00 | 6630.00 | 119340.00 | 7500.00 | 135000.00 | 119340.00 | Kalpataru Power Transmission Limited
295.00 | Pipeline laying and associated station works for Phase-I: INSTRUMENTATION DETECTOR SYSTEMS LEL Detectors. | 11.00 | nos |  | 11400.00 | 125400.00 | 25000.00 | 275000.00 | 4590.00 | 50490.00 | 9500.00 | 104500.00 | 50490.00 | Kalpataru Power Transmission Limited
296.00 | Pipeline laying and associated station works for Phase-I: INSTRUMENTATION Installation of panels / cabinet / consoles Size < 2200x1000x800 mm > 1000x800x600mm | 10.00 | nos |  | 54000.00 | 540000.00 | 35000.00 | 350000.00 | 17340.00 | 173400.00 | 25000.00 | 250000.00 | 173400.00 | Kalpataru Power Transmission Limited
297.00 | Pipeline laying and associated station works for Phase-I: INSTRUMENTATION CALIBRATION/ TESTING Inlet Sizes upto 2" flanged, rating 150# to 2500# | 2.00 | nos |  | 12000.00 | 24000.00 | 2500.00 | 5000.00 | 7650.00 | 15300.00 | 5000.00 | 10000.00 | 5000.00 | Advance Infrastrurctures Pvt Ltd
298.00 | Pipeline laying and associated station works for Phase-I: INSTRUMENTATION CALIBRATION/ TESTING Pressure gauges | 28.00 | nos |  | 4200.00 | 117600.00 | 2500.00 | 70000.00 | 1530.00 | 42840.00 | 2000.00 | 56000.00 | 42840.00 | Kalpataru Power Transmission Limited
299.00 | Pipeline laying and associated station works for Phase-I: INSTRUMENTATION CALIBRATION/ TESTING Pressure transmitters | 20.00 | nos |  | 5400.00 | 108000.00 | 7200.00 | 144000.00 | 2244.00 | 44880.00 | 2000.00 | 40000.00 | 40000.00 | LIKHITHA INFRASTRUCTURE LIMITED
300.00 | Pipeline laying and associated station works for Phase-I: INSTRUMENTATION CALIBRATION/ TESTING Temperature Transmitters | 19.00 | nos |  | 5400.00 | 102600.00 | 7200.00 | 136800.00 | 2040.00 | 38760.00 | 2000.00 | 38000.00 | 38000.00 | LIKHITHA INFRASTRUCTURE LIMITED
301.00 | Pipeline laying and associated station works for Phase-I: INSTRUMENTATION CALIBRATION/ TESTING LEL Detectors | 11.00 | nos |  | 5400.00 | 59400.00 | 7500.00 | 82500.00 | 3264.00 | 35904.00 | 2000.00 | 22000.00 | 22000.00 | LIKHITHA INFRASTRUCTURE LIMITED
302.00 | Pipeline laying and associated station works for Phase-I: INSTRUMENTATION CALIBRATION/ TESTING Pig Signaller (Ultrasonic type) | 10.00 | nos |  | 9000.00 | 90000.00 | 7500.00 | 75000.00 | 1887.00 | 18870.00 | 5000.00 | 50000.00 | 18870.00 | Kalpataru Power Transmission Limited
303.00 | Pipeline laying and associated station works for Phase-I: INSTRUMENTATION LOOP CHECKING Pressure transmitters | 20.00 | nos |  | 1800.00 | 36000.00 | 6500.00 | 130000.00 | 561.00 | 11220.00 | 500.00 | 10000.00 | 10000.00 | LIKHITHA INFRASTRUCTURE LIMITED
304.00 | Pipeline laying and associated station works for Phase-I: INSTRUMENTATION LOOP CHECKING Temperature Transmitters | 19.00 | nos |  | 1800.00 | 34200.00 | 7500.00 | 142500.00 | 561.00 | 10659.00 | 500.00 | 9500.00 | 9500.00 | LIKHITHA INFRASTRUCTURE LIMITED
305.00 | Pipeline laying and associated station works for Phase-I: INSTRUMENTATION LOOP CHECKING Gas Detectors | 11.00 | nos |  | 1800.00 | 19800.00 | 7500.00 | 82500.00 | 612.00 | 6732.00 | 500.00 | 5500.00 | 5500.00 | LIKHITHA INFRASTRUCTURE LIMITED
306.00 | Pipeline laying and associated station works for Phase-I: INSTRUMENTATION LOOP CHECKING Pig Signaller (Ultrasonic type) | 10.00 | nos |  | 1800.00 | 18000.00 | 8500.00 | 85000.00 | 510.00 | 5100.00 | 500.00 | 5000.00 | 5000.00 | LIKHITHA INFRASTRUCTURE LIMITED
307.00 | Pipeline laying and associated station works for Phase-I: INSTRUMENTATION SUPPLY ITEMS Pressure Relief Valves | 2.00 | nos |  | 102000.00 | 204000.00 | 65000.00 | 130000.00 | 535500.00 | 1071000.00 | 65000.00 | 130000.00 | 130000.00 | LIKHITHA INFRASTRUCTURE LIMITED, Advance Infrastrurctures Pvt Ltd
308.00 | Pipeline laying and associated station works for Phase-I: INSTRUMENTATION SUPPLY ITEMS Floor Mounted type Telemetry Interface Cabinet (TIC) Size 2200x800x800 mm along with IS barriers, relays, termination hardware, duly wired | 10.00 | nos |  | 1140000.00 | 11400000.00 | 750000.00 | 7500000.00 | 418200.00 | 4182000.00 | 750000.00 | 7500000.00 | 4182000.00 | Kalpataru Power Transmission Limited
309.00 | Pipeline laying and associated station works for Phase-I: INSTRUMENTATION SUPPLY ITEMS Pressure Gauges | 33.00 | nos |  | 13800.00 | 455400.00 | 4500.00 | 148500.00 | 4284.00 | 141372.00 | 5000.00 | 165000.00 | 141372.00 | Kalpataru Power Transmission Limited
310.00 | Pipeline laying and associated station works for Phase-I: INSTRUMENTATION SUPPLY ITEMS Temperature Elements - RTD with thermowell | 2.00 | nos |  | 17580.00 | 35160.00 | 7200.00 | 14400.00 | 10710.00 | 21420.00 | 15000.00 | 30000.00 | 14400.00 | Advance Infrastrurctures Pvt Ltd
311.00 | Pipeline laying and associated station works for Phase-I: INSTRUMENTATION SUPPLY ITEMS Temperature Element (Skin Type RTD) | 22.00 | nos |  | 15000.00 | 330000.00 | 6850.00 | 150700.00 | 7140.00 | 157080.00 | 15000.00 | 330000.00 | 150700.00 | Advance Infrastrurctures Pvt Ltd
312.00 | Pipeline laying and associated station works for Phase-I: INSTRUMENTATION SUPPLY ITEMS Pressure Transmitter | 23.00 | nos |  | 43182.00 | 993186.00 | 60000.00 | 1380000.00 | 44880.00 | 1032240.00 | 50000.00 | 1150000.00 | 993186.00 | JSIW INFRASTRUCTURE PRIVATE LIMITED
313.00 | Pipeline laying and associated station works for Phase-I: INSTRUMENTATION SUPPLY ITEMS LEL Gas Detector | 13.00 | nos |  | 33000.00 | 429000.00 | 100000.00 | 1300000.00 | 117300.00 | 1524900.00 | 150000.00 | 1950000.00 | 429000.00 | JSIW INFRASTRUCTURE PRIVATE LIMITED
314.00 | Pipeline laying and associated station works for Phase-I: INSTRUMENTATION SUPPLY ITEMS Signal Cable as per Standard Specification 6-52-0046 size, 1P X 1.5 mm2, IS, FRLS | 1800.00 | m |  | 234.00 | 421200.00 | 395.00 | 711000.00 | 64.00 | 115200.00 | 140.00 | 252000.00 | 115200.00 | Kalpataru Power Transmission Limited
315.00 | Pipeline laying and associated station works for Phase-I: INSTRUMENTATION SUPPLY ITEMS Triad cables as per Standard Specification 6-52-0046 size, 1T X 1.5 mm2, IS, FRLS | 120.00 | m |  | 282.00 | 33840.00 | 355.00 | 42600.00 | 96.00 | 11520.00 | 190.00 | 22800.00 | 11520.00 | Kalpataru Power Transmission Limited
316.00 | Pipeline laying and associated station works for Phase-I: INSTRUMENTATION SUPPLY ITEMS Signal Cable as per Standard Specification 6-52-0046 size 6P X 1.5 mm2, IS, FRLS | 100.00 | m |  | 780.00 | 78000.00 | 650.00 | 65000.00 | 319.00 | 31900.00 | 420.00 | 42000.00 | 31900.00 | Kalpataru Power Transmission Limited
317.00 | Pipeline laying and associated station works for Phase-I: INSTRUMENTATION SUPPLY ITEMS Control cables as per Standard Specification 6-52-0046 size 1P X 1.5 mm2 , NIS, FRLS | 650.00 | m |  | 222.00 | 144300.00 | 395.00 | 256750.00 | 64.00 | 41600.00 | 140.00 | 91000.00 | 41600.00 | Kalpataru Power Transmission Limited
318.00 | Pipeline laying and associated station works for Phase-I: INSTRUMENTATION SUPPLY ITEMS Control cables as per Standard Specification 6-52-0046 size 6P X 1.5 mm2 , NIS, FRLS | 1000.00 | m |  | 780.00 | 780000.00 | 650.00 | 650000.00 | 319.00 | 319000.00 | 420.00 | 420000.00 | 319000.00 | Kalpataru Power Transmission Limited
319.00 | Pipeline laying and associated station works for Phase-I: INSTRUMENTATION SUPPLY ITEMS Triad cables as per Standard Specification 6-52-0046 size 1T X 1.5 mm2, NIS, FR | 600.00 | m |  | 282.00 | 169200.00 | 355.00 | 213000.00 | 96.00 | 57600.00 | 190.00 | 114000.00 | 57600.00 | Kalpataru Power Transmission Limited
320.00 | Pipeline laying and associated station works for Phase-I: INSTRUMENTATION SUPPLY ITEMS Triad Cables as per Standard Specification 6-52-0046 size 8 T X 1.5 mm2, IS, FR | 100.00 | m |  | 1134.00 | 113400.00 | 750.00 | 75000.00 | 632.00 | 63200.00 | 790.00 | 79000.00 | 63200.00 | Kalpataru Power Transmission Limited
321.00 | Pipeline laying and associated station works for Phase-I: INSTRUMENTATION SUPPLY ITEMS Supply of Temperature Transmitter | 23.00 | nos |  | 51180.00 | 1177140.00 | 35000.00 | 805000.00 | 32640.00 | 750720.00 | 45000.00 | 1035000.00 | 750720.00 | Kalpataru Power Transmission Limited
322.00 | Pipeline laying and associated station works for Phase-I: INSTRUMENTATION SUPPLY ITEMS Junction Box, Weatherproof type for 6 Pair Cable | 1.00 | nos |  | 17400.00 | 17400.00 | 5635.00 | 5635.00 | 10710.00 | 10710.00 | 12000.00 | 12000.00 | 5635.00 | Advance Infrastrurctures Pvt Ltd
323.00 | Pipeline laying and associated station works for Phase-I: INSTRUMENTATION SUPPLY ITEMS Junction Box, Weatherproof + Flameproof (Gas Groups -IIA/IIB) type for 8 Triad Cable | 1.00 | nos |  | 22740.00 | 22740.00 | 8740.00 | 8740.00 | 17850.00 | 17850.00 | 25000.00 | 25000.00 | 8740.00 | Advance Infrastrurctures Pvt Ltd
324.00 | Pipeline laying and associated station works for Phase-I: INSTRUMENTATION SUPPLY ITEMS Junction Box, Weatherproof + Flameproof (Gas Groups -IIA/IIB) type for 6 Pair Cable | 2.00 | nos |  | 22740.00 | 45480.00 | 8740.00 | 17480.00 | 15810.00 | 31620.00 | 22000.00 | 44000.00 | 17480.00 | Advance Infrastrurctures Pvt Ltd
325.00 | Pipeline laying and associated station works for Phase-I: INSTRUMENTATION SUPPLY ITEMS Double compression type Cable gland, weatherproof + Flameproof (Gas Group IIA/IIB) type,Ni plated Brass material with PVC shroud, 1 1/2" NPTM | 2.00 | nos |  | 678.00 | 1356.00 | 755.00 | 1510.00 | 898.00 | 1796.00 | 600.00 | 1200.00 | 1200.00 | LIKHITHA INFRASTRUCTURE LIMITED
326.00 | Pipeline laying and associated station works for Phase-I: INSTRUMENTATION SUPPLY ITEMS Double compression type Cable gland, weatherproof + Flameproof (Gas Group IIA/IIB) type,Ni plated Brass material with PVC shroud, 1" NPTM | 15.00 | nos |  | 540.00 | 8100.00 | 368.00 | 5520.00 | 422.00 | 6330.00 | 450.00 | 6750.00 | 5520.00 | Advance Infrastrurctures Pvt Ltd
327.00 | Pipeline laying and associated station works for Phase-I: INSTRUMENTATION SUPPLY ITEMS Double compression type Cable gland, weatherproof + Flameproof (Gas Group IIA/IIB) type,Ni plated Brass material with PVC shroud, 1/2" NPTM | 80.00 | nos |  | 330.00 | 26400.00 | 195.00 | 15600.00 | 255.00 | 20400.00 | 340.00 | 27200.00 | 15600.00 | Advance Infrastrurctures Pvt Ltd
328.00 | Pipeline laying and associated station works for Phase-I: INSTRUMENTATION SUPPLY ITEMS Double compression type Cable gland, weatherproof + Flameproof (Gas Group IIA/IIB) type,Ni plated Brass material with PVC shroud, 3/4" NPTM | 15.00 | nos |  | 300.00 | 4500.00 | 316.00 | 4740.00 | 273.00 | 4095.00 | 320.00 | 4800.00 | 4095.00 | Kalpataru Power Transmission Limited
329.00 | Pipeline laying and associated station works for Phase-I: INSTRUMENTATION SUPPLY ITEMS Weatherproof Cable gland,Ni plated Brass material with PVC shroud, 1 1/2 " ET with check nut | 2.00 | nos |  | 660.00 | 1320.00 | 690.00 | 1380.00 | 714.00 | 1428.00 | 600.00 | 1200.00 | 1200.00 | LIKHITHA INFRASTRUCTURE LIMITED
330.00 | Pipeline laying and associated station works for Phase-I: INSTRUMENTATION SUPPLY ITEMS Weatherproof Cable gland,Ni plated Brass material with PVC shroud, 1" ET with check nut | 15.00 | nos |  | 540.00 | 8100.00 | 380.00 | 5700.00 | 408.00 | 6120.00 | 450.00 | 6750.00 | 5700.00 | Advance Infrastrurctures Pvt Ltd
331.00 | Pipeline laying and associated station works for Phase-I: INSTRUMENTATION SUPPLY ITEMS Weatherproof Cable gland,Ni plated Brass material with PVC shroud, 3/4 " ET with check nut | 12.00 | nos |  | 180.00 | 2160.00 | 178.00 | 2136.00 | 245.00 | 2940.00 | 340.00 | 4080.00 | 2136.00 | Advance Infrastrurctures Pvt Ltd
332.00 | Pipeline laying and associated station works for Phase-I: INSTRUMENTATION SUPPLY ITEMS Weatherproof Cable gland,Ni plated Brass material with PVC shroud, 1/2 " ET with check nut | 45.00 | nos |  | 258.00 | 11610.00 | 172.00 | 7740.00 | 214.00 | 9630.00 | 320.00 | 14400.00 | 7740.00 | Advance Infrastrurctures Pvt Ltd
333.00 | Pipeline laying and associated station works for Phase-I: INSTRUMENTATION SUPPLY ITEMS Multi Cable Transit frame complete with insert blocks, stay plates, end packings 2 x 2 | 10.00 | nos |  | 198000.00 | 1980000.00 | 46000.00 | 460000.00 | 51000.00 | 510000.00 | 80000.00 | 800000.00 | 460000.00 | Advance Infrastrurctures Pvt Ltd
334.00 | Pipeline laying and associated station works for Phase-I: INSTRUMENTATION JUNCTION BOX INSTALLATION For cable size 6P x 0.5/1.0/1.5/2.5 mm² / 16 AWG Signal/FF/Alarm/ Control | 1.00 | nos |  | 10200.00 | 10200.00 | 4500.00 | 4500.00 | 5610.00 | 5610.00 | 5500.00 | 5500.00 | 4500.00 | Advance Infrastrurctures Pvt Ltd
335.00 | Pipeline laying and associated station works for Phase-I: INSTRUMENTATION JUNCTION BOX INSTALLATION For cable size 6P x 0.5/1.0/1.5/2.5 mm²/16 AWG Signal/FF/Alarm/ Control | 2.00 | nos |  | 10200.00 | 20400.00 | 4500.00 | 9000.00 | 5916.00 | 11832.00 | 5500.00 | 11000.00 | 9000.00 | Advance Infrastrurctures Pvt Ltd
336.00 | Pipeline laying and associated station works for Phase-I: INSTRUMENTATION JUNCTION BOX INSTALLATION For cable size 8T x 1.5/ 2.5 mm² RTD/ Gas Detector | 1.00 | nos |  | 10200.00 | 10200.00 | 4500.00 | 4500.00 | 6630.00 | 6630.00 | 5500.00 | 5500.00 | 4500.00 | Advance Infrastrurctures Pvt Ltd
337.00 | Pipeline laying and associated station works for Phase-I: INSTRUMENTATION JUNCTION BOX INSTALLATION 2 x 2 | 10.00 | nos |  | 18000.00 | 180000.00 | 4500.00 | 45000.00 | 8670.00 | 86700.00 | 15000.00 | 150000.00 | 45000.00 | Advance Infrastrurctures Pvt Ltd
338.00 | Pipeline laying and associated station works for Phase-I: INSTRUMENTATION LAYING OF CABLES Signal / Alarm / Control Cables of cable sizes 1P x 1.5 / 2.5 mm² | 2000.00 | m |  | 54.00 | 108000.00 | 60.00 | 120000.00 | 20.00 | 40000.00 | 30.00 | 60000.00 | 40000.00 | Kalpataru Power Transmission Limited
339.00 | Pipeline laying and associated station works for Phase-I: INSTRUMENTATION LAYING OF CABLES Signal/ Alarm/ Control Cables of cable sizes 12C / 6P x 1.5 / 2.5 mm² | 950.00 | m |  | 90.00 | 85500.00 | 85.00 | 80750.00 | 31.00 | 29450.00 | 50.00 | 47500.00 | 29450.00 | Kalpataru Power Transmission Limited
340.00 | Pipeline laying and associated station works for Phase-I: INSTRUMENTATION LAYING OF CABLES 1 Triad/ Quad x 1.5 mm² RTD/ LEL Cable | 600.00 | m |  | 66.00 | 39600.00 | 120.00 | 72000.00 | 23.00 | 13800.00 | 50.00 | 30000.00 | 13800.00 | Kalpataru Power Transmission Limited
341.00 | Pipeline laying and associated station works for Phase-I: INSTRUMENTATION LAYING OF CABLES 8 Triad/ Quad x 1.5 mm² RTD/ LEL Cable | 100.00 | m |  | 90.00 | 9000.00 | 140.00 | 14000.00 | 43.00 | 4300.00 | 80.00 | 8000.00 | 4300.00 | Kalpataru Power Transmission Limited
342.00 | Pipeline laying and associated station works for Phase-I: INSTRUMENTATION TRENCH WORK Trench size 300 mm (W) x 300 mm (D) | 300.00 | m |  | 174.00 | 52200.00 | 200.00 | 60000.00 | 561.00 | 168300.00 | 600.00 | 180000.00 | 52200.00 | JSIW INFRASTRUCTURE PRIVATE LIMITED
343.00 | Pipeline laying and associated station works for Phase-I: INSTRUMENTATION EARTHING At both ends of earth grid/ Instruments of GI wire (12 AWG) in trays and conduits as required excluding earth-pit preparation and electrode installation. | 90.00 | m |  | 78.00 | 7020.00 | 750.00 | 67500.00 | 71.00 | 6390.00 | 100.00 | 9000.00 | 6390.00 | Kalpataru Power Transmission Limited
344.00 | Pipeline laying and associated station works for Phase-I: INSTRUMENTATION STRUCTURAL Tray of 60mm (W) X 20mm (H) | 200.00 | m |  | 294.00 | 58800.00 | 850.00 | 170000.00 | 306.00 | 61200.00 | 1500.00 | 300000.00 | 58800.00 | JSIW INFRASTRUCTURE PRIVATE LIMITED
345.00 | Pipeline laying and associated station works for Phase-I: INSTRUMENTATION GENERAL SITE WORK Canopy for local instruments,transmitters | 60.00 | nos |  | 9420.00 | 565200.00 | 4500.00 | 270000.00 | 1938.00 | 116280.00 | 3000.00 | 180000.00 | 116280.00 | Kalpataru Power Transmission Limited
346.00 | Pipeline laying and associated station works for Phase-I: INSTRUMENTATION GENERAL SITE WORK 2" Yoke supports as per standard 7-52-0101 | 60.00 | nos |  | 10380.00 | 622800.00 | 6500.00 | 390000.00 | 2244.00 | 134640.00 | 2500.00 | 150000.00 | 134640.00 | Kalpataru Power Transmission Limited
347.00 | Pipeline laying and associated station works for Phase-I: INSTRUMENTATION GENERAL SITE WORK Identification of instrument items | 75.00 | nos |  | 300.00 | 22500.00 | 5500.00 | 412500.00 | 306.00 | 22950.00 | 1500.00 | 112500.00 | 22500.00 | JSIW INFRASTRUCTURE PRIVATE LIMITED
348.00 | Pipeline laying and associated station works for Phase-I: INSTRUMENTATION TELECOMMUNICATION WORKS Submission of OFC alignment sheets, as-built drawings and all documentation in accordance with the specifications. | 1.00 | Lumpsum |  | 90000.00 | 90000.00 | 55000.00 | 55000.00 | 52500.00 | 52500.00 | 200000.00 | 200000.00 | 52500.00 | Kalpataru Power Transmission Limited
349.00 | Pipeline laying and associated station works for Phase-I: INSTRUMENTATION TELECOMMUNICATION WORKS Supply & installation of OFC distance markers (metal plates on pipeline markers) at all pipeline marker locations as per specifications and direction of CLIENT/CONSULTANT. | 146.00 | nos |  | 13800.00 | 2014800.00 | 2500.00 | 365000.00 | 1995.00 | 291270.00 | 9000.00 | 1314000.00 | 291270.00 | Kalpataru Power Transmission Limited
350.00 | Pipeline laying and associated station works for Phase-I: INSTRUMENTATION TELECOMMUNICATION WORKS Supply of Jointing closures, Factory acceptance testing, storage, and transportation to site, loading, unloading, jointing of OFC all complete as per specifications provided in the bid document and direction of CLIENT/CONSULTANT. | 42.00 | nos |  | 7800.00 | 327600.00 | 7200.00 | 302400.00 | 6720.00 | 282240.00 | 25000.00 | 1050000.00 | 282240.00 | Kalpataru Power Transmission Limited
351.00 | Pipeline laying and associated station works for Phase-I: INSTRUMENTATION TELECOMMUNICATION WORKS Supply and installation of Jointing Pit, including sand, OFC joint identification marker, back filling as required etc. all complete | 42.00 | nos |  | 18000.00 | 756000.00 | 15000.00 | 630000.00 | 11025.00 | 463050.00 | 25000.00 | 1050000.00 | 463050.00 | Kalpataru Power Transmission Limited
352.00 | Pipeline laying and associated station works for Phase-I: INSTRUMENTATION TELECOMMUNICATION WORKS Electronic Marker | 146.00 | nos |  | 6600.00 | 963600.00 | 4500.00 | 657000.00 | 2993.00 | 436978.00 | 7500.00 | 1095000.00 | 436978.00 | Kalpataru Power Transmission Limited
353.00 | Pipeline laying and associated station works for Phase-I: INSTRUMENTATION TELECOMMUNICATION WORKS Marker locator | 1.00 | nos |  | 390000.00 | 390000.00 | 350000.00 | 350000.00 | 388500.00 | 388500.00 | 600000.00 | 600000.00 | 350000.00 | Advance Infrastrurctures Pvt Ltd
354.00 | Pipeline laying and associated station works for Phase-I: INSTRUMENTATION TELECOMMUNICATION WORKS Site acceptance Testing of the laid OFC, all complete as per specification and direction of CLIENT/CONSULTANT. | 1.00 | Lumpsum |  | 150000.00 | 150000.00 | 200000.00 | 200000.00 | 105000.00 | 105000.00 | 200000.00 | 200000.00 | 105000.00 | Kalpataru Power Transmission Limited
355.00 | Pipeline laying and associated station works for Phase-I: INSTRUMENTATION TELECOMMUNICATION WORKS 24 fibres single mode (18 numbers of ITU-T G.652 fibres & 6 numbers of ITU-T G.655 fibres) Optical Fibre Cable | 154000.00 | m |  | 70.80 | 10903200.00 | 75.00 | 11550000.00 | 60.00 | 9240000.00 | 150.00 | 23100000.00 | 9240000.00 | Kalpataru Power Transmission Limited
356.00 | Pipeline laying and associated station works for Phase-I: INSTRUMENTATION TELECOMMUNICATION WORKS Supply and installation of Blowing pits, including sand, backfilling as required etc. all complete | 104.00 | nos |  | 18000.00 | 1872000.00 | 14000.00 | 1456000.00 | 11025.00 | 1146600.00 | 25000.00 | 2600000.00 | 1146600.00 | Kalpataru Power Transmission Limited
357.00 | Pipeline laying and associated station works for Phase-I: INSTRUMENTATION TELECOMMUNICATION WORKS Duct with nominal diameter 40 mm or less | 147100.00 | m |  | 76.80 | 11297280.00 | 75.00 | 11032500.00 | 57.00 | 8384700.00 | 150.00 | 22065000.00 | 8384700.00 | Kalpataru Power Transmission Limited
358.00 | Pipeline laying and associated station works for Phase-I: INSTRUMENTATION TELECOMMUNICATION WORKS Duct with nominal diameter 40 mm or less | 147100.00 | m |  | 30.00 | 4413000.00 | 10.00 | 1471000.00 | 6.00 | 882600.00 | 60.00 | 8826000.00 | 882600.00 | Kalpataru Power Transmission Limited
359.00 | Pipeline laying and associated station works for Phase-I: INSTRUMENTATION TELECOMMUNICATION WORKS FO cable with 17 or more fibres | 10.00 | nos |  | 26820.00 | 268200.00 | 45000.00 | 450000.00 | 52500.00 | 525000.00 | 35000.00 | 350000.00 | 268200.00 | JSIW INFRASTRUCTURE PRIVATE LIMITED
360.00 | Pipeline laying and associated station works for Phase-I: INSTRUMENTATION TELECOMMUNICATION WORKS Installation & laying of OFC in pipeline trench directly or through HDPE/CS conduit by blowing method, trenching and excavation as required, padding, backfilling, restoration of land & other constructions, as applicable to original conditions etc. including supply and use of all materials required like couplers, end plugs etc. all complete | 146000.00 | m |  | 54.00 | 7884000.00 | 45.00 | 6570000.00 | 26.00 | 3796000.00 | 60.00 | 8760000.00 | 3796000.00 | Kalpataru Power Transmission Limited
361.00 | Pipeline laying and associated station works for Phase-I: INSTRUMENTATION TELECOMMUNICATION WORKS Installation & laying of OFC in separate trench directly or through HDPE/CS conduit by blowing method, trenching and excavation as required, padding, backfilling, restoration of land & other constructions, as applicable to original conditions etc., including supply and use of all materials required like warning mats, couplers, end plugs etc. all complete | 1100.00 | m |  | 300.00 | 330000.00 | 250.00 | 275000.00 | 193.00 | 212300.00 | 300.00 | 330000.00 | 212300.00 | Kalpataru Power Transmission Limited
362.00 | Pipeline laying and associated station works for Phase-I: INSTRUMENTATION TELECOMMUNICATION WORKS Supply & installation of OFC route marker (Metallic Marker) on the Optical Fibre Cable laying route inside the terminals as per specifications and direction of CLIENT/CONSULTANT. | 110.00 | nos |  | 4200.00 | 462000.00 | 2500.00 | 275000.00 | 4725.00 | 519750.00 | 9000.00 | 990000.00 | 275000.00 | Advance Infrastrurctures Pvt Ltd
363.00 | Pipeline laying and associated station works for Phase-I: INSTRUMENTATION Telecommunication System as per Tender document No. ‘B411-000-16-51-SP-2470’ and integration of proposed Telecom System with existing SDH based system/network (ECI Make) of Kochi-Koottanad-Bangalore-Mangalore Pipelines of GAIL to maintain / provide Voice, SCADA, CCTV & IT data communication facilities required for pipeline operations. The proposed telecommunication system shall comprise of an Optical fibre based state of the art SDH STM-16/4 Telecom backbone system, IP-PBX system, CCTV system, Test Instruments and Leased Lines along with Installation materials all inclusive. | 1.00 | Lumpsum |  | 900000.00 | 900000.00 | 500000.00 | 500000.00 | 90659986.00 | 90659986.00 | 100000000.00 | 100000000.00 | 500000.00 | Advance Infrastrurctures Pvt Ltd
364.00 | Pipeline laying and associated station works for Phase-I: INSTRUMENTATION SCADA System (RTU System) as per Tender document No. 'B411-000-16-51-SP-2130' and integration of the supplied RTU with the existing centralized SCADA System of M/s GAIL (Make- Yokogawa, Model- Fastools) including upgradation of local FEP Servers, supply of licenses, Graphics generations, reports generation all inclusive | 1.00 | Lumpsum |  | 1500000.00 | 1500000.00 | 500000.00 | 500000.00 | 35700000.00 | 35700000.00 | 10000000.00 | 10000000.00 | 500000.00 | Advance Infrastrurctures Pvt Ltd
365.00 | Pipeline laying and associated station works for Phase-I: EQUIPMENT - PACKAGE Design, engineering, manufacture, procurement of materials and bought out components, fabrication, assembly at shop, inspection, testing at manufacturer's works, painting (primer +finish coat) at shop, packing, supply of Manually operated JIB CRANE (suitable for Hazardous area installation), including supply of all commissioning spares, special tools and tackles (if any), grouting material, first fill of lubricants, erection material, transportation (i.e. from vendor's works to OWNER's designated storage site, storage site to work site), storage & handling at work site, assembly at site, erection, including minor civil/ structural works (like chipping of foundations, levelling, fixing, aligning, grouting etc.), installation, testing, painting, commissioning, performance test (*), handing over to GAIL/EIL as per enclosed Scope of Work (doc. no. B411-000-80-42-SOW-9530), datasheet (doc. no. B411-000-80-42-DS-9530), job specification (doc. no. B411-000-80-42-SP-9530) and other documents/drawings referred there in forming part of this tender. (* Contractor shall arrange/bring adequate certified test loads during testing at Jib crane location. To and Fro transportation of test loads with cage (including loading, handling, unloading etc.), including taking back of test load after successful performance test from worksite and supply of manpower shall be in scope of Contractor). One (1) No. JIB CRANE WITH CHAIN PULLEY BLOCK FOR HAZARDOUS AREA APPLICATION of 4 MT Safe Working Load , Lift : 4.5m, Boom Length (Max/Min) : 5m/1.5m having 360 degree rotation for IPS-01. Note : Height of lift may vary by ± 0.5 m during detail engineering, for which, no additional price & time implication will be entertained by EIL/GAIL. | 1.00 | Lumpsum |  | 943740.00 | 943740.00 | 700000.00 | 700000.00 | 980909.00 | 980909.00 | 900000.00 | 900000.00 | 700000.00 | Advance Infrastrurctures Pvt Ltd
366.00 | Pipeline laying and associated station works for Phase-I: GENERAL CIVIL Compound wall/ Chain Link Fencing/ Barbed wire fencing works Supplying, fixing and tensioning in position 2.5mm, 2 ply, 4 points, GI Barbed wire designation A-1 conforming to IS:278 in horizontal rows and cross diagonals for compound wall "Y" shaped overhang, barbed wire fencing, chain-link fencing etc. with necessary GI staples, clips and pins, GI straining bolts and binding wire with all labour and materials etc. complete as per drawings, specifications and directions of Engineer-in-Charge.(The barbed wire shall be measured in linear length of the barbed wire actually fixed) | 32000.00 | m |  | 38.40 | 1228800.00 | 90.00 | 2880000.00 | 31.00 | 992000.00 | 120.00 | 3840000.00 | 992000.00 | Kalpataru Power Transmission Limited
367.00 | Pipeline laying and associated station works for Phase-I: GENERAL CIVIL Compound wall/ Chain Link Fencing/ Barbed wire fencing works For Plant Location Industrial | 6.50 | MT |  | 144000.00 | 936000.00 | 150000.00 | 975000.00 | 118320.00 | 769080.00 | 200000.00 | 1300000.00 | 769080.00 | Kalpataru Power Transmission Limited
368.00 | Pipeline laying and associated station works for Phase-I: GENERAL CIVIL Compound wall/ Chain Link Fencing/ Barbed wire fencing works Supplying and fixing of hot dipped galvanized concertina wire (made as per following: Diameter of the wire: 2.56mm, Blade thickens: 0.53mm, Blade length: 12.60mm, Blade width: 12.73mm, Avg. blade spacing 25.00mm, Spacing of each ring / coil: 150mm, material for the central core wire shall be as per IS:4454 Part -I grade SM and Razor shall be as per IS:513 grade D.D.) on longitudinal runs of barbed wires supported on angle iron frame over compound wall/Chain link fencing for all height including supply of all materials and consumables (approved type), tools, scaffolding etc. required for fixing the wire complete in all respect as per specifications, standards, drawing and direction of Engineer-in-Charge.( Weight of wire in straight condition shall be not less than 75 g/m and not more than 90g/m) For Diameter of Coil as per drawing. | 3000.00 | kg |  | 408.00 | 1224000.00 | 450.00 | 1350000.00 | 117.00 | 351000.00 | 650.00 | 1950000.00 | 351000.00 | Kalpataru Power Transmission Limited
369.00 | Pipeline laying and associated station works for Phase-I: GENERAL CIVIL Compound wall/ Chain Link Fencing/ Barbed wire fencing works Supplying, fabricating and fixing G.I. chain link fencing with 3.15mm dia. wire, 50x50mm diamond mesh chain link fence fabric conforming to IS:2721 fixed to steel/RCC posts/struts above ground level or above short height compound wall (height upto 1.5m), including supply of chain link fencing fabric in 1.9 metre wide rolls, stretcher bars, staples, etc. required for fixing the fencing, fixing of chain link fencing between straining posts, fixing of bottom of fencing to a concrete sill beams by means of hairpin staples, including supply and fixing line wires, complete as per drawings, specifications and directions of Engineer-in-Charge (All materials shall be supplied by Contractor). (The measurement of chain link fencing shall be on linear basis for 1.9 m wide fencing fabric) | 100.00 | m |  | 1800.00 | 180000.00 | 900.00 | 90000.00 | 5100.00 | 510000.00 | 4500.00 | 450000.00 | 90000.00 | Advance Infrastrurctures Pvt Ltd
370.00 | Pipeline laying and associated station works for Phase-I: GENERAL CIVIL SITE GRADING & ROCK CUTTING FOR SITE GRADING Above 30 cms and upto and including 60 cms | 1.00 | each |  | 2400.00 | 2400.00 | 5000.00 | 5000.00 | 918.00 | 918.00 | 1500.00 | 1500.00 | 918.00 | Kalpataru Power Transmission Limited
371.00 | Pipeline laying and associated station works for Phase-I: GENERAL CIVIL SITE GRADING & ROCK CUTTING FOR SITE GRADING Above 60 cms and upto and including 120 cms | 1.00 | each |  | 3600.00 | 3600.00 | 10000.00 | 10000.00 | 1530.00 | 1530.00 | 6000.00 | 6000.00 | 1530.00 | Kalpataru Power Transmission Limited
372.00 | Pipeline laying and associated station works for Phase-I: GENERAL CIVIL SITE GRADING & ROCK CUTTING FOR SITE GRADING Above 120 cms and upto and including 180 cms | 1.00 | each |  | 4800.00 | 4800.00 | 15000.00 | 15000.00 | 2142.00 | 2142.00 | 8000.00 | 8000.00 | 2142.00 | Kalpataru Power Transmission Limited
373.00 | Pipeline laying and associated station works for Phase-I: GENERAL CIVIL SITE GRADING & ROCK CUTTING FOR SITE GRADING Above 180 cms and upto and including 240cms | 1.00 | each |  | 7200.00 | 7200.00 | 20000.00 | 20000.00 | 2754.00 | 2754.00 | 10000.00 | 10000.00 | 2754.00 | Kalpataru Power Transmission Limited
374.00 | Pipeline laying and associated station works for Phase-I: GENERAL CIVIL SITE GRADING & ROCK CUTTING FOR SITE GRADING Above 240 cms and upto and including 300 cms | 1.00 | each |  | 12000.00 | 12000.00 | 25000.00 | 25000.00 | 3570.00 | 3570.00 | 10000.00 | 10000.00 | 3570.00 | Kalpataru Power Transmission Limited
375.00 | Pipeline laying and associated station works for Phase-I: GENERAL CIVIL SITE GRADING & ROCK CUTTING FOR SITE GRADING Earthwork in excavation for general site grading, roads, embankments, etc. for all heights and depths in all types of soils except soft and hard rock, including clearing and stripping of the areas earmarked for excavation, removing shrubs, grass, bushes, vegetables growth and other objectionable materials, trees upto and inclusive of a girth of 30 cms. (girth measured at a height of one meter from ground level) including uprooting of roots, etc. taking spot levels, excavating to required depth, leveling, dressing and consolidating the excavated surface, sorting out the excavated soil into serviceable and unserviceable materials, transporting and stacking serviceable materials to demarcated areas anywhere inside plant boundary limit as per instructions of Engineer-in-Charge and disposal of unserviceable material anywhere out side plant boundary limit.(disposal areas to be arranged by contractor). All complete as per drawings, specifications and directions of Engineer-in-Charge. | 2000.00 | m³ |  | 216.00 | 432000.00 | 300.00 | 600000.00 | 408.00 | 816000.00 | 1500.00 | 3000000.00 | 432000.00 | JSIW INFRASTRUCTURE PRIVATE LIMITED
376.00 | Pipeline laying and associated station works for Phase-I: GENERAL CIVIL SITE GRADING & ROCK CUTTING FOR SITE GRADING Earthwork in excavation for general site grading, roads, embankments etc. for all heights and depths in soft rock and weathered rock including clearing and stripping of the area earmarked for excavation, removing shrubs, grass, bushes, vegetables growth and other objectionable materials, trees upto and inclusive of a girth of 30 cms. (girth measured at a height of one metre from ground level) including uprooting of vegetation, roots, etc. taking spot levels, excavating to required depth, leveling, dressing and consolidating the excavated surface, sorting out the excavated material into serviceable and unserviceable materials, breaking lumps, separating out the boulders of sizes 150mm and above from serviceable earth, stacking of boulders as directed, transporting and stacking serviceable materials/ boulders to demarcated areas anywhere inside plant boundary limit as per instructions of Engineer-in-charge and unserviceable material anywhere out side plant boundary limit (disposal areas to be arranged by contractor). All complete as per drawings, specifications and directions of the Engineer-in-Charge. | 50.00 | m³ |  | 810.00 | 40500.00 | 400.00 | 20000.00 | 510.00 | 25500.00 | 1000.00 | 50000.00 | 20000.00 | Advance Infrastrurctures Pvt Ltd
377.00 | Pipeline laying and associated station works for Phase-I: GENERAL CIVIL SITE GRADING & ROCK CUTTING FOR SITE GRADING Earthwork in excavation and filling in all types of soil except soft rock and hard rock for general site grading for all heights and depths including clearing and stripping etc. in excavation areas, removing shrubs, grass, bushes, vegetable growth and other objectionable materials, trees upto and inclusive of a girth of 30 cms. (girth measured at a height of one metre above ground level) including uprooting of roots, etc., dewatering, if necessary, sorting out the excavated soil into serviceable and unserviceable materials in excavation areas and including filling in filling areas with serviceable material for general site grading and roads for all heights and depths to proper levels, slopes, grades and camber including clearing and stripping in filling areas as per specifications, compacting exposed natural soil to 90% of max. laboratory dry density as per IS:2720 Part-VII, cutting of trees of girth upto and inclusive of 30 cms, removal of vegetation, breaking clods, spreading in layers not exceeding 30 cms loose thickness, watering, ramming and compacting with power road rollers to give at least 90% of max. laboratory dry density, dressing, leveling, testing, etc. and disposal of unserviceable materials, as directed by Engineer-in-Charge including stacking and dumping and dressing the same in demarcated areas etc. complete as per specifications, drawings and directions of Engineer-in-Charge. (The leads for the above mentioned operations shall be within the boundary limit of the plant and measurement shall be taken in the cutting area only). | 6000.00 | m³ |  | 192.00 | 1152000.00 | 500.00 | 3000000.00 | 612.00 | 3672000.00 | 600.00 | 3600000.00 | 1152000.00 | JSIW INFRASTRUCTURE PRIVATE LIMITED
378.00 | Pipeline laying and associated station works for Phase-I: GENERAL CIVIL SITE GRADING & ROCK CUTTING FOR SITE GRADING Earthwork in filling with borrow earth for all heights and depths for site grading or at any other place as directed to proper levels, slopes, grades and camber with selected earth obtained from approved borrow areas for all leads from Complex Limit including excavation of earth at borrow areas, clearing and stripping at borrow areas (if necessary),loading, unloading, transportation etc. clearing and stripping at filling areas, cuttig of trees of girth upto and inclusive of 30cm (girth measured at a height of 1.0 M above ground level) including uprooting of vegetation, roots and disposal of the shrubs, bushes, roots etc., consolidating exposed natural soil to 90% of maximum laboratory dry density as per IS:2720 Part-VII, breaking clods, spreading in layers not exceeding 30 cm loose thickness, watering, ramming and compacting with road roller to give at least 90% of max. laboratory dry density as per IS:2720 Part-VII, testing the degree of consolidation, dressing and leveling, etc. complete, including disposal of all unserviceable materials if any beyond the plant boundary limits for all leads etc., as per drawings, specifications and directions of Engineer-in-Charge. (Borrow/ disposal areas shall be arranged by Contractor at his own cost. The rate quoted shall include all royalties, right-of-way etc. complete). | 25000.00 | m³ |  | 690.00 | 17250000.00 | 700.00 | 17500000.00 | 624.00 | 15600000.00 | 1200.00 | 30000000.00 | 15600000.00 | Kalpataru Power Transmission Limited
379.00 | Pipeline laying and associated station works for Phase-I: GENERAL CIVIL ROADS & FLEXIBLE PAVEMENT (UPTO WBM/WMM LAYER) Earthwork in filling with borrow earth for all heights and depths for road embankments, shoulders or any other place as directed to proper levels, slopes, grades and camber with selected earth (having CBR 8%) obtained from approved borrow areas for all leads from Complex Limit including excavation of earth at borrow areas, clearing and stripping at borrow areas (if necessary) loading, unloading, transportation etc., clearing and stripping as per specifications, uprooting of vegetation, roots and disposal of the shrubs, bushes, roots etc., breaking clods, spreading in layers not exceeding 20 cm loose thickness, watering, ramming and compacting with road roller to give at least 97% of laboratory dry density with heavy compaction as per IS:2720 Part-VIII, providing testing apparatus and testing the degree of consolidation, dressing and leveling, etc. complete including disposal of all unserviceable materials if any beyond the boundary limit for all leads etc. as per drawings, specifications and directions of Engineer-in- Charge. (Borrow areas shall be arranged by Contractor at his own cost. The rate quoted shall include all royalties, right-of-way etc. complete) | 2200.00 | cum |  | 690.00 | 1518000.00 | 760.00 | 1672000.00 | 624.00 | 1372800.00 | 1200.00 | 2640000.00 | 1372800.00 | Kalpataru Power Transmission Limited
380.00 | Pipeline laying and associated station works for Phase-I: GENERAL CIVIL CONCRETE PAVEMENTS For RCC of M-30 grade concrete (all materials including cement but excluding cost of providing & fixing reinforcement and joint sealing shall be supplied by the contractor). | 700.00 | m³ |  | 8280.00 | 5796000.00 | 8500.00 | 5950000.00 | 10877.00 | 7613900.00 | 12500.00 | 8750000.00 | 5796000.00 | JSIW INFRASTRUCTURE PRIVATE LIMITED
381.00 | Pipeline laying and associated station works for Phase-I: GENERAL CIVIL CONCRETE PAVEMENTS Supplying and laying of 150 micron thick HM HDPE (Grade-I) FILM lining conforming to IS 10889 below concrete pavements, Hard stand, at any other place etc. including royalties, taxes, handling, transportation, unloading, storage, joining etc. all complete as per drawings, manufacturer's specifications and directions of Engineer-in-charge. | 3500.00 | m² |  | 156.00 | 546000.00 | 600.00 | 2100000.00 | 77.00 | 269500.00 | 150.00 | 525000.00 | 269500.00 | Kalpataru Power Transmission Limited
382.00 | Pipeline laying and associated station works for Phase-I: GENERAL CIVIL CONCRETE PAVEMENTS Supply of all materials and Construction of DRY LEAN CEMENT CONCRETE SUB-BASE (7 days compressive strength of 10.0 MPa) with 26.5mm and down size aggregate including ordinary portland cement 43 Grade, water, and approved additives on a prepared sub-grade, mixed in batching plant, transported to site, for all leads & lifts, laid, compacted, finished and cured etc. complete as per IRC:SP:49 (Guidelines for the use of Dry Lean Concrete as Sub-Base), drawings, standards, specifications and directions of Engineer-in-charge. | 350.00 | m³ |  | 6240.00 | 2184000.00 | 7200.00 | 2520000.00 | 5909.00 | 2068150.00 | 8500.00 | 2975000.00 | 2068150.00 | Kalpataru Power Transmission Limited
383.00 | Pipeline laying and associated station works for Phase-I: GENERAL CIVIL CONCRETE PAVEMENTS For type-I pavement (Upto and inclusive of thickness of 200 mm). (Including providing and laying MS dowel bar, painting as required, GI pipe and cap and cotton waste). | 250.00 | m |  | 2160.00 | 540000.00 | 1500.00 | 375000.00 | 612.00 | 153000.00 | 6000.00 | 1500000.00 | 153000.00 | Kalpataru Power Transmission Limited
384.00 | Pipeline laying and associated station works for Phase-I: GENERAL CIVIL CONCRETE PAVEMENTS For type-II pavement (Upto and inclusive of thickness of 150 mm) | 150.00 | m |  | 540.00 | 81000.00 | 1800.00 | 270000.00 | 459.00 | 68850.00 | 5000.00 | 750000.00 | 68850.00 | Kalpataru Power Transmission Limited
385.00 | Pipeline laying and associated station works for Phase-I: GENERAL CIVIL CONCRETE PAVEMENTS Construction joints 20mm wide x 25mm deep. | 130.00 | m |  | 372.00 | 48360.00 | 4200.00 | 546000.00 | 281.00 | 36530.00 | 300.00 | 39000.00 | 36530.00 | Kalpataru Power Transmission Limited
386.00 | Pipeline laying and associated station works for Phase-I: GENERAL CIVIL CONCRETE PAVEMENTS Sealing joint around pedestal and column etc. 20mm wide x 150 mm deep including filling with 20mm thick impregnated fire board for the full depth of slab except for 25mm depth from top and sealing the top 25mm with approved Polyurethene Sealant (Cold Poured) as per IRC-57. | 50.00 | m |  | 348.00 | 17400.00 | 4200.00 | 210000.00 | 255.00 | 12750.00 | 800.00 | 40000.00 | 12750.00 | Kalpataru Power Transmission Limited
387.00 | Pipeline laying and associated station works for Phase-I: GENERAL CIVIL CONCRETE PAVEMENTS Sealing joint around pedestal and column etc. 20mm wide x 100 mm deep including filling with 20mm thick impregnated fire board for the full depth of slab except for 25mm depth from top and sealing the top 25mm with approved Polyurethene Sealant (Cold Poured) as per IRC-57. | 100.00 | m |  | 300.00 | 30000.00 | 4200.00 | 420000.00 | 230.00 | 23000.00 | 900.00 | 90000.00 | 23000.00 | Kalpataru Power Transmission Limited
388.00 | Pipeline laying and associated station works for Phase-I: GENERAL CIVIL RCC PIPE CULVERTS & ELECTRICAL ROAD CROSSINGS ETC. PIPE CLASS NP3 Internal Pipe dia. 500 mm | 75.00 | m |  | 3480.00 | 261000.00 | 5000.00 | 375000.00 | 3060.00 | 229500.00 | 6000.00 | 450000.00 | 229500.00 | Kalpataru Power Transmission Limited
389.00 | Pipeline laying and associated station works for Phase-I: GENERAL CIVIL RCC PIPE CULVERTS & ELECTRICAL ROAD CROSSINGS ETC. Pipe Class I Nominal outside pipe dia. 160 mm | 450.00 | m |  | 1440.00 | 648000.00 | 850.00 | 382500.00 | 816.00 | 367200.00 | 800.00 | 360000.00 | 360000.00 | LIKHITHA INFRASTRUCTURE LIMITED
390.00 | Pipeline laying and associated station works for Phase-I: GENERAL CIVIL RCC PIPE CULVERTS & ELECTRICAL ROAD CROSSINGS ETC. Supplying and fixing in the encasement concrete, cable crossing indicator, made out of 6mm thick MS circular of dia. 150mm welded to 16mm dia. MS Rod of approximately 1.0M length, painted with 2 coats of approved enamel paint over a coat of red oxide primer etc. complete. (All materials in contractor's scope of supply). | 40.00 | each |  | 720.00 | 28800.00 | 950.00 | 38000.00 | 2040.00 | 81600.00 | 1500.00 | 60000.00 | 28800.00 | JSIW INFRASTRUCTURE PRIVATE LIMITED
391.00 | Pipeline laying and associated station works for Phase-I: GENERAL CIVIL RCC PIPE CULVERTS & ELECTRICAL ROAD CROSSINGS ETC. Outer dia. of pipe 160 mm | 140.00 | nos |  | 1440.00 | 201600.00 | 800.00 | 112000.00 | 1530.00 | 214200.00 | 3500.00 | 490000.00 | 112000.00 | Advance Infrastrurctures Pvt Ltd
392.00 | Pipeline laying and associated station works for Phase-I: GENERAL CIVIL Supply and installation of valves Dia 2 Inch Piping Material Class J2A | 10.00 | each |  | 2640.00 | 26400.00 | 12000.00 | 120000.00 | 5100.00 | 51000.00 | 7500.00 | 75000.00 | 26400.00 | JSIW INFRASTRUCTURE PRIVATE LIMITED
393.00 | Pipeline laying and associated station works for Phase-I: GENERAL CIVIL Supply and installation of valves Dia 1.5 Inch Piping Material Class J2A | 10.00 | each |  | 1920.00 | 19200.00 | 9000.00 | 90000.00 | 4590.00 | 45900.00 | 5000.00 | 50000.00 | 19200.00 | JSIW INFRASTRUCTURE PRIVATE LIMITED
394.00 | Pipeline laying and associated station works for Phase-I: GENERAL CIVIL MISC. CIVIL AND STRUCTURAL WORKS FOR U/G PIPING AND OTHER CIVIL WORKS Brick Class 5 | 430.00 | m³ |  | 7800.00 | 3354000.00 | 4500.00 | 1935000.00 | 10131.00 | 4356330.00 | 12000.00 | 5160000.00 | 1935000.00 | Advance Infrastrurctures Pvt Ltd
395.00 | Pipeline laying and associated station works for Phase-I: GENERAL CIVIL MISC. CIVIL AND STRUCTURAL WORKS FOR U/G PIPING AND OTHER CIVIL WORKS All materials including cement supplied by the Contractor | 20.00 | m² |  | 336.00 | 6720.00 | 310.00 | 6200.00 | 559.00 | 11180.00 | 350.00 | 7000.00 | 6200.00 | Advance Infrastrurctures Pvt Ltd
396.00 | Pipeline laying and associated station works for Phase-I: GENERAL CIVIL MISC. CIVIL AND STRUCTURAL WORKS FOR U/G PIPING AND OTHER CIVIL WORKS All materials including cement supplied by the Contractor. | 550.00 | m² |  | 372.00 | 204600.00 | 450.00 | 247500.00 | 332.00 | 182600.00 | 475.00 | 261250.00 | 182600.00 | Kalpataru Power Transmission Limited
397.00 | Pipeline laying and associated station works for Phase-I: GENERAL CIVIL MISC. CIVIL AND STRUCTURAL WORKS FOR U/G PIPING AND OTHER CIVIL WORKS All materials including cement supplied by the Contractor. | 1750.00 | m² |  | 420.00 | 735000.00 | 210.00 | 367500.00 | 255.00 | 446250.00 | 300.00 | 525000.00 | 367500.00 | Advance Infrastrurctures Pvt Ltd
398.00 | Pipeline laying and associated station works for Phase-I: GENERAL CIVIL MISC. CIVIL AND STRUCTURAL WORKS FOR U/G PIPING AND OTHER CIVIL WORKS circular size 500 mm dia. Medium duty of grade MD-10 | 20.00 | each |  | 21600.00 | 432000.00 | 2000.00 | 40000.00 | 15300.00 | 306000.00 | 7500.00 | 150000.00 | 40000.00 | Advance Infrastrurctures Pvt Ltd
399.00 | Pipeline laying and associated station works for Phase-I: GENERAL CIVIL MISC. CIVIL AND STRUCTURAL WORKS FOR U/G PIPING AND OTHER CIVIL WORKS All materials including cement supplied by the Contractor. | 1.00 | m³ |  | 18240.00 | 18240.00 | 12000.00 | 12000.00 | 30600.00 | 30600.00 | 12000.00 | 12000.00 | 12000.00 | LIKHITHA INFRASTRUCTURE LIMITED, Advance Infrastrurctures Pvt Ltd
400.00 | Pipeline laying and associated station works for Phase-I: GENERAL CIVIL MISC. CIVIL AND STRUCTURAL WORKS FOR U/G PIPING AND OTHER CIVIL WORKS Supply and laying of gravel/ crush stone of size ranging between 27mm to 37mm in compacted thickness of 100mm in valve pit, open area within the unit battery limit or at any other place as directed, etc. complete as per drawings, specifications and direction of Engineer-in-Charge. | 1500.00 | m² |  | 420.00 | 630000.00 | 400.00 | 600000.00 | 167.00 | 250500.00 | 700.00 | 1050000.00 | 250500.00 | Kalpataru Power Transmission Limited
401.00 | Pipeline laying and associated station works for Phase-I: GENERAL CIVIL MISC. CIVIL AND STRUCTURAL WORKS FOR U/G PIPING AND OTHER CIVIL WORKS Supplying, fabricating and fixing in position in RCC or brick masonry walls MS rungs made out of 20mm dia. reinforcement bar of grade Fe500 TMT bar conforming to IS: 1786 .Including laying or welding to keep in proper position etc. complete as per drawings, specifications and instructions of Engineer-in-Charge. | 100.00 | each |  | 540.00 | 54000.00 | 700.00 | 70000.00 | 306.00 | 30600.00 | 400.00 | 40000.00 | 30600.00 | Kalpataru Power Transmission Limited
402.00 | Pipeline laying and associated station works for Phase-I: GENERAL CIVIL MISC. CIVIL AND STRUCTURAL WORKS FOR U/G PIPING AND OTHER CIVIL WORKS grade of concrete M30 | 10.00 | each |  | 222000.00 | 2220000.00 | 180000.00 | 1800000.00 | 104040.00 | 1040400.00 | 400000.00 | 4000000.00 | 1040400.00 | Kalpataru Power Transmission Limited
403.00 | Pipeline laying and associated station works for Phase-I: GENERAL CIVIL PLUMBING AND BUILDING DRAINAGE Supplying and fixing approved quality heavy grade cast iron Floor/Nahani Trap with CP pressed steel grating including cutting floors and making good the same, etc., making inlet and outlet connections, etc. complete for 100mm inlet and 100mm outlet as per drawings, specifications and directions of Engineer-in-Charge. | 30.00 | each |  | 2160.00 | 64800.00 | 945.00 | 28350.00 | 2040.00 | 61200.00 | 3000.00 | 90000.00 | 28350.00 | Advance Infrastrurctures Pvt Ltd
404.00 | Pipeline laying and associated station works for Phase-I: GENERAL CIVIL PLUMBING AND BUILDING DRAINAGE Supplying and fixing approved quality heavy grade cast iron Floor/Nahani Trap with CP pressed steel grating including cutting floors and making good the same, etc., making inlet and outlet connections, etc. complete for 100mm inlet and 75mm outlet as per drawings, specifications and directions of Engineer-in-Charge. | 30.00 | each |  | 1920.00 | 57600.00 | 850.00 | 25500.00 | 1734.00 | 52020.00 | 2500.00 | 75000.00 | 25500.00 | Advance Infrastrurctures Pvt Ltd
405.00 | Pipeline laying and associated station works for Phase-I: GENERAL CIVIL PLUMBING AND BUILDING DRAINAGE 100mm dia (All materials including cement supplied by contractor) | 70.00 | m |  | 1440.00 | 100800.00 | 1050.00 | 73500.00 | 2550.00 | 178500.00 | 3000.00 | 210000.00 | 73500.00 | Advance Infrastrurctures Pvt Ltd
406.00 | Pipeline laying and associated station works for Phase-I: GENERAL CIVIL PLUMBING AND BUILDING DRAINAGE 75mm dia (All materials including cement supplied by contractor) | 40.00 | m |  | 1260.00 | 50400.00 | 840.00 | 33600.00 | 2040.00 | 81600.00 | 2500.00 | 100000.00 | 33600.00 | Advance Infrastrurctures Pvt Ltd
407.00 | Pipeline laying and associated station works for Phase-I: GENERAL CIVIL PLUMBING AND BUILDING DRAINAGE for NO. of users 10 nos | 10.00 | each |  | 204000.00 | 2040000.00 | 85000.00 | 850000.00 | 102000.00 | 1020000.00 | 150000.00 | 1500000.00 | 850000.00 | Advance Infrastrurctures Pvt Ltd
408.00 | Pipeline laying and associated station works for Phase-I: GENERAL CIVIL PLUMBING AND BUILDING DRAINAGE Dia 1.5 Inch PMS J2A | 170.00 | m |  | 1692.00 | 287640.00 | 1000.00 | 170000.00 | 714.00 | 121380.00 | 300.00 | 51000.00 | 51000.00 | LIKHITHA INFRASTRUCTURE LIMITED
409.00 | Pipeline laying and associated station works for Phase-I: GENERAL CIVIL PLUMBING AND BUILDING DRAINAGE Dia 2 Inch PMS J2A | 110.00 | m |  | 1536.00 | 168960.00 | 1500.00 | 165000.00 | 612.00 | 67320.00 | 500.00 | 55000.00 | 55000.00 | LIKHITHA INFRASTRUCTURE LIMITED
410.00 | Pipeline laying and associated station works for Phase-I: GENERAL CIVIL PLUMBING AND BUILDING DRAINAGE Dia 0.75 Inch PMS J2A | 60.00 | m |  | 1230.00 | 73800.00 | 300.00 | 18000.00 | 510.00 | 30600.00 | 250.00 | 15000.00 | 15000.00 | LIKHITHA INFRASTRUCTURE LIMITED
411.00 | Pipeline laying and associated station works for Phase-I: GENERAL CIVIL PLUMBING AND BUILDING DRAINAGE Dia 0.5 Inch PMS J2A | 60.00 | m |  | 1020.00 | 61200.00 | 270.00 | 16200.00 | 408.00 | 24480.00 | 250.00 | 15000.00 | 15000.00 | LIKHITHA INFRASTRUCTURE LIMITED
412.00 | Pipeline laying and associated station works for Phase-I: GENERAL CIVIL PLUMBING AND BUILDING DRAINAGE Brick Class 5 | 10.00 | each |  | 3840.00 | 38400.00 | 25000.00 | 250000.00 | 15300.00 | 153000.00 | 3500.00 | 35000.00 | 35000.00 | LIKHITHA INFRASTRUCTURE LIMITED
413.00 | Pipeline laying and associated station works for Phase-I: GENERAL CIVIL PLUMBING AND BUILDING DRAINAGE Nominal Dia. 75 mm Pressure Rating(PN) 2.5 | 20.00 | metre |  | 1140.00 | 22800.00 | 3500.00 | 70000.00 | 1020.00 | 20400.00 | 200.00 | 4000.00 | 4000.00 | LIKHITHA INFRASTRUCTURE LIMITED
414.00 | Pipeline laying and associated station works for Phase-I: GENERAL CIVIL PLUMBING AND BUILDING DRAINAGE All materials including cement supplies by the contractor No. of Users 10 nos | 10.00 | each |  | 204000.00 | 2040000.00 | 75000.00 | 750000.00 | 153000.00 | 1530000.00 | 200000.00 | 2000000.00 | 750000.00 | Advance Infrastrurctures Pvt Ltd
415.00 | Pipeline laying and associated station works for Phase-I: GENERAL CIVIL ERECTION OF TUBEWELLS Supplying and lowering in the bore hole tube well assembly pipe screwed & socketed as per IS:4270 and specials of diameter 219.075mm (8-5/8") O.D. with minimum wall thickness of 5.56mm (0.219") including bottom-most piece of bail plug and painting of pipes with two coats of approved anticorrosive paint on outer faces of the pipe and specials, including supplying all labor, equipments and materials complete as per specifications and directions of Engineer-in-Charge. | 30.00 | m |  | 7800.00 | 234000.00 | 3800.00 | 114000.00 | 6120.00 | 183600.00 | 3185.00 | 95550.00 | 95550.00 | LIKHITHA INFRASTRUCTURE LIMITED
416.00 | Pipeline laying and associated station works for Phase-I: GENERAL CIVIL ERECTION OF TUBEWELLS Supplying and lowering 219.075mm (8-5/8") O.D. screwed & socketed slotted pipe with minimum wall thickness of 5.56mm (0.219") all necessary fittings and painting with anticorrosive paint on outer faces before lowering including supplying all labor, equipments and materials complete as per specifications and directions of Engineer-in-Charge. | 250.00 | m |  | 7800.00 | 1950000.00 | 3200.00 | 800000.00 | 6120.00 | 1530000.00 | 3185.00 | 796250.00 | 796250.00 | LIKHITHA INFRASTRUCTURE LIMITED
417.00 | Pipeline laying and associated station works for Phase-I: GENERAL CIVIL ERECTION OF TUBEWELLS Supplying & lowering 219.075 mm x 355.6 mm (8"x14") dia O.D. ERW Steel reducer, painting with two coats of anticorrosive bitumastic paints before fixing including supplying all labor, equipments and materials complete as per specifications and directions of Engineer-in-Charge. | 10.00 | each |  | 10200.00 | 102000.00 | 1500.00 | 15000.00 | 1020.00 | 10200.00 | 3500.00 | 35000.00 | 10200.00 | Kalpataru Power Transmission Limited
418.00 | Pipeline laying and associated station works for Phase-I: GENERAL CIVIL ERECTION OF TUBEWELLS Supplying & lowering 355.6mm (14") O.D. with minimum wall thickness of 6.35mm (0.25") ERW MS housing pipe as per IS:4270 with all specials and fittings and painting with two coats of approved bitumastic paint outside of the same before lowering including all labor, equipment and materials complete as per specifications and directions of Engineer-in-Charge. | 750.00 | m |  | 11400.00 | 8550000.00 | 4000.00 | 3000000.00 | 6120.00 | 4590000.00 | 5500.00 | 4125000.00 | 3000000.00 | Advance Infrastrurctures Pvt Ltd
419.00 | Pipeline laying and associated station works for Phase-I: GENERAL CIVIL ERECTION OF TUBEWELLS Supplying & fixing MS center guides at every 10M as per specifications and directions of Engineer-in-Charge. | 30.00 | each |  | 7440.00 | 223200.00 | 5000.00 | 150000.00 | 5100.00 | 153000.00 | 750.00 | 22500.00 | 22500.00 | LIKHITHA INFRASTRUCTURE LIMITED
420.00 | Pipeline laying and associated station works for Phase-I: GENERAL CIVIL ERECTION OF TUBEWELLS Supplying and fixing MS well cap of 355.6mm (14") dia and housing clamp made out of 20 to 25mm thick mild steel plate of 150mm width including 4 nos. of 20mm diameter 100mm long bolts & nuts, extending 300mm beyond face of the housing pipe on either side and painting with two coats of anticorrosive bitumastic paint applied to it before fixing the same into the concrete block of M-20 of size 1Mx1M and thickness 1M to be constructed by contractor including all labor, equipments and materials complete as per specifications and directions of Engineer-in-Charge. | 10.00 | Set |  | 3000.00 | 30000.00 | 2600.00 | 26000.00 | 2550.00 | 25500.00 | 5500.00 | 55000.00 | 25500.00 | Kalpataru Power Transmission Limited
421.00 | Pipeline laying and associated station works for Phase-I: GENERAL CIVIL ERECTION OF TUBEWELLS Supplying gravel of approved quality in stacks and then packing the same into the annular space between the tube well assembly and bore hole from the bottom upto 25M above the top of the upper most slotted pipe, including supplying all labor, equipments and materials complete as per specifications and directions of Engineer-in-Charge. | 250.00 | PerM Ht |  | 8640.00 | 2160000.00 | 600.00 | 150000.00 | 612.00 | 153000.00 | 500.00 | 125000.00 | 125000.00 | LIKHITHA INFRASTRUCTURE LIMITED
422.00 | Pipeline laying and associated station works for Phase-I: GENERAL CIVIL ERECTION OF TUBEWELLS Supplying & laying cement concrete of M-20 grade with approved water proofing additive and quick setting cement in the annular space between the bore hole and the tubewell assembly 600mm thick including all labour & material complete, as per specifications and directions of Engineer-in-Charge. | 3.00 | m³ |  | 16800.00 | 50400.00 | 12250.00 | 36750.00 | 7124.00 | 21372.00 | 9500.00 | 28500.00 | 21372.00 | Kalpataru Power Transmission Limited
423.00 | Pipeline laying and associated station works for Phase-I: GENERAL CIVIL ERECTION OF TUBEWELLS Supplying approved quality materials such as clay or as approved by the Engineer-in-Charge and packing the same in the annular space between the tube well assembly and bore hole above concrete layer upto the top of the tubewell. | 750.00 | PerM Ht |  | 7800.00 | 5850000.00 | 390.00 | 292500.00 | 510.00 | 382500.00 | 500.00 | 375000.00 | 292500.00 | Advance Infrastrurctures Pvt Ltd
424.00 | Pipeline laying and associated station works for Phase-I: GENERAL CIVIL ERECTION OF TUBEWELLS Carrying out the step draw down test and aquifer performance test and development of tubewell with contractor's own air compressor and turbine pump and engine, temporary piping arrangement etc. complete as per specifications and directions of Engineer-in-Charge. | 10.00 | Lumpsum |  | 198000.00 | 1980000.00 | 25000.00 | 250000.00 | 51000.00 | 510000.00 | 20000.00 | 200000.00 | 200000.00 | LIKHITHA INFRASTRUCTURE LIMITED
425.00 | Pipeline laying and associated station works for Phase-I: GENERAL CIVIL ERECTION OF TUBEWELLS Collecting water samples from the developed tubewell, testing and submitting water analysis test etc. complete as per specifications and directions of Engineer-in-Charge. | 10.00 | Lumpsum |  | 6600.00 | 66000.00 | 5600.00 | 56000.00 | 51000.00 | 510000.00 | 7500.00 | 75000.00 | 56000.00 | Advance Infrastrurctures Pvt Ltd
426.00 | Pipeline laying and associated station works for Phase-I: GENERAL CIVIL ERECTION OF TUBEWELLS Pumping Capacity 5 Head 50 m | 10.00 | Lumpsum |  | 90000.00 | 900000.00 | 120000.00 | 1200000.00 | 51000.00 | 510000.00 | 200000.00 | 2000000.00 | 510000.00 | Kalpataru Power Transmission Limited
427.00 | Pipeline laying and associated station works for Phase-I: GENERAL CIVIL ERECTION OF TUBEWELLS For depth from 0 M upto and inclusive of 20 M and | 200.00 | m |  | 1440.00 | 288000.00 | 645.00 | 129000.00 | 510.00 | 102000.00 | 2000.00 | 400000.00 | 102000.00 | Kalpataru Power Transmission Limited
428.00 | Pipeline laying and associated station works for Phase-I: GENERAL CIVIL ERECTION OF TUBEWELLS For depth beyond 20 M upto and inclusive of 40 M and | 200.00 | m |  | 1440.00 | 288000.00 | 695.00 | 139000.00 | 714.00 | 142800.00 | 2400.00 | 480000.00 | 139000.00 | Advance Infrastrurctures Pvt Ltd
429.00 | Pipeline laying and associated station works for Phase-I: GENERAL CIVIL ERECTION OF TUBEWELLS For depth beyond 40 M upto and inclusive of 60 M and | 200.00 | m |  | 1440.00 | 288000.00 | 745.00 | 149000.00 | 1020.00 | 204000.00 | 2600.00 | 520000.00 | 149000.00 | Advance Infrastrurctures Pvt Ltd
430.00 | Pipeline laying and associated station works for Phase-I: GENERAL CIVIL ERECTION OF TUBEWELLS For depth beyond 60 M upto and inclusive of 80 M and | 200.00 | m |  | 1440.00 | 288000.00 | 1000.00 | 200000.00 | 1530.00 | 306000.00 | 2800.00 | 560000.00 | 200000.00 | Advance Infrastrurctures Pvt Ltd
431.00 | Pipeline laying and associated station works for Phase-I: GENERAL CIVIL ERECTION OF TUBEWELLS For depth beyond 80 M upto and inclusive of 100 M and | 200.00 | m |  | 1440.00 | 288000.00 | 1200.00 | 240000.00 | 2040.00 | 408000.00 | 3000.00 | 600000.00 | 240000.00 | Advance Infrastrurctures Pvt Ltd
432.00 | Pipeline laying and associated station works for Phase-I: GENERAL CIVIL ERECTION OF TUBEWELLS For depth beyond 100 M upto and inclusive of 120 M and | 200.00 | m |  | 1440.00 | 288000.00 | 1300.00 | 260000.00 | 2550.00 | 510000.00 | 3250.00 | 650000.00 | 260000.00 | Advance Infrastrurctures Pvt Ltd
433.00 | Pipeline laying and associated station works for Phase-I: GENERAL CIVIL ERECTION OF TUBEWELLS For depth beyond 120 M upto and inclusive of 140 M and | 200.00 | m |  | 1440.00 | 288000.00 | 1500.00 | 300000.00 | 3060.00 | 612000.00 | 3500.00 | 700000.00 | 288000.00 | JSIW INFRASTRUCTURE PRIVATE LIMITED
434.00 | Pipeline laying and associated station works for Phase-I: GENERAL CIVIL ERECTION OF TUBEWELLS Hiring district level groundwater surveyor (available with the district administration) for finalization of the location of proposed Tube wells within the complex limit with all charges payable to the authority/personnel for hiring of services/ consultation for finalization of location of Tube wells/ use of their records, transportation etc. all complete. | 10.00 | Lumpsum |  | 78000.00 | 780000.00 | 80000.00 | 800000.00 | 51000.00 | 510000.00 | 25000.00 | 250000.00 | 250000.00 | LIKHITHA INFRASTRUCTURE LIMITED
435.00 | Pipeline laying and associated station works for Phase-I: GENERAL CIVIL MISCELLANEOUS ITEMS On horizontal surfaces(All materials including cement supplied by contractor) | 180.00 | m² |  | 6960.00 | 1252800.00 | 2200.00 | 396000.00 | 689.00 | 124020.00 | 1500.00 | 270000.00 | 124020.00 | Kalpataru Power Transmission Limited
436.00 | Pipeline laying and associated station works for Phase-I: GENERAL CIVIL MISCELLANEOUS ITEMS On sloped surfaces (All materials including cement supplied by contractor) | 650.00 | m² |  | 7680.00 | 4992000.00 | 3200.00 | 2080000.00 | 689.00 | 447850.00 | 2000.00 | 1300000.00 | 447850.00 | Kalpataru Power Transmission Limited
437.00 | Pipeline laying and associated station works for Phase-I: GENERAL CIVIL MISCELLANEOUS ITEMS Supplying & Laying 60mm thick interlocking Paver Blocks for footpaths and any other place etc. including providing 40 mm thick sand filling below Paver Blocks including compaction of sand layer, filling the joints by dry sand, providing precast kerb stone of PCC M 30 at edges and at every 6.0m across the foot path, including preparation of compacted base/ sub base etc. all complete as per drawing, standard, specification and directions of Engineer-in-Charge. (All material including cement supplied by contractor, paver blocks shall confirm to category "A" as per IRC SP63. Colour and shape of paver block shall be as per Owner requirement.). | 450.00 | m² |  | 1500.00 | 675000.00 | 3100.00 | 1395000.00 | 1530.00 | 688500.00 | 2500.00 | 1125000.00 | 675000.00 | JSIW INFRASTRUCTURE PRIVATE LIMITED
438.00 | Pipeline laying and associated station works for Phase-I: GENERAL CIVIL MISCELLANEOUS ITEMS Supplying & Laying 100mm thick interlocking Paver Blocks for road, parking area and any other place etc. including providing 30 mm thick sand filling below Paver Blocks including compaction of sand layer, filling the joints by dry sand, providing precast kerb stone of PCC M-30 at edges preparation of compacted base/ sub base etc. all complete as per drawing, standard, specification and directions of Engineer-in-Charge. (All material including cement supplied by contractor, paver blocks shall confirm to category "B" as per IRC SP63. Color and shape of paver block shall be as per Owner requirement.). | 500.00 | m² |  | 1710.00 | 855000.00 | 3500.00 | 1750000.00 | 2040.00 | 1020000.00 | 3000.00 | 1500000.00 | 855000.00 | JSIW INFRASTRUCTURE PRIVATE LIMITED
439.00 | Pipeline laying and associated station works for Phase-I: GENERAL CIVIL MISCELLANEOUS ITEMS For each unit upto and inclusive of 100 kg | 35.00 | m³ |  | 15000.00 | 525000.00 | 8900.00 | 311500.00 | 20400.00 | 714000.00 | 30000.00 | 1050000.00 | 311500.00 | Advance Infrastrurctures Pvt Ltd
440.00 | Pipeline laying and associated station works for Phase-I: GENERAL CIVIL Overhead Drinking Water Tank Capacity 500 Litre | 10.00 | each |  | 13800.00 | 138000.00 | 20000.00 | 200000.00 | 10200.00 | 102000.00 | 12000.00 | 120000.00 | 102000.00 | Kalpataru Power Transmission Limited
441.00 | Pipeline laying and associated station works for Phase-I: GENERAL CIVIL Rain Water Recharging Well Above 1500 sqm and up to 3000sqm | 9.00 | each |  | 510000.00 | 4590000.00 | 150000.00 | 1350000.00 | 204000.00 | 1836000.00 | 200000.00 | 1800000.00 | 1350000.00 | Advance Infrastrurctures Pvt Ltd
442.00 | Pipeline laying and associated station works for Phase-I: GENERAL CIVIL Rain Water Recharging Well Above 3000 sqm and up to 5 hectare | 1.00 | each |  | 510000.00 | 510000.00 | 250000.00 | 250000.00 | 714000.00 | 714000.00 | 450000.00 | 450000.00 | 250000.00 | Advance Infrastrurctures Pvt Ltd
443.00 | Pipeline laying and associated station works for Phase-I: GENERAL CIVIL Portable/ trolley mounted Extinguishers Capacity in Kg 9 | 20.00 | nos |  | 10800.00 | 216000.00 | 8900.00 | 178000.00 | 9180.00 | 183600.00 | 10000.00 | 200000.00 | 178000.00 | Advance Infrastrurctures Pvt Ltd
444.00 | Pipeline laying and associated station works for Phase-I: GENERAL CIVIL Portable/ trolley mounted Extinguishers Capacity in Kg 2 | 10.00 | nos |  | 8400.00 | 84000.00 | 10000.00 | 100000.00 | 4080.00 | 40800.00 | 5000.00 | 50000.00 | 40800.00 | Kalpataru Power Transmission Limited
445.00 | Pipeline laying and associated station works for Phase-I: GENERAL CIVIL Supply, fabrication and Erection of piping(underground) Nominal Dia 2 Inch Piping class J2A | 500.00 | m |  | 1260.00 | 630000.00 | 2500.00 | 1250000.00 | 714.00 | 357000.00 | 500.00 | 250000.00 | 250000.00 | LIKHITHA INFRASTRUCTURE LIMITED
446.00 | Pipeline laying and associated station works for Phase-I: GENERAL CIVIL Supply, fabrication and Erection of piping(underground) Nominal Dia. 75 mm Pressure Rating(Kg/Cm2) 2.5 | 50.00 | m |  | 1140.00 | 57000.00 | 4500.00 | 225000.00 | 3060.00 | 153000.00 | 300.00 | 15000.00 | 15000.00 | LIKHITHA INFRASTRUCTURE LIMITED
447.00 | Pipeline laying and associated station works for Phase-I: GENERAL CIVIL Supply, fabrication and Erection of piping(underground) Dia. (Internal) 150 mm Pipe Class P1 | 100.00 | m |  | 1440.00 | 144000.00 | 2500.00 | 250000.00 | 2040.00 | 204000.00 | 1200.00 | 120000.00 | 120000.00 | LIKHITHA INFRASTRUCTURE LIMITED
448.00 | Pipeline laying and associated station works for Phase-I: GENERAL CIVIL Supply, fabrication and Erection of piping(underground) Dia. (Internal) 100 mm Pipe Class NP2 | 100.00 | m |  | 1020.00 | 102000.00 | 2800.00 | 280000.00 | 1734.00 | 173400.00 | 1000.00 | 100000.00 | 100000.00 | LIKHITHA INFRASTRUCTURE LIMITED
449.00 | Pipeline laying and associated station works for Phase-I: GENERAL CIVIL Supply, fabrication and Erection of piping(underground) Dia. (Internal) 250 mm Pipe Class P1 | 10.00 | m |  | 1680.00 | 16800.00 | 3500.00 | 35000.00 | 2550.00 | 25500.00 | 1500.00 | 15000.00 | 15000.00 | LIKHITHA INFRASTRUCTURE LIMITED
450.00 | Pipeline laying and associated station works for Phase-I: GENERAL CIVIL Miscellaneous Items Design, engineering, supply of all materials, fabrication, performance guaranteeing of total flooding CO2 fire extinguishing system for the TELECOM & SCADA room, Electrical Equipment room and Battery room of buildings mentioned below, including supply of CO2 Storage Cylinders (with 100% filled up standby cylinders), piping, valves, CO2 discharge nozzles, instruments, CO2 panels, piping supports, release system, directional valves, cables etc. System supplied and design calculations shall be approved by UL/FM/Vds/LPC. All equipment shall be approved by UL/FM/Vds/LPC and cylinder along with cylinder valve assemblies shall be seamless and PESO approved. The entire CO2 system shall be as per NFPA- 12 (latest) complete as per scope of work, specification and Arch./Strl. drawings. Handling, transportation from vendor's workshop to site, storage at site, assembly at site, installation, erection, testing, pre- commissioning, painting, commissioning, performance guarantee run, handing over to client and other field works including civil structural work and supply of commissioning spares as per the enclosed EIL standard specifications, instructions to vendors, and data sheets etc. Supply of mandatory spares as per enclosed list/ instructions to vendor as per scope of work and specification, drawings and documents as per attached vendor Data requirement for all supplies and services etc. complete. Total flooding CO2 fire extinguishing system for following buildings ( Building name - REPEATER BUILDING at SV station with CP ) | 4.00 | Lumpsum |  | 2700000.00 | 10800000.00 | 4000000.00 | 16000000.00 | 4567050.00 | 18268200.00 | 5000000.00 | 20000000.00 | 10800000.00 | JSIW INFRASTRUCTURE PRIVATE LIMITED
451.00 | Pipeline laying and associated station works for Phase-I: GENERAL CIVIL Miscellaneous Items Design, engineering, supply of all materials, fabrication, performance guaranteeing of total flooding CO2 fire extinguishing system for the TELECOM & SCADA room, Electrical Equipment room and Battery room of buildings mentioned below, including supply of CO2 Storage Cylinders (with 100% filled up standby cylinders), piping, valves, CO2 discharge nozzles, instruments, CO2 panels, piping supports, release system, directional valves, cables etc. System supplied and design calculations shall be approved by UL/FM/Vds/LPC. All equipment shall be approved by UL/FM/Vds/LPC and cylinder along with cylinder valve assemblies shall be seamless and PESO approved. The entire CO2 system shall be as per NFPA- 12 (latest) complete as per scope of work, specification and Arch./Strl. drawings. Handling, transportation from vendor's workshop to site, storage at site, assembly at site, installation, erection, testing, pre- commissioning, painting, commissioning, performance guarantee run, handing over to client and other field works including civil structural work and supply of commissioning spares as per the enclosed EIL standard specifications, instructions to vendors, and data sheets etc. Supply of mandatory spares as per enclosed list/ instructions to vendor as per scope of work and specification, drawings and documents as per attached vendor Data requirement for all supplies and services etc. complete. Total flooding CO2 fire extinguishing system for following buildings ( Building name - REPEATER BUILDING at SV station without CP) | 5.00 | Lumpsum |  | 2700000.00 | 13500000.00 | 4000000.00 | 20000000.00 | 4567050.00 | 22835250.00 | 5000000.00 | 25000000.00 | 13500000.00 | JSIW INFRASTRUCTURE PRIVATE LIMITED
452.00 | Pipeline laying and associated station works for Phase-I: GENERAL CIVIL Miscellaneous Items Design, engineering, supply of all materials, fabrication, performance guaranteeing of total flooding CO2 fire extinguishing system for the TELECOM & SCADA room, Electrical Equipment room and Battery room of buildings mentioned below, including supply of CO2 Storage Cylinders (with 100% filled up standby cylinders), piping, valves, CO2 discharge nozzles, instruments, CO2 panels, piping supports, release system, directional valves, cables etc. System supplied and design calculations shall be approved by UL/FM/Vds/LPC. All equipment shall be approved by UL/FM/Vds/LPC and cylinder along with cylinder valve assemblies shall be seamless and PESO approved. The entire CO2 system shall be as per NFPA- 12 (latest) complete as per scope of work, specification and Arch./Strl. drawings. Handling, transportation from vendor's workshop to site, storage at site, assembly at site, installation, erection, testing, pre- commissioning, painting, commissioning, performance guarantee run, handing over to client and other field works including civil structural work and supply of commissioning spares as per the enclosed EIL standard specifications, instructions to vendors, and data sheets etc. Supply of mandatory spares as per enclosed list/ instructions to vendor as per scope of work and specification, drawings and documents as per attached vendor Data requirement for all supplies and services etc. complete. Total flooding CO2 fire extinguishing system for following buildings ( Building name - REPEATER BUILDING at IP station without CP) | 1.00 | Lumpsum |  | 2880000.00 | 2880000.00 | 4000000.00 | 4000000.00 | 4567050.00 | 4567050.00 | 5000000.00 | 5000000.00 | 2880000.00 | JSIW INFRASTRUCTURE PRIVATE LIMITED
453.00 | Pipeline laying and associated station works for Phase-I: ARCHITECTURE FLOOR FINISHING 25mm thk. cement concrete flooring. CEMENT SUPPLIED BY THE CONTRACTOR AT THEIR COST . | 860.00 | m² |  | 1224.00 | 1052640.00 | 600.00 | 516000.00 | 867.00 | 745620.00 | 600.00 | 516000.00 | 516000.00 | LIKHITHA INFRASTRUCTURE LIMITED, Advance Infrastrurctures Pvt Ltd
454.00 | Pipeline laying and associated station works for Phase-I: ARCHITECTURE FLOOR FINISHING With average 25mm thick under-layer and 15mm thick top layer. CEMENT SUPPLIED BY THE CONTRACTOR AT THEIR COST. | 700.00 | m² |  | 1470.00 | 1029000.00 | 650.00 | 455000.00 | 842.00 | 589400.00 | 700.00 | 490000.00 | 455000.00 | Advance Infrastrurctures Pvt Ltd
455.00 | Pipeline laying and associated station works for Phase-I: ARCHITECTURE FLOOR FINISHING Providing and laying average 50mm thick heavy duty flooring in panels consisting of base course of 35mm thick cement concrete (1 cement : 1.5 coarse sand : 3.5 stone aggregates of 10mm to 6mm size by volume) laid over sub-base and 15mm thick finishing layer consisting of cement and integral hardening compound mixed in ratio of 4 cement :1 hardenar (by weight) :2 stone agrgregates of 6mm and down size laid integral with base course and finished smooth including cleaning the sub-base surface, applying neat cement slurry @2.75 Kg of cement per Sq.M of area over sub-base to receive the base course, levelling, tamping, trowelling, finishing, curing, providing shuttering to the edges etc. all complete. CEMENT SUPPLIED BY THE CONTRACTOR AT THEIR COST. | 950.00 | m² |  | 1560.00 | 1482000.00 | 750.00 | 712500.00 | 1020.00 | 969000.00 | 2500.00 | 2375000.00 | 712500.00 | Advance Infrastrurctures Pvt Ltd
456.00 | Pipeline laying and associated station works for Phase-I: ARCHITECTURE FLOOR FINISHING 18mm thick. CEMENT SUPPLIED BY THE CONTRACTOR AT THEIR COST. | 2130.00 | RM |  | 312.00 | 664560.00 | 325.00 | 692250.00 | 153.00 | 325890.00 | 500.00 | 1065000.00 | 325890.00 | Kalpataru Power Transmission Limited
457.00 | Pipeline laying and associated station works for Phase-I: ARCHITECTURE FLOOR FINISHING P.V.C. panel dividers ( 3mm x 20mm size.) | 1470.00 | RM |  | 192.00 | 282240.00 | 120.00 | 176400.00 | 26.00 | 38220.00 | 50.00 | 73500.00 | 38220.00 | Kalpataru Power Transmission Limited
458.00 | Pipeline laying and associated station works for Phase-I: ARCHITECTURE FLOOR FINISHING P.V.C. panel dividers ( 3mm x 35mm size.) | 1100.00 | RM |  | 390.00 | 429000.00 | 130.00 | 143000.00 | 36.00 | 39600.00 | 60.00 | 66000.00 | 39600.00 | Kalpataru Power Transmission Limited
459.00 | Pipeline laying and associated station works for Phase-I: ARCHITECTURE FLOOR FINISHING P.V.C. panel dividers ( 3mm x 40mm size.) | 1600.00 | RM |  | 372.00 | 595200.00 | 140.00 | 224000.00 | 56.00 | 89600.00 | 60.00 | 96000.00 | 89600.00 | Kalpataru Power Transmission Limited
460.00 | Pipeline laying and associated station works for Phase-I: ARCHITECTURE FLOOR FINISHING 25mm thick kota stone slab (with tolerance +_2mm for thickness, +_2mm for length/ breadth) in floor, landing tread over average 15mm thick cement mortar 1:4(1 Cement : 4 coarse sand by volume). CEMENT SUPPLIED BY THE CONTRACTOR AT THEIR COST. | 890.00 | m² |  | 2160.00 | 1922400.00 | 1500.00 | 1335000.00 | 1785.00 | 1588650.00 | 1800.00 | 1602000.00 | 1335000.00 | Advance Infrastrurctures Pvt Ltd
461.00 | Pipeline laying and associated station works for Phase-I: ARCHITECTURE FLOOR FINISHING 18mm thick kota stone slab in riser, dado, skirting over average12mm thick cement mortar1:3(1 cement:3 coarse sand by volume). CEMENT SUPPLIED BY THE CONTRACTOR AT THEIR COST. | 270.00 | m² |  | 2700.00 | 729000.00 | 1600.00 | 432000.00 | 1836.00 | 495720.00 | 2000.00 | 540000.00 | 432000.00 | Advance Infrastrurctures Pvt Ltd
462.00 | Pipeline laying and associated station works for Phase-I: ARCHITECTURE FLOOR FINISHING Extra for providing round nosing by machine cutting of the slab. | 490.00 | RM |  | 420.00 | 205800.00 | 450.00 | 220500.00 | 204.00 | 99960.00 | 300.00 | 147000.00 | 99960.00 | Kalpataru Power Transmission Limited
463.00 | Pipeline laying and associated station works for Phase-I: ARCHITECTURE FLOOR FINISHING Ceramic, matt finished non-slip type tiles of approved make and shade(s) in approved design/ pattern including cleaning the finished surface with oxalic acid, wax polishing etc. for size 300mm x 300mm x 8mm (+5%) thick tiles for flooring. | 150.00 | m² |  | 1620.00 | 243000.00 | 1600.00 | 240000.00 | 2550.00 | 382500.00 | 1800.00 | 270000.00 | 240000.00 | Advance Infrastrurctures Pvt Ltd
464.00 | Pipeline laying and associated station works for Phase-I: ARCHITECTURE FLOOR FINISHING Ceramic, matt/ glazed/ semi-glazed finished tiles of approved make & shade(s) in approved design/ pattern including cleaning the finished surface with oxalic acid, wax polishing etc. for size 300mm x 450mm x 8.5mm thick (minimum) tiles | 650.00 | m² |  | 1710.00 | 1111500.00 | 1900.00 | 1235000.00 | 2754.00 | 1790100.00 | 2200.00 | 1430000.00 | 1111500.00 | JSIW INFRASTRUCTURE PRIVATE LIMITED
465.00 | Pipeline laying and associated station works for Phase-I: ARCHITECTURE FLOOR FINISHING Decorative, matt/ mirror finish homogeneous double charge Vitrified porcelain tiles of minimum size 600mm x 600mm x 10mm thick in approved quality, colour, make, design/ pattern | 920.00 | m² |  | 2460.00 | 2263200.00 | 2000.00 | 1840000.00 | 2550.00 | 2346000.00 | 2200.00 | 2024000.00 | 1840000.00 | Advance Infrastrurctures Pvt Ltd
466.00 | Pipeline laying and associated station works for Phase-I: ARCHITECTURE FLOOR FINISHING Providing and applying pigmented (approved shade) chemical and abrasion resistant, solvent based self levelling floor coating based on epoxy resin with amine curing agents, in 2 coats @ 125 gms/sq.m. (min.)per coat by brush or spraying over a levelling screed (min. 3mm thick) of a 3 part solvent free combination of epoxy resin, amine hardeners and graded chemically inert aggregate filler, laid over a coat of 2-part epoxy resin primer applied over existing flooring etc. all as per manufacturer's specifications. | 450.00 | m² |  | 3840.00 | 1728000.00 | 2200.00 | 990000.00 | 561.00 | 252450.00 | 2500.00 | 1125000.00 | 252450.00 | Kalpataru Power Transmission Limited
467.00 | Pipeline laying and associated station works for Phase-I: ARCHITECTURE FLOOR FINISHING Providing and applying pigmented (approved shade) chemical and abrasion resistant, solvent based coating (on dado/wall) of epoxy resin with amine curing agents, in 2 coats @ 125 gms/sq.m. (min.) per coat by brush over plastering/ concrete surfaces including surface preparation, curing etc. all as per manufacturer's specification. | 750.00 | m² |  | 3840.00 | 2880000.00 | 2230.00 | 1672500.00 | 459.00 | 344250.00 | 2800.00 | 2100000.00 | 344250.00 | Kalpataru Power Transmission Limited
468.00 | Pipeline laying and associated station works for Phase-I: ARCHITECTURE FLOOR FINISHING Granite stone slabs in flooring, counters, treads etc.(perfectly levelled) over and including a bed of cement mortar 1:4 (1 cement: 4 coarse sand by volume) CEMENT SUPPLIED BY THE CONTRACTOR AT THEIR COST | 50.00 | m² |  | 4920.00 | 246000.00 | 2300.00 | 115000.00 | 4080.00 | 204000.00 | 5000.00 | 250000.00 | 115000.00 | Advance Infrastrurctures Pvt Ltd
469.00 | Pipeline laying and associated station works for Phase-I: ARCHITECTURE FLOOR FINISHING Granite stone slabs in risers, skirting, dado etc. over and including a bed of cement mortar 1:3 (1 cement: 3 coarse sand by volume) CEMENT SUPPLIED BY THE CONTRACTOR AT THEIR COST. | 50.00 | m² |  | 5520.00 | 276000.00 | 2250.00 | 112500.00 | 4590.00 | 229500.00 | 5000.00 | 250000.00 | 112500.00 | Advance Infrastrurctures Pvt Ltd
470.00 | Pipeline laying and associated station works for Phase-I: ARCHITECTURE FLOOR FINISHING Extra for round nosing/ moulded edges (as per approved design) to Granite stone slabs. | 10.00 | RM |  | 420.00 | 4200.00 | 900.00 | 9000.00 | 306.00 | 3060.00 | 300.00 | 3000.00 | 3000.00 | LIKHITHA INFRASTRUCTURE LIMITED
471.00 | Pipeline laying and associated station works for Phase-I: ARCHITECTURE FLOOR FINISHING Extra over marble/ kota stone flooring/ skirting/ dado items for providing mirror polishing (in place of normal polishing) by grinding machine (suitable for mirror polishing) comprising of multiple grindings up to 6 nos. with carborundum stone (in descending order of hardness of grinding stone), one no. grinding with Italian grinding stone and one no. grinding with foam buffer set and polishing with Teno-oxide granite powder etc. all complete to give a smooth and mirror-like shining surface. | 50.00 | m² |  | 2160.00 | 108000.00 | 550.00 | 27500.00 | 306.00 | 15300.00 | 350.00 | 17500.00 | 15300.00 | Kalpataru Power Transmission Limited
472.00 | Pipeline laying and associated station works for Phase-I: ARCHITECTURE FLOOR FINISHING Cement supplied by the Contractor at there cost | 20.00 | m² |  | 6240.00 | 124800.00 | 2400.00 | 48000.00 | 7650.00 | 153000.00 | 4500.00 | 90000.00 | 48000.00 | Advance Infrastrurctures Pvt Ltd
473.00 | Pipeline laying and associated station works for Phase-I: ARCHITECTURE FLOOR FINISHING Providing 3 nos. of 3mm grooves at spacing of 30mm in Kota/ Marble/ granite stone laid in stairs¿ treads/ landings all complete as per the direction of Engineer-In-Charge. (Single measurement shall be considered for 3 parallel grooves) | 300.00 | RM |  | 420.00 | 126000.00 | 250.00 | 75000.00 | 306.00 | 91800.00 | 200.00 | 60000.00 | 60000.00 | LIKHITHA INFRASTRUCTURE LIMITED
474.00 | Pipeline laying and associated station works for Phase-I: ARCHITECTURE WOOD WORK Wooden frames with approved quality local hard wood (Champ, Sisam, Sal etc. conforming to IS : 4021). | 1.00 | m³ |  | 390000.00 | 390000.00 | 5533.00 | 5533.00 | 714000.00 | 714000.00 | 150000.00 | 150000.00 | 5533.00 | Advance Infrastrurctures Pvt Ltd
475.00 | Pipeline laying and associated station works for Phase-I: ARCHITECTURE WOOD WORK Door shutter faced with 1mm thick approved quality lamination of approved shade/brand. | 50.00 | m² |  | 4200.00 | 210000.00 | 6000.00 | 300000.00 | 5100.00 | 255000.00 | 13000.00 | 650000.00 | 210000.00 | JSIW INFRASTRUCTURE PRIVATE LIMITED
476.00 | Pipeline laying and associated station works for Phase-I: ARCHITECTURE WOOD WORK Approved make heavy duty overhead hydraulic door closer with adjustable spanners, metal screws etc. conforming to IS : 3564 | 20.00 | nos |  | 6600.00 | 132000.00 | 6000.00 | 120000.00 | 3060.00 | 61200.00 | 3000.00 | 60000.00 | 60000.00 | LIKHITHA INFRASTRUCTURE LIMITED
477.00 | Pipeline laying and associated station works for Phase-I: ARCHITECTURE WOOD WORK Approved make Chromium plated metallic (brass body) mortice lock, 6 levers conforming to IS : 2209 (inclusive of pair of handles of pressure die cast zinc alloy,satin finished). | 20.00 | nos |  | 2160.00 | 43200.00 | 6300.00 | 126000.00 | 3060.00 | 61200.00 | 3000.00 | 60000.00 | 43200.00 | JSIW INFRASTRUCTURE PRIVATE LIMITED
478.00 | Pipeline laying and associated station works for Phase-I: ARCHITECTURE WOOD WORK Approved make pressure die cast zinc alloy, chromium plated door handle. 150mm long | 20.00 | nos |  | 1080.00 | 21600.00 | 1545.00 | 30900.00 | 2550.00 | 51000.00 | 2500.00 | 50000.00 | 21600.00 | JSIW INFRASTRUCTURE PRIVATE LIMITED
479.00 | Pipeline laying and associated station works for Phase-I: ARCHITECTURE WOOD WORK Approved quality 3mm thick plastic kick/push plate fixed with brass screws. | 10.00 | m² |  | 3480.00 | 34800.00 | 850.00 | 8500.00 | 3570.00 | 35700.00 | 1500.00 | 15000.00 | 8500.00 | Advance Infrastrurctures Pvt Ltd
480.00 | Pipeline laying and associated station works for Phase-I: ARCHITECTURE WOOD WORK Approved quality anodized aluminium aldrop 300mm long, 19.05mm dia in bronze colour. | 10.00 | nos |  | 2280.00 | 22800.00 | 780.00 | 7800.00 | 2754.00 | 27540.00 | 500.00 | 5000.00 | 5000.00 | LIKHITHA INFRASTRUCTURE LIMITED
481.00 | Pipeline laying and associated station works for Phase-I: ARCHITECTURE WOOD WORK Approved quality anodized aluminium tower bolts conforming to IS-204 in Bronze colour, 250 x 10mm. | 20.00 | nos |  | 1020.00 | 20400.00 | 925.00 | 18500.00 | 2040.00 | 40800.00 | 700.00 | 14000.00 | 14000.00 | LIKHITHA INFRASTRUCTURE LIMITED
482.00 | Pipeline laying and associated station works for Phase-I: ARCHITECTURE WOOD WORK Approved quality anodized aluminium tower bolts conforming to IS-204 in Bronze colour, 150 x 10mm. | 10.00 | nos |  | 780.00 | 7800.00 | 829.00 | 8290.00 | 1785.00 | 17850.00 | 600.00 | 6000.00 | 6000.00 | LIKHITHA INFRASTRUCTURE LIMITED
483.00 | Pipeline laying and associated station works for Phase-I: ARCHITECTURE WOOD WORK Approved quality zinc alloy pressure die cast, chromium plated spring loaded round door stopper with double heavy duty rubber shoes. | 20.00 | nos |  | 1140.00 | 22800.00 | 1400.00 | 28000.00 | 2550.00 | 51000.00 | 1200.00 | 24000.00 | 22800.00 | JSIW INFRASTRUCTURE PRIVATE LIMITED
484.00 | Pipeline laying and associated station works for Phase-I: ARCHITECTURE WOOD WORK Approved quality 75mm long aluminium toilet door latch with vacant/occupied indicator. | 10.00 | nos |  | 780.00 | 7800.00 | 1466.00 | 14660.00 | 2040.00 | 20400.00 | 600.00 | 6000.00 | 6000.00 | LIKHITHA INFRASTRUCTURE LIMITED
485.00 | Pipeline laying and associated station works for Phase-I: ARCHITECTURE WOOD WORK Approved quality chromium plated brass coat and hat hook fixed with chromium plated brass screws. | 20.00 | nos |  | 1380.00 | 27600.00 | 1680.00 | 33600.00 | 3060.00 | 61200.00 | 300.00 | 6000.00 | 6000.00 | LIKHITHA INFRASTRUCTURE LIMITED
486.00 | Pipeline laying and associated station works for Phase-I: ARCHITECTURE WOOD WORK Approved quality cylindrical door lock (Wafer pin Tumbler cylinder system) with knobs. | 10.00 | nos |  | 3360.00 | 33600.00 | 2123.00 | 21230.00 | 3060.00 | 30600.00 | 3000.00 | 30000.00 | 21230.00 | Advance Infrastrurctures Pvt Ltd
487.00 | Pipeline laying and associated station works for Phase-I: ARCHITECTURE WOOD WORK Providing and fixing minimum 12mm thick X 50mm wide teak wood Architrave (moulding) of approved design along frames etc. including lacquer polishing/ painting matching with adjoining wood work. | 100.00 | m |  | 780.00 | 78000.00 | 450.00 | 45000.00 | 1020.00 | 102000.00 | 300.00 | 30000.00 | 30000.00 | LIKHITHA INFRASTRUCTURE LIMITED
488.00 | Pipeline laying and associated station works for Phase-I: ARCHITECTURE STEEL/AL./GLAZED/FULLY GLASS/PVC DOORS,WINDOWS & VENTILATORS Providing & fixing Louvered portion of Aluminium windows/ ventilators made of heavy duty louvers of Aluminium sections (JINDAL or approved equivalent) with similar finishing of windows/ ventilators. | 100.00 | sqm |  | 12600.00 | 1260000.00 | 2641.00 | 264100.00 | 15300.00 | 1530000.00 | 11000.00 | 1100000.00 | 264100.00 | Advance Infrastrurctures Pvt Ltd
489.00 | Pipeline laying and associated station works for Phase-I: ARCHITECTURE STEEL/AL./GLAZED/FULLY GLASS/PVC DOORS,WINDOWS & VENTILATORS M.S. sheet louvered window/ ventilator with sections as per IS : 7452/1038 | 40.00 | m² |  | 11400.00 | 456000.00 | 4175.00 | 167000.00 | 15300.00 | 612000.00 | 8000.00 | 320000.00 | 167000.00 | Advance Infrastrurctures Pvt Ltd
490.00 | Pipeline laying and associated station works for Phase-I: ARCHITECTURE STEEL/AL./GLAZED/FULLY GLASS/PVC DOORS,WINDOWS & VENTILATORS Single shutter painted with Electrostatic powder coating with following hardware: (i) Over head hydraulic door closer (heavy duty). (ii) SS 304 grade 16 mm dia 250mm long aldrop on both sides of shutter. (iii) Spring loaded heavy duty door stopper (iv) SS 304 grade 19 mm dia.200 mm long handle on both side of shutter. (v) 10 mm dia SS 304 tower bolt (250mm long for 2100mm height & 600mm long for 2500mm height) | 30.00 | m² |  | 16800.00 | 504000.00 | 4376.00 | 131280.00 | 17340.00 | 520200.00 | 12000.00 | 360000.00 | 131280.00 | Advance Infrastrurctures Pvt Ltd
491.00 | Pipeline laying and associated station works for Phase-I: ARCHITECTURE STEEL/AL./GLAZED/FULLY GLASS/PVC DOORS,WINDOWS & VENTILATORS Double shutter painted with Electrostatic powder coating with following hardware: (i) Over head hydraulic door closer (heavy duty). (ii) SS 304 grade 16 mm dia 300mm long aldrop on both sides of shutter. (iii) Spring loaded heavy duty door stopper. (iv) SS 304 grade 19 mm dia.200 mm long handle on both side of shutter. (v) 10 mm dia SS 304 tower bolt ( 250mm long for 2100mm height & 600mm long for 2500mm height) (vi) 2mm thick 25mmx 25mm GI angles (vertical) welded to each shutter at the meeting point of double shutter. | 60.00 | m² |  | 16800.00 | 1008000.00 | 5500.00 | 330000.00 | 20400.00 | 1224000.00 | 15000.00 | 900000.00 | 330000.00 | Advance Infrastrurctures Pvt Ltd
492.00 | Pipeline laying and associated station works for Phase-I: ARCHITECTURE STEEL/AL./GLAZED/FULLY GLASS/PVC DOORS,WINDOWS & VENTILATORS For fixed portion of aluminium doors, windows, ventilators and partitions made from Powder coated aluminium (minimum thickness of powder coating 50 micron) | 750.00 | kg |  | 1140.00 | 855000.00 | 1200.00 | 900000.00 | 612.00 | 459000.00 | 800.00 | 600000.00 | 459000.00 | Kalpataru Power Transmission Limited
493.00 | Pipeline laying and associated station works for Phase-I: ARCHITECTURE STEEL/AL./GLAZED/FULLY GLASS/PVC DOORS,WINDOWS & VENTILATORS For shutters of doors, windows & ventilators made from Powder coated aluminium (minimum thickness of powder coating 50 micron) including providing and fixing hinges/ pivots and making provision for fixing of fittings wherever required including the cost of EPDM rubber / neoprene gasket required (Fittings shall be paid for separately) | 2800.00 | kg |  | 1140.00 | 3192000.00 | 1200.00 | 3360000.00 | 612.00 | 1713600.00 | 800.00 | 2240000.00 | 1713600.00 | Kalpataru Power Transmission Limited
494.00 | Pipeline laying and associated station works for Phase-I: ARCHITECTURE STEEL/AL./GLAZED/FULLY GLASS/PVC DOORS,WINDOWS & VENTILATORS Providing and fixing 12 mm thick pre-laminated particle board flat pressed three layer or graded wood particle board conforming to IS: 12823 Grade l Type lI, with decorative lamination on both sides, in panelling fixed in aluminum doors, windows shutters and partition frames with C.P. brass / stainless steel screws etc. complete as per architectural drawings and directions of engineer-in-charge. | 10.00 | m² |  | 7080.00 | 70800.00 | 2700.00 | 27000.00 | 5100.00 | 51000.00 | 800.00 | 8000.00 | 8000.00 | LIKHITHA INFRASTRUCTURE LIMITED
495.00 | Pipeline laying and associated station works for Phase-I: ARCHITECTURE STEEL/AL./GLAZED/FULLY GLASS/PVC DOORS,WINDOWS & VENTILATORS Providing and fixing double action hydraulic floor spring of approved brand and manufacture conforming to IS : 6315, having brand logo embossed on the body / plate with double spring mechanism and door weight upto 125 kg, for doors, including cost of cutting floors, embedding in floors as required and making good the same matching to the existing floor finishing and stainless steel cover plate of minimum thickness 1.25 mm with brass pivot and single piece M.S. sheet outer box with slide plate etc. complete as per the direction of Engineer-in-charge. | 40.00 | each |  | 9000.00 | 360000.00 | 4800.00 | 192000.00 | 7650.00 | 306000.00 | 9000.00 | 360000.00 | 192000.00 | Advance Infrastrurctures Pvt Ltd
496.00 | Pipeline laying and associated station works for Phase-I: ARCHITECTURE STEEL/AL./GLAZED/FULLY GLASS/PVC DOORS,WINDOWS & VENTILATORS Providing and fixing machine moulded aluminium covering of approved pattern & design, made out of machine cut Anodised aluminium sheet, 2.5mm thick (anodised transparent or dyed to required shade according to IS: 1868, Minimum anodic coating of grade AC 15) and machine holed for receiving dash fastener, over expansion joints on vertical surfaces/ceiling floors, the fixing on plate in one row on one side of joint only shall be done with stainless steel dash fasteners of 8 mm dia and 75 mm long bolt including providing aluminium washers 2 mm thick & 15 mm dia , at a staggered pitch of 200mm centre to centre including drilling holes in the receiving surface and providing expandable plastic sleeves in holes etc. complete as per direction of Engineer-in-charge. | 300.00 | kg |  | 1140.00 | 342000.00 | 850.00 | 255000.00 | 765.00 | 229500.00 | 500.00 | 150000.00 | 150000.00 | LIKHITHA INFRASTRUCTURE LIMITED
497.00 | Pipeline laying and associated station works for Phase-I: ARCHITECTURE STEEL/AL./GLAZED/FULLY GLASS/PVC DOORS,WINDOWS & VENTILATORS Filling gaps of size upto 5mm depth and 5 mm width in between aluminium frame & adjacent RCC/ Brick/ Stone work by providing weather silicon sealant over backer rod of approved quality as per architectural drawings and direction of Engineer-in-charge complete | 1520.00 | m |  | 300.00 | 456000.00 | 360.00 | 547200.00 | 102.00 | 155040.00 | 300.00 | 456000.00 | 155040.00 | Kalpataru Power Transmission Limited
498.00 | Pipeline laying and associated station works for Phase-I: ARCHITECTURE STEEL/AL./GLAZED/FULLY GLASS/PVC DOORS,WINDOWS & VENTILATORS Providing and fixing 205 X 19 mm adjustable friction window stays of approved quality made from Stainless Steel (SS 304 grade) with necessary stainless steel screws etc. to the side hung windows as per direction of Engineer-charge complete. | 150.00 | each |  | 1260.00 | 189000.00 | 560.00 | 84000.00 | 510.00 | 76500.00 | 500.00 | 75000.00 | 75000.00 | LIKHITHA INFRASTRUCTURE LIMITED
499.00 | Pipeline laying and associated station works for Phase-I: ARCHITECTURE STEEL/AL./GLAZED/FULLY GLASS/PVC DOORS,WINDOWS & VENTILATORS Providing and fixing 255 X 19 mm adjustable friction window stays of approved quality made from Stainless Steel (SS 304 grade) with necessary stainless steel screws etc. to the side hung windows as per direction of Engineer-charge complete. | 150.00 | each |  | 1500.00 | 225000.00 | 610.00 | 91500.00 | 612.00 | 91800.00 | 600.00 | 90000.00 | 90000.00 | LIKHITHA INFRASTRUCTURE LIMITED
500.00 | Pipeline laying and associated station works for Phase-I: ARCHITECTURE STEEL/AL./GLAZED/FULLY GLASS/PVC DOORS,WINDOWS & VENTILATORS Providing and fixing Powder coated aluminium (minimum thickness of powder coating - 50 micron) tubular handle bar 32 mm outer dia, 3.0 mm thick & 2100 mm long with SS screws etc complete as per direction of Engineer-in-Charge. | 80.00 | each |  | 2520.00 | 201600.00 | 1400.00 | 112000.00 | 714.00 | 57120.00 | 1000.00 | 80000.00 | 57120.00 | Kalpataru Power Transmission Limited
501.00 | Pipeline laying and associated station works for Phase-I: ARCHITECTURE STEEL/AL./GLAZED/FULLY GLASS/PVC DOORS,WINDOWS & VENTILATORS Providing and fixing 100mm brass locks (best make of approved quality) for aluminium doors including necessary cutting and making good etc. complete. | 40.00 | each |  | 2160.00 | 86400.00 | 2185.00 | 87400.00 | 2040.00 | 81600.00 | 1200.00 | 48000.00 | 48000.00 | LIKHITHA INFRASTRUCTURE LIMITED
502.00 | Pipeline laying and associated station works for Phase-I: ARCHITECTURE STEEL/AL./GLAZED/FULLY GLASS/PVC DOORS,WINDOWS & VENTILATORS Providing and fixing Powder coated minimum thickness 50 micron aluminium round shape handle of outer dia 100 mm with SS screws etc. complete as per direction of Engineer in-charge | 80.00 | each |  | 1680.00 | 134400.00 | 1283.00 | 102640.00 | 2244.00 | 179520.00 | 1000.00 | 80000.00 | 80000.00 | LIKHITHA INFRASTRUCTURE LIMITED
503.00 | Pipeline laying and associated station works for Phase-I: ARCHITECTURE STEEL/AL./GLAZED/FULLY GLASS/PVC DOORS,WINDOWS & VENTILATORS Providing and fixing 100 mm long aluminium handles, ISI marked, anodised (anodic coating not less than grade AC 10 as per IS : 1868) transparent or dyed to required colour or shade, with necessary screws etc. complete | 440.00 | nos |  | 696.00 | 306240.00 | 1200.00 | 528000.00 | 2244.00 | 987360.00 | 400.00 | 176000.00 | 176000.00 | LIKHITHA INFRASTRUCTURE LIMITED
504.00 | Pipeline laying and associated station works for Phase-I: ARCHITECTURE STEEL/AL./GLAZED/FULLY GLASS/PVC DOORS,WINDOWS & VENTILATORS Providing and fixing aluminium tower bolts of size 100mm x 10mm , ISI marked, anodised (anodic coating not less than grade AC 10 as per IS : 1868 ) transparent or dyed to required colour or shade, with necessary screws etc. complete | 240.00 | nos |  | 480.00 | 115200.00 | 1100.00 | 264000.00 | 2040.00 | 489600.00 | 300.00 | 72000.00 | 72000.00 | LIKHITHA INFRASTRUCTURE LIMITED
505.00 | Pipeline laying and associated station works for Phase-I: ARCHITECTURE STEEL/AL./GLAZED/FULLY GLASS/PVC DOORS,WINDOWS & VENTILATORS Providing and fixing toughened glass panes of 6.0 mm thickness in aluminium door, window, ventilator shutters and partitions etc. with EPDM rubber/ neoprene gasket etc. complete as per the architectural drawings and the directions of engineer-in-charge. (Cost of aluminium snap beading shall be paid in basic item) | 480.00 | m² |  | 4560.00 | 2188800.00 | 2000.00 | 960000.00 | 2040.00 | 979200.00 | 7500.00 | 3600000.00 | 960000.00 | Advance Infrastrurctures Pvt Ltd
506.00 | Pipeline laying and associated station works for Phase-I: ARCHITECTURE STEEL/AL./GLAZED/FULLY GLASS/PVC DOORS,WINDOWS & VENTILATORS Frames painted with Electrostatic Powder coating. | 120.00 | m |  | 6240.00 | 748800.00 | 1798.00 | 215760.00 | 2040.00 | 244800.00 | 1500.00 | 180000.00 | 180000.00 | LIKHITHA INFRASTRUCTURE LIMITED
507.00 | Pipeline laying and associated station works for Phase-I: ARCHITECTURE STEEL/AL./GLAZED/FULLY GLASS/PVC DOORS,WINDOWS & VENTILATORS Extra for box type transoms & mullions | 60.00 | m |  | 6240.00 | 374400.00 | 1279.00 | 76740.00 | 2550.00 | 153000.00 | 1500.00 | 90000.00 | 76740.00 | Advance Infrastrurctures Pvt Ltd
508.00 | Pipeline laying and associated station works for Phase-I: ARCHITECTURE PLASTERING & POINTING Ordinary plain cement plaster Average 15mm thick 1:4 (1 cement : 4 sand). Cement supplied by the Contractor at their cost. | 2700.00 | m² |  | 372.00 | 1004400.00 | 300.00 | 810000.00 | 364.00 | 982800.00 | 350.00 | 945000.00 | 810000.00 | Advance Infrastrurctures Pvt Ltd
509.00 | Pipeline laying and associated station works for Phase-I: ARCHITECTURE PLASTERING & POINTING Ordinary plain cement plaster Average 12mm thick 1:4 (1 cement : 4 sand). Cement supplied by the Contractor at their cost. | 8400.00 | m² |  | 348.00 | 2923200.00 | 270.00 | 2268000.00 | 313.00 | 2629200.00 | 300.00 | 2520000.00 | 2268000.00 | Advance Infrastrurctures Pvt Ltd
510.00 | Pipeline laying and associated station works for Phase-I: ARCHITECTURE PLASTERING & POINTING Ordinary plain cement plaster Average 6 mm thick 1:4 (1 cement : 4 sand). Cement supplied by the Contractor at their cost. | 4100.00 | m² |  | 324.00 | 1328400.00 | 250.00 | 1025000.00 | 261.00 | 1070100.00 | 300.00 | 1230000.00 | 1025000.00 | Advance Infrastrurctures Pvt Ltd
511.00 | Pipeline laying and associated station works for Phase-I: ARCHITECTURE PLASTERING & POINTING Plain cement plaster with waterproofing compound conforming to IS-2645 (CICO/ approved equivalent) mixed to cement mortar @ 3% by weight, Average 18mm thick 1:6 (1 cement : 6 sand) Cement supplied by the Contractor at their cost. | 15576.00 | m² |  | 492.00 | 7663392.00 | 350.00 | 5451600.00 | 473.00 | 7367448.00 | 400.00 | 6230400.00 | 5451600.00 | Advance Infrastrurctures Pvt Ltd
512.00 | Pipeline laying and associated station works for Phase-I: ARCHITECTURE PLASTERING & POINTING Plain cement plaster with waterproofing compound conforming to IS-2645 (CICO/ approved equivalent) mixed to cement mortar @ 3% by weight, Average 12mm thick 1:4 (1 cement : 4 sand) Cement supplied by the Contractor at their cost. | 10056.00 | m² |  | 384.00 | 3861504.00 | 340.00 | 3419040.00 | 313.00 | 3147528.00 | 375.00 | 3771000.00 | 3147528.00 | Kalpataru Power Transmission Limited
513.00 | Pipeline laying and associated station works for Phase-I: ARCHITECTURE PLASTERING & POINTING Plain cement plaster with waterproofing compound conforming to IS-2645 (CICO/ approved equivalent) mixed to cement mortar @ 3% by weight. Average 6mm thick 1:4 (1 cement : 4 sand) Average 6mm thick 1:4 (1 cement : 4 sand). Cement supplied by the Contractor at their cost. | 2820.00 | m² |  | 366.00 | 1032120.00 | 300.00 | 846000.00 | 261.00 | 736020.00 | 350.00 | 987000.00 | 736020.00 | Kalpataru Power Transmission Limited
514.00 | Pipeline laying and associated station works for Phase-I: ARCHITECTURE PLASTERING & POINTING Providing 20mm x 10mm Grooves in plastering in perfect straight line, plumb and uniform size throughout including finishing etc. all complete. | 3100.00 | RM |  | 108.00 | 334800.00 | 105.00 | 325500.00 | 61.00 | 189100.00 | 50.00 | 155000.00 | 155000.00 | LIKHITHA INFRASTRUCTURE LIMITED
515.00 | Pipeline laying and associated station works for Phase-I: ARCHITECTURE PLASTERING & POINTING Cement supplied by the Contractor at their cost.. | 50.00 | m² |  | 168.00 | 8400.00 | 280.00 | 14000.00 | 26.00 | 1300.00 | 350.00 | 17500.00 | 1300.00 | Kalpataru Power Transmission Limited
516.00 | Pipeline laying and associated station works for Phase-I: ARCHITECTURE ROOFING TREATMENT Cement supplied by the Contractor at their cost. | 220.00 | m³ |  | 1260.00 | 277200.00 | 5600.00 | 1232000.00 | 6554.00 | 1441880.00 | 7500.00 | 1650000.00 | 277200.00 | JSIW INFRASTRUCTURE PRIVATE LIMITED
517.00 | Pipeline laying and associated station works for Phase-I: ARCHITECTURE ROOFING TREATMENT Cement supplied by the contractor at their cost | 3060.00 | m² |  | 1560.00 | 4773600.00 | 800.00 | 2448000.00 | 1530.00 | 4681800.00 | 550.00 | 1683000.00 | 1683000.00 | LIKHITHA INFRASTRUCTURE LIMITED
518.00 | Pipeline laying and associated station works for Phase-I: ARCHITECTURE WHITEWASHING, PAINTING & POLISHING Providing and applying two or more coats (to give a smooth and even shade) of premium plastic emulsion paint conforming to IS:5411 of approved make and shade including cleaning and preparation of surface consisting of application of Plaster of Paris punning over entire surface, filling all holes and depressions with plaster of Paris, applying a coat of cement primer, two or more coats of oil based putty (as per manufacturer's recommendations to give a paste like putty), sandpapering etc. all complete. | 4850.00 | m² |  | 372.00 | 1804200.00 | 300.00 | 1455000.00 | 214.00 | 1037900.00 | 400.00 | 1940000.00 | 1037900.00 | Kalpataru Power Transmission Limited
519.00 | Pipeline laying and associated station works for Phase-I: ARCHITECTURE WHITEWASHING, PAINTING & POLISHING Oil bound distempering conforming to IS : 428 including preparation of surfaces (making good of uneven plaster with plaster of paris mixed with water, sand papering), providing a priming coat of alkali resistant/ distemper primer. | 11000.00 | m² |  | 348.00 | 3828000.00 | 300.00 | 3300000.00 | 173.00 | 1903000.00 | 250.00 | 2750000.00 | 1903000.00 | Kalpataru Power Transmission Limited
520.00 | Pipeline laying and associated station works for Phase-I: ARCHITECTURE WHITEWASHING, PAINTING & POLISHING Providing and applying two coats of synthetic enamel paint of approved make and shade to give an even shade including cleaning and preparation of surfaces, providing 2 coats of primer, stopping and filling etc. complete. | 130.00 | m² |  | 348.00 | 45240.00 | 274.00 | 35620.00 | 265.00 | 34450.00 | 350.00 | 45500.00 | 34450.00 | Kalpataru Power Transmission Limited
521.00 | Pipeline laying and associated station works for Phase-I: ARCHITECTURE WHITEWASHING, PAINTING & POLISHING Providing and applying min 2 mm thick white cement and polymer based wall putty (JK Wall care/ Birla Putty/ SARA or approved equivalent) over plastered surfaces (masonry wall/ RCC) and smoothening the surface with sand paper etc., preparation of surface etc. all complete as per the approved manufacturer's recommendations and directions of Engineer-in-charge. | 80.00 | m² |  | 156.00 | 12480.00 | 250.00 | 20000.00 | 61.00 | 4880.00 | 180.00 | 14400.00 | 4880.00 | Kalpataru Power Transmission Limited
522.00 | Pipeline laying and associated station works for Phase-I: ARCHITECTURE WHITEWASHING, PAINTING & POLISHING Providing and applying/ finishing the walls/ RCC surfaces with Premium Acrylic smooth exterior paint with silicon additives with low VOC (Volatile Organic Compound) content (Snowcryl-XT of 'Snowcem India Ltd. or approved equivalent) of required shades on new work applied in two or more coats at the rate of 1.43 ltr/ 10 sq.m over and including base coat of waterproof cement paint (of Snowcem Plus or approved equivalent) including cleaning, preparation of surfaces, curing etc. all complete. | 28262.00 | m² |  | 264.00 | 7461168.00 | 250.00 | 7065500.00 | 281.00 | 7941622.00 | 200.00 | 5652400.00 | 5652400.00 | LIKHITHA INFRASTRUCTURE LIMITED
523.00 | Pipeline laying and associated station works for Phase-I: ARCHITECTURE ROOFING 160mm dia O.D. Size. exposed PVC rain water pipe jointed with bonding solution of approved quality and make with pressure rating of 4kg/cm2 including clamps, connections etc. all as per approved manufacturer's details. | 60.00 | RM |  | 1680.00 | 100800.00 | 400.00 | 24000.00 | 918.00 | 55080.00 | 500.00 | 30000.00 | 24000.00 | Advance Infrastrurctures Pvt Ltd
524.00 | Pipeline laying and associated station works for Phase-I: ARCHITECTURE ROOFING 160mm dia O.D. Size. embedded PVC rain water pipe jointed with bonding solution of approved quality and make with pressure rating of 4kg/cm2 including clamps, connections etc. all as per approved manufacturer's details | 200.00 | RM |  | 1680.00 | 336000.00 | 480.00 | 96000.00 | 1530.00 | 306000.00 | 700.00 | 140000.00 | 96000.00 | Advance Infrastrurctures Pvt Ltd
525.00 | Pipeline laying and associated station works for Phase-I: ARCHITECTURE ROOFING Providing and laying in position approved quality profiled, precoated, steel sheets (for roofing, cladding etc.) made from cold rolled high tensile Zincalume/ Galvalume Steel of 550 MPA yield stress conforming to IS:513, IS:15961 and ASTM AS: 1397; the substrate shall be hot dip metallic coating of aluminium- zinc alloy (150 grams per sq. mtr. Total on both sides, coating class AZ150); the bottom unexposed surface shall be provided with alkyd backer of minimum 5 microns over a 5 micron coat of primer; top exposed surface shall have SDP (Super Durable Polyester) paint system MINIMUM 20 microns in approved shade applied over 5 microns primer; overall coated thickness of sheets not less than 0.52 mm having base metal thickness of minimum 0.45mm (negative tolerance not acceptable), profile depth not less than 28mm and pitch of 195 to 255mm; including cutting, mitering, laps, providing cutouts for fixing accessories, necessary fastners (approved quality anti corrosive polyester polymer coated, rivets, nuts, bolts, self drilling screws/ fasteners with integral washers and EPDM seals, and nylon colour caps and natural cure type joint sealants etc.) All complete as per approved manufacturer's specifications. Note: The steel sheet shall have brand marking of coated steel manufacturer (product details, date, mfg name, etc) on back side at regular interval confirming genuinity of the material. | 30.00 | m² |  | 10200.00 | 306000.00 | 2125.00 | 63750.00 | 765.00 | 22950.00 | 3500.00 | 105000.00 | 22950.00 | Kalpataru Power Transmission Limited
526.00 | Pipeline laying and associated station works for Phase-I: ARCHITECTURE ROOFING Providing and laying in position roofing and cladding accessories like ridge piece, corner piece, north light curve piece, apron piece, gutter, flashing etc. fabricated out of 0.5mm precoated Zincalume/ Galvalume Steel steel sheets of same material/ quality etc. as that of sheeting; bent and profiled to match with the roofing and cladding, including all cutting, fabrication, rivetting, fastners etc. all complete. | 10.00 | m² |  | 10200.00 | 102000.00 | 2197.00 | 21970.00 | 867.00 | 8670.00 | 3500.00 | 35000.00 | 8670.00 | Kalpataru Power Transmission Limited
527.00 | Pipeline laying and associated station works for Phase-I: ARCHITECTURE ROOFING Polycarbonate sheets roofing/ cladding Providing and fixing in position (for roofing and cladding) machine made 2mm thick corrugated polycarbonate sheets (conforming to IS :14434, 14443) of approved manufacturer (in approved shade) extruded from polycarbonate resin, having profiles as approved/ matching exactly with the surrounding pre-coated roofing/ cladding sheets and having following properties: (a) Specific gravity 1.2 g/ cm3 (b) Hardness 119 M Scale (c) Tensile Strength 64 Mpa (d) Compressive strength 66Mpa (e) Impact Strength 900 J/m The item includes fixing to steel structure members (truss/ purlins)/ brick masonry walls by means of polymer coated 'J' or 'L' hooks, bolts, nuts 8mm dia G.I. bitumen washers etc. all complete as per approved manufacturer's recommendations and specifications. | 2.00 | m² |  | 10200.00 | 20400.00 | 1921.00 | 3842.00 | 2550.00 | 5100.00 | 3500.00 | 7000.00 | 3842.00 | Advance Infrastrurctures Pvt Ltd
528.00 | Pipeline laying and associated station works for Phase-I: ARCHITECTURE ROOFING approx. size 700 mm outer dia. with minimum 2500 CFM capacity | 2.00 | nos |  | 11400.00 | 22800.00 | 15000.00 | 30000.00 | 17340.00 | 34680.00 | 15000.00 | 30000.00 | 22800.00 | JSIW INFRASTRUCTURE PRIVATE LIMITED
529.00 | Pipeline laying and associated station works for Phase-I: ARCHITECTURE SANITARY FITTINGS & FIXTURES Providing and fixing white glazed Earthenware Orissa pan type water closet with integral footrest of 550mmx440mm size conforming to IS : 2556, Part - III including glazed earthenware flushing cistern supported on MS brackets conforming to IS:774 of 10 litre capacity with CP brass handles,32mm dia telescopic flush pipe with fittings & clamps,15 mm dia overflow pipe with mosquitoproof net,15mm dia PVC connection pipe 450mm long,painting of all exposed metalic surfaces with 2 coats of approved shade and quality synthetic enamel paint (ICI or approved equivalent) over a priming coat of approved qualityred oxide zinc chromate, cutting walls, floors and making good of same,finishing, soldered joints, making inlet/ outlet connections,providing min. 150mm thick sand cushion, finishing etc. all complete. | 10.00 | nos |  | 23400.00 | 234000.00 | 3500.00 | 35000.00 | 16320.00 | 163200.00 | 13000.00 | 130000.00 | 35000.00 | Advance Infrastrurctures Pvt Ltd
530.00 | Pipeline laying and associated station works for Phase-I: ARCHITECTURE SANITARY FITTINGS & FIXTURES Providing and fixing white glazed Earthen ware double trap, syphonic pattern wash down water closet conforming to IS : 2556 Part II including white plastic solid seat and cover conforming to IS : 2548, CP brass hinges and rubber buffers,10 litres capacity glazed Earthenware low level cistern conforming to IS:774 with internal overflow system & fittings,CP brass 40mm dia flush pipe,15 mm dia ,450mm long PVC connection pipe,ball valve, painting of all exposed matalic surfaces with 2 coats of approved shade and quality synthetic enamel paint (ICI or approved equivalent) over a priming coat of approved quality red oxide zinc chromate, cutting walls, floors and making good of same, making inlet and outlet connections, finishing etc. all complete. | 10.00 | nos |  | 23400.00 | 234000.00 | 17176.00 | 171760.00 | 18360.00 | 183600.00 | 10000.00 | 100000.00 | 100000.00 | LIKHITHA INFRASTRUCTURE LIMITED
531.00 | Pipeline laying and associated station works for Phase-I: ARCHITECTURE SANITARY FITTINGS & FIXTURES One urinal.(with 5 litre capacity cistern) | 10.00 | nos |  | 16800.00 | 168000.00 | 13544.00 | 135440.00 | 17340.00 | 173400.00 | 13000.00 | 130000.00 | 130000.00 | LIKHITHA INFRASTRUCTURE LIMITED
532.00 | Pipeline laying and associated station works for Phase-I: ARCHITECTURE SANITARY FITTINGS & FIXTURES Providing and fixing minimum 17mm thick, marble partitions (approved quality & shade) with round edges for urinals including cutting walls, inserting (upto 100mm depth) and fixing the slab with Cement Mortar (1 cement : 3 coarse sand by volume). fixing with M.S. channels at bottom, suitably embedded in wall with grouting, painting all exposed metallic surfaces with 2 coats of approved shade and quality synthetic enamel paint (ICI or approved equivalent) over an approved quality priming of red oxide zinc chromate, making good of all damaged work,finishing etc. all complete. | 20.00 | m² |  | 9000.00 | 180000.00 | 3011.00 | 60220.00 | 6120.00 | 122400.00 | 3000.00 | 60000.00 | 60000.00 | LIKHITHA INFRASTRUCTURE LIMITED
533.00 | Pipeline laying and associated station works for Phase-I: ARCHITECTURE SANITARY FITTINGS & FIXTURES Providing Handwash basin of white glazed earthen-ware. | 10.00 | nos |  | 11400.00 | 114000.00 | 11546.00 | 115460.00 | 20400.00 | 204000.00 | 18000.00 | 180000.00 | 114000.00 | JSIW INFRASTRUCTURE PRIVATE LIMITED
534.00 | Pipeline laying and associated station works for Phase-I: ARCHITECTURE SANITARY FITTINGS & FIXTURES Providing and fixing 600mm x 120mm x 4mm thick Glass shelf of approved quality with CP brass bracket and guard rails including fixing to wall with wooden cleats and CP brass screws, cutting walls and making good the same, finishing etc.all complete. | 20.00 | nos |  | 10200.00 | 204000.00 | 6021.00 | 120420.00 | 10200.00 | 204000.00 | 9000.00 | 180000.00 | 120420.00 | Advance Infrastrurctures Pvt Ltd
535.00 | Pipeline laying and associated station works for Phase-I: ARCHITECTURE SANITARY FITTINGS & FIXTURES Providing and fixing approved quality chromium plated brass towel rail of 20mm dia, 600mm length and 1.25mm thickness including fixing to wall with wooden cleats and CP brass screws, cutting walls and making good the same, finishing etc. all complete. | 10.00 | nos |  | 2160.00 | 21600.00 | 5305.00 | 53050.00 | 1734.00 | 17340.00 | 1500.00 | 15000.00 | 15000.00 | LIKHITHA INFRASTRUCTURE LIMITED
536.00 | Pipeline laying and associated station works for Phase-I: ARCHITECTURE SANITARY FITTINGS & FIXTURES Providing and fixing approved quality chromium plated liquid soap container including fixing to wall with wooden cleats and CP brass screws, cutting walls and making good the same,finishing etc. all complete. | 10.00 | nos |  | 2640.00 | 26400.00 | 5399.00 | 53990.00 | 1020.00 | 10200.00 | 800.00 | 8000.00 | 8000.00 | LIKHITHA INFRASTRUCTURE LIMITED
537.00 | Pipeline laying and associated station works for Phase-I: ARCHITECTURE SANITARY FITTINGS & FIXTURES 15mm dia CP Brass stop cock. | 40.00 | nos |  | 2520.00 | 100800.00 | 5655.00 | 226200.00 | 2040.00 | 81600.00 | 700.00 | 28000.00 | 28000.00 | LIKHITHA INFRASTRUCTURE LIMITED
538.00 | Pipeline laying and associated station works for Phase-I: ARCHITECTURE SANITARY FITTINGS & FIXTURES 15mm dia CP Brass bib cock. | 40.00 | nos |  | 3120.00 | 124800.00 | 3021.00 | 120840.00 | 2040.00 | 81600.00 | 800.00 | 32000.00 | 32000.00 | LIKHITHA INFRASTRUCTURE LIMITED
539.00 | Pipeline laying and associated station works for Phase-I: ARCHITECTURE SANITARY FITTINGS & FIXTURES Providing and fixing white glazed half round channel of 100mm dia in slope with white cement slurry, finishing etc.all complete. | 20.00 | RM |  | 1020.00 | 20400.00 | 650.00 | 13000.00 | 1734.00 | 34680.00 | 1000.00 | 20000.00 | 13000.00 | Advance Infrastrurctures Pvt Ltd
540.00 | Pipeline laying and associated station works for Phase-I: ARCHITECTURE SANITARY FITTINGS & FIXTURES 100mm dia shower rose. | 10.00 | nos |  | 5400.00 | 54000.00 | 4500.00 | 45000.00 | 2040.00 | 20400.00 | 2500.00 | 25000.00 | 20400.00 | Kalpataru Power Transmission Limited
541.00 | Pipeline laying and associated station works for Phase-I: ARCHITECTURE SANITARY FITTINGS & FIXTURES Providing and fixing CP Brass Toilet paper holder of approved make with CP brass brackets including fixing to wall with wooden cleats, CP brass screws,cutting walls and making good the same, finishing etc. all complete. | 10.00 | nos |  | 1920.00 | 19200.00 | 3850.00 | 38500.00 | 3060.00 | 30600.00 | 900.00 | 9000.00 | 9000.00 | LIKHITHA INFRASTRUCTURE LIMITED
542.00 | Pipeline laying and associated station works for Phase-I: ARCHITECTURE SANITARY FITTINGS & FIXTURES Providing and fixing stainless steel Kitchen/ Laboratory sink of approx. Size 610mm x 450mm x 200mm made of min. 1mm thick stainless steel sheet of `Salem Steel' or equivalent supported on and including M.S. brackets conforming to IS: 775; one 15mm dia C.P brass long body bib cock (if fixed to wall) or swivel type pillar cock (if fixed to counter), 15mm dia PVC/ G.I. connections to floor trap with unions etc.; painting all exposed metallic surfaces with min. 2 coats of synthetic enamel paint of approved make and shade over acoat of red oxide zinc chromate primer; cutting floor, walls, counter etc. and making good the same, making all connections, finishing etc. all complete. | 20.00 | nos |  | 22800.00 | 456000.00 | 11560.00 | 231200.00 | 17340.00 | 346800.00 | 20000.00 | 400000.00 | 231200.00 | Advance Infrastrurctures Pvt Ltd
543.00 | Pipeline laying and associated station works for Phase-I: ARCHITECTURE SANITARY FITTINGS & FIXTURES Providing and fixing minimum 17mm thick polished granite stone partitions (in approved quality, shade and design/ shape) with round edges for urinals including cutting walls, inserting (up to 100mm depth) and fixing the slab with Cement Mortar (1 cement : 3 coarse sand by volume), making good of all damaged work, finishing etc. all complete | 20.00 | m² |  | 6960.00 | 139200.00 | 2645.00 | 52900.00 | 7140.00 | 142800.00 | 4000.00 | 80000.00 | 52900.00 | Advance Infrastrurctures Pvt Ltd
544.00 | Pipeline laying and associated station works for Phase-I: ARCHITECTURE SANITARY FITTINGS & FIXTURES Providing and fixing round edged mirror of 6mm thick float glass with 6mm thick waterproof marine ply backing and rounded/ beveled edging, fixed on wall with wooden cleats and CP brass screws including cutting walls/ tiles, making good the same, finishing etc. all complete. | 10.00 | m² |  | 7200.00 | 72000.00 | 2645.00 | 26450.00 | 510.00 | 5100.00 | 1500.00 | 15000.00 | 5100.00 | Kalpataru Power Transmission Limited
545.00 | Pipeline laying and associated station works for Phase-I: ARCHITECTURE SANITARY FITTINGS & FIXTURES Providing and fixing CP Brass hand shower (health Faucet, of Jaquar or approved equivalent ) with 8 mm Dia, 1 metre long PVC Tube and Wall hook in approved colour and finish with all necessary fittings etc. all complete. | 10.00 | nos |  | 3120.00 | 31200.00 | 4836.00 | 48360.00 | 2754.00 | 27540.00 | 2500.00 | 25000.00 | 25000.00 | LIKHITHA INFRASTRUCTURE LIMITED
546.00 | Pipeline laying and associated station works for Phase-I: ARCHITECTURE SANITARY FITTINGS & FIXTURES Providing and fixing approved quality chromium plated brass towel ring of 150mm dia including fixing to wall with wooden cleats and CP brass screws, cutting walls and making good the same, finishing etc. all complete. | 10.00 | nos |  | 1800.00 | 18000.00 | 3025.00 | 30250.00 | 2550.00 | 25500.00 | 500.00 | 5000.00 | 5000.00 | LIKHITHA INFRASTRUCTURE LIMITED
547.00 | Pipeline laying and associated station works for Phase-I: ARCHITECTURE SANITARY FITTINGS & FIXTURES Providing and fixing approved quality chromium plated brass towel rack with towel rail, of 250mm width and 600mm length including fixing to wall with wooden cleats and CP brass screws, cutting walls and making good the same, finishing etc. all complete. | 2.00 | nos |  | 2520.00 | 5040.00 | 4807.00 | 9614.00 | 2448.00 | 4896.00 | 1200.00 | 2400.00 | 2400.00 | LIKHITHA INFRASTRUCTURE LIMITED
548.00 | Pipeline laying and associated station works for Phase-I: ARCHITECTURE SANITARY FITTINGS & FIXTURES Providing and fixing approved quality chromium plated brass Soap dish of 100mm width and 130mm length including fixing to wall with wooden cleats and CP brass screws, cutting walls and making good the same, finishing etc. all complete. | 30.00 | nos |  | 900.00 | 27000.00 | 1985.00 | 59550.00 | 2805.00 | 84150.00 | 600.00 | 18000.00 | 18000.00 | LIKHITHA INFRASTRUCTURE LIMITED
549.00 | Pipeline laying and associated station works for Phase-I: ARCHITECTURE SANITARY FITTINGS & FIXTURES Providing, fixing, testing and commissioning C.P. brass 2 way bib cock quarter turn type for health faucet of following make or approved equivalent 15 mm nominal bore, all complete as per standard design, specifications and direction of Engineer-in-charge. | 30.00 | nos |  | 3540.00 | 106200.00 | 4975.00 | 149250.00 | 2550.00 | 76500.00 | 2000.00 | 60000.00 | 60000.00 | LIKHITHA INFRASTRUCTURE LIMITED
550.00 | Pipeline laying and associated station works for Phase-I: ARCHITECTURE SANITARY FITTINGS & FIXTURES Providing, fixing, testing and commissioning C.P. brass wall mount Lavatory faucet mixer for wash basin of following make or approved equivalent 15 mm nominal bore, all complete as per standard design, specifications and direction of Engineer-in-charge. | 20.00 | nos |  | 7440.00 | 148800.00 | 8925.00 | 178500.00 | 2805.00 | 56100.00 | 2200.00 | 44000.00 | 44000.00 | LIKHITHA INFRASTRUCTURE LIMITED
551.00 | Pipeline laying and associated station works for Phase-I: ARCHITECTURE SANITARY FITTINGS & FIXTURES "Providing and fixing 600mm x 120mm x 6mm thick Glass shelf of approved quality with 'D' or 'F' bracket (Stainless Steel 202 grade) and guard rails including fixing to wall with plastic rawl plugs and SS screws, drilling walls and making good the same, finishing etc., all complete. | 10.00 | nos |  | 10800.00 | 108000.00 | 3988.00 | 39880.00 | 5100.00 | 51000.00 | 5000.00 | 50000.00 | 39880.00 | Advance Infrastrurctures Pvt Ltd
552.00 | Pipeline laying and associated station works for Phase-I: ARCHITECTURE FALSE CEILING, FALSE FLOORING, UNDERDECK INSULATION, PARTITIONING Providing and fixing Tray type Aluminium plank false ceiling consisting of 254/305mm x 1264mm or 600mm x 600mm size Aluminium planks (profiled for positive engagement into clip-in profiles and demounting of individual planks) manufactured out of 0.7mm thk. Aluminium alloy 3105/3005/5052 (as per ASTM 209M) with stove enamelled (coil coated) finish in approved colour and suspension system consisting of 0.5mm thk. 40mm x 20mm galvanised steel clip-in main runner profiles (@ 1264mm or 600mm as per plank size) supported by and including 0.5mm thk. 25mm x 16mm GI suspension angle,1mm thk. 25mm x 34mm x 76mm CRCA zinc plated steel ceiling brackets (@ max. 1264mm c/c or 600mm as per profile) fixed to roof slab/beam,0.5mm thk. 40mm wide, 105mm high G.I. hold on clamps slotted for level adjustment, perimeter angles including providing slit openings for fixing supply/return air grill, lighting fixtures, AC ducts etc. all complete. . | 500.00 | m² |  | 3360.00 | 1680000.00 | 1650.00 | 825000.00 | 4794.00 | 2397000.00 | 6500.00 | 3250000.00 | 825000.00 | Advance Infrastrurctures Pvt Ltd
553.00 | Pipeline laying and associated station works for Phase-I: ARCHITECTURE FALSE CEILING, FALSE FLOORING, UNDERDECK INSULATION, PARTITIONING Providing and fixing in position underdeck insulation consisting of rigid Polyisocyanurate foam (PIR) slabs of size 1000 x 500mm and thickness of 30mm (covered on one side with glass fibre tissue/ Aluminium foil having 50mm overlap) conforming to IS:12436 having density not less than 32 kg./ Cu. M., thermal conductivity (K- value) not more than 0.023 w/mk measured at 10 deg. C; classified as 'Class I' for surface spread of flame as per BS 476, part 7; fixed to R.C.C. slab by hot blow grade bitumen of 85/25 grade or cold adhesive CPRX applied over a coat of bituminous primer @ 0.5 Litres/ Sq.M. applied to bare R.C.C. surface and to the two surface of each PIR panel and pressed in position (while the bitumen is still tacky) with the help of G.I. screws (No. 8 x 75mm long) fixed into rawl plugs (holes in R.C.C. for the rawl plugs shall be drilled prior to applying coat of bituminous primer) of size 8 x 25mm inserted (5 nos. for each slab- One each at 4 corners and one at center) and G.I washers 25mm dia; including covering the overlaps with approved quality sealing compound (MAS-94 or equivalent); chicken wire mesh 24G x 19mm shall then be fixed to G.I screws and tightened with lacing wire; including preparation of surface consisting of cleaning R.C.C surface of all dust, dirt and loose particles by wire brushing; etc. all complete as per approved manufacturer's standard specifications and recommendations. | 500.00 | m² |  | 3720.00 | 1860000.00 | 1650.00 | 825000.00 | 2550.00 | 1275000.00 | 2500.00 | 1250000.00 | 825000.00 | Advance Infrastrurctures Pvt Ltd
554.00 | Pipeline laying and associated station works for Phase-I: ARCHITECTURE FALSE CEILING, FALSE FLOORING, UNDERDECK INSULATION, PARTITIONING 12.5 mm thick tapered edge gypsum fire resistant board conforming to IS: 2095- Part I | 250.00 | m² |  | 1800.00 | 450000.00 | 1650.00 | 412500.00 | 6120.00 | 1530000.00 | 2000.00 | 500000.00 | 412500.00 | Advance Infrastrurctures Pvt Ltd
555.00 | Pipeline laying and associated station works for Phase-I: ARCHITECTURE FALSE CEILING, FALSE FLOORING, UNDERDECK INSULATION, PARTITIONING 12.5 mm thick square edge PVC Laminated Gypsum Tile of size 595x595 mm, made of Gypsum plasterboard, manufactured from natural gypsum as per IS 2095 part I and laminated with white 0.16mm thick fire retardant PVC film on the face side and 12micron metalized polyester on the back side with all edges sealed with the face side PVC film which goes around and wraps the edges and is bonded to the edges and the back side metalized polyester film so as to make the tile a completely sealed unit. | 250.00 | m² |  | 1800.00 | 450000.00 | 1550.00 | 387500.00 | 4386.00 | 1096500.00 | 6500.00 | 1625000.00 | 387500.00 | Advance Infrastrurctures Pvt Ltd
556.00 | Pipeline laying and associated station works for Phase-I: ARCHITECTURE MISCELLANEOUS ITEMS Sealing 25mm thick, 50mm wide expansion joints with premium grade two part poly-sulphide sealant (based on LP liquid sulphide) over and including primer (specially developed for use with polysulphide sealant material and as approved) and back-up materials of polyethylene strip or other bondbreaker (all as per manufacturer's specification), sealant being mixed (the base and the curing agent thoroughly mixed with slow speed electric mixer) and applied by sealant gun and `sealant application kit' including drying of surfaces before application by wire brushing, finishing etc. all complete. | 150.00 | RM |  | 900.00 | 135000.00 | 1675.00 | 251250.00 | 153.00 | 22950.00 | 250.00 | 37500.00 | 22950.00 | Kalpataru Power Transmission Limited
557.00 | Pipeline laying and associated station works for Phase-I: ARCHITECTURE MISCELLANEOUS ITEMS Plinth protection of PCC (1:3:6) laid over rammed earth to slope and trowel finished. Cement supplied by the Contractor at their cost. | 1020.00 | m² |  | 1260.00 | 1285200.00 | 1350.00 | 1377000.00 | 918.00 | 936360.00 | 1800.00 | 1836000.00 | 936360.00 | Kalpataru Power Transmission Limited
558.00 | Pipeline laying and associated station works for Phase-I: ARCHITECTURE MISCELLANEOUS ITEMS Building drain consisting of brick work, PCC (1:3:6) laid over rammed earth and finished with 15mm thick plain cement plaster topped with neat cement finish @ 2.75kg. of cement per Sq.M of area including finishing curing etc. all complete. Cement supplied by the Contractor at their cost. | 1020.00 | m² |  | 4200.00 | 4284000.00 | 1550.00 | 1581000.00 | 3060.00 | 3121200.00 | 2000.00 | 2040000.00 | 1581000.00 | Advance Infrastrurctures Pvt Ltd
559.00 | Pipeline laying and associated station works for Phase-I: ARCHITECTURE MISCELLANEOUS ITEMS Extra for providing 600mm long MS grating drain cover as per EIL STD No. 7-75-0065 made of 40mm x 6mm M.S. flat framework with 40mm x 6mm MS flats welded @ 35mm c/c including providing & fixing 50mm x 50mm x 6mm M.S. angle frame fixed to concrete portion of the drain. | 1750.00 | nos |  | 4680.00 | 8190000.00 | 1800.00 | 3150000.00 | 3060.00 | 5355000.00 | 600.00 | 1050000.00 | 1050000.00 | LIKHITHA INFRASTRUCTURE LIMITED
560.00 | Pipeline laying and associated station works for Phase-I: ARCHITECTURE MISCELLANEOUS ITEMS Building drain consisting of brick work, M20 concrete laid over rammed earth and finished with 15mm thick plain cement plaster topped with neat cement finish @ 2.75kg. of cement per Sq.M of area including finishing curing etc. all complete. Cement supplied by the Contractor at their cost. | 1020.00 | m² |  | 4200.00 | 4284000.00 | 390.00 | 397800.00 | 3060.00 | 3121200.00 | 3500.00 | 3570000.00 | 397800.00 | Advance Infrastrurctures Pvt Ltd
561.00 | Pipeline laying and associated station works for Phase-I: ARCHITECTURE MISCELLANEOUS ITEMS Providing and fixing in position 50mm dia GI pipe spouts to slope for drainage of canopy, chajja etc., including puncturing the masonry /RCC and grouting with M-15 grade concrete, finishing etc. all complete. | 40.00 | RM |  | 1260.00 | 50400.00 | 340.00 | 13600.00 | 816.00 | 32640.00 | 500.00 | 20000.00 | 13600.00 | Advance Infrastrurctures Pvt Ltd
562.00 | Pipeline laying and associated station works for Phase-I: ARCHITECTURE MISCELLANEOUS ITEMS Providing and applying Anti-Termite coating conforming to I.S. 401 coating to all woodwork (panel/frame) with approved quality aldrine- chlorinated phenol compound conforming to I.S. 401 to be applied in 3 or more coats (covering capacity-3 sq.m per coat) as required before finishing of the surface if any (viz.painting lamination etc.) all complete. | 190.00 | m² |  | 270.00 | 51300.00 | 350.00 | 66500.00 | 179.00 | 34010.00 | 500.00 | 95000.00 | 34010.00 | Kalpataru Power Transmission Limited
563.00 | Pipeline laying and associated station works for Phase-I: ARCHITECTURE MISCELLANEOUS ITEMS 32 mm dia N.B. (medium) M.S. pipe handrail welded to baluster and painted with double coating of synthetic enamel paint over priming coat as per EIL STD NO. 7-75-0036. | 220.00 | RM |  | 4200.00 | 924000.00 | 1750.00 | 385000.00 | 3570.00 | 785400.00 | 1800.00 | 396000.00 | 385000.00 | Advance Infrastrurctures Pvt Ltd
564.00 | Pipeline laying and associated station works for Phase-I: ARCHITECTURE MISCELLANEOUS ITEMS Supplying, assembling and installing 1000 mm high satin finish stainless steel (SS 304 grade) tubular railing of approved design in staircases, ramps, around floor cut outs etc. consisting of: 1. 50mm dia SS pipe top handrail 2. 32 mm dia SS pipe balusters (at every third step for staircase, @ maximum 1200mm c/c for ramp, floor cutouts) 3. 3 nos minimum 18mm dia SS pipe intermediate handrails. Including: 1. Fixing balusters to floor with 4 nos bolts änd 8mm thick, 100mm dia SS base plate & SS cap/collar. 2. Fixing top handrail to the balusters with 12mm dia SS bar connector & 6mm thick SS saddle plate. 3. Fixing intermediate handrails to the balusters with 12mm dia SS bar connector. 4. All end caps, decorative caps over balustrades,necessary bending, welding, polishing of all welded joints (Length of top handrail shall be measured for payment). | 20.00 | RM |  | 7800.00 | 156000.00 | 2875.00 | 57500.00 | 3570.00 | 71400.00 | 3300.00 | 66000.00 | 57500.00 | Advance Infrastrurctures Pvt Ltd
565.00 | Pipeline laying and associated station works for Phase-I: ARCHITECTURE MISCELLANEOUS ITEMS Providing and fixing in position Steel Entrance Gates consisting of 40mm x 80mm x 3.2mm M.S. tubular frame, 80mm x 40mm x 3.2mm rectangular M.S. hollow sections & 32x32x2.6 mm MS rectangular hollow sections, both horizontal & vertical members welded to the framework and intermediate curved rectangular hollow section as per standard design, locking arrangement, 25mm thick, 75mm dia M.S. wheel with ball bearing including fixing the gate to RCC/ masonry by M.S. hinge arrangement (fabricated/ machined as per detail) and M.S. hold fast (25 x 6 x 200mm long) grouted with M-20 grade concrete, providing and fixing M.S. pivot, 50mm x 50mm x 6mm M.S. Tee bent to shape and embedded in road surface for gate opening track, gate stopper, painting the gate with approved shade and quality synthetic enamel paint (two coats) and a coat of approved quality primer, ensuring smooth operation of the gate etc. all complete as per EIL- STD-No. 7-75-0054. | 160.00 | m² |  | 8400.00 | 1344000.00 | 10500.00 | 1680000.00 | 9180.00 | 1468800.00 | 13000.00 | 2080000.00 | 1344000.00 | JSIW INFRASTRUCTURE PRIVATE LIMITED
566.00 | Pipeline laying and associated station works for Phase-I: ARCHITECTURE Fire rated Doors/ Windows and Partitions Fire rated Single Steel door with panic bar Providing and fixing 2 hours fire rated, single shutter steel doors consisting of steel door frame, shutter, vision panel, insulation and hardware such as hinges, panic bar, locks/ trims for panic bar, door closer, door stopper, concealed flush bolt etc. including fixing with masonry, partition etc. all complete as per specification and approved Manufacturer's details. | 50.00 | m² |  | 33600.00 | 1680000.00 | 4400.00 | 220000.00 | 30600.00 | 1530000.00 | 15000.00 | 750000.00 | 220000.00 | Advance Infrastrurctures Pvt Ltd
567.00 | Pipeline laying and associated station works for Phase-I: ARCHITECTURE Fire rated Doors/ Windows and Partitions Fire rated Double Steel door with panic bar Providing and fixing 2 hours fire rated, double shutter steel doors consisting of steel door frame, shutter, vision panel, insulation and hardware such as hinges, panic bar, locks/ trims for panic bar, door closer, door stopper, concealed flush bolt including fixing with masonry, partition etc. all complete as per specification and approved Manufacturer's details. | 150.00 | m² |  | 42000.00 | 6300000.00 | 4300.00 | 645000.00 | 45900.00 | 6885000.00 | 15000.00 | 2250000.00 | 645000.00 | Advance Infrastrurctures Pvt Ltd
568.00 | Pipeline laying and associated station works for Phase-I: CIVIL, STRUCTURE AND ARCHITECTURE FLOORING Providing and fixing 1st quality ceramic glazed floor tiles conforming to IS : 15622 (thickness to be specified by the manufacturer ) of approved make in all colours, shades except burgundy, bottle green, black of any size as approved by Engineer-in-Charge in skirting, risers of steps and dados over 12 mm thick bed of cement Mortar 1:3 (1 cement: 3 coarse sand) and jointing with grey cement slurry @ 3.3kg per sqm including pointing in white cement mixed with pigment of matching shade | 800.00 | sqm |  | 1740.00 | 1392000.00 | 1600.00 | 1280000.00 | 2550.00 | 2040000.00 | 2200.00 | 1760000.00 | 1280000.00 | Advance Infrastrurctures Pvt Ltd
569.00 | Pipeline laying and associated station works for KCPL Phase-I (Pipeline & Structural Works): STRUCTURAL EARTH WORK (REFER SPECIFICATION NO. 6-68-0003) Earth work in EXCAVATION below ground level for all kinds of works in ALL TYPES OF SOILS EXCEPT SOFT ROCK AND HARD ROCK as classified in specification for a depth upto 1.5m including removal of vegetation, shrubs and debris, cutting and dressing of sides in slopes, levelling, grading and ramming of bottoms, dewatering of accumulated water from any source and keeping the surface dry for subsequent works and disposal or stacking of excavated material within a lead of 100m, as directed including providing temporary supports to existing service lines like water pipes, sewage pipes, electric overhead and underground cables etc. all complete, but excluding shoring and strutting. | 9835.00 | m³ |  | 216.00 | 2124360.00 | 250.00 | 2458750.00 | 408.00 | 4012680.00 | 350.00 | 3442250.00 | 2124360.00 | JSIW INFRASTRUCTURE PRIVATE LIMITED
570.00 | Pipeline laying and associated station works for KCPL Phase-I (Pipeline & Structural Works): STRUCTURAL EARTH WORK (REFER SPECIFICATION NO. 6-68-0003) Earth work in EXCAVATION below ground level for all kinds of works in ALL TYPES OF SOILS EXCEPT SOFT ROCK AND HARD ROCK as classified in specification for a depth beyond 1.5m and upto and inclusive of 3.0m including removal of vegetation, shrubs and debris, cutting and dressing of sides in slopes, levelling, grading and ramming of bottoms, dewatering of accumulated water from any source and keeping the surface dry for subsequent works and disposal or stacking of excavated material within a lead of 100m, as directed including providing temporary supports to existing service lines like water pipes, sewage pipes, electric overhead and underground cables etc. all complete, but excluding shoring and strutting. | 690.00 | m³ |  | 324.00 | 223560.00 | 300.00 | 207000.00 | 469.00 | 323610.00 | 400.00 | 276000.00 | 207000.00 | Advance Infrastrurctures Pvt Ltd
571.00 | Pipeline laying and associated station works for KCPL Phase-I (Pipeline & Structural Works): STRUCTURAL EARTH WORK (REFER SPECIFICATION NO. 6-68-0003) Earth work in EXCAVATION below ground level for all kinds of works in ALL TYPES OF SOILS EXCEPT SOFT ROCK AND HARD ROCK as classified in specification for a depth beyond 3.0m and upto & inclusive of 4.5m including removal of vegetation, shrubs and debris, cutting and dressing of sides in slopes, levelling, grading and ramming of bottoms, dewatering of accumulated water from any source and keeping the surface dry for subsequent works and disposal or stacking of excavated material within a lead of 100m, as directed including providing temporary supports to existing service lines like water pipes, sewage pipes, electric overhead and underground cables etc. all complete, but excluding shoring and strutting. | 50.00 | m³ |  | 456.00 | 22800.00 | 450.00 | 22500.00 | 540.00 | 27000.00 | 600.00 | 30000.00 | 22500.00 | Advance Infrastrurctures Pvt Ltd
572.00 | Pipeline laying and associated station works for KCPL Phase-I (Pipeline & Structural Works): STRUCTURAL EARTH WORK (REFER SPECIFICATION NO. 6-68-0003) Earth work in EXCAVATION below ground level for all kinds of works in ALL TYPES OF SOILS EXCEPT SOFT ROCK AND HARD ROCK as classified in specification for a depth beyond 4.5m and upto & inclusive of 6.0m including removal of vegetation, shrubs and debris, cutting and dressing of sides in slopes, levelling, grading and ramming of bottoms, dewatering of accumulated water from any source and keeping the surface dry for subsequent works and disposal or stacking of excavated material within a lead of 100m, as directed including providing temporary supports to existing service lines like water pipes, sewage pipes, electric overhead and underground cables etc. all complete, but excluding shoring and strutting. | 10.00 | m³ |  | 588.00 | 5880.00 | 1200.00 | 12000.00 | 728.00 | 7280.00 | 1200.00 | 12000.00 | 5880.00 | JSIW INFRASTRUCTURE PRIVATE LIMITED
573.00 | Pipeline laying and associated station works for KCPL Phase-I (Pipeline & Structural Works): STRUCTURAL EARTH WORK (REFER SPECIFICATION NO. 6-68-0003) Earth work in EXCAVATION below ground level for all kinds of works in SOFT ROCK as classified in specification for a depth upto 1.5m including removal of vegetation, shrubs and debris, cutting and dressing of sides in slopes, levelling, grading and ramming of bottoms, dewatering of accumulated water from any source and keeping the surface dry for subsequent works and disposal or stacking of excavated material within a lead of 100m, as directed including providing temporary supports to existing service lines like water pipes, sewage pipes, electric overhead and underground cables etc. all complete, but excluding shoring and strutting. | 2740.00 | m³ |  | 300.00 | 822000.00 | 300.00 | 822000.00 | 510.00 | 1397400.00 | 1200.00 | 3288000.00 | 822000.00 | JSIW INFRASTRUCTURE PRIVATE LIMITED, Advance Infrastrurctures Pvt Ltd
574.00 | Pipeline laying and associated station works for KCPL Phase-I (Pipeline & Structural Works): STRUCTURAL EARTH WORK (REFER SPECIFICATION NO. 6-68-0003) Earth work in EXCAVATION below ground level for all kinds of works in SOFT ROCK as classified in specification for a depth beyond 1.5m and upto & inclusive of 3.0m including removal of vegetation, shrubs and debris, cutting and dressing of sides in slopes, levelling, grading and ramming of bottoms, dewatering of accumulated water from any source and keeping the surface dry for subsequent works and disposal or stacking of excavated material within a lead of 100m, as directed including providing temporary supports to existing service lines like water pipes, sewage pipes, electric overhead and underground cables etc. all complete, but excluding shoring and strutting. | 345.00 | m³ |  | 450.00 | 155250.00 | 350.00 | 120750.00 | 587.00 | 202515.00 | 1500.00 | 517500.00 | 120750.00 | Advance Infrastrurctures Pvt Ltd
575.00 | Pipeline laying and associated station works for KCPL Phase-I (Pipeline & Structural Works): STRUCTURAL EARTH WORK (REFER SPECIFICATION NO. 6-68-0003) Earth work in EXCAVATION below ground level for all kinds of works in SOFT ROCK as classified in specification for a depth beyond 3.0m and upto & inclusive of 4.5m including removal of vegetation, shrubs and debris, cutting and dressing of sides in slopes, levelling, grading and ramming of bottoms, dewatering of accumulated water from any source and keeping the surface dry for subsequent works and disposal or stacking of excavated material within a lead of 100m, as directed including providing temporary supports to existing service lines like water pipes, sewage pipes, electric overhead and underground cables etc. all complete, but excluding shoring and strutting. | 50.00 | m³ |  | 630.00 | 31500.00 | 450.00 | 22500.00 | 674.00 | 33700.00 | 1800.00 | 90000.00 | 22500.00 | Advance Infrastrurctures Pvt Ltd
576.00 | Pipeline laying and associated station works for KCPL Phase-I (Pipeline & Structural Works): STRUCTURAL EARTH WORK (REFER SPECIFICATION NO. 6-68-0003) Earth work in EXCAVATION below ground level for all kinds of works in SOFT ROCK as classified in specification for a depth beyond 4.5m and upto & inclusive of 6.0m including removal of vegetation, shrubs and debris, cutting and dressing of sides in slopes, levelling, grading and ramming of bottoms, dewatering of accumulated water from any source and keeping the surface dry for subsequent works and disposal or stacking of excavated material within a lead of 100m, as directed including providing temporary supports to existing service lines like water pipes, sewage pipes, electric overhead and underground cables etc. all complete, but excluding shoring and strutting. | 10.00 | m³ |  | 720.00 | 7200.00 | 1500.00 | 15000.00 | 911.00 | 9110.00 | 2000.00 | 20000.00 | 7200.00 | JSIW INFRASTRUCTURE PRIVATE LIMITED
577.00 | Pipeline laying and associated station works for KCPL Phase-I (Pipeline & Structural Works): STRUCTURAL EARTH WORK (REFER SPECIFICATION NO. 6-68-0003) Earthwork in EXCAVATION below ground level for all kinds of works by CONTROLLED BLASTING IN HARD ROCKS, using blasting mats, GI Sheets, steel plates, nylon nets etc. including counter weight loading of the area to be blasted by sand bags where required, removal of all sand bags and blast control mats, GI Sheets, nets etc. after blasting etc. for a depth of 1.5m including all related work for blasting such as drilling, supplying, storage & charging of explosives making necessary safety measures around the area, chiselling and cutting to required levels, dressing & trimming of sides, levelling & grading of bottoms, dewatering of accumulated water from any source and keeping the surface dry for subsequent works & disposal of spoils to spoil heaps and stacking of usable excavated materials within a lead of 100m etc. as directed including providing temporary support to existing structures, service lines like water pipes, sewage pipes, electric overhead and underground cable etc. all complete. | 25.00 | m³ |  | 1140.00 | 28500.00 | 1200.00 | 30000.00 | 1020.00 | 25500.00 | 10000.00 | 250000.00 | 25500.00 | Kalpataru Power Transmission Limited
578.00 | Pipeline laying and associated station works for KCPL Phase-I (Pipeline & Structural Works): STRUCTURAL EARTH WORK (REFER SPECIFICATION NO. 6-68-0003) Earthwork in EXCAVATION below ground level for all kinds of works by CONTROLLED BLASTING IN HARD ROCKS, using blasting mats, GI Sheets, steel plates, nylon nets etc. including counter weight loading of the area to be blasted by sand bags where required, removal of all sand bags and blast control mats, GI Sheets, nets etc. after blasting etc. for a depth beyond 1.5m and upto & inclusive of 3.0m including all related work for blasting such as drilling, supplying, storage & charging of explosives making necessary safety measures around the area, chiselling & cutting to required levels, dressing & trimming of sides, levelling & grading of bottoms, dewatering of accumulated water from any source and keeping the surface dry for subsequent works & disposal of spoils to spoil heaps and stacking of usable excavated materials within a lead of 100m etc. as directed including providing temporary support to existing structures, service lines like water pipes, sewage pipes, electric overhead and underground cable etc. all complete. | 50.00 | m³ |  | 1440.00 | 72000.00 | 1500.00 | 75000.00 | 1326.00 | 66300.00 | 13000.00 | 650000.00 | 66300.00 | Kalpataru Power Transmission Limited
579.00 | Pipeline laying and associated station works for KCPL Phase-I (Pipeline & Structural Works): STRUCTURAL EARTH WORK (REFER SPECIFICATION NO. 6-68-0003) Earthwork in EXCAVATION below ground level for all kinds of works by CONTROLLED BLASTING IN HARD ROCKS, using blasting mats, GI Sheets, steel plates, nylon nets etc. including counter weight loading of the area to be blasted by sand bags where required, removal of all sand bags and blast control mats, GI Sheets, nets etc. after blasting etc. for a depth beyond 3.0m and upto & inclusive of 4.5m including all related work for blasting such as drilling, supplying, storage & charging of explosives making necessary safety measures around the area, chiselling & cutting to required levels, dressing & trimming of sides, levelling & grading of bottoms, dewatering of accumulated water from any source and keeping the surface dry for subsequent works & disposal of spoils to spoil heaps and stacking of usable excavated materials within a lead of 100m etc. as directed including providing temporary support to existing structures, service lines like water pipes, sewage pipes, electric overhead and underground cable etc. all complete. | 10.00 | m³ |  | 1680.00 | 16800.00 | 1800.00 | 18000.00 | 1530.00 | 15300.00 | 15000.00 | 150000.00 | 15300.00 | Kalpataru Power Transmission Limited
580.00 | Pipeline laying and associated station works for KCPL Phase-I (Pipeline & Structural Works): STRUCTURAL EARTH WORK (REFER SPECIFICATION NO. 6-68-0003) Earthwork in EXCAVATION below ground level for all kinds of works by CONTROLLED BLASTING IN HARD ROCKS, using blasting mats, GI Sheets, steel plates, nylon nets etc. including counter weight loading of the area to be blasted by sand bags where required, removal of all sand bags and blast control mats, GI Sheets, nets etc. after blasting etc. for a depth beyond 4.5m and upto & inclusive of 6.0m including all related work for blasting such as drilling, supplying, storage & charging of explosives making necessary safety measures around the area, chiselling & cutting to required levels, dressing & trimming of sides, levelling & grading of bottoms, dewatering of accumulated water from any source and keeping the surface dry for subsequent works & disposal of spoils to spoil heaps and stacking of usable excavated materials within a lead of 100m etc. as directed including providing temporary support to existing structures, service lines like water pipes, sewage pipes, electric overhead and underground cable etc. all complete. | 10.00 | m³ |  | 1860.00 | 18600.00 | 2200.00 | 22000.00 | 1785.00 | 17850.00 | 17000.00 | 170000.00 | 17850.00 | Kalpataru Power Transmission Limited
581.00 | Pipeline laying and associated station works for KCPL Phase-I (Pipeline & Structural Works): STRUCTURAL EARTH WORK (REFER SPECIFICATION NO. 6-68-0003) Earth work in EXCAVATION below ground level for all kinds of works in HARD ROCKS for a depth upto 1.5m by CHISELLING (pneumatic or manual), wedging or any other agreed methods (where blasting is prohibited for any reason or as decided) including all related works, all equipments required for chiselling, and cutting upto required levels, dressing and trimming of sides, levelling and grading of bottoms, dewatering of accumulated water from any source and keeping the surface dry for subsequent works and disposal of spoils to spoil heaps and stacking of usable excavated materials within a lead of 100m etc. all complete as directed including providing temporary supports to existing service lines like waterpipes, sewage pipes, electric overhead and underground cables etc. all complete. | 2715.00 | m³ |  | 1260.00 | 3420900.00 | 600.00 | 1629000.00 | 1224.00 | 3323160.00 | 5000.00 | 13575000.00 | 1629000.00 | Advance Infrastrurctures Pvt Ltd
582.00 | Pipeline laying and associated station works for KCPL Phase-I (Pipeline & Structural Works): STRUCTURAL EARTH WORK (REFER SPECIFICATION NO. 6-68-0003) Earth work in EXCAVATION below ground level for all kinds of works in HARD ROCKS for a depth beyond 1.5m and upto & inclusive of 3.0m by CHISELLING (pneumatic or manual), wedging or any other agreed methods (where blasting is prohibited for any reason or as decided) including all related works, all equipments required for chiselling, and cutting upto required levels, dressing and trimming of sides, levelling and grading of bottoms, dewatering of accumulated water from any source and keeping the surface dry for subsequent works and disposal of spoils to spoil heaps and stacking of usable excavated materials within a lead of 100m etc. all complete as directed including providing temporary supports to existing service lines like waterpipes, sewage pipes, electric overhead and underground cables etc. all complete. | 295.00 | m³ |  | 1560.00 | 460200.00 | 750.00 | 221250.00 | 1408.00 | 415360.00 | 6000.00 | 1770000.00 | 221250.00 | Advance Infrastrurctures Pvt Ltd
583.00 | Pipeline laying and associated station works for KCPL Phase-I (Pipeline & Structural Works): STRUCTURAL EARTH WORK (REFER SPECIFICATION NO. 6-68-0003) Earth work in EXCAVATION below ground level for all kinds of works in HARD ROCKS for a depth beyond 3.0m and upto & inclusive of 4.5m by CHISELLING (pneumatic or manual), wedging or any other agreed methods (where blasting is prohibited for any reason or as decided) including all related works, all equipments required for chiselling, and cutting upto required levels, dressing and trimming of sides, levelling and grading of bottoms, dewatering of accumulated water from any source and keeping the surface dry for subsequent works and disposal of spoils to spoil heaps and stacking of usable excavated materials within a lead of 100m etc. all complete as directed including providing temporary supports to existing service lines like waterpipes, sewage pipes, electric overhead and underground cables etc. all complete. | 50.00 | m³ |  | 1800.00 | 90000.00 | 950.00 | 47500.00 | 1619.00 | 80950.00 | 6500.00 | 325000.00 | 47500.00 | Advance Infrastrurctures Pvt Ltd
584.00 | Pipeline laying and associated station works for KCPL Phase-I (Pipeline & Structural Works): STRUCTURAL EARTH WORK (REFER SPECIFICATION NO. 6-68-0003) Earth work in EXCAVATION below ground level for all kinds of works in HARD ROCKS for a depth beyond 4.5m and upto & inclusive of 6.0m by CHISELLING (pneumatic or manual), wedging or any other agreed methods (where blasting is prohibited for any reason or as decided) including all related works, all equipments required for chiselling, and cutting upto required levels, dressing and trimming of sides, levelling and grading of bottoms, dewatering of accumulated water from any source and keeping the surface dry for subsequent works and disposal of spoils to spoil heaps and stacking of usable excavated materials within a lead of 100m etc. all complete as directed including providing temporary supports to existing service lines like waterpipes, sewage pipes, electric overhead and underground cables etc. all complete. | 10.00 | m³ |  | 2100.00 | 21000.00 | 1800.00 | 18000.00 | 2186.00 | 21860.00 | 7000.00 | 70000.00 | 18000.00 | Advance Infrastrurctures Pvt Ltd
585.00 | Pipeline laying and associated station works for KCPL Phase-I (Pipeline & Structural Works): STRUCTURAL EARTH WORK (REFER SPECIFICATION NO. 6-68-0003) Providing and installing approved type of "SHORING AND STRUTTING" by open timbering method for all depths to retain earth including dismantling and removal of the same etc. from site after completion of work etc. all complete as directed. | 50.00 | m² |  | 84.00 | 4200.00 | 290.00 | 14500.00 | 561.00 | 28050.00 | 1200.00 | 60000.00 | 4200.00 | JSIW INFRASTRUCTURE PRIVATE LIMITED
586.00 | Pipeline laying and associated station works for KCPL Phase-I (Pipeline & Structural Works): STRUCTURAL EARTH WORK (REFER SPECIFICATION NO. 6-68-0003) Providing and installing approved type of "SHORING AND STRUTTING" by close timbering method for all depths to retain earth including dismantling and removal of the same etc. from site after completion of work etc. all complete as directed. | 50.00 | m² |  | 84.00 | 4200.00 | 400.00 | 20000.00 | 561.00 | 28050.00 | 1200.00 | 60000.00 | 4200.00 | JSIW INFRASTRUCTURE PRIVATE LIMITED
587.00 | Pipeline laying and associated station works for KCPL Phase-I (Pipeline & Structural Works): STRUCTURAL EARTH WORK (REFER SPECIFICATION NO. 6-68-0003) BACKFILLING after execution of the WORK to proper grade and level with selected materials from available excavated soil from spoil heaps within a LEAD OF 100M, including re- excavating the deposited soil excavated earlier, breaking clods, laying at all depths and heights in layers of thickness not exceeding 15 Cms. watering, rolling and ramming by manual methods/ mechanical compactors to achieve 90% laboratory maximum dry density, dressing, trimming etc. in foundations, plinths, trenches, pits etc. all complete. | 8150.00 | m³ |  | 168.00 | 1369200.00 | 300.00 | 2445000.00 | 179.00 | 1458850.00 | 300.00 | 2445000.00 | 1369200.00 | JSIW INFRASTRUCTURE PRIVATE LIMITED
588.00 | Pipeline laying and associated station works for KCPL Phase-I (Pipeline & Structural Works): STRUCTURAL EARTH WORK (REFER SPECIFICATION NO. 6-68-0003) BACKFILLING after execution of the WORK to proper grade and level with selected materials from available excavated soil from spoil heaps beyond a LEAD OF 100M AND UPTO & INCLUSIVE OF 500M including re-excavating the deposited soil excavated earlier, breaking clods, laying at all depths and heights in layers of thickness not exceeding 15 Cms. watering, rolling and ramming by manual methods/mechanical compactors to achieve 90% laboratory maximum dry density, dressing, trimming etc. in foundations, plinths, trenches, pits etc. all complete. | 410.00 | m³ |  | 168.00 | 68880.00 | 450.00 | 184500.00 | 250.00 | 102500.00 | 600.00 | 246000.00 | 68880.00 | JSIW INFRASTRUCTURE PRIVATE LIMITED
589.00 | Pipeline laying and associated station works for KCPL Phase-I (Pipeline & Structural Works): STRUCTURAL EARTH WORK (REFER SPECIFICATION NO. 6-68-0003) EARTHWORK IN FILLING by excavating the earth from BORROW AREAS arranged by CONTRACTOR for all leads, transporting the earth from borrow area including cleaning & stripping the earth at borrow areas, breaking clods, loading, unloading and laying at all depths and heights in layers of thickness not exceeding 15 cms., watering, rolling and ramming by manual methods/mechanical compactors to achieve 90% of the maximum laboratory dry density, dressing, trimming, levelling the top surface etc. in foundations, plinths, trenches etc. all complete. | 2175.00 | m³ |  | 630.00 | 1370250.00 | 550.00 | 1196250.00 | 624.00 | 1357200.00 | 1200.00 | 2610000.00 | 1196250.00 | Advance Infrastrurctures Pvt Ltd
590.00 | Pipeline laying and associated station works for KCPL Phase-I (Pipeline & Structural Works): STRUCTURAL EARTH WORK (REFER SPECIFICATION NO. 6-68-0003) Transporting and disposing the SURPLUS EARTH AND DEBRIS including shrubs and vegetations from construction area beyond the initial LEAD OF 100M AND UPTO 1KM including re-excavating the deposited soil excavated earlier, transportation, loading, unloading, laying at all depths and heights, stacking, levelling and dressing both the area (viz. from where the earth is transported and where it is deposited) to required levels and slopes complete with all lifts as directed. For carting on the basis of truck measurements (volume of truck reduced by 30% for voids). | 200.00 | m³ |  | 480.00 | 96000.00 | 100.00 | 20000.00 | 179.00 | 35800.00 | 500.00 | 100000.00 | 20000.00 | Advance Infrastrurctures Pvt Ltd
591.00 | Pipeline laying and associated station works for KCPL Phase-I (Pipeline & Structural Works): STRUCTURAL EARTH WORK (REFER SPECIFICATION NO. 6-68-0003) "Transporting and disposing the SURPLUS EARTH AND DEBRIS including shrubs and vegetations from construction areas to areas ANYWHERE OUTSIDE THE PLANT BOUNDARY, including re-excavating the deposited soil excavated earlier, loading, transportation, unloading, laying at all depths and heights, stacking, levelling and dressing both the area (viz. from where the earth is transported and where it is deposited) to required levels and slopes complete with all lifts as directed. For carting on the basis of truck measurements (volume of truck reduced by 30% for voids). DISPOSAL AREAS OUTSIDE PLANT BOUNDARY TO BE ARRANGED BY THE CONTRACTOR. Royalty as applicable for disposal outside plant limits to be borne by the Contractor. " | 4970.00 | m³ |  | 480.00 | 2385600.00 | 150.00 | 745500.00 | 230.00 | 1143100.00 | 500.00 | 2485000.00 | 745500.00 | Advance Infrastrurctures Pvt Ltd
592.00 | Pipeline laying and associated station works for KCPL Phase-I (Pipeline & Structural Works): STRUCTURAL EARTH WORK (REFER SPECIFICATION NO. 6-68-0003) Transportation of ROCK material coming out of operation of item Nos. 01CS.1.2 to 01CS.1.5 UPTO the area of disposal ANYWHERE OUTSIDE THE PLANT BOUNDARY including loading, unloading, laying at all depths and heights, stacking, spreading, levelling at an area of disposal as directed. For carting on the basis of Truck Measurements (volume of truck reduced by 50% for voids). DISPOSAL AREAS OUTSIDE PLANT BOUNDARY TO BE ARRANGED BY THE CONTRACTOR. Royalty as applicable for disposal outside plant limits to be borne by the Contractor. | 3145.00 | m³ |  | 480.00 | 1509600.00 | 150.00 | 471750.00 | 281.00 | 883745.00 | 750.00 | 2358750.00 | 471750.00 | Advance Infrastrurctures Pvt Ltd
593.00 | Pipeline laying and associated station works for KCPL Phase-I (Pipeline & Structural Works): STRUCTURAL PLAIN & REINFORCED CEMENT CONCRETE: (REFER SPECIFICATION NO. 6-68-0004) Providing and laying PLAIN CEMENT CONCRETE for all depths below and upto plinth level in foundations, drains, fillings, non-suspended floors, pavements & ramps or any other works etc. including shuttering, tamping, ramming, vibrating, curing etc. all as specified in any shape, position, thickness and finishing the top surface rough or smooth as specified and directed all complete for concrete of nominal mix 1:5:10 by mass (1 Cement: 5 Coarse Sand: 10 Crushed Stone Aggregates/Gravels) with 40mm and down size graded crushed stone aggregates/Gravels. ALL MATERIALS INCLUDING CEMENT SUPPLIED BY THE CONTRACTOR. | 750.00 | m³ |  | 6120.00 | 4590000.00 | 5200.00 | 3900000.00 | 6938.00 | 5203500.00 | 7000.00 | 5250000.00 | 3900000.00 | Advance Infrastrurctures Pvt Ltd
594.00 | Pipeline laying and associated station works for KCPL Phase-I (Pipeline & Structural Works): STRUCTURAL PLAIN & REINFORCED CEMENT CONCRETE: (REFER SPECIFICATION NO. 6-68-0004) Providing and laying PLAIN CEMENT CONCRETE for all depths below and upto plinth level in foundations, drains, fillings, non-suspended floors, pavements & ramps or any other works etc. including shuttering, tamping, ramming, vibrating, curing, etc. all as specified in any shape, position, thickness and finishing the top surface rough or smooth as specified and directed all complete for concrete grade M20 with 20mm and down size graded crushed stone aggregates/Gravels. ALL MATERIALS INCLUDING CEMENT SUPPLIED BY THE CONTRACTOR. | 450.00 | m³ |  | 7320.00 | 3294000.00 | 6200.00 | 2790000.00 | 8819.00 | 3968550.00 | 75000.00 | 33750000.00 | 2790000.00 | Advance Infrastrurctures Pvt Ltd
595.00 | Pipeline laying and associated station works for KCPL Phase-I (Pipeline & Structural Works): STRUCTURAL PLAIN & REINFORCED CEMENT CONCRETE: (REFER SPECIFICATION NO. 6-68-0004) Providing and laying REINFORCED CEMENT CONCRETE OF M-20 GRADE with 20 mm and down size graded crushed stone aggregates/ gravel in SUB-STRUCTURE e.g. foundations, raft, beams, slabs, pile caps, retaining walls, dyke walls, jambs, counterforts, buttresses, pedestals, pipe sleepers, columns, suspended floors, staircases, landings, steps, brackets etc., including equipment/ machine foundations & pedestals viz. compressors, ID & FD fans, pumps, generators, crushers, mills, etc., (including single pour concreting as specified on the drawing), applying cement wash on concrete surface (wherever no other surface application is specified), providing pockets, openings, recesses, chamfering, etc., wherever required, vibrating, tamping, curing and rendering if required to give a smooth and even surface etc. (EXCLUDING THE COST OF REINFORCEMENT, SHUTTERING & SPECIFIED ADMIXTURES) for all depths below and upto plinth level in any shape, position and thickness etc. all complete as specified, shown and directed. ALL MATERIALS INCLUDING CEMENT SUPPLIED BY THE CONTRACTOR. | 75.00 | m³ |  | 7320.00 | 549000.00 | 10500.00 | 787500.00 | 7127.00 | 534525.00 | 10000.00 | 750000.00 | 534525.00 | Kalpataru Power Transmission Limited
596.00 | Pipeline laying and associated station works for KCPL Phase-I (Pipeline & Structural Works): STRUCTURAL PLAIN & REINFORCED CEMENT CONCRETE: (REFER SPECIFICATION NO. 6-68-0004) Providing and laying REINFORCED CEMENT CONCRETE OF M-30 GRADE with 20 mm and down size graded crushed stone aggregates/ gravel in SUB-STRUCTURE e.g. foundations, raft, beams, slabs, pile caps, retaining walls, dyke walls, jambs, counterforts, buttresses, pedestals, pipe sleepers, columns, suspended floors, staircases, landings, steps, brackets etc., including equipment/ machine foundations & pedestals viz. compressors, ID & FD fans, pumps, generators, crushers, mills, etc., (including single pour concreting as specified on the drawing), applying cement wash on concrete surface (wherever no other surface application is specified), providing pockets, openings, recesses, chamfering, etc., wherever required, vibrating, tamping, curing and rendering if required to give a smooth and even surface etc. (EXCLUDING THE COST OF REINFORCEMENT, SHUTTERING & SPECIFIED ADMIXTURES) for all depths below and upto plinth level in any shape, position and thickness etc. all complete as specified, shown and directed. ALL MATERIALS INCLUDING CEMENT SUPPLIED BY THE CONTRACTOR. | 2990.00 | m³ |  | 8520.00 | 25474800.00 | 8500.00 | 25415000.00 | 7728.00 | 23106720.00 | 9000.00 | 26910000.00 | 23106720.00 | Kalpataru Power Transmission Limited
597.00 | Pipeline laying and associated station works for KCPL Phase-I (Pipeline & Structural Works): STRUCTURAL PLAIN & REINFORCED CEMENT CONCRETE: (REFER SPECIFICATION NO. 6-68-0004) Providing and laying REINFORCED CEMENT CONCRETE OF M-30 GRADE with 20 mm and down size graded crushed stone aggregates/ gravel in SUB-STRUCTURE e.g. trenches, culverts, manholes, pipe encasement, catchpits, drains, pits, etc., applying cement wash on concrete surface (wherever no other surface application is specified), providing pockets, openings, recesses, chamfering, etc., wherever required, vibrating, tamping, curing and rendering if required to give a smooth and even surface etc. (EXCLUDING THE COST OF REINFORCEMENT, SHUTTERING & SPECIFIED ADMIXTURES) for all depths below and upto plinth level in any shape, position and thickness etc. all complete as specified, shown and directed. ALL MATERIALS INCLUDING CEMENT SUPPLIED BY THE CONTRACTOR. | 190.00 | m³ |  | 8520.00 | 1618800.00 | 9500.00 | 1805000.00 | 7728.00 | 1468320.00 | 12000.00 | 2280000.00 | 1468320.00 | Kalpataru Power Transmission Limited
598.00 | Pipeline laying and associated station works for KCPL Phase-I (Pipeline & Structural Works): STRUCTURAL PLAIN & REINFORCED CEMENT CONCRETE: (REFER SPECIFICATION NO. 6-68-0004) Providing and laying REINFORCED CEMENT CONCRETE OF M-30 GRADE with 20 mm and down size graded crushed stone aggregates/ gravel in SUPER STRUCTURE in suspended floors, slabs, beams, columns, walls including counterforts, staircases, landings, steps, facias, fins, mouldings, gutters, shelves, window sills, canopies, lintels, girders, ducts, brackets, chajjas with drip moulds, pedestals, posts, struts, equipment/ machine foundations, ramps etc. (including single pour concreting as specified on the drawing), providing cement wash (wherever no other surface application is specified), providing pockets, openings, recesses, chamfering wherever required, vibrating, tamping, curing and rendering if required to give a smooth and even surface etc. (EXCLUDING THE COST OF REINFORCEMENT, SHUTTERING AND SPECIFIED ADMIXTURES) FOR ALL HEIGHTS UPTO & INCLUSIVE OF 20 m ABOVE PLINTH LEVEL in any shape, position, thickness etc. all complete as specified, shown and directed. ALL MATERIALS INCLUDING CEMENT SUPPLIED BY THE CONTRACTOR. | 1695.00 | m³ |  | 8520.00 | 14441400.00 | 9500.00 | 16102500.00 | 7728.00 | 13098960.00 | 10000.00 | 16950000.00 | 13098960.00 | Kalpataru Power Transmission Limited
599.00 | Pipeline laying and associated station works for KCPL Phase-I (Pipeline & Structural Works): STRUCTURAL PLAIN & REINFORCED CEMENT CONCRETE: (REFER SPECIFICATION NO. 6-68-0004) Providing and laying REINFORCED CEMENT CONCRETE OF M-20 GRADE with 20mm and down size graded crushed stone aggregates / gravel in NON-SUSPENDED slabs / pavement slabs including pedestals, ramps etc. leaving pockets, laying in alternate panels to required slopes, all necessary form work and finishing the top surface rough or smooth, including cost of admixtures if used, providing pockets, openings, recesses, chamfering etc., wherever required, vibrating, tamping, curing and rendering if required to give a smooth and even surface etc. (EXCLUDING THE COST OF REINFORCEMENT AND SHUTTERING) for all depths below and upto plinth level in any shape, position and thickness etc. all complete as specified, shown and directed. ALL MATERIALS INCLUDING CEMENT SUPPLIED BY THE CONTRACTOR. | 610.00 | m³ |  | 7320.00 | 4465200.00 | 8900.00 | 5429000.00 | 7124.00 | 4345640.00 | 10000.00 | 6100000.00 | 4345640.00 | Kalpataru Power Transmission Limited
600.00 | Pipeline laying and associated station works for KCPL Phase-I (Pipeline & Structural Works): STRUCTURAL PLAIN & REINFORCED CEMENT CONCRETE: (REFER SPECIFICATION NO. 6-68-0004) Manufacturing, transporting, supplying and erecting in position Reinforced Cement Concrete PRECAST ELEMENTS such as manholes, catch-basins, pits, pipe sleepers, box-culverts, drains, trenches, etc. of M-30 grade with 20mm and down size graded crushed stone aggregates/ gravel, each unit upto and inclusive of 1000 kg. for all leads, levels below plinth, shapes and thickness including all moulds, shuttering and centering, vibrating, tamping, curing, chamfering wherever required, providing lifting hooks, metal inserts, making holes, pockets, (only M.S. inserts to be measured & paid separately) transporting to site, erecting, levelling, aligning and fixing in position with cement mortar 1:3 (Cement : 3 Coarse Sand), breaking bricks and/ or concrete surfaces and making good the same etc. all complete (excluding the Cost of Reinforcement) and as directed. All materials including cement supplied by the contractor. | 5.00 | m³ |  | 12600.00 | 63000.00 | 12500.00 | 62500.00 | 20400.00 | 102000.00 | 20000.00 | 100000.00 | 62500.00 | Advance Infrastrurctures Pvt Ltd
601.00 | Pipeline laying and associated station works for KCPL Phase-I (Pipeline & Structural Works): STRUCTURAL PLAIN & REINFORCED CEMENT CONCRETE: (REFER SPECIFICATION NO. 6-68-0004) Manufacturing, transporting, supplying and erecting in position Reinforced Cement Concrete PRECAST ELEMENTS such as manholes, catch-basins, pits, pipe sleepers, box-culverts, drains, trenches, etc. of M-30 grade with 20mm and down size graded crushed stone aggregates/ gravel, each unit beyond 1000 kg and upto and inclusive of 3000 kg. for all leads, levels below plinth, shapes and thickness including all moulds, shuttering and centering, vibrating, tamping, curing, chamfering wherever required, providing lifting hooks, metal inserts, making holes, pockets, (only M.S. inserts to be measured & paid separately) transporting to site, erecting, levelling, aligning and fixing in position with cement mortar 1:3 (Cement : 3 Coarse Sand), breaking bricks and/ or concrete surfaces and making good the same etc. all complete (excluding the Cost of Reinforcement) and as directed. All materials including cement supplied by the contractor. | 5.00 | m³ |  | 14400.00 | 72000.00 | 13500.00 | 67500.00 | 20400.00 | 102000.00 | 20000.00 | 100000.00 | 67500.00 | Advance Infrastrurctures Pvt Ltd
602.00 | Pipeline laying and associated station works for KCPL Phase-I (Pipeline & Structural Works): STRUCTURAL PLAIN & REINFORCED CEMENT CONCRETE: (REFER SPECIFICATION NO. 6-68-0004) Supplying and placing in position HIGH YEILD-STRENGTH DEFORMED STEEL BARS REINFORCEMENT of Grade Fe500D TMT conforming to IS:1786, for RCC work including transporting the Steel, straightening, cleaning, decoiling, cutting, bending to required shapes and lengths as per details, binding with 18 SWG black soft annealed binding wire at every intersection, supplying and placing with proper cover blocks, supports, chairs, overlaps, welding, spacers, fanhooks etc. for all heights and depths etc. all complete as directed. SUPPLY OF ALL MATERIAL IN CONTRACTOR'S SCOPE. | 945.00 | MT |  | 86400.00 | 81648000.00 | 90000.00 | 85050000.00 | 86670.00 | 81903150.00 | 120000.00 | 113400000.00 | 81648000.00 | JSIW INFRASTRUCTURE PRIVATE LIMITED
603.00 | Pipeline laying and associated station works for KCPL Phase-I (Pipeline & Structural Works): STRUCTURAL PLAIN & REINFORCED CEMENT CONCRETE: (REFER SPECIFICATION NO. 6-68-0004) Providing and fixing CENTERING AND SHUTTERING in foundations, footings,raft beams, slabs, pile caps, retaining walls, jambs, counter-forts, buttresses, trenches, equipment/machine foundations, pedestals, abutments, pipe sleepers, columns, plinth beams, lintels, suspended slabs, beams, staircases, landings, steps, non-circular tunnels/bunkers/ silos/ shafts/ hoppers/liquid storage structures etc. for all depths below and upto & inclusive of plinth level including shuttering for single pour concreting, strutting, bracing, propping etc., keeping the same in position during concreting and removal of the same after specified period etc. for Straight/ Inclined Shuttering, keeping necessary provision for inserts, projecting dowels, anchor bolts or any other fixture etc. all complete and as specified and directed. | 14650.00 | m² |  | 780.00 | 11427000.00 | 180.00 | 2637000.00 | 485.00 | 7105250.00 | 400.00 | 5860000.00 | 2637000.00 | Advance Infrastrurctures Pvt Ltd
604.00 | Pipeline laying and associated station works for KCPL Phase-I (Pipeline & Structural Works): STRUCTURAL PLAIN & REINFORCED CEMENT CONCRETE: (REFER SPECIFICATION NO. 6-68-0004) Providing and fixing CENTERING AND SHUTTERING in superstrctures in retaining walls, jambs, counter-forts, buttresses, equipment/ machine foundations, abutments,columns, lintels, suspended slabs, beams, staircases, landings, steps, non-circular tunnels/ bunkers/ silos/ shafts/ hoppers/ liquid storage structures etc. for all heights above plinth level including shuttering for single pour concreting, strutting, bracing, propping etc., keeping the same in position during concreting and removal of the same after specified period etc. for Straight/ Inclined Shuttering, keeping necessary provision for inserts, projecting dowels, anchor bolts or any other fixture etc. all complete and as specified and directed. | 15660.00 | m² |  | 780.00 | 12214800.00 | 200.00 | 3132000.00 | 536.00 | 8393760.00 | 500.00 | 7830000.00 | 3132000.00 | Advance Infrastrurctures Pvt Ltd
605.00 | Pipeline laying and associated station works for KCPL Phase-I (Pipeline & Structural Works): STRUCTURAL PLAIN & REINFORCED CEMENT CONCRETE: (REFER SPECIFICATION NO. 6-68-0004) Providing and fixing CENTERING AND SHUTTERING for CURVED SHUTTERING in foundations in all types of Structures such as Chimneys/ Shafts/ Silos/ tunnels/ bunkers/ hoppers/ liquid storage structures/ domes/ ring wall for tanks, etc. for all depths below and upto & inclusive of plinth level including shuttering for single pour concreting, strutting, bracing, propping etc., keeping the same in position during concreting and removal of the same after specified period etc. for Straight/ Inclined Shuttering, keeping necessary provision for inserts, projecting dowels, anchor bolts or any other fixture etc. all complete and as specified and directed. | 10.00 | m² |  | 1020.00 | 10200.00 | 300.00 | 3000.00 | 561.00 | 5610.00 | 500.00 | 5000.00 | 3000.00 | Advance Infrastrurctures Pvt Ltd
606.00 | Pipeline laying and associated station works for KCPL Phase-I (Pipeline & Structural Works): STRUCTURAL PLAIN & REINFORCED CEMENT CONCRETE: (REFER SPECIFICATION NO. 6-68-0004) Supplying and fixing in position 25mm thick BITUMEN IMPREGNATED FIBRE BOARD conforming to IS:1838 of approved quality in expansion joints at all locations and levels in concrete structures etc. all complete as shown, specified and directed. | 25.00 | m² |  | 2160.00 | 54000.00 | 1800.00 | 45000.00 | 306.00 | 7650.00 | 1500.00 | 37500.00 | 7650.00 | Kalpataru Power Transmission Limited
607.00 | Pipeline laying and associated station works for KCPL Phase-I (Pipeline & Structural Works): STRUCTURAL PLAIN & REINFORCED CEMENT CONCRETE: (REFER SPECIFICATION NO. 6-68-0004) Supplying and sealing EXPANSION JOINTS 25 mm wide and 12mm deep at all locations and levels in Concrete Structures with approved two part liquid POLYSULPHIDE SEALING COMPOUND as per IS:12118 including raking of joints etc. all complete as shown, specified and directed. | 50.00 | m |  | 540.00 | 27000.00 | 500.00 | 25000.00 | 255.00 | 12750.00 | 400.00 | 20000.00 | 12750.00 | Kalpataru Power Transmission Limited
608.00 | Pipeline laying and associated station works for KCPL Phase-I (Pipeline & Structural Works): STRUCTURAL PLAIN & REINFORCED CEMENT CONCRETE: (REFER SPECIFICATION NO. 6-68-0004) Designing, supplying and fixing rebars in already cast concrete, including drilling, cleaning hole with air blow-out & wire-brush and injecting odourless Chemical of approved make, packed in dual foil, with the help of dispenser into a hole of diameter and depth as per manufacture specification, at all levels & locations for high strength deformed steel reinforcement bars of dia. upto 12 mm of Grade Fe500D (conforming to IS:1786), DESIGNED FOR FULL TENSILE ANCHORAGE, including testing (as per manufacturer's recommendations), adjusting and making good any damage done to the structure etc. all complete as specified and directed. SUPPLY OF ALL MATERIAL IN CONTRACTOR'S SCOPE EXCLUDING REINFORCEMENT BARS. | 10.00 | each |  | 300.00 | 3000.00 | 10000.00 | 100000.00 | 1020.00 | 10200.00 | 2000.00 | 20000.00 | 3000.00 | JSIW INFRASTRUCTURE PRIVATE LIMITED
609.00 | Pipeline laying and associated station works for KCPL Phase-I (Pipeline & Structural Works): STRUCTURAL PLAIN & REINFORCED CEMENT CONCRETE: (REFER SPECIFICATION NO. 6-68-0004) Designing, supplying and fixing rebars in already cast concrete, including drilling, cleaning hole with air blow-out & wire-brush and injecting odourless Chemical of approved make, packed in dual foil, with the help of dispenser into a hole of diameter and depth as per manufacture specification, at all levels & locations for high strength deformed steel reinforcement bars of dia. 16 mm & 20 mm of Grade Fe500D (conforming to IS:1786), DESIGNED FOR FULL TENSILE ANCHORAGE, including testing (as per manufacturer's recommendations), adjusting and making good any damage done to the structure etc. all complete as specified and directed. SUPPLY OF ALL MATERIAL IN CONTRACTOR'S SCOPE EXCLUDING REINFORCEMENT BARS. | 10.00 | each |  | 540.00 | 5400.00 | 10000.00 | 100000.00 | 1224.00 | 12240.00 | 2500.00 | 25000.00 | 5400.00 | JSIW INFRASTRUCTURE PRIVATE LIMITED
610.00 | Pipeline laying and associated station works for KCPL Phase-I (Pipeline & Structural Works): STRUCTURAL CONCRETE FOR LIQUID RETAINING/LEAK PROOF STRUCTURES (REFER SPECIFICATION NO.6-68-0005 Providing and laying Leak Proof Reinforced Cement Concrete of GRADE M-30 (minimum Cement content shall be as per EIL Specifications) with 20 mm and down size graded crushed stone aggregates/ gravel at all positions and in any shape and thickness, in SUB-STRUCTURE, leaving pockets, recesses, vibrating, tamping, curing, testing (for leak-proofness) and rendering (if required to give smooth and even surface) in foundations, walls , beams, buttresses, columns, piers, slabs, tunnels, basements, storage bins, reservoirs etc. including cement wash (if no other surface application is specified) but excluding the cost of Reinforcement, Shuttering and specified admixtures, all complete as specified and directed. ALL MATERIALS INCLUDING CEMENT SUPPLIED BY CONTRACTOR. | 25.00 | m³ |  | 8520.00 | 213000.00 | 10200.00 | 255000.00 | 7728.00 | 193200.00 | 11000.00 | 275000.00 | 193200.00 | Kalpataru Power Transmission Limited
611.00 | Pipeline laying and associated station works for KCPL Phase-I (Pipeline & Structural Works): STRUCTURAL CONCRETE FOR LIQUID RETAINING/LEAK PROOF STRUCTURES (REFER SPECIFICATION NO.6-68-0005 Supplying and mixing of approved brand of integral WATER PROOFING COMPOUND in cement concrete, cement mortar etc. as per manufacturer's specifications or 1% by weight of cement (whichever is minimum), to make it leak proof/ water tight etc. all complete as specified and directed. | 50.00 | kg |  | 300.00 | 15000.00 | 1600.00 | 80000.00 | 179.00 | 8950.00 | 500.00 | 25000.00 | 8950.00 | Kalpataru Power Transmission Limited
612.00 | Pipeline laying and associated station works for KCPL Phase-I (Pipeline & Structural Works): STRUCTURAL CONCRETE FOR LIQUID RETAINING/LEAK PROOF STRUCTURES (REFER SPECIFICATION NO.6-68-0005 Supplying and fixing in position 150mm wide x 5mm thick approved PVC WATER STOPS as per manufacturer's specifications in R.C.C. Structures including cutting, fixing, jointing by vulcanising etc. all complete as shown specified and directed. | 25.00 | m |  | 1020.00 | 25500.00 | 700.00 | 17500.00 | 408.00 | 10200.00 | 800.00 | 20000.00 | 10200.00 | Kalpataru Power Transmission Limited
613.00 | Pipeline laying and associated station works for KCPL Phase-I (Pipeline & Structural Works): STRUCTURAL STRUCTURAL STEEL WORKS SPEC NO. 6-68-0006 Supplying, transporting, storing, fabricating & erecting in position and testing/ examining bolted and/ or welded STRUCTURAL STEEL WORKS of Grade E250BR/ E250B0 (confirming to per IS:2062) at all locations and levels UPTO & INCLUSIVE OF 20 m ABOVE HPP/ FGL, including all builtup sections/ compound sections made out of rolled sections and/or plates/ bent plates in all types of structural frameworks, floor beams, stairs, or any other structural items or accessories to support equipments, piping, conveyor galleries, towers, masts, etc., but excluding silos, bunkers, hoppers, etc., cutting to required size, straightening/ bending if required, edge preparation, cleaning, preheating, bolting/ welding of joints, (including sealing the joints of box sections with continuous welding and plugging any open ends & holes of box sections), finishing edges by grinding, fixing in line and level with temporary staging & bracing and removal of the same after erection, grouting with ordinary Grout or premix free flow Nonshrink Grout as specified, including preparation and submission of detailed fabrication drawings, preparing the surface for painting (SSPC-SP-10) and applying pre-erection/ shop primer (1 coat of F-9 @ 65-75 micron DFT) as per EIL Specification No. 6-79-0020 (or as per Job Specification, wherever applicable) after fabrication etc., all complete. SUPPLY OF ALL MATERIAL IN CONTRACTOR'S SCOPE. | 20.00 | MT |  | 144000.00 | 2880000.00 | 120000.00 | 2400000.00 | 118320.00 | 2366400.00 | 200000.00 | 4000000.00 | 2366400.00 | Kalpataru Power Transmission Limited
614.00 | Pipeline laying and associated station works for KCPL Phase-I (Pipeline & Structural Works): STRUCTURAL STRUCTURAL STEEL WORKS SPEC NO. 6-68-0006 Supplying and applying COATING (Post-erection/ Field) of approved quality and shade as per Sl. No. 9.2 of Table 9.0 of EIL Specification No. 6-79-0020 (or as per Job Specifications, wherever applicable) over the coat of shop primer already applied, including storage, surface preparation, degreasing, cleaning, drying, providing necessary arrangement for access, testing etc. including touching up of shop primer coat as per Sl. No. 7.2.1 of Table 7.2 of EIL Specification No. 6-79-0020 (or as per Job Specifications, wherever applicable), for steel structures (excluding ladders, spiral stairways & hand rails) at all location & levels, all complete as specified, for OFFSITE (INLAND) areas considering environment classification as INDUSTRIAL. SUPPLY OF ALL MATERIAL IN CONTRACTOR'S SCOPE.(Unit rate based on Structural steel weight). | 20.00 | MT |  | 14400.00 | 288000.00 | 20000.00 | 400000.00 | 20400.00 | 408000.00 | 200000.00 | 4000000.00 | 288000.00 | JSIW INFRASTRUCTURE PRIVATE LIMITED
615.00 | Pipeline laying and associated station works for KCPL Phase-I (Pipeline & Structural Works): STRUCTURAL STRUCTURAL STEEL WORKS SPEC NO. 6-68-0006 Supplying and applying COATING (Post-erection/ Field) of approved quality and shade as per Sl. No. 8.1 of Table 8.0 of EIL Specification No. 6-79-0020 (or as per Job Specifications, wherever applicable) for painting over the coat of shop primer & galvanisation already applied, including storage, surface preparation, degreasing, cleaning, drying, providing necessary arrangement for access, testing etc. including touching up of shop primer coat, for LADDERS, SPIRAL STAIRWAYS & HAND RAILS at all location & levels, all complete as specified. SUPPLY OF ALL MATERIAL IN CONTRACTOR'S SCOPE. (Unit rate based on weight of steel). | 8.00 | MT |  | 14400.00 | 115200.00 | 32000.00 | 256000.00 | 12240.00 | 97920.00 | 200000.00 | 1600000.00 | 97920.00 | Kalpataru Power Transmission Limited
616.00 | Pipeline laying and associated station works for KCPL Phase-I (Pipeline & Structural Works): STRUCTURAL MISCELLANEOUS STEEL WORKS SPECIFICATIONS NO. 6-68-0008 Supplying, fabricating, fixing and keeping in position at all levels and locations THREADED ANCHOR BOLTS of all diameters and nomenclature including nuts, washers, anchor plates, pipe sleeves etc. in foundations, columns, pedestals, slabs, beams, walls etc. or any other place as directed including handling & transporting, straightening if required, turning from relevant size M.S. rounds to required diameter, threading, welding, providing necessary templates and auxiliary dummy structures, if any, necessary tying and welding with reinforcement, adjustment of shuttering & reinforcement/any other fixture, greasing exposed metal surfaces, covering bolts and packing the sleeves with jute cloth etc. all complete as specified and directed.(SUPPLY OF ALL MATERIALS IN CONTRACTOR'S SCOPE). | 1.00 | MT |  | 168000.00 | 168000.00 | 120000.00 | 120000.00 | 163200.00 | 163200.00 | 200000.00 | 200000.00 | 120000.00 | Advance Infrastrurctures Pvt Ltd
617.00 | Pipeline laying and associated station works for KCPL Phase-I (Pipeline & Structural Works): STRUCTURAL MISCELLANEOUS STEEL WORKS SPECIFICATIONS NO. 6-68-0008 Supplying, transporting, storing, fabricating and fixing in position M.S. METAL INSERT (with lugs) of any shape made out of flats, plates, rolled sections, pipes etc. providing necessary templates, staging, cutting, straightening, if required, bolting, welding as required and embedding in position on both Plain and Reinforced Cement concrete members inclusive of adjusting shuttering & reinforcement/ any other fixture, welding where necessary, tying and holding to correct level, line and position, any auxiliary dummy structures to support the heavy inserts, painting exposed surfaces with a coat of primer as per EIL Specification No. 6-79-0020 (or as per Job Specification wherever applicable), etc. all complete for all depths and heights as specified and directed. (SUPPLY OF ALL MATERIALS IN CONTRACTOR'S SCOPE). | 5.00 | MT |  | 144000.00 | 720000.00 | 120000.00 | 600000.00 | 118320.00 | 591600.00 | 200000.00 | 1000000.00 | 591600.00 | Kalpataru Power Transmission Limited
618.00 | Pipeline laying and associated station works for KCPL Phase-I (Pipeline & Structural Works): STRUCTURAL MISCELLANEOUS STEEL WORKS SPECIFICATIONS NO. 6-68-0008 Supplying, fabricating and fixing in position G.I. PIPE SLEEVES of all diameters including providing necessary staging, cutting, straightening if required, bolting, welding as required and embedding in position on both Plain and Reinforced Cement concrete members inclusive of adjusting shuttering & reinforcement/any other fixture, welding where necessary, tying and holding to correct level, line and position, any auxiliary dummy structures to support heavy sleeves etc. all complete for all depths and heights as specified and directed. | .25 | MT |  | 174000.00 | 43500.00 | 150000.00 | 37500.00 | 118320.00 | 29580.00 | 250000.00 | 62500.00 | 29580.00 | Kalpataru Power Transmission Limited
619.00 | Pipeline laying and associated station works for KCPL Phase-I (Pipeline & Structural Works): STRUCTURAL MISCELLANEOUS STEEL WORKS SPECIFICATIONS NO. 6-68-0008 Supplying, fabricating and erecting in position at all levels and locations bolted, screwed and/or welded M.S. CHEQUERED PLATES of any thickness in walkways, platforms, stair treads, any other place as directed etc. including cutting to required size, shape, making holes, notches, openings of required size, nosing, straightening if required, making the edges smooth, removing the burrs, fixing, welding, preparation and submission of fabrication drawings and preparing the surfaces for painting and applying shop primer as per EIL Specification No. 6-79-0020 (or Job Specification, wherever applicable) after fabrication etc. all complete as specified and directed. (SUPPLY OF ALL MATERIALS IN CONTRACTOR'S SCOPE). | 1.50 | MT |  | 144000.00 | 216000.00 | 120000.00 | 180000.00 | 102000.00 | 153000.00 | 250000.00 | 375000.00 | 153000.00 | Kalpataru Power Transmission Limited
620.00 | Pipeline laying and associated station works for KCPL Phase-I (Pipeline & Structural Works): STRUCTURAL MISCELLANEOUS STEEL WORKS SPECIFICATIONS NO. 6-68-0008 Supplying, fabricating and erecting in position at all levels and locations ELECTROFORGED GALVANISED GRATING (purchased from approved manufacturer by the Contractor) conforming to EIL Standard No. 7-68-0697 (in walkways, platforms, stair treads etc.) and EIL Standard No. 7-65-0206 (in catch basins, drains, etc.) including cutting to required size, shape, making holes, notches, openings of required size, nosing, straightening if required, making the edges smooth, removing the burrs, fixing with manufacturer's supplied galvanised clamps, preparation and submission of fabrication drawings, all complete as specified and directed (SUPPLY OF ALL MATERIALS IN CONTRACTOR'S SCOPE). | 5.75 | MT |  | 186000.00 | 1069500.00 | 120000.00 | 690000.00 | 127500.00 | 733125.00 | 250000.00 | 1437500.00 | 690000.00 | Advance Infrastrurctures Pvt Ltd
621.00 | Pipeline laying and associated station works for KCPL Phase-I (Pipeline & Structural Works): STRUCTURAL MISCELLANEOUS STEEL WORKS SPECIFICATIONS NO. 6-68-0008 Supplying, fabricating, fixing and keeping in position M.S. RUNGS in R.C.C. works at all depths and heights including handling, transporting the steel to site workshop and site of work, straightening, if required, cutting, bending to shape, necessary tying and welding with reinforcement, adjustment of shuttering, cleaning, surface preparation, shop primer as per EIL Spec. 6-79-0020 (or Job Specification, wherever applicable) and two coats of anticorrosive paint of approved quality on the exposed portion of rungs etc. all complete as specified and directed (SUPPLY OF ALL MATERIALS IN CONTRACTOR'S SCOPE). | 50.00 | kg |  | 144000.00 | 7200000.00 | 1700.00 | 85000.00 | 87.00 | 4350.00 | 200.00 | 10000.00 | 4350.00 | Kalpataru Power Transmission Limited
622.00 | Pipeline laying and associated station works for KCPL Phase-I (Pipeline & Structural Works): STRUCTURAL MISCELLANEOUS STEEL WORKS SPECIFICATIONS NO. 6-68-0008 Supplying, fabricating and fixing in position at all locations 1000mm high INCLINED HAND RAILING (for staircases) consisting of top rail, mid rail and vertical posts (Maximum spacing 1500mm c/c) with 32mm nominal diameter medium grade M.S. Tubes conforming to IS:1239 including straightening if required, cutting, bending, welding, bolting, grouting with ordinary grout, cleaning, surface preparation, hot-dip galvanising (80-85 micron as per IS:4759, IS:2629, IS: 4736, IS:2633), shop primer (1 coat of P6 of 40 micron) as per Sl. No. 8.1 of Table 8.0 of EIL SPEC. 6-79-0020 (or as per Job Specification, wherever applicable), preparation and submission of fabrication drawings etc. all complete as specified, shown and directed. (SUPPLY OF ALL MATERIALS IN CONTRACTOR'S SCOPE). (Complete handrail work shall be measured as length of top rail only and not length of each element fixed). | 135.00 | m |  | 4200.00 | 567000.00 | 2500.00 | 337500.00 | 3570.00 | 481950.00 | 2200.00 | 297000.00 | 297000.00 | LIKHITHA INFRASTRUCTURE LIMITED
623.00 | Pipeline laying and associated station works for KCPL Phase-I (Pipeline & Structural Works): STRUCTURAL MISCELLANEOUS STEEL WORKS SPECIFICATIONS NO. 6-68-0008 Supplying, fabricating and fixing in position at all locations 1000mm high HORIZONTAL HAND RAILING (for platforms, walkways, etc. or any other location as directed) consisting of top rail, mid rail and vertical posts (Maximum spacing 1500mm c/c) with 32mm nominal diameter medium grade MS Tubes conforming to IS:1239 and 100x5 MS Toe Plate confirming to IS:2062 (Grade A/B), including straightening if required, cutting, bending, welding, bolting, grouting with ordinary grout, cleaning, surface preparation, hot-dip galvanising (80-85 micron as per IS:4759, IS:2629, IS: 4736, IS:2633), shop primer (1 coat of P6 of 40 micron) as per Sl. No. 8.1 of Table 8.0 of EIL SPEC. 6-79-0020 (or as per Job Specification, wherever applicable), preparation and submission of fabrication drawings etc. all complete as specified, shown and directed. (SUPPLY OF ALL MATERIALS IN CONTRACTOR'S SCOPE). (Complete handrail work shall be measured as length of top rail only and not length of each element fixed). | 300.00 | m |  | 4200.00 | 1260000.00 | 1900.00 | 570000.00 | 3570.00 | 1071000.00 | 2200.00 | 660000.00 | 570000.00 | Advance Infrastrurctures Pvt Ltd
624.00 | Pipeline laying and associated station works for KCPL Phase-I (Pipeline & Structural Works): STRUCTURAL MISCELLANEOUS STEEL WORKS SPECIFICATIONS NO. 6-68-0008 "Supplying, handling, transporting to site of work and fixing approved MECHANICAL ANCHOR FASTENERS M.S. bolts of Grade 5.8 or more, GALVANIZED with minimum thickness of 5 microns (approved for use in cracked concrete), of 12mm dia at specified positions on concrete floors, roofs, beams (sides and bottom), walls, columns etc. according to manufacturer's specifications including all accessories like nuts, washers etc. of required size, testing, necessary scaffolding, drilling of the holes in concrete surface with electric drill, cleaning of holes with air blowout & wire-brush, and making good any damage done to the structure etc. all complete for all heights, depths and locations as specified and directed. " | 10.00 | each |  | 300.00 | 3000.00 | 4500.00 | 45000.00 | 2754.00 | 27540.00 | 1000.00 | 10000.00 | 3000.00 | JSIW INFRASTRUCTURE PRIVATE LIMITED
625.00 | Pipeline laying and associated station works for KCPL Phase-I (Pipeline & Structural Works): STRUCTURAL MISCELLANEOUS STEEL WORKS SPECIFICATIONS NO. 6-68-0008 "Supplying, handling, transporting to site of work and fixing approved MECHANICAL ANCHOR FASTENERS M.S. bolts of Grade 5.8 or more, GALVANIZED with minimum thickness of 5 microns (approved for use in cracked concrete), of 16mm dia at specified positions on concrete floors, roofs, beams (sides and bottom), walls, columns etc. according to manufacturer's specifications including all accessories like nuts, washers etc. of required size, testing, necessary scaffolding, drilling of the holes in concrete surface with electric drill, cleaning of holes with air blowout & wire-brush, and making good any damage done to the structure etc. all complete for all heights, depths and locations as specified and directed. " | 5.00 | each |  | 420.00 | 2100.00 | 5800.00 | 29000.00 | 3060.00 | 15300.00 | 1500.00 | 7500.00 | 2100.00 | JSIW INFRASTRUCTURE PRIVATE LIMITED
626.00 | Pipeline laying and associated station works for KCPL Phase-I (Pipeline & Structural Works): STRUCTURAL MISCELLANEOUS STEEL WORKS SPECIFICATIONS NO. 6-68-0008 "Supplying, handling, transporting to site of work and fixing approved MECHANICAL ANCHOR FASTENERS M.S. bolts of Grade 5.8 or more, GALVANIZED with minimum thickness of 5 microns (approved for use in cracked concrete), of 20mm dia at specified positions on concrete floors, roofs, beams (sides and bottom), walls, columns etc. according to manufacturer's specifications including all accessories like nuts, washers etc. of required size, testing, necessary scaffolding, drilling of the holes in concrete surface with electric drill, cleaning of holes with air blowout & wire-brush, and making good any damage done to the structure etc. all complete for all heights, depths and locations as specified and directed. " | 5.00 | each |  | 510.00 | 2550.00 | 6200.00 | 31000.00 | 3366.00 | 16830.00 | 1800.00 | 9000.00 | 2550.00 | JSIW INFRASTRUCTURE PRIVATE LIMITED
627.00 | Pipeline laying and associated station works for KCPL Phase-I (Pipeline & Structural Works): STRUCTURAL MISCELLANEOUS STEEL WORKS SPECIFICATIONS NO. 6-68-0008 "Supplying, handling, transporting to site of work and fixing approved MECHANICAL ANCHOR FASTENERS M.S. bolts of Grade 5.8 or more, GALVANIZED with minimum thickness of 5 microns (approved for use in cracked concrete), of 24mm dia at specified positions on concrete floors, roofs, beams (sides and bottom), walls, columns etc. according to manufacturer's specifications including all accessories like nuts, washers etc. of required size, testing, necessary scaffolding, drilling of the holes in concrete surface with electric drill, cleaning of holes with air blowout & wire-brush, and making good any damage done to the structure etc. all complete for all heights, depths and locations as specified and directed. " | 5.00 | each |  | 600.00 | 3000.00 | 9800.00 | 49000.00 | 3570.00 | 17850.00 | 2000.00 | 10000.00 | 3000.00 | JSIW INFRASTRUCTURE PRIVATE LIMITED
628.00 | Pipeline laying and associated station works for KCPL Phase-I (Pipeline & Structural Works): STRUCTURAL MISCELLANEOUS STEEL WORKS SPECIFICATIONS NO. 6-68-0008 "Supplying, handling, transporting to site of work and fixing approved CHEMICAL ANCHOR FASTENERS consisting of M.S. threaded rod of Grade 5.8, GALVANIZED with minimum thickness of 5 microns and chemical (approved for use in cracked concrete), packed in flexible chemical foil or dual foil type, to be used with the help of dispenser, of 12mm dia. at specified positions on concrete floors, roofs, beams (sides and bottom), walls, columns etc. according to manufacturer's specifications including all accessories like nuts, washers etc. of required size, testing, necessary scaffolding, drilling of the holes in concrete surface with electric drill, cleaning of holes with air blowout & wire-brush and making good any damage done to the structure etc. all complete for all heights, depths and locations as specified and directed. " | 20.00 | each |  | 372.00 | 7440.00 | 9800.00 | 196000.00 | 3876.00 | 77520.00 | 2200.00 | 44000.00 | 7440.00 | JSIW INFRASTRUCTURE PRIVATE LIMITED
629.00 | Pipeline laying and associated station works for KCPL Phase-I (Pipeline & Structural Works): STRUCTURAL MISCELLANEOUS STEEL WORKS SPECIFICATIONS NO. 6-68-0008 "Supplying, handling, transporting to site of work and fixing approved CHEMICAL ANCHOR FASTENERS consisting of M.S. threaded rod of Grade 5.8, GALVANIZED with minimum thickness of 5 microns and chemical (approved for use in cracked concrete), packed in flexible chemical foil or dual foil type, to be used with the help of dispenser, of 16mm dia. at specified positions on concrete floors, roofs, beams (sides and bottom), walls, columns etc. according to manufacturer's specifications including all accessories like nuts, washers etc. of required size., testing, necessary scaffolding, drilling of the holes in concrete surface with electric drill, cleaning of holes with air blowout & wire-brush and making good any damage done to the structure etc. all complete for all heights, depths and locations as specified and directed. " | 5.00 | each |  | 480.00 | 2400.00 | 9800.00 | 49000.00 | 4080.00 | 20400.00 | 2500.00 | 12500.00 | 2400.00 | JSIW INFRASTRUCTURE PRIVATE LIMITED
630.00 | Pipeline laying and associated station works for KCPL Phase-I (Pipeline & Structural Works): STRUCTURAL MISCELLANEOUS STEEL WORKS SPECIFICATIONS NO. 6-68-0008 "Supplying, handling, transporting to site of work and fixing approved CHEMICAL ANCHOR FASTENERS consisting of M.S. threaded rod of Grade 5.8, GALVANIZED with minimum thickness of 5 microns and chemical (approved for use in cracked concrete), packed in flexible chemical foil or dual foil type, to be used with the help of dispenser, of 20mm dia. at specified positions on concrete floors, roofs, beams (sides and bottom), walls, columns etc. according to manufacturer's specifications including all accessories like nuts, washers etc. of required size., testing, necessary scaffolding, drilling of the holes in concrete surface with electric drill, cleaning of holes with air blowout & wire-brush and making good any damage done to the structure etc. all complete for all heights, depths and locations as specified and directed. " | 5.00 | each |  | 612.00 | 3060.00 | 9800.00 | 49000.00 | 4284.00 | 21420.00 | 2500.00 | 12500.00 | 3060.00 | JSIW INFRASTRUCTURE PRIVATE LIMITED
631.00 | Pipeline laying and associated station works for KCPL Phase-I (Pipeline & Structural Works): STRUCTURAL MISCELLANEOUS STEEL WORKS SPECIFICATIONS NO. 6-68-0008 "Supplying, handling, transporting to site of work and fixing approved CHEMICAL ANCHOR FASTENERS consisting of M.S. threaded rod of Grade 5.8, GALVANIZED with minimum thickness of 5 microns and chemical (approved for use in cracked concrete), packed in flexible chemical foil or dual foil type, to be used with the help of dispenser, of 24mm dia. at specified positions on concrete floors, roofs, beams (sides and bottom), walls, columns etc. according to manufacturer's specifications including all accessories like nuts, washers etc. of required size., testing, necessary scaffolding, drilling of the holes in concrete surface with electric drill, cleaning of holes with air blowout & wire-brush and making good any damage done to the structure etc. all complete for all heights, depths and locations as specified and directed. " | 5.00 | each |  | 672.00 | 3360.00 | 9800.00 | 49000.00 | 4794.00 | 23970.00 | 2500.00 | 12500.00 | 3360.00 | JSIW INFRASTRUCTURE PRIVATE LIMITED
632.00 | Pipeline laying and associated station works for KCPL Phase-I (Pipeline & Structural Works): STRUCTURAL BRICK MASONRY (REFER SPECIFICATION NO.6-68-0009) Providing and laying BRICK MASONRY WITH BRICKS OF CLASS 5.0 in cement mortar 1:6 (1 Cement : 6 Sand) in one or more brick thickness and in any shape (excluding circular/curved brick masonry) at all depths below plinth level including the cost of materials, labour, scaffolding/ staging, sampling & testing, soaking of bricks, cutting and laying of bricks, providing recesses, making openings of any shape & size, finishing the joints flush below ground level and raking out the joints above ground level, sealing the gap between masonry and soffit of beam/slab, embedding the fittings & fixtures, curing, etc. all complete as per specifications. ALL MATERIALS INCLUDING CEMENT SUPPLIED BY THE CONTRACTOR. | 380.00 | m³ |  | 7440.00 | 2827200.00 | 7200.00 | 2736000.00 | 9866.00 | 3749080.00 | 8500.00 | 3230000.00 | 2736000.00 | Advance Infrastrurctures Pvt Ltd
633.00 | Pipeline laying and associated station works for KCPL Phase-I (Pipeline & Structural Works): STRUCTURAL BRICK MASONRY (REFER SPECIFICATION NO.6-68-0009) Providing and laying BRICK MASONRY WITH BRICKS OF CLASS 5.0 in cement mortar 1:6 (1 Cement : 6 Sand) in one or more brick thickness and in any shape (excluding circular/curved brick masonry) at all heights above plinth level including the cost of materials, labour, scaffolding/ staging, sampling & testing, soaking of bricks, cutting and laying of bricks, providing recesses, making openings of any shape & size, finishing the joints flush below ground level and raking out the joints above ground level, sealing the gap between masonry and soffit of beam/slab, embedding the fittings & fixtures, curing, etc. all complete as per specifications. ALL MATERIALS INCLUDING CEMENT SUPPLIED BY THE CONTRACTOR. | 2855.00 | m³ |  | 7440.00 | 21241200.00 | 6800.00 | 19414000.00 | 9866.00 | 28167430.00 | 9500.00 | 27122500.00 | 19414000.00 | Advance Infrastrurctures Pvt Ltd
634.00 | Pipeline laying and associated station works for KCPL Phase-I (Pipeline & Structural Works): STRUCTURAL BRICK MASONRY (REFER SPECIFICATION NO.6-68-0009) Providing and laying HALF BRICK MASONRY with bricks of CLASS 5.0 in cement mortar 1:4 (1 Cement : 4 Sand)in any shape, including the cost of materials, labour, scaffolding/staging, sampling and testing, soaking of bricks, cutting and laying of bricks, providing openings of any shape & size, raking out the joints, supplying and placing 2 Nos. 6mm dia. M.S. Bars at every fourth course, sealing the gap between masonry and soffit of beam/slab, embedding the fittings and fixtures, curing etc. all complete as per specification. ALL MATERIALS INCLUDING CEMENT SUPPLIED BY CONTRACTOR. | 50.00 | m² |  | 1260.00 | 63000.00 | 9900.00 | 495000.00 | 2040.00 | 102000.00 | 1200.00 | 60000.00 | 60000.00 | LIKHITHA INFRASTRUCTURE LIMITED
635.00 | Pipeline laying and associated station works for KCPL Phase-I (Pipeline & Structural Works): STRUCTURAL DEMOLISHING AND DISMANTLING (REFER SPEC NO. 6-68-0012) Demolishing BRICKWORK (taking all necessary safety precautions) for all depths below plinth level including supply of all tools and tackles, necessary scaffolding, propping, underpinning, cleaning and stacking of serviceable material, disposal of unserviceable material to spoil heaps anywhere within the plant boundary, all complete as specified and directed. (Excavation & backfilling shall be paid separately under relevant items). | 5.00 | m³ |  | 1800.00 | 9000.00 | 250.00 | 1250.00 | 1530.00 | 7650.00 | 1000.00 | 5000.00 | 1250.00 | Advance Infrastrurctures Pvt Ltd
636.00 | Pipeline laying and associated station works for KCPL Phase-I (Pipeline & Structural Works): STRUCTURAL DEMOLISHING AND DISMANTLING (REFER SPEC NO. 6-68-0012) Demolishing BRICKWORK (taking all necessary safety precautions) for all heights above plinth level including supply of all tools and tackles, necessary scaffolding, propping, underpinning, cleaning and stacking of serviceable material, disposal of unserviceable material to spoil heaps anywhere within the plant boundary, all complete as specified and directed. | 5.00 | m³ |  | 1800.00 | 9000.00 | 280.00 | 1400.00 | 1530.00 | 7650.00 | 1000.00 | 5000.00 | 1400.00 | Advance Infrastrurctures Pvt Ltd
637.00 | Pipeline laying and associated station works for KCPL Phase-I (Pipeline & Structural Works): STRUCTURAL DEMOLISHING AND DISMANTLING (REFER SPEC NO. 6-68-0012) Chipping of RCC WORK (taking all necessary safety precautions) by CHISELLING, upto & inclusive of 25mm thickness including supply of all tools & tackles, necessary scaffolding, propping, underpinning etc., cutting, lapping/welding of reinforcement bars as per drawings, disposal of the unserviceable material to spoil heaps anywhere within the plant boundary, all complete at all heights and depths, as specified and directed. (Excavation and backfilling shall be paid separately under relevant items). | 5.00 | m² |  | 4200.00 | 21000.00 | 750.00 | 3750.00 | 510.00 | 2550.00 | 1500.00 | 7500.00 | 2550.00 | Kalpataru Power Transmission Limited
638.00 | Pipeline laying and associated station works for KCPL Phase-I (Pipeline & Structural Works): STRUCTURAL DEMOLISHING AND DISMANTLING (REFER SPEC NO. 6-68-0012) Chipping of RCC WORK (taking all necessary safety precautions) by CHISELLING, beyond 25mm and upto & inclusive of 50mm thickness including supply of all tools & tackles, necessary scaffolding, propping, underpinning etc., cutting, lapping/welding of reinforcement bars as per drawings, disposal of the unserviceable material to spoil heaps anywhere within the plant boundary, all complete at all heights and depths, as specified and directed. (Excavation and backfilling shall be paid separately under relevant items). | 5.00 | m² |  | 4800.00 | 24000.00 | 800.00 | 4000.00 | 510.00 | 2550.00 | 1500.00 | 7500.00 | 2550.00 | Kalpataru Power Transmission Limited
639.00 | Pipeline laying and associated station works for KCPL Phase-I (Pipeline & Structural Works): STRUCTURAL DEMOLISHING AND DISMANTLING (REFER SPEC NO. 6-68-0012) Chipping of RCC WORK (taking all necessary safety precautions) by CHISELLING, beyond 50mm and upto & inclusive of 100mm thickness including supply of all tools & tackles, necessary scaffolding, propping, underpinning etc., cutting, lapping/welding of reinforcement bars as per drawings, disposal of the unserviceable material to spoil heaps anywhere within the plant boundary, all complete at all heights and depths, as specified and directed. (Excavation and backfilling shall be paid separately under relevant items). | 5.00 | m² |  | 5400.00 | 27000.00 | 850.00 | 4250.00 | 510.00 | 2550.00 | 1500.00 | 7500.00 | 2550.00 | Kalpataru Power Transmission Limited
640.00 | Pipeline laying and associated station works for KCPL Phase-I (Pipeline & Structural Works): STRUCTURAL DEMOLISHING AND DISMANTLING (REFER SPEC NO. 6-68-0012) Demolishing RCC WORK (taking all necessary safety precautions) for all depths below plinth level including supply of all tools & tackles, necessary scaffolding, propping, underpinning etc., cutting, straightening, scraping and cleaning of reinforcement bars, stacking of serviceable materials, disposal of unserviceable material to spoil heaps ANYWHERE OUTSIDE THE PLANT BOUNDARY, all complete as specified and directed. Disposal areas outside plant Boundary to be arranged by the contractor. Royalty as applicable for disposal outside plant limits to be borne by the Contractor. (Excavation & backfilling shall be paid separately under relevant items). | 5.00 | m³ |  | 3000.00 | 15000.00 | 900.00 | 4500.00 | 3060.00 | 15300.00 | 1500.00 | 7500.00 | 4500.00 | Advance Infrastrurctures Pvt Ltd
641.00 | Pipeline laying and associated station works for KCPL Phase-I (Pipeline & Structural Works): STRUCTURAL DEMOLISHING AND DISMANTLING (REFER SPEC NO. 6-68-0012) Demolishing RCC WORK (taking all necessary safety precautions) for all heights above plinth level including supply of all tools & tackles, necessary scaffolding, propping, underpinning etc., cutting, straightening, scraping and cleaning of reinforcement bars, stacking of serviceable materials, disposal of unserviceable material to spoil heaps ANYWHERE OUTSIDE THE PLANT BOUNDARY, all complete as specified and directed. Disposal areas outside plant Boundary to be arranged by the contractor. Royalty as applicable for disposal outside plant limits to be borne by the Contractor. (Excavation & backfilling shall be paid separately under relevant items). | 5.00 | m³ |  | 3000.00 | 15000.00 | 950.00 | 4750.00 | 3315.00 | 16575.00 | 1500.00 | 7500.00 | 4750.00 | Advance Infrastrurctures Pvt Ltd
642.00 | Pipeline laying and associated station works for KCPL Phase-I (Pipeline & Structural Works): STRUCTURAL DEMOLISHING AND DISMANTLING (REFER SPEC NO. 6-68-0012) Demolishing PLAIN CEMENT CONCRETE work (taking all necessary safety precautions) for all depths below plinth level including supply of all tools & tackles, necessary scaffolding, propping, underpinning etc. disposal of unserviceable material to spoil heaps ANYWHERE OUTSIDE THE PLANT BOUNDARY, all complete as specified and directed. Disposal areas outside plant Boundary to be arranged by the contractor. Royalty as applicable for disposal outside plant limits to be borne by the Contractor. (Excavation & backfilling shall be paid separately under relevant items). | 5.00 | m³ |  | 2640.00 | 13200.00 | 1500.00 | 7500.00 | 3060.00 | 15300.00 | 1500.00 | 7500.00 | 7500.00 | LIKHITHA INFRASTRUCTURE LIMITED, Advance Infrastrurctures Pvt Ltd
643.00 | Pipeline laying and associated station works for KCPL Phase-I (Pipeline & Structural Works): STRUCTURAL DEMOLISHING AND DISMANTLING (REFER SPEC NO. 6-68-0012) Demolishing STONE MASONRY WORK (taking all necessary safety precautions) for all depths below plinth level including supply of all tools and tackles, necessary scaffolding, propping, underpinning, cleaning and stacking of serviceable material, disposal of unserviceable material to spoil heaps anywhere within the plant boundary, all complete as specified and directed. (Excavation & backfilling shall be paid separately under relevant items). | 5.00 | m³ |  | 2400.00 | 12000.00 | 1500.00 | 7500.00 | 1734.00 | 8670.00 | 1500.00 | 7500.00 | 7500.00 | LIKHITHA INFRASTRUCTURE LIMITED, Advance Infrastrurctures Pvt Ltd
644.00 | Pipeline laying and associated station works for KCPL Phase-I (Pipeline & Structural Works): STRUCTURAL DEMOLISHING AND DISMANTLING (REFER SPEC NO. 6-68-0012) Demolishing STONE MASONRY WORK (taking all necessary safety precautions) for all heights above plinth level including supply of all tools and tackles, necessary scaffolding, propping, underpinning, cleaning and stacking of serviceable material, disposal of unserviceable material to spoil heaps anywhere within the plant boundary, all complete as specified and directed. | 5.00 | m³ |  | 2400.00 | 12000.00 | 1500.00 | 7500.00 | 1734.00 | 8670.00 | 1500.00 | 7500.00 | 7500.00 | LIKHITHA INFRASTRUCTURE LIMITED, Advance Infrastrurctures Pvt Ltd
645.00 | Pipeline laying and associated station works for KCPL Phase-I (Pipeline & Structural Works): STRUCTURAL DEMOLISHING AND DISMANTLING (REFER SPEC NO. 6-68-0012) Dismantling bolted/rivetted/welded STRUCTURAL STEEL WORK of all descriptions (taking all necessary safety precautions), including supply of all tools and tackles, consumables, necessary scaffolding etc., providing temporary bracings as required, cutting (by flame or saw) gusset plates, bolts, nuts, weldings etc., transporting and stacking of the serviceable materials, cleaning the site of work of all unserviceable materials for disposal to spoil heaps anywhere within the plant boundary, all complete at all depths and heights, as specified and directed. | 1.00 | MT |  | 30000.00 | 30000.00 | 15000.00 | 15000.00 | 25500.00 | 25500.00 | 1500.00 | 1500.00 | 1500.00 | LIKHITHA INFRASTRUCTURE LIMITED
646.00 | Pipeline laying and associated station works for KCPL Phase-I (Pipeline & Structural Works): STRUCTURAL MISCELLANEOUS ITEMS (REFER SPECIFICATION NO. 6-68-0013) Providing and injecting approved chemical emulsions as specified for pre-constructional ANTI-TERMITE TREATMENT and creating a chemical barrier under and around column pits, wall trenches, basement excavations, top surfaces of plinth filling, junction of wall and floor, along the external perimeter of building, expansion joints, surrounding of pipes and conduits etc. all complete as specified and directed. (Plinth area of the building at ground floor only shall be measured). | 2920.00 | m² |  | 252.00 | 735840.00 | 750.00 | 2190000.00 | 179.00 | 522680.00 | 600.00 | 1752000.00 | 522680.00 | Kalpataru Power Transmission Limited
647.00 | Pipeline laying and associated station works for KCPL Phase-I (Pipeline & Structural Works): STRUCTURAL MISCELLANEOUS ITEMS (REFER SPECIFICATION NO. 6-68-0013) Supplying and filling approved SAND of specified quality under floors, in foundations, plinths, tank foundations etc. for all depths and heights including cost of sand, royalties, transportation to site for all leads and lifts, including loading, unloading, spreading in layers of loose thickness not exceeding 150 mm, watering, ramming, compacting with mechanical compactors and/or other equipment to the specified levels to achieve 85% relative density as per IS:2720 Part XIV, including preparation of subgrade to the required slope, providing testing apparatus and testing the degree of consolidation all complete as per drawings, specifications and direction of Engineer-in-charge. The rates shall be inclusive of the cost of all labour, material, equipments etc. all complete . | 655.00 | m³ |  | 2160.00 | 1414800.00 | 650.00 | 425750.00 | 2168.00 | 1420040.00 | 2000.00 | 1310000.00 | 425750.00 | Advance Infrastrurctures Pvt Ltd
648.00 | Pipeline laying and associated station works for KCPL Phase-I (Pipeline & Structural Works): STRUCTURAL MISCELLANEOUS ITEMS (REFER SPECIFICATION NO. 6-68-0013) Providing and laying 40mm thick DAMP PROOF COURSE with plain cement concrete of nominal mix of 1:1.5:3 with 10mm & down size graded crushed stone aggregates in two layers of 20mm thick with two coats of hot bitumen (Grade A90/S90 conforming to IS:73) applied @ 1.7 Kg/sq.m. over each layer as per specifications including cleaning, watering the top surface of walls, centering, shuttering, placing, tamping, curing, sprinkling an even layer of dry & sharp sand over the hot bitumen etc. all complete as specified and directed. | 900.00 | m² |  | 900.00 | 810000.00 | 800.00 | 720000.00 | 714.00 | 642600.00 | 600.00 | 540000.00 | 540000.00 | LIKHITHA INFRASTRUCTURE LIMITED
649.00 | Pipeline laying and associated station works for KCPL Phase-I (Pipeline & Structural Works): STRUCTURAL MISCELLANEOUS ITEMS (REFER SPECIFICATION NO. 6-68-0013) Dressing and trimming all around the completed buildings/structures including cleaning, providing and spreading earth, making specified slopes, watering, ramming & consolidation for an average 75mm thickness etc. all complete as directed. | 40.00 | m³ |  | 7800.00 | 312000.00 | 600.00 | 24000.00 | 204.00 | 8160.00 | 500.00 | 20000.00 | 8160.00 | Kalpataru Power Transmission Limited
650.00 | Pipeline laying and associated station works for KCPL Phase-I (Pipeline & Structural Works): STRUCTURAL MISCELLANEOUS ITEMS (REFER SPECIFICATION NO. 6-68-0013) Supplying and mixing of approved brand of BI-POLAR CONCRETE PENETRATING CORROSION INHIBITING ADMIXTURE (confirming to EIL Specification No. 6-68-0017) in concrete as per manufacturer's specification for protection of reinforcement against corrosion. Supply of admixture in Contractor's scope. | 16400.00 | kg |  | 300.00 | 4920000.00 | 110.00 | 1804000.00 | 179.00 | 2935600.00 | 100.00 | 1640000.00 | 1640000.00 | LIKHITHA INFRASTRUCTURE LIMITED
651.00 | Pipeline laying and associated station works for KCPL Phase-I (Pipeline & Structural Works): STRUCTURAL BONDING FRESH CONCRETE TO OLD CONCRETE BY EPOXY RESIN BONDING SYSTEM (REFER SPECIFICATION NO. 6-68-0056) Providing and applying approved EPOXY RESIN (prepared as per manufacturer's recommendation) for bonding of fresh concrete to old concrete in all types of structure at all depths and heights including cleaning of concrete surface, removing of all loose concrete pieces, making rough by chiselling, taking off the skin of concrete, application of Epoxy Resin System by spraying, necessary working platforms, props, scaffolding and other safety measures, removal of same after completion etc. all complete as specified and directed. (Excavation, backfilling, removal of surplus earth, keeping pit dry by pumping/bailing subsoil water shall be paid separately under relevant items). | 10.00 | kg |  | 2160.00 | 21600.00 | 250.00 | 2500.00 | 189.00 | 1890.00 | 10000.00 | 100000.00 | 1890.00 | Kalpataru Power Transmission Limited
652.00 | Pipeline laying and associated station works for KCPL Phase-I (Pipeline & Structural Works): STRUCTURAL SAFETY (REFER EIL SPECIFICATION) Covering of existing openings in buildings with 6 mm thick MS chequered plates by stitch welding (12 mm @ 500 mm centres) to the existing steel framework and in case existing MS framework is not available, by providing necessary anchor fastner (Mechanical) in concrete/ brick wall etc., including cutting, grinding edges, hoisting, fixing in position all complete as per the directions of Engineer-in-Charge. Rate is inclusive of supply of all materials and consumables. | 25.00 | kg |  | 192.00 | 4800.00 | 1400.00 | 35000.00 | 138.00 | 3450.00 | 200.00 | 5000.00 | 3450.00 | Kalpataru Power Transmission Limited
653.00 | Pipeline laying and associated station works for KCPL Phase-I (Pipeline & Structural Works): STRUCTURAL SAFETY (REFER EIL SPECIFICATION) Providing and fixing double scaffolding system of any height made with 40 mm dia MS tube 1.5 m centre to centre, horizontal & vertical tubes joining with MS tubes, MS tube challies, MS clamps and MS staircase system in the scaffolding for working platform/ staircase etc., and maintaining it in a serviceable condition for the required duration as approved and removing it thereafter. The scaffolding system shall be stiffened with bracings, runners, connection with the building etc., wherever required for inspection of work at required locations with essential safety features for the workmen etc., all complete as per directions and approval of Engineer-in-charge. (Height shall be measured from Floor/ platform from where scaffolding is erected) including providing Aluminium ladders for safe acess of workers. | 300.00 | m³ |  | 3000.00 | 900000.00 | 2500.00 | 750000.00 | 306.00 | 91800.00 | 2500.00 | 750000.00 | 91800.00 | Kalpataru Power Transmission Limited
654.00 | Pipeline laying and associated station works for KCPL Phase-I (Pipeline & Structural Works): GEOTECH GROUND IMPROVEMENT Supplying and filling sand gravel mix (1:1) with approved aggregate below road, RCC pavement, manholes, pits, foundations, bedding of UG piping etc. in layers of 150 mm loose thickness (maximum) including watering, ramming, rolling, compacting to achieve 85% relative density as per IS 2720 Part-XIV, quarrying, royalties, transportation, handling, etc. all complete as per drawings, specifications and directions of Engineer-in-Charge. (The rate shall be inclusive of the cost of all labour, material, equipment etc. all complete) | 200.00 | cum |  | 3840.00 | 768000.00 | 3200.00 | 640000.00 | 1919.00 | 383800.00 | 2000.00 | 400000.00 | 383800.00 | Kalpataru Power Transmission Limited
655.00 | Pipeline laying and associated station works for KCPL Phase-I (Pipeline & Structural Works): PIPELINES LAYING OF STEEL PIPELINE IN RESTRICTED ROU (MANGROVE, ROAD, CITY, RESERVE FOREST, BUILT-IN) Scope of Work Installation of Pipeline (Line pipe Supply defined separately in subsequent SOR) OFC Conduit to be installed Yes (Pipeline works to include trenching for OFC/ OFC Conduit. OFC/ OFC Conduit works as per SOR Pipe Material Grade API 5L Gr. X-70 PSL 2 Pipe OD 610 mm Type of External Coating 3LPE Type of Internal Coating Epoxy Type of Soil/ Strata Normal Strata (Soft Soil/ Sand/ Clay/ Silty Sand/ Silty Clay etc.) Type of Restricted ROU Road/City Available Width of RoU 5 m Wall thickness 12.4 mm | 76172.00 | m |  | 10500.00 | 799806000.00 | 6550.00 | 498926600.00 | 7270.00 | 553770440.00 | 11000.00 | 837892000.00 | 498926600.00 | Advance Infrastrurctures Pvt Ltd
656.00 | Pipeline laying and associated station works for KCPL Phase-I (Pipeline & Structural Works): PIPELINES LAYING OF STEEL PIPELINE IN RESTRICTED ROU (MANGROVE, ROAD, CITY, RESERVE FOREST, BUILT-IN) Scope of Work Installation of Pipeline (Line pipe Supply defined separately in subsequent SOR) OFC Conduit to be installed Yes (Pipeline works to include trenching for OFC/ OFC Conduit. OFC/ OFC Conduit works as per SOR Pipe Material Grade API 5L Gr. X-70 PSL 2 Pipe OD 610 mm Type of External Coating 3LPE Type of Internal Coating Epoxy Type of Soil/ Strata Normal Strata (Soft Soil/ Sand/ Clay/ Silty Sand/ Silty Clay etc.) Type of Restricted ROU Road/City Available Width of RoU 5 m Wall thickness 12.7 mm | 30796.00 | m |  | 10500.00 | 323358000.00 | 6500.00 | 200174000.00 | 7323.00 | 225519108.00 | 11000.00 | 338756000.00 | 200174000.00 | Advance Infrastrurctures Pvt Ltd
657.00 | Pipeline laying and associated station works for KCPL Phase-I (Pipeline & Structural Works): PIPELINES LAYING OF STEEL PIPELINE IN RESTRICTED ROU (MANGROVE, ROAD, CITY, RESERVE FOREST, BUILT-IN) Scope of Work Installation of Pipeline (Line pipe Supply defined separately in subsequent SOR) OFC Conduit to be installed Yes (Pipeline works to include trenching for OFC/ OFC Conduit. OFC/ OFC Conduit works as per SOR Pipe Material Grade API 5L Gr. X-70 PSL 2 Pipe OD 610 mm Type of External Coating 3LPE Type of Internal Coating Epoxy Type of Soil/ Strata Normal Strata (Soft Soil/ Sand/ Clay/ Silty Sand/ Silty Clay etc.) Type of Restricted ROU Road/City Available Width of RoU 5 m Wall thickness 10.8 mm | 10200.00 | m |  | 10500.00 | 107100000.00 | 6450.00 | 65790000.00 | 7165.00 | 73083000.00 | 11000.00 | 112200000.00 | 65790000.00 | Advance Infrastrurctures Pvt Ltd
658.00 | Pipeline laying and associated station works for KCPL Phase-I (Pipeline & Structural Works): PIPELINES LAYING OF STEEL PIPELINE IN RESTRICTED ROU (MANGROVE, ROAD, CITY, RESERVE FOREST, BUILT-IN) Scope of Work Installation of Pipeline (Line pipe Supply defined separately in subsequent SOR) OFC Conduit to be installed Yes (Pipeline works to include trenching for OFC/ OFC Conduit. OFC/ OFC Conduit works as per SOR Pipe Material Grade API 5L Gr. X-70 PSL 2 Pipe OD 610 mm Type of External Coating 3LPE Type of Internal Coating Epoxy Type of Soil/ Strata Normal Strata (Soft Soil/ Sand/ Clay/ Silty Sand/ Silty Clay etc.) Type of Restricted ROU Road/City Available Width of RoU 5 m Wall thickness 15.5 mm | 400.00 | m |  | 12000.00 | 4800000.00 | 6700.00 | 2680000.00 | 7480.00 | 2992000.00 | 11500.00 | 4600000.00 | 2680000.00 | Advance Infrastrurctures Pvt Ltd
659.00 | Pipeline laying and associated station works for KCPL Phase-I (Pipeline & Structural Works): PIPELINES LAYING OF STEEL PIPELINE IN RESTRICTED ROU (MANGROVE, ROAD, CITY, RESERVE FOREST, BUILT-IN) Scope of Work Installation of Pipeline (Line Pipe Free issue from Owner) OFC Conduit to be installed Yes (Pipeline works to include trenching for OFC/ OFC Conduit. OFC/ OFC Conduit works as per SOR Pipe Material Grade API 5L Gr. X-70 PSL 2 Pipe OD 610 mm Type of External Coating 3LPE Type of Internal Coating Epoxy Type of Soil/ Strata Hard Rock Type of Restricted ROU Reserve Forest Available Width of RoU 5 m Wall thickness 10.8 mm | 386.00 | m |  | 12000.00 | 4632000.00 | 8300.00 | 3203800.00 | 11523.00 | 4447878.00 | 17000.00 | 6562000.00 | 3203800.00 | Advance Infrastrurctures Pvt Ltd
660.00 | Pipeline laying and associated station works for KCPL Phase-I (Pipeline & Structural Works): PIPELINES LAYING OF STEEL PIPELINE IN RESTRICTED ROU (MANGROVE, ROAD, CITY, RESERVE FOREST, BUILT-IN) Scope of Work Installation of Pipeline (Line Pipe Free issue from Owner) OFC Conduit to be installed Yes (Pipeline works to include trenching for OFC/ OFC Conduit. OFC/ OFC Conduit works as per SOR Pipe Material Grade API 5L Gr. X-70 PSL 2 Pipe OD 610 mm Type of External Coating 3LPE Type of Internal Coating Epoxy Type of Soil/ Strata Hard Rock Type of Restricted ROU Reserve Forest Available Width of RoU 5 m Wall thickness 12.4 mm | 155.00 | m |  | 12000.00 | 1860000.00 | 8400.00 | 1302000.00 | 11575.00 | 1794125.00 | 17000.00 | 2635000.00 | 1302000.00 | Advance Infrastrurctures Pvt Ltd
661.00 | Pipeline laying and associated station works for KCPL Phase-I (Pipeline & Structural Works): PIPELINES LAYING OF STEEL PIPELINE IN RESTRICTED ROU (MANGROVE, ROAD, CITY, RESERVE FOREST, BUILT-IN) Scope of Work Installation of Pipeline (Line Pipe Free issue from Owner) OFC Conduit to be installed Yes (Pipeline works to include trenching for OFC/ OFC Conduit. OFC/ OFC Conduit works as per SOR Pipe Material Grade API 5L Gr. X-70 PSL 2 Pipe OD 610 mm Type of External Coating 3LPE Type of Internal Coating Epoxy Type of Soil/ Strata Hard Strata (Soft Rock/ Murrum / Laterite / Weathered Rock / Gravels / Pebbles/ Cobbles etc.) Type of Restricted ROU Reserve Forest Available Width of RoU 5 m Wall thickness 10.8 mm | 4414.00 | m |  | 12000.00 | 52968000.00 | 8000.00 | 35312000.00 | 10998.00 | 48545172.00 | 11000.00 | 48554000.00 | 35312000.00 | Advance Infrastrurctures Pvt Ltd
662.00 | Pipeline laying and associated station works for KCPL Phase-I (Pipeline & Structural Works): PIPELINES LAYING OF STEEL PIPELINE IN RESTRICTED ROU (MANGROVE, ROAD, CITY, RESERVE FOREST, BUILT-IN) Scope of Work Installation of Pipeline (Line Pipe Free issue from Owner) OFC Conduit to be installed Yes (Pipeline works to include trenching for OFC/ OFC Conduit. OFC/ OFC Conduit works as per SOR Pipe Material Grade API 5L Gr. X-70 PSL 2 Pipe OD 610 mm Type of External Coating 3LPE Type of Internal Coating Epoxy Type of Soil/ Strata Hard Strata (Soft Rock/ Murrum / Laterite / Weathered Rock / Gravels / Pebbles/ Cobbles etc.) Type of Restricted ROU Reserve Forest Available Width of RoU 5 m Wall thickness 12.4 mm | 512.00 | m |  | 12000.00 | 6144000.00 | 8400.00 | 4300800.00 | 11523.00 | 5899776.00 | 11000.00 | 5632000.00 | 4300800.00 | Advance Infrastrurctures Pvt Ltd
663.00 | Pipeline laying and associated station works for KCPL Phase-I (Pipeline & Structural Works): PIPELINES LAYING OF STEEL PIPELINE IN RESTRICTED ROU (MANGROVE, ROAD, CITY, RESERVE FOREST, BUILT-IN) Scope of Work Installation of Pipeline (Line Pipe Free issue from Owner) OFC Conduit to be installed Yes (Pipeline works to include trenching for OFC/ OFC Conduit. OFC/ OFC Conduit works as per SOR Pipe Material Grade API 5L Gr. X-70 PSL 2 Pipe OD 610 mm Type of External Coating 3LPE Type of Internal Coating Epoxy Type of Soil/ Strata Hard Rock Type of Restricted ROU Road/City Available Width of RoU 5 m Wall thickness 10.8 mm | 250.00 | m |  | 12000.00 | 3000000.00 | 8300.00 | 2075000.00 | 11313.00 | 2828250.00 | 20000.00 | 5000000.00 | 2075000.00 | Advance Infrastrurctures Pvt Ltd
664.00 | Pipeline laying and associated station works for KCPL Phase-I (Pipeline & Structural Works): PIPELINES LAYING OF STEEL PIPELINE IN RESTRICTED ROU (MANGROVE, ROAD, CITY, RESERVE FOREST, BUILT-IN) Scope of Work Installation of Pipeline (Line Pipe Free issue from Owner) OFC Conduit to be installed Yes (Pipeline works to include trenching for OFC/ OFC Conduit. OFC/ OFC Conduit works as per SOR Pipe Material Grade API 5L Gr. X-70 PSL 2 Pipe OD 610 mm Type of External Coating 3LPE Type of Internal Coating Epoxy Type of Soil/ Strata Hard Strata (Soft Rock/ Murrum / Laterite / Weathered Rock / Gravels / Pebbles/ Cobbles etc.) Type of Restricted ROU Road/City Available Width of RoU 5 m Wall thickness 10.8 mm | 750.00 | m |  | 12000.00 | 9000000.00 | 8300.00 | 6225000.00 | 11523.00 | 8642250.00 | 15000.00 | 11250000.00 | 6225000.00 | Advance Infrastrurctures Pvt Ltd
665.00 | Pipeline laying and associated station works for KCPL Phase-I (Pipeline & Structural Works): PIPELINES LAYING OF STEEL PIPELINE IN RESTRICTED ROU (MANGROVE, ROAD, CITY, RESERVE FOREST, BUILT-IN) Scope of Work Installation of Pipeline (Line Pipe Free issue from Owner) OFC Conduit to be installed Yes (Pipeline works to include trenching for OFC/ OFC Conduit. OFC/ OFC Conduit works as per SOR Pipe Material Grade API 5L Gr. X-70 PSL 2 Pipe OD 610 mm Type of External Coating 3LPE Type of Internal Coating Epoxy Type of Soil/ Strata Hard Rock Type of Restricted ROU Road/City Available Width of RoU 5 m Wall thickness 12.4 mm | 8500.00 | m |  | 11000.00 | 93500000.00 | 8200.00 | 69700000.00 | 11523.00 | 97945500.00 | 20000.00 | 170000000.00 | 69700000.00 | Advance Infrastrurctures Pvt Ltd
666.00 | Pipeline laying and associated station works for KCPL Phase-I (Pipeline & Structural Works): PIPELINES LAYING OF STEEL PIPELINE IN RESTRICTED ROU (MANGROVE, ROAD, CITY, RESERVE FOREST, BUILT-IN) Scope of Work Installation of Pipeline (Line Pipe Free issue from Owner) OFC Conduit to be installed Yes (Pipeline works to include trenching for OFC/ OFC Conduit. OFC/ OFC Conduit works as per SOR Pipe Material Grade API 5L Gr. X-70 PSL 2 Pipe OD 610 mm Type of External Coating 3LPE Type of Internal Coating Epoxy Type of Soil/ Strata Hard Strata (Soft Rock/ Murrum / Laterite / Weathered Rock / Gravels / Pebbles/ Cobbles etc.) Type of Restricted ROU Road/City Available Width of RoU 5 m Wall thickness 12.4 mm | 12000.00 | m |  | 11000.00 | 132000000.00 | 8250.00 | 99000000.00 | 11313.00 | 135756000.00 | 15000.00 | 180000000.00 | 99000000.00 | Advance Infrastrurctures Pvt Ltd
667.00 | Pipeline laying and associated station works for KCPL Phase-I (Pipeline & Structural Works): PIPELINES BACKFILLING WITH SELECT SOIL Type of Backfill Seismic Areas Pipe OD 610 mm Distance of Transport Within 25km | 14761.00 | m |  | 3000.00 | 44283000.00 | 1700.00 | 25093700.00 | 2657.00 | 39219977.00 | 1500.00 | 22141500.00 | 22141500.00 | LIKHITHA INFRASTRUCTURE LIMITED
668.00 | Pipeline laying and associated station works for KCPL Phase-I (Pipeline & Structural Works): PIPELINES BACKFILLING WITH SELECT SOIL Type of Backfill Station Approach Pipe OD 610 mm Distance of Transport Within 25km | 100.00 | m |  | 3000.00 | 300000.00 | 1650.00 | 165000.00 | 2804.00 | 280400.00 | 1500.00 | 150000.00 | 150000.00 | LIKHITHA INFRASTRUCTURE LIMITED
669.00 | Pipeline laying and associated station works for KCPL Phase-I (Pipeline & Structural Works): PIPELINES ANTI-BUOYANCY MEASURES FOR PIPELINE Type of Protection Geo-textile Bags Pipe OD 610 mm Concrete Weight Thickness 100 mm | 100.00 | m |  | 12274.80 | 1227480.00 | 200.00 | 20000.00 | 6930.00 | 693000.00 | 2000.00 | 200000.00 | 20000.00 | Advance Infrastrurctures Pvt Ltd
670.00 | Pipeline laying and associated station works for KCPL Phase-I (Pipeline & Structural Works): PIPELINES ANTI-BUOYANCY MEASURES FOR PIPELINE Type of Protection Concrete Weight Coating Pipe OD 610 mm Concrete Weight Thickness 100 mm | 530.00 | m |  | 14400.00 | 7632000.00 | 5000.00 | 2650000.00 | 7508.00 | 3979240.00 | 6500.00 | 3445000.00 | 2650000.00 | Advance Infrastrurctures Pvt Ltd
671.00 | Pipeline laying and associated station works for KCPL Phase-I (Pipeline & Structural Works): PIPELINES SOIL STABILIZATION Works Related to Bank Stabilization | 100.00 | sqm |  | 2400.00 | 240000.00 | 4200.00 | 420000.00 | 2625.00 | 262500.00 | 4000.00 | 400000.00 | 240000.00 | JSIW INFRASTRUCTURE PRIVATE LIMITED
672.00 | Pipeline laying and associated station works for KCPL Phase-I (Pipeline & Structural Works): PIPELINES ROCK SHIELDING IN ROCKY AREAS Pipe OD 610 mm | 24500.00 | m |  | 522.00 | 12789000.00 | 900.00 | 22050000.00 | 525.00 | 12862500.00 | 500.00 | 12250000.00 | 12250000.00 | LIKHITHA INFRASTRUCTURE LIMITED
673.00 | Pipeline laying and associated station works for KCPL Phase-I (Pipeline & Structural Works): PIPELINES OPEN CUT WATER CROSSINGS Pipe OD 610 mm Pipe Material Grade API 5L Gr. X-70 PSL 2 Type of Soil/Strata Normal Strata (Soft Soil/ Sand/ Clay/ Silty Sand/ Silty Clay) Wall Thickness 12.7 mm Concrete Coating Thickness 100 mm Name of Crossing SARABANGA RIVER Chainage of Crossing 112.545 km | 96.00 | m |  | 100000.00 | 9600000.00 | 16000.00 | 1536000.00 | 28807.00 | 2765472.00 | 35000.00 | 3360000.00 | 1536000.00 | Advance Infrastrurctures Pvt Ltd
674.00 | Pipeline laying and associated station works for KCPL Phase-I (Pipeline & Structural Works): PIPELINES OPEN CUT WATER CROSSINGS Pipe OD 610 mm Pipe Material Grade API 5L Gr. X-70 PSL 2 Type of Soil/Strata Normal Strata (Soft Soil/ Sand/ Clay/ Silty Sand/ Silty Clay) Wall Thickness 12.7 mm Concrete Coating Thickness 100 mm Name of Crossing SARABHANGA RIVER Chainage of Crossing 128.133 km | 108.00 | m |  | 100000.00 | 10800000.00 | 16000.00 | 1728000.00 | 28807.00 | 3111156.00 | 35000.00 | 3780000.00 | 1728000.00 | Advance Infrastrurctures Pvt Ltd
675.00 | Pipeline laying and associated station works for KCPL Phase-I (Pipeline & Structural Works): PIPELINES INSTALLATION OF CASING PIPE & CS CONDUIT Scope of Work Supply & Installation of CS Conduit Pipe OD 168.3 mm Material Grade API 5L Gr. B/ IS 1239 Method of Crossing Jacking/Boring Thickness 6.40 mm | 1310.00 | m |  | 9000.00 | 11790000.00 | 9000.00 | 11790000.00 | 10164.00 | 13314840.00 | 10000.00 | 13100000.00 | 11790000.00 | JSIW INFRASTRUCTURE PRIVATE LIMITED, Advance Infrastrurctures Pvt Ltd
676.00 | Pipeline laying and associated station works for KCPL Phase-I (Pipeline & Structural Works): PIPELINES INSTALLATION OF CASING PIPE & CS CONDUIT Scope of Work Supply & Installation of Casing Pipe Pipe OD 762 mm Material Grade API 5L Gr. B/ IS 3589 Grade Fe 410/ IS 3589 Grade Fe 450 Method of Crossing Jacking/Boring Thickness 11.91 mm | 780.00 | m |  | 100000.00 | 78000000.00 | 40000.00 | 31200000.00 | 43050.00 | 33579000.00 | 70000.00 | 54600000.00 | 31200000.00 | Advance Infrastrurctures Pvt Ltd
677.00 | Pipeline laying and associated station works for KCPL Phase-I (Pipeline & Structural Works): PIPELINES PERMANENT MARKERS Type of Marker Aerial Marker | 25.00 | nos |  | 9000.00 | 225000.00 | 9500.00 | 237500.00 | 12600.00 | 315000.00 | 15000.00 | 375000.00 | 225000.00 | JSIW INFRASTRUCTURE PRIVATE LIMITED
678.00 | Pipeline laying and associated station works for KCPL Phase-I (Pipeline & Structural Works): PIPELINES PERMANENT MARKERS Type of Marker Direction Marker | 5.00 | nos |  | 8400.00 | 42000.00 | 9000.00 | 45000.00 | 10500.00 | 52500.00 | 9000.00 | 45000.00 | 42000.00 | JSIW INFRASTRUCTURE PRIVATE LIMITED
679.00 | Pipeline laying and associated station works for KCPL Phase-I (Pipeline & Structural Works): PIPELINES PERMANENT MARKERS Type of Marker Kilometer Marker | 120.00 | nos |  | 8400.00 | 1008000.00 | 8500.00 | 1020000.00 | 10500.00 | 1260000.00 | 9000.00 | 1080000.00 | 1008000.00 | JSIW INFRASTRUCTURE PRIVATE LIMITED
680.00 | Pipeline laying and associated station works for KCPL Phase-I (Pipeline & Structural Works): PIPELINES PERMANENT MARKERS Type of Marker Pipeline Warning Marker | 260.00 | nos |  | 8400.00 | 2184000.00 | 8500.00 | 2210000.00 | 10500.00 | 2730000.00 | 9000.00 | 2340000.00 | 2184000.00 | JSIW INFRASTRUCTURE PRIVATE LIMITED
681.00 | Pipeline laying and associated station works for KCPL Phase-I (Pipeline & Structural Works): PIPELINES PERMANENT MARKERS Type of Marker ROU Boundary Marker | 1200.00 | nos |  | 1200.00 | 1440000.00 | 730.00 | 876000.00 | 1890.00 | 2268000.00 | 1500.00 | 1800000.00 | 876000.00 | Advance Infrastrurctures Pvt Ltd
682.00 | Pipeline laying and associated station works for KCPL Phase-I (Pipeline & Structural Works): PIPELINES FABRICATION OF LR BENDS Pipe OD 610 mm Angle of Bend 31 to 45 ° Radius of Bend R=6D Pipe Material API 5L Gr. X-70 PSL 2 Wall thickness of Mother Pipe 14.3 mm | 18.00 | nos |  | 250000.00 | 4500000.00 | 95000.00 | 1710000.00 | 110250.00 | 1984500.00 | 200000.00 | 3600000.00 | 1710000.00 | Advance Infrastrurctures Pvt Ltd
683.00 | Pipeline laying and associated station works for KCPL Phase-I (Pipeline & Structural Works): PIPELINES FABRICATION OF LR BENDS Pipe OD 610 mm Angle of Bend 46 to 60 ° Radius of Bend R=6D Pipe Material API 5L Gr. X-70 PSL 2 Wall thickness of Mother Pipe 14.3 mm | 10.00 | nos |  | 250000.00 | 2500000.00 | 105000.00 | 1050000.00 | 115500.00 | 1155000.00 | 230000.00 | 2300000.00 | 1050000.00 | Advance Infrastrurctures Pvt Ltd
684.00 | Pipeline laying and associated station works for KCPL Phase-I (Pipeline & Structural Works): PIPELINES FABRICATION OF LR BENDS Pipe OD 610 mm Angle of Bend 61 to 75 ° Radius of Bend R=6D Pipe Material API 5L Gr. X-70 PSL 2 Wall thickness of Mother Pipe 14.3 mm | 3.00 | nos |  | 300000.00 | 900000.00 | 125000.00 | 375000.00 | 120750.00 | 362250.00 | 260000.00 | 780000.00 | 362250.00 | Kalpataru Power Transmission Limited
685.00 | Pipeline laying and associated station works for KCPL Phase-I (Pipeline & Structural Works): PIPELINES FABRICATION OF LR BENDS Pipe OD 610 mm Angle of Bend 76 to 90 ° Radius of Bend R=6D Pipe Material API 5L Gr. X-70 PSL 2 Wall thickness of Mother Pipe 14.3 mm | 4.00 | nos |  | 300000.00 | 1200000.00 | 135000.00 | 540000.00 | 126000.00 | 504000.00 | 275000.00 | 1100000.00 | 504000.00 | Kalpataru Power Transmission Limited
686.00 | Pipeline laying and associated station works for KCPL Phase-I (Pipeline & Structural Works): PIPELINES LEAKS/ BURSTS (ATTRIBUTABLE TO OWNER) Type of Leak Major Leak (detected by visual method) Pipe OD 610 mm | 1.00 | nos |  | 900000.00 | 900000.00 | 100.00 | 100.00 | 210000.00 | 210000.00 | 10000.00 | 10000.00 | 100.00 | Advance Infrastrurctures Pvt Ltd
687.00 | Pipeline laying and associated station works for KCPL Phase-I (Pipeline & Structural Works): PIPELINES LEAKS/ BURSTS (ATTRIBUTABLE TO OWNER) Type of Leak Minor Leak (detected by sectionalizing) Pipe OD 610 mm | 1.00 | nos |  | 900000.00 | 900000.00 | 100.00 | 100.00 | 315000.00 | 315000.00 | 10000.00 | 10000.00 | 100.00 | Advance Infrastrurctures Pvt Ltd
688.00 | Pipeline laying and associated station works for KCPL Phase-I (Pipeline & Structural Works): PIPELINES LEAKS/ BURSTS (ATTRIBUTABLE TO OWNER) Repair of Leak/ Burst in Terminal Piping All works for repair of leak/burst (occurred during hydrostatic testing) by necessary repairing/ replacing defective pipes/ fittings/ flanges etc., including cutting and removing out defective items, transportation, welding, NDT of welds and re-beveled area, repair and re-testing of defective welds, coating/ painting of welded joints, clean-up, retesting the pipe segment including providing all necessary equipment, labour, materials, consumables and inputs other than Owner supplied materials and performing all works as per drawings, scope of work, specifications, standards enclosed with the Contract and directions of Engineer-in-Charge. Note: 1. This rate is applicable for manufacturing defects in Company/ Owner supplied material only. | 50.00 | Inch Mtr |  | 6000.00 | 300000.00 | 100.00 | 5000.00 | 2100.00 | 105000.00 | 100.00 | 5000.00 | 5000.00 | LIKHITHA INFRASTRUCTURE LIMITED, Advance Infrastrurctures Pvt Ltd
689.00 | Pipeline laying and associated station works for KCPL Phase-I (Pipeline & Structural Works): PIPELINES IDLE TIME PRESERVATION WORKS Type of Preservation By Filling Corrosion Inhibited Water Pressure (Bar(g)) 2.0 Pipe OD 610 mm Period Up to 3 Month | 145965.00 | metre |  | 1.00 | 145965.00 | 10.00 | 1459650.00 | 1.00 | 145965.00 | 20.00 | 2919300.00 | 145965.00 | Kalpataru Power Transmission Limited, JSIW INFRASTRUCTURE PRIVATE LIMITED
690.00 | Pipeline laying and associated station works for KCPL Phase-I (Pipeline & Structural Works): PIPELINES IDLE TIME PRESERVATION WORKS Type of Preservation By Filling Corrosion Inhibited Water Pressure (Bar(g)) 2.0 Pipe OD 610 mm Period 3 to 6 Month | 145965.00 | metre |  | 1.00 | 145965.00 | 10.00 | 1459650.00 | 2.00 | 291930.00 | 20.00 | 2919300.00 | 145965.00 | JSIW INFRASTRUCTURE PRIVATE LIMITED
691.00 | Pipeline laying and associated station works for KCPL Phase-I (Pipeline & Structural Works): PIPELINES IDLE TIME PRESERVATION WORKS Type of Preservation By Filling Corrosion Inhibited Water Pressure (Bar(g)) 2.0 Pipe OD 610 mm Period 6 to 9 Month | 145965.00 | metre |  | 1.00 | 145965.00 | 10.00 | 1459650.00 | 2.00 | 291930.00 | 20.00 | 2919300.00 | 145965.00 | JSIW INFRASTRUCTURE PRIVATE LIMITED
692.00 | Pipeline laying and associated station works for KCPL Phase-I (Pipeline & Structural Works): PIPELINES IDLE TIME PRESERVATION WORKS Type of Preservation By Filling Corrosion Inhibited Water Pressure (Bar(g)) 2.0 Pipe OD 610 mm Period 9 to 12 Month | 145965.00 | metre |  | 1.00 | 145965.00 | 10.00 | 1459650.00 | 2.00 | 291930.00 | 20.00 | 2919300.00 | 145965.00 | JSIW INFRASTRUCTURE PRIVATE LIMITED
693.00 | Pipeline laying and associated station works for KCPL Phase-I (Pipeline & Structural Works): PIPELINES IDLE TIME PRESERVATION WORKS Type of Preservation By Filling Nitrogen Pressure (Bar(g)) 2.0 Pipe OD 610 mm Period Up to 3 Month | 145965.00 | metre |  | 1.00 | 145965.00 | 25.00 | 3649125.00 | 1.00 | 145965.00 | 50.00 | 7298250.00 | 145965.00 | Kalpataru Power Transmission Limited, JSIW INFRASTRUCTURE PRIVATE LIMITED
694.00 | Pipeline laying and associated station works for KCPL Phase-I (Pipeline & Structural Works): PIPELINES IDLE TIME PRESERVATION WORKS Type of Preservation By Filling Nitrogen Pressure (Bar(g)) 2.0 Pipe OD 610 mm Period 3 to 6 Month | 145965.00 | metre |  | 1.00 | 145965.00 | 25.00 | 3649125.00 | 1.00 | 145965.00 | 50.00 | 7298250.00 | 145965.00 | Kalpataru Power Transmission Limited, JSIW INFRASTRUCTURE PRIVATE LIMITED
695.00 | Pipeline laying and associated station works for KCPL Phase-I (Pipeline & Structural Works): PIPELINES IDLE TIME PRESERVATION WORKS Type of Preservation By Filling Nitrogen Pressure (Bar(g)) 2.0 Pipe OD 610 mm Period 6 to 9 Month | 145965.00 | metre |  | 1.00 | 145965.00 | 25.00 | 3649125.00 | 2.00 | 291930.00 | 50.00 | 7298250.00 | 145965.00 | JSIW INFRASTRUCTURE PRIVATE LIMITED
696.00 | Pipeline laying and associated station works for KCPL Phase-I (Pipeline & Structural Works): PIPELINES IDLE TIME PRESERVATION WORKS Type of Preservation By Filling Nitrogen Pressure (Bar(g)) 2.0 Pipe OD 610 mm Period 9 to 12 Month | 145965.00 | metre |  | 1.00 | 145965.00 | 25.00 | 3649125.00 | 2.00 | 291930.00 | 50.00 | 7298250.00 | 145965.00 | JSIW INFRASTRUCTURE PRIVATE LIMITED
697.00 | Pipeline laying and associated station works for KCPL Phase-I (Pipeline & Structural Works): PIPELINES PRE-COMMISSIONING AND COMMISSIONING ASSISTANCE FOR PIPELINES Pre-Commissioning Works as per details: Type of Activity Dewatering Pipe OD 610 mm | 145965.00 | m |  | 18.00 | 2627370.00 | 25.00 | 3649125.00 | 16.00 | 2335440.00 | 30.00 | 4378950.00 | 2335440.00 | Kalpataru Power Transmission Limited
698.00 | Pipeline laying and associated station works for KCPL Phase-I (Pipeline & Structural Works): PIPELINES PRE-COMMISSIONING AND COMMISSIONING ASSISTANCE FOR PIPELINES Pre-Commissioning Works as per details: Type of Activity Drying Pipe OD 610 mm | 145965.00 | m |  | 66.00 | 9633690.00 | 50.00 | 7298250.00 | 16.00 | 2335440.00 | 75.00 | 10947375.00 | 2335440.00 | Kalpataru Power Transmission Limited
699.00 | Pipeline laying and associated station works for KCPL Phase-I (Pipeline & Structural Works): PIPELINES PRE-COMMISSIONING AND COMMISSIONING ASSISTANCE FOR PIPELINES Pre-Commissioning Works as per details: Type of Activity Swabbing Pipe OD 610 mm | 145965.00 | m |  | 30.00 | 4378950.00 | 30.00 | 4378950.00 | 11.00 | 1605615.00 | 30.00 | 4378950.00 | 1605615.00 | Kalpataru Power Transmission Limited
700.00 | Pipeline laying and associated station works for KCPL Phase-I (Pipeline & Structural Works): PIPELINES PRE-COMMISSIONING AND COMMISSIONING ASSISTANCE FOR PIPELINES Commissioning Assistance : All works for Commissioning assistance as per details below: Pipe OD 610 mm | 145965.00 | m |  | 18.00 | 2627370.00 | 10.00 | 1459650.00 | 11.00 | 1605615.00 | 10.00 | 1459650.00 | 1459650.00 | LIKHITHA INFRASTRUCTURE LIMITED, Advance Infrastrurctures Pvt Ltd
701.00 | Pipeline laying and associated station works for KCPL Phase-I (Pipeline & Structural Works): PIPELINES OVERALL COMMISSIONING OF ENTIRE P/L SYSTEM Pipe OD 610 mm Start Chainage 0 km End Chainage 145.965 km | 145965.00 | m |  | 42.00 | 6130530.00 | 10.00 | 1459650.00 | 11.00 | 1605615.00 | 10.00 | 1459650.00 | 1459650.00 | LIKHITHA INFRASTRUCTURE LIMITED, Advance Infrastrurctures Pvt Ltd
702.00 | Pipeline laying and associated station works for KCPL Phase-I (Pipeline & Structural Works): PIPELINES PIPELINE INFORMATION MANAGEMENT SYSTEM Execution of all works for Pipeline Information Management System as defined in Scope of Work & specification(s) enclosed with the tender document. | 145965.00 | m |  | 42.00 | 6130530.00 | 30.00 | 4378950.00 | 5.00 | 729825.00 | 60.00 | 8757900.00 | 729825.00 | Kalpataru Power Transmission Limited
703.00 | Pipeline laying and associated station works for KCPL Phase-I (Pipeline & Structural Works): PIPELINES PIPING WORKS IN DESPATCH/ RECEIPT/ INTERMEDIATE PUMPING/ COMPRESSOR/ INTERMEDIATE PIGGING/ SV/ SIV/ BLOCK VALVE/ TAP OFF STATIONS Pipe OD 60.3 mm Pipe Material Grade ASTM A 106 Gr. B (CHARPY) Installation Above Ground Wall thickness (mm)/ Schedule XS | 200.00 | m |  | 2400.00 | 480000.00 | 1800.00 | 360000.00 | 1995.00 | 399000.00 | 2500.00 | 500000.00 | 360000.00 | Advance Infrastrurctures Pvt Ltd
704.00 | Pipeline laying and associated station works for KCPL Phase-I (Pipeline & Structural Works): PIPELINES PIPING WORKS IN DESPATCH/ RECEIPT/ INTERMEDIATE PUMPING/ COMPRESSOR/ INTERMEDIATE PIGGING/ SV/ SIV/ BLOCK VALVE/ TAP OFF STATIONS Pipe OD 114.3 mm Pipe Material Grade ASTM A 106 Gr. B (CHARPY) Installation Above Ground Wall thickness (mm)/ Schedule XS | 10.00 | m |  | 4800.00 | 48000.00 | 2200.00 | 22000.00 | 3780.00 | 37800.00 | 4500.00 | 45000.00 | 22000.00 | Advance Infrastrurctures Pvt Ltd
705.00 | Pipeline laying and associated station works for KCPL Phase-I (Pipeline & Structural Works): PIPELINES PIPING WORKS IN DESPATCH/ RECEIPT/ INTERMEDIATE PUMPING/ COMPRESSOR/ INTERMEDIATE PIGGING/ SV/ SIV/ BLOCK VALVE/ TAP OFF STATIONS Pipe OD 26.7 mm Pipe Material Grade ASTM A 106 Gr. B Installation Above Ground Wall thickness (mm)/ Schedule S160 | 20.00 | m |  | 1800.00 | 36000.00 | 1200.00 | 24000.00 | 882.00 | 17640.00 | 1500.00 | 30000.00 | 17640.00 | Kalpataru Power Transmission Limited
706.00 | Pipeline laying and associated station works for KCPL Phase-I (Pipeline & Structural Works): PIPELINES PIPING WORKS IN DESPATCH/ RECEIPT/ INTERMEDIATE PUMPING/ COMPRESSOR/ INTERMEDIATE PIGGING/ SV/ SIV/ BLOCK VALVE/ TAP OFF STATIONS Pipe OD 323.9 mm Pipe Material Grade API 5L Gr. X-52 PSL 2 Installation Above Ground Wall thickness (mm)/ Schedule 14.27 | 100.00 | m |  | 14400.00 | 1440000.00 | 4500.00 | 450000.00 | 4515.00 | 451500.00 | 12000.00 | 1200000.00 | 450000.00 | Advance Infrastrurctures Pvt Ltd
707.00 | Pipeline laying and associated station works for KCPL Phase-I (Pipeline & Structural Works): PIPELINES PIPING WORKS IN DESPATCH/ RECEIPT/ INTERMEDIATE PUMPING/ COMPRESSOR/ INTERMEDIATE PIGGING/ SV/ SIV/ BLOCK VALVE/ TAP OFF STATIONS Pipe OD 60.3 mm Pipe Material Grade ASTM A 333 Gr. 6 Installation Above Ground Wall thickness (mm)/ Schedule XS | 50.00 | m |  | 2400.00 | 120000.00 | 1800.00 | 90000.00 | 1995.00 | 99750.00 | 2500.00 | 125000.00 | 90000.00 | Advance Infrastrurctures Pvt Ltd
708.00 | Pipeline laying and associated station works for KCPL Phase-I (Pipeline & Structural Works): PIPELINES PIPING WORKS IN DESPATCH/ RECEIPT/ INTERMEDIATE PUMPING/ COMPRESSOR/ INTERMEDIATE PIGGING/ SV/ SIV/ BLOCK VALVE/ TAP OFF STATIONS Pipe OD 26.7 mm Pipe Material Grade ASTM A 333 Gr. 6 Installation Above Ground Wall thickness (mm)/ Schedule S160 | 20.00 | m |  | 1800.00 | 36000.00 | 1200.00 | 24000.00 | 882.00 | 17640.00 | 1500.00 | 30000.00 | 17640.00 | Kalpataru Power Transmission Limited
709.00 | Pipeline laying and associated station works for KCPL Phase-I (Pipeline & Structural Works): PIPELINES PIPING WORKS IN DESPATCH/ RECEIPT/ INTERMEDIATE PUMPING/ COMPRESSOR/ INTERMEDIATE PIGGING/ SV/ SIV/ BLOCK VALVE/ TAP OFF STATIONS Pipe OD 219.1 mm Pipe Material Grade API 5L Gr. B PSL 2 Installation Above Ground Wall thickness (mm)/ Schedule 12.70 | 500.00 | m |  | 9600.00 | 4800000.00 | 3000.00 | 1500000.00 | 3056.00 | 1528000.00 | 8000.00 | 4000000.00 | 1500000.00 | Advance Infrastrurctures Pvt Ltd
710.00 | Pipeline laying and associated station works for KCPL Phase-I (Pipeline & Structural Works): PIPELINES PIPING WORKS IN DESPATCH/ RECEIPT/ INTERMEDIATE PUMPING/ COMPRESSOR/ INTERMEDIATE PIGGING/ SV/ SIV/ BLOCK VALVE/ TAP OFF STATIONS Pipe OD 219.1 mm Pipe Material Grade ASTM A 333 Gr. 6 Installation Above Ground Wall thickness (mm)/ Schedule XS | 50.00 | m |  | 9600.00 | 480000.00 | 3000.00 | 150000.00 | 3108.00 | 155400.00 | 8000.00 | 400000.00 | 150000.00 | Advance Infrastrurctures Pvt Ltd
711.00 | Pipeline laying and associated station works for KCPL Phase-I (Pipeline & Structural Works): PIPELINES PIPING WORKS IN DESPATCH/ RECEIPT/ INTERMEDIATE PUMPING/ COMPRESSOR/ INTERMEDIATE PIGGING/ SV/ SIV/ BLOCK VALVE/ TAP OFF STATIONS Pipe OD 60.3 mm Pipe Material Grade ASTM A 106 Gr. B (CHARPY) Installation Buried Wall thickness (mm)/ Schedule XS | 50.00 | m |  | 2400.00 | 120000.00 | 1800.00 | 90000.00 | 1271.00 | 63550.00 | 3500.00 | 175000.00 | 63550.00 | Kalpataru Power Transmission Limited
712.00 | Pipeline laying and associated station works for KCPL Phase-I (Pipeline & Structural Works): PIPELINES PIPING WORKS IN DESPATCH/ RECEIPT/ INTERMEDIATE PUMPING/ COMPRESSOR/ INTERMEDIATE PIGGING/ SV/ SIV/ BLOCK VALVE/ TAP OFF STATIONS Pipe OD 323.9 mm Pipe Material Grade API 5L Gr. X-52 PSL 2 Installation Buried Wall thickness (mm)/ Schedule 14.27 | 20.00 | m |  | 14400.00 | 288000.00 | 4500.00 | 90000.00 | 6825.00 | 136500.00 | 15000.00 | 300000.00 | 90000.00 | Advance Infrastrurctures Pvt Ltd
713.00 | Pipeline laying and associated station works for KCPL Phase-I (Pipeline & Structural Works): PIPELINES PIPING WORKS IN DESPATCH/ RECEIPT/ INTERMEDIATE PUMPING/ COMPRESSOR/ INTERMEDIATE PIGGING/ SV/ SIV/ BLOCK VALVE/ TAP OFF STATIONS Pipe OD 219.1 mm Pipe Material Grade API 5L Gr. B PSL 2 Installation Buried Wall thickness (mm)/ Schedule 12.70 | 300.00 | m |  | 9600.00 | 2880000.00 | 3000.00 | 900000.00 | 4452.00 | 1335600.00 | 10000.00 | 3000000.00 | 900000.00 | Advance Infrastrurctures Pvt Ltd
714.00 | Pipeline laying and associated station works for KCPL Phase-I (Pipeline & Structural Works): PIPELINES PIPING WORKS IN DESPATCH/ RECEIPT/ INTERMEDIATE PUMPING/ COMPRESSOR/ INTERMEDIATE PIGGING/ SV/ SIV/ BLOCK VALVE/ TAP OFF STATIONS Pipe OD 610 mm Pipe Material Grade API 5L Gr. X-52 PSL 2 Installation Above Ground Wall thickness (mm)/ Schedule 20.62 | 40.00 | m |  | 28800.00 | 1152000.00 | 2500.00 | 100000.00 | 8505.00 | 340200.00 | 19000.00 | 760000.00 | 100000.00 | Advance Infrastrurctures Pvt Ltd
715.00 | Pipeline laying and associated station works for KCPL Phase-I (Pipeline & Structural Works): PIPELINES PIPING WORKS IN DESPATCH/ RECEIPT/ INTERMEDIATE PUMPING/ COMPRESSOR/ INTERMEDIATE PIGGING/ SV/ SIV/ BLOCK VALVE/ TAP OFF STATIONS Installation of Scraper Launcher/Receiver as defined below: Item Type Scraper Receiver Major Barrel 762 mm Minor Barrel 610 mm Rating 600# | 2.00 | nos |  | 36000.00 | 72000.00 | 25000.00 | 50000.00 | 52500.00 | 105000.00 | 100000.00 | 200000.00 | 50000.00 | Advance Infrastrurctures Pvt Ltd
716.00 | Pipeline laying and associated station works for KCPL Phase-I (Pipeline & Structural Works): PIPELINES PIPING WORKS IN DESPATCH/ RECEIPT/ INTERMEDIATE PUMPING/ COMPRESSOR/ INTERMEDIATE PIGGING/ SV/ SIV/ BLOCK VALVE/ TAP OFF STATIONS Installation of Valve (Ball/ Plug/ Gate/ Globe/ Check/ PCV/FCV/SDV/Butterfly) as below: Installation Above Ground End Type Flanged Operation Manual Size 219.1 mm Rating 600# | 10.00 | nos |  | 9600.00 | 96000.00 | 4500.00 | 45000.00 | 3360.00 | 33600.00 | 40000.00 | 400000.00 | 33600.00 | Kalpataru Power Transmission Limited
717.00 | Pipeline laying and associated station works for KCPL Phase-I (Pipeline & Structural Works): PIPELINES PIPING WORKS IN DESPATCH/ RECEIPT/ INTERMEDIATE PUMPING/ COMPRESSOR/ INTERMEDIATE PIGGING/ SV/ SIV/ BLOCK VALVE/ TAP OFF STATIONS Installation of Valve (Ball/ Plug/ Gate/ Globe/ Check/ PCV/FCV/SDV/Butterfly) as below: Installation Above Ground End Type Flanged Operation Manual Size 114.3 mm Rating 600# | 2.00 | nos |  | 4800.00 | 9600.00 | 4000.00 | 8000.00 | 1890.00 | 3780.00 | 25000.00 | 50000.00 | 3780.00 | Kalpataru Power Transmission Limited
718.00 | Pipeline laying and associated station works for KCPL Phase-I (Pipeline & Structural Works): PIPELINES PIPING WORKS IN DESPATCH/ RECEIPT/ INTERMEDIATE PUMPING/ COMPRESSOR/ INTERMEDIATE PIGGING/ SV/ SIV/ BLOCK VALVE/ TAP OFF STATIONS Installation of Valve (Ball/ Plug/ Gate/ Globe/ Check/ PCV/FCV/SDV/Butterfly) as below: Installation Above Ground End Type Butt Welded Operation Manual Size 60.3 mm Rating 600# | 9.00 | nos |  | 2400.00 | 21600.00 | 2500.00 | 22500.00 | 3754.00 | 33786.00 | 15000.00 | 135000.00 | 21600.00 | JSIW INFRASTRUCTURE PRIVATE LIMITED
719.00 | Pipeline laying and associated station works for KCPL Phase-I (Pipeline & Structural Works): PIPELINES PIPING WORKS IN DESPATCH/ RECEIPT/ INTERMEDIATE PUMPING/ COMPRESSOR/ INTERMEDIATE PIGGING/ SV/ SIV/ BLOCK VALVE/ TAP OFF STATIONS Installation of Valve (Ball/ Plug/ Gate/ Globe/ Check/ PCV/FCV/SDV/Butterfly) as below: Installation Above Ground End Type Flanged Operation Manual Size 610 mm Rating 600# | 2.00 | nos |  | 28800.00 | 57600.00 | 20000.00 | 40000.00 | 9792.00 | 19584.00 | 150000.00 | 300000.00 | 19584.00 | Kalpataru Power Transmission Limited
720.00 | Pipeline laying and associated station works for KCPL Phase-I (Pipeline & Structural Works): PIPELINES PIPING WORKS IN DESPATCH/ RECEIPT/ INTERMEDIATE PUMPING/ COMPRESSOR/ INTERMEDIATE PIGGING/ SV/ SIV/ BLOCK VALVE/ TAP OFF STATIONS Installation of Valve (Ball/ Plug/ Gate/ Globe/ Check/ PCV/FCV/SDV/Butterfly) as below: Installation Above Ground End Type Flanged Operation Manual Size 323.9 mm Rating 600# | 1.00 | nos |  | 28800.00 | 28800.00 | 6500.00 | 6500.00 | 5202.00 | 5202.00 | 120000.00 | 120000.00 | 5202.00 | Kalpataru Power Transmission Limited
721.00 | Pipeline laying and associated station works for KCPL Phase-I (Pipeline & Structural Works): PIPELINES PIPING WORKS IN DESPATCH/ RECEIPT/ INTERMEDIATE PUMPING/ COMPRESSOR/ INTERMEDIATE PIGGING/ SV/ SIV/ BLOCK VALVE/ TAP OFF STATIONS Installation of Valve (Ball/ Plug/ Gate/ Globe/ Check/ PCV/FCV/SDV/Butterfly) as below: Installation Above Ground End Type Flanged Operation Manual Size 60.3 mm Rating 600# | 21.00 | nos |  | 4800.00 | 100800.00 | 2500.00 | 52500.00 | 1071.00 | 22491.00 | 15000.00 | 315000.00 | 22491.00 | Kalpataru Power Transmission Limited
722.00 | Pipeline laying and associated station works for KCPL Phase-I (Pipeline & Structural Works): PIPELINES PIPING WORKS IN DESPATCH/ RECEIPT/ INTERMEDIATE PUMPING/ COMPRESSOR/ INTERMEDIATE PIGGING/ SV/ SIV/ BLOCK VALVE/ TAP OFF STATIONS Installation of Valve (Ball/ Plug/ Gate/ Globe/ Check/ PCV/FCV/SDV/Butterfly) as below: Installation Buried End Type Butt Welded Operation Manual Size 219.1 mm Rating 600# | 3.00 | nos |  | 19200.00 | 57600.00 | 3000.00 | 9000.00 | 12317.00 | 36951.00 | 40000.00 | 120000.00 | 9000.00 | Advance Infrastrurctures Pvt Ltd
723.00 | Pipeline laying and associated station works for KCPL Phase-I (Pipeline & Structural Works): PIPELINES PIPING WORKS IN DESPATCH/ RECEIPT/ INTERMEDIATE PUMPING/ COMPRESSOR/ INTERMEDIATE PIGGING/ SV/ SIV/ BLOCK VALVE/ TAP OFF STATIONS Installation of Valve (Ball/ Plug/ Gate/ Globe/ Check/ PCV/FCV/SDV/Butterfly) as below: Installation Above Ground End Type Butt Welded Operation Manual Size 323.9 mm Rating 600# | 1.00 | nos |  | 28800.00 | 28800.00 | 3500.00 | 3500.00 | 18207.00 | 18207.00 | 75000.00 | 75000.00 | 3500.00 | Advance Infrastrurctures Pvt Ltd
724.00 | Pipeline laying and associated station works for KCPL Phase-I (Pipeline & Structural Works): PIPELINES PIPING WORKS IN DESPATCH/ RECEIPT/ INTERMEDIATE PUMPING/ COMPRESSOR/ INTERMEDIATE PIGGING/ SV/ SIV/ BLOCK VALVE/ TAP OFF STATIONS Installation of Valve (Ball/ Plug/ Gate/ Globe/ Check/ PCV/FCV/SDV/Butterfly) as below: Installation Above Ground End Type Butt Welded Operation Manual Size 219.1 mm Rating 600# | 2.00 | nos |  | 19200.00 | 38400.00 | 2000.00 | 4000.00 | 10200.00 | 20400.00 | 40000.00 | 80000.00 | 4000.00 | Advance Infrastrurctures Pvt Ltd
725.00 | Pipeline laying and associated station works for KCPL Phase-I (Pipeline & Structural Works): PIPELINES PIPING WORKS IN DESPATCH/ RECEIPT/ INTERMEDIATE PUMPING/ COMPRESSOR/ INTERMEDIATE PIGGING/ SV/ SIV/ BLOCK VALVE/ TAP OFF STATIONS Installation of Valve (Ball/ Plug/ Gate/ Globe/ Check/ PCV/FCV/SDV/Butterfly) as below: Installation Above Ground End Type Butt Welded Operation Actuated (Gas Over Oil) Size 610 mm Rating 600# | 4.00 | nos |  | 57600.00 | 230400.00 | 20000.00 | 80000.00 | 32640.00 | 130560.00 | 150000.00 | 600000.00 | 80000.00 | Advance Infrastrurctures Pvt Ltd
726.00 | Pipeline laying and associated station works for KCPL Phase-I (Pipeline & Structural Works): PIPELINES PIPING WORKS IN DESPATCH/ RECEIPT/ INTERMEDIATE PUMPING/ COMPRESSOR/ INTERMEDIATE PIGGING/ SV/ SIV/ BLOCK VALVE/ TAP OFF STATIONS Installation of Valve (Ball/ Plug/ Gate/ Globe/ Check/ PCV/FCV/SDV/Butterfly) as below: Installation Buried End Type Butt Welded Operation Actuated (Gas Over Oil) Size 610 mm Rating 600# | 9.00 | nos |  | 57600.00 | 518400.00 | 20000.00 | 180000.00 | 34272.00 | 308448.00 | 150000.00 | 1350000.00 | 180000.00 | Advance Infrastrurctures Pvt Ltd
727.00 | Pipeline laying and associated station works for KCPL Phase-I (Pipeline & Structural Works): PIPELINES PIPING WORKS IN DESPATCH/ RECEIPT/ INTERMEDIATE PUMPING/ COMPRESSOR/ INTERMEDIATE PIGGING/ SV/ SIV/ BLOCK VALVE/ TAP OFF STATIONS Pipe OD 610 mm | 10.00 | nos |  | 900000.00 | 9000000.00 | 5500.00 | 55000.00 | 2448.00 | 24480.00 | 150000.00 | 1500000.00 | 24480.00 | Kalpataru Power Transmission Limited
728.00 | Pipeline laying and associated station works for KCPL Phase-I (Pipeline & Structural Works): PIPELINES PIPING WORKS IN DESPATCH/ RECEIPT/ INTERMEDIATE PUMPING/ COMPRESSOR/ INTERMEDIATE PIGGING/ SV/ SIV/ BLOCK VALVE/ TAP OFF STATIONS Pipe OD 114.3 mm | 5.00 | nos |  | 180000.00 | 900000.00 | 4500.00 | 22500.00 | 459.00 | 2295.00 | 25000.00 | 125000.00 | 2295.00 | Kalpataru Power Transmission Limited
729.00 | Pipeline laying and associated station works for KCPL Phase-I (Pipeline & Structural Works): PIPELINES PIPING WORKS IN DESPATCH/ RECEIPT/ INTERMEDIATE PUMPING/ COMPRESSOR/ INTERMEDIATE PIGGING/ SV/ SIV/ BLOCK VALVE/ TAP OFF STATIONS Pipe OD 219.1 mm | 150.00 | nos |  | 288000.00 | 43200000.00 | 3500.00 | 525000.00 | 898.00 | 134700.00 | 40000.00 | 6000000.00 | 134700.00 | Kalpataru Power Transmission Limited
730.00 | Pipeline laying and associated station works for KCPL Phase-I (Pipeline & Structural Works): PIPELINES PIPING WORKS IN DESPATCH/ RECEIPT/ INTERMEDIATE PUMPING/ COMPRESSOR/ INTERMEDIATE PIGGING/ SV/ SIV/ BLOCK VALVE/ TAP OFF STATIONS Pipe OD 60.3 mm | 50.00 | nos |  | 180000.00 | 9000000.00 | 2000.00 | 100000.00 | 255.00 | 12750.00 | 15000.00 | 750000.00 | 12750.00 | Kalpataru Power Transmission Limited
731.00 | Pipeline laying and associated station works for KCPL Phase-I (Pipeline & Structural Works): PIPELINES PIPING WORKS IN DESPATCH/ RECEIPT/ INTERMEDIATE PUMPING/ COMPRESSOR/ INTERMEDIATE PIGGING/ SV/ SIV/ BLOCK VALVE/ TAP OFF STATIONS Pipe OD 323.9 mm | 20.00 | nos |  | 432000.00 | 8640000.00 | 4000.00 | 80000.00 | 1301.00 | 26020.00 | 75000.00 | 1500000.00 | 26020.00 | Kalpataru Power Transmission Limited
732.00 | Pipeline laying and associated station works for KCPL Phase-I (Pipeline & Structural Works): PIPELINES PIPING WORKS IN DESPATCH/ RECEIPT/ INTERMEDIATE PUMPING/ COMPRESSOR/ INTERMEDIATE PIGGING/ SV/ SIV/ BLOCK VALVE/ TAP OFF STATIONS Pipe OD 219.1 mm Painting Environment Industrial | 900.00 | m |  | 988.80 | 889920.00 | 380.00 | 342000.00 | 796.00 | 716400.00 | 1200.00 | 1080000.00 | 342000.00 | Advance Infrastrurctures Pvt Ltd
733.00 | Pipeline laying and associated station works for KCPL Phase-I (Pipeline & Structural Works): PIPELINES PIPING WORKS IN DESPATCH/ RECEIPT/ INTERMEDIATE PUMPING/ COMPRESSOR/ INTERMEDIATE PIGGING/ SV/ SIV/ BLOCK VALVE/ TAP OFF STATIONS Pipe OD 60.3 mm Painting Environment Industrial | 300.00 | m |  | 283.20 | 84960.00 | 250.00 | 75000.00 | 224.00 | 67200.00 | 500.00 | 150000.00 | 67200.00 | Kalpataru Power Transmission Limited
734.00 | Pipeline laying and associated station works for KCPL Phase-I (Pipeline & Structural Works): PIPELINES PIPING WORKS IN DESPATCH/ RECEIPT/ INTERMEDIATE PUMPING/ COMPRESSOR/ INTERMEDIATE PIGGING/ SV/ SIV/ BLOCK VALVE/ TAP OFF STATIONS Pipe OD 114.3 mm Painting Environment Industrial | 10.00 | m |  | 508.80 | 5088.00 | 200.00 | 2000.00 | 408.00 | 4080.00 | 750.00 | 7500.00 | 2000.00 | Advance Infrastrurctures Pvt Ltd
735.00 | Pipeline laying and associated station works for KCPL Phase-I (Pipeline & Structural Works): PIPELINES PIPING WORKS IN DESPATCH/ RECEIPT/ INTERMEDIATE PUMPING/ COMPRESSOR/ INTERMEDIATE PIGGING/ SV/ SIV/ BLOCK VALVE/ TAP OFF STATIONS Pipe OD 323.9 mm Painting Environment Industrial | 120.00 | m |  | 1440.00 | 172800.00 | 450.00 | 54000.00 | 1173.00 | 140760.00 | 1500.00 | 180000.00 | 54000.00 | Advance Infrastrurctures Pvt Ltd
736.00 | Pipeline laying and associated station works for KCPL Phase-I (Pipeline & Structural Works): PIPELINES PIPING WORKS IN DESPATCH/ RECEIPT/ INTERMEDIATE PUMPING/ COMPRESSOR/ INTERMEDIATE PIGGING/ SV/ SIV/ BLOCK VALVE/ TAP OFF STATIONS Pipe OD 610 mm Painting Environment Industrial Marine | 40.00 | m |  | 2710.80 | 108432.00 | 650.00 | 26000.00 | 2203.00 | 88120.00 | 2000.00 | 80000.00 | 26000.00 | Advance Infrastrurctures Pvt Ltd
737.00 | Pipeline laying and associated station works for KCPL Phase-I (Pipeline & Structural Works): PIPELINES PIPING WORKS IN DESPATCH/ RECEIPT/ INTERMEDIATE PUMPING/ COMPRESSOR/ INTERMEDIATE PIGGING/ SV/ SIV/ BLOCK VALVE/ TAP OFF STATIONS CS Structural Steel | 1.00 | MT |  | 120000.00 | 120000.00 | 120000.00 | 120000.00 | 99960.00 | 99960.00 | 200000.00 | 200000.00 | 99960.00 | Kalpataru Power Transmission Limited
738.00 | Pipeline laying and associated station works for KCPL Phase-I (Pipeline & Structural Works): PIPELINES SUPPLY OF ASSORTED PIPES Make SMLS Standard ASME B 36.10 Ends Plain Ended - API Pipe Material Grade ASTM A 106 Gr. B Pipe OD 26.7 mm Wall thickness (mm) / Schedule S160 | 240.00 | m |  | 1063.50 | 255240.00 | 900.00 | 216000.00 | 479.00 | 114960.00 | 750.00 | 180000.00 | 114960.00 | Kalpataru Power Transmission Limited
739.00 | Pipeline laying and associated station works for KCPL Phase-I (Pipeline & Structural Works): PIPELINES SUPPLY OF ASSORTED PIPES Make SMLS Standard ASME B 36.10 Ends Bevel Ended - ASTM Pipe Material Grade ASTM A 106 Gr. B (CHARPY) Pipe OD 60.3 mm Wall thickness (mm) / Schedule XS | 360.00 | m |  | 1422.60 | 512136.00 | 1200.00 | 432000.00 | 1692.00 | 609120.00 | 1500.00 | 540000.00 | 432000.00 | Advance Infrastrurctures Pvt Ltd
740.00 | Pipeline laying and associated station works for KCPL Phase-I (Pipeline & Structural Works): PIPELINES SUPPLY OF ASSORTED PIPES Make SMLS Standard ASME B 36.10 Ends Plain Ended - API Pipe Material Grade ASTM A 106 Gr. B Pipe OD 21.3 mm Wall thickness (mm) / Schedule S160 | 6.00 | m |  | 691.80 | 4150.80 | 844.00 | 5064.00 | 322.00 | 1932.00 | 750.00 | 4500.00 | 1932.00 | Kalpataru Power Transmission Limited
741.00 | Pipeline laying and associated station works for KCPL Phase-I (Pipeline & Structural Works): PIPELINES SUPPLY OF ASSORTED PIPES Make SMLS Standard ASME B 36.10 Ends Plain Ended - API Pipe Material Grade ASTM A 333 Gr. 6 Pipe OD 26.7 mm Wall thickness (mm) / Schedule S160 | 66.00 | m |  | 1063.50 | 70191.00 | 1065.00 | 70290.00 | 552.00 | 36432.00 | 900.00 | 59400.00 | 36432.00 | Kalpataru Power Transmission Limited
742.00 | Pipeline laying and associated station works for KCPL Phase-I (Pipeline & Structural Works): PIPELINES SUPPLY OF ASSORTED PIPES Make SMLS Standard ASME B 36.10 Ends Bevel Ended - ASTM Pipe Material Grade ASTM A 333 Gr. 6 Pipe OD 60.3 mm Wall thickness (mm) / Schedule XS | 198.00 | m |  | 1422.60 | 281674.80 | 1500.00 | 297000.00 | 1472.00 | 291456.00 | 2000.00 | 396000.00 | 281674.80 | JSIW INFRASTRUCTURE PRIVATE LIMITED
743.00 | Pipeline laying and associated station works for KCPL Phase-I (Pipeline & Structural Works): PIPELINES SUPPLY OF ASSORTED PIPES Make SMLS Standard API 5L (& EIL Specification, if applicable) Ends Bevel Ended - ASTM Pipe Material Grade API 5L Gr. X-52 PSL 2 Pipe OD 323.9 mm Wall thickness (mm) / Schedule 14.27 | 120.00 | m |  | 21101.40 | 2532168.00 | 20000.00 | 2400000.00 | 18033.00 | 2163960.00 | 9000.00 | 1080000.00 | 1080000.00 | LIKHITHA INFRASTRUCTURE LIMITED
744.00 | Pipeline laying and associated station works for KCPL Phase-I (Pipeline & Structural Works): PIPELINES SUPPLY OF ASSORTED PIPES Make SMLS Standard ASME B 36.10 Ends Bevel Ended - ASTM Pipe Material Grade ASTM A 333 Gr. 6 Pipe OD 219.1 mm Wall thickness (mm) / Schedule XS | 240.00 | m |  | 11841.60 | 2841984.00 | 12000.00 | 2880000.00 | 10051.00 | 2412240.00 | 6000.00 | 1440000.00 | 1440000.00 | LIKHITHA INFRASTRUCTURE LIMITED
745.00 | Pipeline laying and associated station works for KCPL Phase-I (Pipeline & Structural Works): PIPELINES SUPPLY OF ASSORTED PIPES Make SMLS Standard API 5L (& EIL Specification, if applicable) Ends Bevel Ended - ASTM Pipe Material Grade API 5L Gr. B PSL 2 Pipe OD 219.1 mm Wall thickness (mm) / Schedule 12.70 | 360.00 | m |  | 11841.60 | 4262976.00 | 15000.00 | 5400000.00 | 10699.00 | 3851640.00 | 7500.00 | 2700000.00 | 2700000.00 | LIKHITHA INFRASTRUCTURE LIMITED
746.00 | Pipeline laying and associated station works for KCPL Phase-I (Pipeline & Structural Works): PIPELINES SUPPLY OF ASSORTED PIPES Make SMLS Standard ASME B 36.10 Ends Bevel Ended - ASTM Pipe Material Grade ASTM A 106 Gr. B (CHARPY) Pipe OD 114.3 mm Wall thickness (mm) / Schedule XS | 12.00 | m |  | 3482.70 | 41792.40 | 1309.00 | 15708.00 | 4312.00 | 51744.00 | 3500.00 | 42000.00 | 15708.00 | Advance Infrastrurctures Pvt Ltd
747.00 | Pipeline laying and associated station works for KCPL Phase-I (Pipeline & Structural Works): PIPELINES SUPPLY OF ASSORTED PIPES Make SAW Standard API 5L (& EIL Specification, if applicable) Ends Bevel Ended - ASTM Pipe Material Grade API 5L Gr. X-52 PSL 2 Pipe OD 610 mm Wall thickness (mm) / Schedule 20.62 | 36.00 | m |  | 73711.20 | 2653603.20 | 30000.00 | 1080000.00 | 49601.00 | 1785636.00 | 20000.00 | 720000.00 | 720000.00 | LIKHITHA INFRASTRUCTURE LIMITED
748.00 | Pipeline laying and associated station works for KCPL Phase-I (Pipeline & Structural Works): PIPELINES SUPPLY OF FLANGES Flanges for Piping (PMS) Type Socket Welded (SW) Face Raised Face(RF) Standard ASME B 16.5 Finish (AARH) 125-250 Rating 600# Material ASTM A 105 Pipe OD 26.7 mm Wall thickness (mm)/ Schedule S160 | 128.00 | nos |  | 477.60 | 61132.80 | 450.00 | 57600.00 | 342.00 | 43776.00 | 1000.00 | 128000.00 | 43776.00 | Kalpataru Power Transmission Limited
749.00 | Pipeline laying and associated station works for KCPL Phase-I (Pipeline & Structural Works): PIPELINES SUPPLY OF FLANGES Flanges for Piping (PMS) Type Weld neck (WN) Face Raised Face(RF) Standard ASME B 16.5 Finish (AARH) 125-250 Rating 600# Material ASTM A 105 (CHARPY) Pipe OD 60.3 mm Wall thickness (mm)/ Schedule XS | 48.00 | nos |  | 1272.00 | 61056.00 | 1200.00 | 57600.00 | 782.00 | 37536.00 | 2500.00 | 120000.00 | 37536.00 | Kalpataru Power Transmission Limited
750.00 | Pipeline laying and associated station works for KCPL Phase-I (Pipeline & Structural Works): PIPELINES SUPPLY OF FLANGES Flanges for Piping (PMS) Type Socket Welded (SW) Face Raised Face(RF) Standard ASME B 16.5 Finish (AARH) 125-250 Rating 600# Material ASTM A 105 Pipe OD 21.3 mm Wall thickness (mm)/ Schedule S160 | 2.00 | nos |  | 414.00 | 828.00 | 390.00 | 780.00 | 226.00 | 452.00 | 1000.00 | 2000.00 | 452.00 | Kalpataru Power Transmission Limited
751.00 | Pipeline laying and associated station works for KCPL Phase-I (Pipeline & Structural Works): PIPELINES SUPPLY OF FLANGES Flanges for Piping (PMS) Type Blind Face Raised Face(RF) Standard ASME B 16.5 Finish (AARH) 125-250 Rating 600# Material ASTM A 105 (CHARPY) Pipe OD 60.3 mm Wall thickness (mm)/ Schedule NA | 22.00 | nos |  | 1144.80 | 25185.60 | 1080.00 | 23760.00 | 635.00 | 13970.00 | 2500.00 | 55000.00 | 13970.00 | Kalpataru Power Transmission Limited
752.00 | Pipeline laying and associated station works for KCPL Phase-I (Pipeline & Structural Works): PIPELINES SUPPLY OF FLANGES Flanges for Piping (PMS) Type Blind Face Raised Face(RF) Standard ASME B 16.5 Finish (AARH) 125-250 Rating 600# Material ASTM A 105 (CHARPY) Pipe OD 323.9 mm Wall thickness (mm)/ Schedule NA | 10.00 | nos |  | 31482.00 | 314820.00 | 29700.00 | 297000.00 | 23737.00 | 237370.00 | 35000.00 | 350000.00 | 237370.00 | Kalpataru Power Transmission Limited
753.00 | Pipeline laying and associated station works for KCPL Phase-I (Pipeline & Structural Works): PIPELINES SUPPLY OF FLANGES Flanges for Piping (PMS) Type Blind Face Raised Face(RF) Standard ASME B 16.5 Finish (AARH) 125-250 Rating 600# Material ASTM A 105 (CHARPY) Pipe OD 114.3 mm Wall thickness (mm)/ Schedule XS | 2.00 | nos |  | 4770.00 | 9540.00 | 1500.00 | 3000.00 | 2456.00 | 4912.00 | 5000.00 | 10000.00 | 3000.00 | Advance Infrastrurctures Pvt Ltd
754.00 | Pipeline laying and associated station works for KCPL Phase-I (Pipeline & Structural Works): PIPELINES SUPPLY OF FLANGES Flanges for Piping (PMS) Type Blind Face Raised Face(RF) Standard ASME B 16.5 Finish (AARH) 125-250 Rating 600# Material ASTM A 105 (CHARPY) Pipe OD 219.1 mm Wall thickness (mm)/ Schedule NA | 4.00 | nos |  | 13992.00 | 55968.00 | 13200.00 | 52800.00 | 8283.00 | 33132.00 | 20000.00 | 80000.00 | 33132.00 | Kalpataru Power Transmission Limited
755.00 | Pipeline laying and associated station works for KCPL Phase-I (Pipeline & Structural Works): PIPELINES SUPPLY OF FLANGES Flanges for Piping (PMS) Type Weld neck (WN) Face Raised Face(RF) Standard ASME B 16.5 Finish (AARH) 125-250 Rating 600# Material ASTM A 105 (CHARPY) Pipe OD 114.3 mm Wall thickness (mm)/ Schedule XS | 4.00 | nos |  | 4833.60 | 19334.40 | 4560.00 | 18240.00 | 2902.00 | 11608.00 | 5000.00 | 20000.00 | 11608.00 | Kalpataru Power Transmission Limited
756.00 | Pipeline laying and associated station works for KCPL Phase-I (Pipeline & Structural Works): PIPELINES SUPPLY OF FLANGES Flanges for Piping (PMS) Type Weld neck (WN) Face Raised Face(RF) Standard ASME B 16.5 Finish (AARH) 125-250 Rating 600# Material ASTM A 105 (CHARPY) Pipe OD 219.1 mm Wall thickness (mm)/ Schedule 12.70 | 40.00 | nos |  | 14437.20 | 577488.00 | 13620.00 | 544800.00 | 9016.00 | 360640.00 | 20000.00 | 800000.00 | 360640.00 | Kalpataru Power Transmission Limited
757.00 | Pipeline laying and associated station works for KCPL Phase-I (Pipeline & Structural Works): PIPELINES SUPPLY OF FLANGES Flanges for Piping (PMS) Type Weld neck (WN) Face Raised Face(RF) Standard ASME B 16.5 Finish (AARH) 125-250 Rating 600# Material ASTM A 694 GR.F-52 (CHARPY) Pipe OD 323.9 mm Wall thickness (mm)/ Schedule 14.27 | 12.00 | nos |  | 41022.00 | 492264.00 | 38700.00 | 464400.00 | 34611.00 | 415332.00 | 35000.00 | 420000.00 | 415332.00 | Kalpataru Power Transmission Limited
758.00 | Pipeline laying and associated station works for KCPL Phase-I (Pipeline & Structural Works): PIPELINES SUPPLY OF FLANGES Flanges for Piping (PMS) Type Weld neck (WN) Face Raised Face(RF) Standard ASME B 16.5 Finish (AARH) 125-250 Rating 600# Material ASTM A 694 GR.F-70 (CHARPY) Pipe OD 610 mm Wall thickness (mm)/ Schedule 20.62 | 4.00 | nos |  | 149460.00 | 597840.00 | 141000.00 | 564000.00 | 108828.00 | 435312.00 | 65000.00 | 260000.00 | 260000.00 | LIKHITHA INFRASTRUCTURE LIMITED
759.00 | Pipeline laying and associated station works for KCPL Phase-I (Pipeline & Structural Works): PIPELINES SUPPLY OF FLANGES Flanges for Piping (PMS) Type Spacer & Blind Face Flat Face (FF) Standard ASME B 16.48 Finish (AARH) 125-250 Rating 600# Material ASTM A 105 (CHARPY) Pipe OD 610 mm Wall thickness (mm)/ Schedule NA | 2.00 | nos |  | 149460.00 | 298920.00 | 1020.00 | 2040.00 | 135974.00 | 271948.00 | 65000.00 | 130000.00 | 2040.00 | Advance Infrastrurctures Pvt Ltd
760.00 | Pipeline laying and associated station works for KCPL Phase-I (Pipeline & Structural Works): PIPELINES SUPPLY OF FLANGES Flanges for Piping (PMS) Type Figure 8 Face Flat Face (FF) Standard ASME B 16.48 Finish (AARH) 125-250 Rating 600# Material ASTM A 105 (CHARPY) Pipe OD 60.3 mm Wall thickness (mm)/ Schedule NA | 2.00 | nos |  | 1081.20 | 2162.40 | 1032.00 | 2064.00 | 3372.00 | 6744.00 | 2500.00 | 5000.00 | 2064.00 | Advance Infrastrurctures Pvt Ltd
761.00 | Pipeline laying and associated station works for KCPL Phase-I (Pipeline & Structural Works): PIPELINES SUPPLY OF FLANGES Flanges for Piping (PMS) Type Figure 8 Face Flat Face (FF) Standard ASME B 16.48 Finish (AARH) 125-250 Rating 600# Material ASTM A 105 (CHARPY) Pipe OD 219.1 mm Wall thickness (mm)/ Schedule NA | 1.00 | nos |  | 10939.20 | 10939.20 | 810.00 | 810.00 | 15491.00 | 15491.00 | 22000.00 | 22000.00 | 810.00 | Advance Infrastrurctures Pvt Ltd
762.00 | Pipeline laying and associated station works for KCPL Phase-I (Pipeline & Structural Works): PIPELINES SUPPLY OF FLANGES Flanges for Piping (PMS) Type Weld neck (WN) Face Raised Face(RF) Standard ASME B 16.5 Finish (AARH) 125-250 Rating 150# Material ASTM A 350 Gr. LF2 Cl. 1 Pipe OD 60.3 mm Wall thickness (mm)/ Schedule XS | 10.00 | nos |  | 859.20 | 8592.00 | 480.00 | 4800.00 | 611.00 | 6110.00 | 2500.00 | 25000.00 | 4800.00 | Advance Infrastrurctures Pvt Ltd
763.00 | Pipeline laying and associated station works for KCPL Phase-I (Pipeline & Structural Works): PIPELINES SUPPLY OF FLANGES Flanges for Piping (PMS) Type Socket Welded (SW) Face Raised Face(RF) Standard ASME B 16.5 Finish (AARH) 125-250 Rating 600# Material ASTM A 350 Gr. LF2 Cl. 1 Pipe OD 26.7 mm Wall thickness (mm)/ Schedule S160 | 20.00 | nos |  | 508.80 | 10176.00 | 1260.00 | 25200.00 | 354.00 | 7080.00 | 1000.00 | 20000.00 | 7080.00 | Kalpataru Power Transmission Limited
764.00 | Pipeline laying and associated station works for KCPL Phase-I (Pipeline & Structural Works): PIPELINES SUPPLY OF FLANGES Flanges for Piping (PMS) Type Figure 8 Face Flat Face (FF) Standard ASME B 16.48 Finish (AARH) 125-250 Rating 600# Material ASTM A 350 Gr. LF2 Cl. 1 Pipe OD 60.3 mm Wall thickness (mm)/ Schedule XS | 10.00 | nos |  | 1335.60 | 13356.00 | 11400.00 | 114000.00 | 3464.00 | 34640.00 | 2500.00 | 25000.00 | 13356.00 | JSIW INFRASTRUCTURE PRIVATE LIMITED
765.00 | Pipeline laying and associated station works for KCPL Phase-I (Pipeline & Structural Works): PIPELINES SUPPLY OF FLANGES Flanges for Piping (PMS) Type Figure 8 Face Flat Face (FF) Standard ASME B 16.48 Finish (AARH) 125-250 Rating 600# Material ASTM A 350 Gr. LF2 Cl. 1 Pipe OD 219.1 mm Wall thickness (mm)/ Schedule XS | 9.00 | nos |  | 12084.00 | 108756.00 | 11400.00 | 102600.00 | 15930.00 | 143370.00 | 20000.00 | 180000.00 | 102600.00 | Advance Infrastrurctures Pvt Ltd
766.00 | Pipeline laying and associated station works for KCPL Phase-I (Pipeline & Structural Works): PIPELINES SUPPLY OF FLANGES Flanges for Piping (PMS) Type Weld neck (WN) Face Raised Face(RF) Standard ASME B 16.5 Finish (AARH) 125-250 Rating 600# Material ASTM A 350 Gr. LF2 Cl. 1 Pipe OD 60.3 mm Wall thickness (mm)/ Schedule XS | 10.00 | nos |  | 1335.60 | 13356.00 | 1260.00 | 12600.00 | 861.00 | 8610.00 | 2500.00 | 25000.00 | 8610.00 | Kalpataru Power Transmission Limited
767.00 | Pipeline laying and associated station works for KCPL Phase-I (Pipeline & Structural Works): PIPELINES SUPPLY OF FLANGES Flanges for Piping (PMS) Type Weld neck (WN) Face Raised Face(RF) Standard ASME B 16.5 Finish (AARH) 125-250 Rating 600# Material ASTM A 350 Gr. LF2 Cl. 1 Pipe OD 219.1 mm Wall thickness (mm)/ Schedule XS | 10.00 | nos |  | 16536.00 | 165360.00 | 15600.00 | 156000.00 | 9878.00 | 98780.00 | 20000.00 | 200000.00 | 98780.00 | Kalpataru Power Transmission Limited
768.00 | Pipeline laying and associated station works for KCPL Phase-I (Pipeline & Structural Works): PIPELINES SUPPLY OF FITTINGS Type CONCENTRIC SWAGE Ends/ Rating Plain Both Ends / Not Required Standard BS-3799 Material ASTM A 105 OD1 26.7 mm Wall thickness (mm)/ Schedule 1 S160 OD2 21.3 mm Wall thickness (mm)/ Schedule 2 S160 | 1.00 | nos |  | 954.00 | 954.00 | 900.00 | 900.00 | 2200.00 | 2200.00 | 2500.00 | 2500.00 | 900.00 | Advance Infrastrurctures Pvt Ltd
769.00 | Pipeline laying and associated station works for KCPL Phase-I (Pipeline & Structural Works): PIPELINES SUPPLY OF FITTINGS Type SOCKOLET Ends/ Rating Socket Welded / 6000# Standard MSS SP97 Material ASTM A 105 OD1 610 mm Wall thickness (mm)/ Schedule 1 NA OD2 26.7 mm Wall thickness (mm)/ Schedule 2 NA | 5.00 | nos |  | 445.20 | 2226.00 | 420.00 | 2100.00 | 1101.00 | 5505.00 | 5000.00 | 25000.00 | 2100.00 | Advance Infrastrurctures Pvt Ltd
770.00 | Pipeline laying and associated station works for KCPL Phase-I (Pipeline & Structural Works): PIPELINES SUPPLY OF FITTINGS Type SOCKOLET Ends/ Rating Socket Welded / 6000# Standard MSS SP97 Material ASTM A 105 OD1 323.9 mm Wall thickness (mm)/ Schedule 1 NA OD2 26.7 mm Wall thickness (mm)/ Schedule 2 NA | 9.00 | nos |  | 445.20 | 4006.80 | 420.00 | 3780.00 | 1101.00 | 9909.00 | 5000.00 | 45000.00 | 3780.00 | Advance Infrastrurctures Pvt Ltd
771.00 | Pipeline laying and associated station works for KCPL Phase-I (Pipeline & Structural Works): PIPELINES SUPPLY OF FITTINGS Type SOCKOLET Ends/ Rating Socket Welded / 6000# Standard MSS SP97 Material ASTM A 350 Gr. LF2 Cl. 1 OD1 219.1 mm Wall thickness (mm)/ Schedule 1 NA OD2 26.7 mm Wall thickness (mm)/ Schedule 2 NA | 10.00 | nos |  | 508.80 | 5088.00 | 480.00 | 4800.00 | 2200.00 | 22000.00 | 5000.00 | 50000.00 | 4800.00 | Advance Infrastrurctures Pvt Ltd
772.00 | Pipeline laying and associated station works for KCPL Phase-I (Pipeline & Structural Works): PIPELINES SUPPLY OF FITTINGS Type WELDOLET Ends/ Rating Butt Welded / Not Required Standard MSS SP97 Material ASTM A 234 Gr. WPB (CHARPY) OD1 219.1 mm Wall thickness (mm)/ Schedule 1 12.70 OD2 60.3 mm Wall thickness (mm)/ Schedule 2 XXS | 42.00 | nos |  | 1526.40 | 64108.80 | 1440.00 | 60480.00 | 2200.00 | 92400.00 | 5000.00 | 210000.00 | 60480.00 | Advance Infrastrurctures Pvt Ltd
773.00 | Pipeline laying and associated station works for KCPL Phase-I (Pipeline & Structural Works): PIPELINES SUPPLY OF FITTINGS Type WELDOLET Ends/ Rating Butt Welded / Not Required Standard MSS SP97 Material ASTM A 694 GR.F-52 (CHARPY) OD1 323.9 mm Wall thickness (mm)/ Schedule 1 14.27 OD2 60.3 mm Wall thickness (mm)/ Schedule 2 XXS | 20.00 | nos |  | 1590.00 | 31800.00 | 1500.00 | 30000.00 | 4400.00 | 88000.00 | 5000.00 | 100000.00 | 30000.00 | Advance Infrastrurctures Pvt Ltd
774.00 | Pipeline laying and associated station works for KCPL Phase-I (Pipeline & Structural Works): PIPELINES SUPPLY OF FITTINGS Type WELDOLET Ends/ Rating Butt Welded / Not Required Standard MSS SP97 Material ASTM A 694 GR.F-52 (CHARPY) OD1 610 mm Wall thickness (mm)/ Schedule 1 20.62 OD2 60.3 mm Wall thickness (mm)/ Schedule 2 XXS | 8.00 | nos |  | 1590.00 | 12720.00 | 1500.00 | 12000.00 | 4400.00 | 35200.00 | 5000.00 | 40000.00 | 12000.00 | Advance Infrastrurctures Pvt Ltd
775.00 | Pipeline laying and associated station works for KCPL Phase-I (Pipeline & Structural Works): PIPELINES SUPPLY OF FITTINGS Type WELDOLET Ends/ Rating Butt Welded / Not Required Standard MSS SP97 Material ASTM A 694 GR.F-52 (CHARPY) OD1 610 mm Wall thickness (mm)/ Schedule 1 20.62 OD2 219.1 mm Wall thickness (mm)/ Schedule 2 XXS | 2.00 | nos |  | 25440.00 | 50880.00 | 24000.00 | 48000.00 | 4401.00 | 8802.00 | 5000.00 | 10000.00 | 8802.00 | Kalpataru Power Transmission Limited
776.00 | Pipeline laying and associated station works for KCPL Phase-I (Pipeline & Structural Works): PIPELINES SUPPLY OF FITTINGS Type CONCENTRIC REDUCER Ends/ Rating Butt Welded / Not Required Standard ASME B 16.9 Material ASTM A 694 GR.F-52 (CHARPY) OD1 323.9 mm Wall thickness (mm)/ Schedule 1 14.27 OD2 219.1 mm Wall thickness (mm)/ Schedule 2 12.70 | 18.00 | nos |  | 10303.20 | 185457.60 | 9720.00 | 174960.00 | 4400.00 | 79200.00 | 25000.00 | 450000.00 | 79200.00 | Kalpataru Power Transmission Limited
777.00 | Pipeline laying and associated station works for KCPL Phase-I (Pipeline & Structural Works): PIPELINES SUPPLY OF FITTINGS Type CONCENTRIC REDUCER Ends/ Rating Butt Welded / Not Required Standard ASME B 16.9 Material ASTM A 234 Gr. WPB (CHARPY) OD1 219.1 mm Wall thickness (mm)/ Schedule 1 12.70 OD2 60.3 mm Wall thickness (mm)/ Schedule 2 XS | 2.00 | nos |  | 7886.40 | 15772.80 | 7440.00 | 14880.00 | 4951.00 | 9902.00 | 20000.00 | 40000.00 | 9902.00 | Kalpataru Power Transmission Limited
778.00 | Pipeline laying and associated station works for KCPL Phase-I (Pipeline & Structural Works): PIPELINES SUPPLY OF FITTINGS Type ELBOW 90 DEG Ends/ Rating Butt Welded / Not Required Standard MSS SP75 Material MSS SP-75 GR.WPHY-52 OD1 323.9 mm Wall thickness (mm)/ Schedule 1 14.27 OD2 323.9 mm Wall thickness (mm)/ Schedule 2 14.27 | 9.00 | nos |  | 25122.00 | 226098.00 | 23700.00 | 213300.00 | 16503.00 | 148527.00 | 20000.00 | 180000.00 | 148527.00 | Kalpataru Power Transmission Limited
779.00 | Pipeline laying and associated station works for KCPL Phase-I (Pipeline & Structural Works): PIPELINES SUPPLY OF FITTINGS Type ELBOW 90 DEG Ends/ Rating Butt Welded / Not Required Standard ASME B 16.9 Material ASTM A 234 Gr. WPB (CHARPY) OD1 60.3 mm Wall thickness (mm)/ Schedule 1 XS OD2 60.3 mm Wall thickness (mm)/ Schedule 2 XS | 132.00 | nos |  | 254.40 | 33580.80 | 240.00 | 31680.00 | 440.00 | 58080.00 | 2000.00 | 264000.00 | 31680.00 | Advance Infrastrurctures Pvt Ltd
780.00 | Pipeline laying and associated station works for KCPL Phase-I (Pipeline & Structural Works): PIPELINES SUPPLY OF FITTINGS Type ELBOW 90 DEG Ends/ Rating Butt Welded / Not Required Standard ASME B 16.9 Material ASTM A 234 Gr. WPB (CHARPY) OD1 219.1 mm Wall thickness (mm)/ Schedule 1 12.70 OD2 219.1 mm Wall thickness (mm)/ Schedule 2 12.70 | 76.00 | nos |  | 7950.00 | 604200.00 | 7500.00 | 570000.00 | 8802.00 | 668952.00 | 15000.00 | 1140000.00 | 570000.00 | Advance Infrastrurctures Pvt Ltd
781.00 | Pipeline laying and associated station works for KCPL Phase-I (Pipeline & Structural Works): PIPELINES SUPPLY OF FITTINGS Type ELBOW 90 DEG Ends/ Rating Socket Welded / 6000# Standard ASME B 16.11 Material ASTM A 105 OD1 26.7 mm Wall thickness (mm)/ Schedule 1 S160 OD2 26.7 mm Wall thickness (mm)/ Schedule 2 S160 | 36.00 | nos |  | 254.40 | 9158.40 | 240.00 | 8640.00 | 550.00 | 19800.00 | 1000.00 | 36000.00 | 8640.00 | Advance Infrastrurctures Pvt Ltd
782.00 | Pipeline laying and associated station works for KCPL Phase-I (Pipeline & Structural Works): PIPELINES SUPPLY OF FITTINGS Type ELBOW 90 DEG Ends/ Rating Butt Welded / Not Required Standard MSS SP75 Material MSS SP-75 GR.WPHY-52 OD1 610 mm Wall thickness (mm)/ Schedule 1 20.62 OD2 610 mm Wall thickness (mm)/ Schedule 2 20.62 | 4.00 | nos |  | 126564.00 | 506256.00 | 119400.00 | 477600.00 | 75910.00 | 303640.00 | 45000.00 | 180000.00 | 180000.00 | LIKHITHA INFRASTRUCTURE LIMITED
783.00 | Pipeline laying and associated station works for KCPL Phase-I (Pipeline & Structural Works): PIPELINES SUPPLY OF FITTINGS Type EQUAL TEE Ends/ Rating Butt Welded / Not Required Standard ASME B 16.9 Material ASTM A 234 Gr. WPB (CHARPY) OD1 219.1 mm Wall thickness (mm)/ Schedule 1 12.70 OD2 219.1 mm Wall thickness (mm)/ Schedule 2 12.70 | 17.00 | nos |  | 11193.60 | 190291.20 | 10560.00 | 179520.00 | 8251.00 | 140267.00 | 2500.00 | 42500.00 | 42500.00 | LIKHITHA INFRASTRUCTURE LIMITED
784.00 | Pipeline laying and associated station works for KCPL Phase-I (Pipeline & Structural Works): PIPELINES SUPPLY OF FITTINGS Type EQUAL TEE Ends/ Rating Butt Welded / Not Required Standard ASME B 16.9 Material ASTM A 234 Gr. WPB (CHARPY) OD1 60.3 mm Wall thickness (mm)/ Schedule 1 XS OD2 60.3 mm Wall thickness (mm)/ Schedule 2 XS | 4.00 | nos |  | 922.80 | 3691.20 | 870.00 | 3480.00 | 660.00 | 2640.00 | 4000.00 | 16000.00 | 2640.00 | Kalpataru Power Transmission Limited
785.00 | Pipeline laying and associated station works for KCPL Phase-I (Pipeline & Structural Works): PIPELINES SUPPLY OF FITTINGS Type UNEQUAL TEE Ends/ Rating Butt Welded / Not Required Standard ASME B 16.9 Material ASTM A 694 GR.F-52 (CHARPY) OD1 610 mm Wall thickness (mm)/ Schedule 1 20.62 OD2 323.9 mm Wall thickness (mm)/ Schedule 2 14.27 | 1.00 | nos |  | 178080.00 | 178080.00 | 168000.00 | 168000.00 | 85812.00 | 85812.00 | 65000.00 | 65000.00 | 65000.00 | LIKHITHA INFRASTRUCTURE LIMITED
786.00 | Pipeline laying and associated station works for KCPL Phase-I (Pipeline & Structural Works): PIPELINES SUPPLY OF FITTINGS Type UNEQUAL TEE Ends/ Rating Butt Welded / Not Required Standard ASME B 16.9 Material ASTM A 234 Gr. WPB (CHARPY) OD1 60.3 mm Wall thickness (mm)/ Schedule 1 XS OD2 26.7 mm Wall thickness (mm)/ Schedule 2 S160 | 54.00 | nos |  | 922.80 | 49831.20 | 870.00 | 46980.00 | 1650.00 | 89100.00 | 4000.00 | 216000.00 | 46980.00 | Advance Infrastrurctures Pvt Ltd
787.00 | Pipeline laying and associated station works for KCPL Phase-I (Pipeline & Structural Works): PIPELINES SUPPLY OF FITTINGS Type ELBOW 90 DEG Ends/ Rating Butt Welded / Not Required Standard ASME B 16.9 Material ASTM A 420 GR.WPL6 OD1 60.3 mm Wall thickness (mm)/ Schedule 1 XS OD2 60.3 mm Wall thickness (mm)/ Schedule 2 XS | 44.00 | nos |  | 318.00 | 13992.00 | 300.00 | 13200.00 | 440.00 | 19360.00 | 2000.00 | 88000.00 | 13200.00 | Advance Infrastrurctures Pvt Ltd
788.00 | Pipeline laying and associated station works for KCPL Phase-I (Pipeline & Structural Works): PIPELINES SUPPLY OF FITTINGS Type ELBOW 90 DEG Ends/ Rating Butt Welded / Not Required Standard ASME B 16.9 Material ASTM A 420 GR.WPL6 OD1 219.1 mm Wall thickness (mm)/ Schedule 1 XS OD2 219.1 mm Wall thickness (mm)/ Schedule 2 XS | 22.00 | nos |  | 8649.60 | 190291.20 | 8160.00 | 179520.00 | 8802.00 | 193644.00 | 15000.00 | 330000.00 | 179520.00 | Advance Infrastrurctures Pvt Ltd
789.00 | Pipeline laying and associated station works for KCPL Phase-I (Pipeline & Structural Works): PIPELINES SUPPLY OF FITTINGS Type CAP Ends/ Rating Butt Welded / Not Required Standard ASME B 16.9 Material ASTM A 420 GR.WPL6 OD1 219.1 mm Wall thickness (mm)/ Schedule 1 XS OD2 NA mm Wall thickness (mm)/ Schedule 2 NA | 10.00 | nos |  | 4452.00 | 44520.00 | 4200.00 | 42000.00 | 6601.00 | 66010.00 | 15000.00 | 150000.00 | 42000.00 | Advance Infrastrurctures Pvt Ltd
790.00 | Pipeline laying and associated station works for KCPL Phase-I (Pipeline & Structural Works): PIPELINES SUPPLY OF FITTINGS Type WELDOLET Ends/ Rating Butt Welded / Not Required Standard MSS SP97 Material ASTM A 350 Gr. LF2 Cl. 1 OD1 219.1 mm Wall thickness (mm)/ Schedule 1 XS OD2 60.3 mm Wall thickness (mm)/ Schedule 2 XS | 10.00 | nos |  | 4142.40 | 41424.00 | 1200.00 | 12000.00 | 2200.00 | 22000.00 | 5000.00 | 50000.00 | 12000.00 | Advance Infrastrurctures Pvt Ltd
791.00 | Pipeline laying and associated station works for KCPL Phase-I (Pipeline & Structural Works): PIPELINES SUPPLY OF VALVES Type Plug Valve Ends Socket Welded Standard BS 5353 Rating 800# Operation Manual Installation Above Ground Size 26.7 mm Datasheet No. B411-000-83-41-DS-0020 | 20.00 | nos |  | 63237.60 | 1264752.00 | 95996.00 | 1919920.00 | 25459.00 | 509180.00 | 25000.00 | 500000.00 | 500000.00 | LIKHITHA INFRASTRUCTURE LIMITED
792.00 | Pipeline laying and associated station works for KCPL Phase-I (Pipeline & Structural Works): PIPELINES SUPPLY OF VALVES Type Plug Valve Ends Butt Welded Standard API 6D Rating 600# Operation Manual Installation Above Ground Size 60.3 mm Datasheet No. B411-000-83-41-DS-0019 | 20.00 | nos |  | 107047.20 | 2140944.00 | 97641.00 | 1952820.00 | 46753.00 | 935060.00 | 60000.00 | 1200000.00 | 935060.00 | Kalpataru Power Transmission Limited
793.00 | Pipeline laying and associated station works for KCPL Phase-I (Pipeline & Structural Works): PIPELINES SUPPLY OF VALVES Type Ball Valve Ends Butt Welded Standard API 6D Rating 600# Operation Manual Installation Above Ground Size 60.3 mm Datasheet No. B411-000-83-41-DS-0009 | 18.00 | nos |  | 37699.20 | 678585.60 | 39000.00 | 702000.00 | 23745.00 | 427410.00 | 60000.00 | 1080000.00 | 427410.00 | Kalpataru Power Transmission Limited
794.00 | Pipeline laying and associated station works for KCPL Phase-I (Pipeline & Structural Works): PIPELINES SUPPLY OF VALVES Type Plug Valve Ends Flanged Standard API 6D Rating 600# Operation Manual Installation Above Ground Size 60.3 mm Datasheet No. B411-000-83-41-DS-0018 | 12.00 | nos |  | 113686.80 | 1364241.60 | 97641.00 | 1171692.00 | 60648.00 | 727776.00 | 60000.00 | 720000.00 | 720000.00 | LIKHITHA INFRASTRUCTURE LIMITED
795.00 | Pipeline laying and associated station works for KCPL Phase-I (Pipeline & Structural Works): PIPELINES SUPPLY OF VALVES Type Ball Valve Ends Socket Welded Standard BS EN 17292 Rating 800# Operation Manual Installation Above Ground Size 26.7 mm Datasheet No. B411-000-83-41-DS-0011 | 1.00 | nos |  | 12192.00 | 12192.00 | 34000.00 | 34000.00 | 9536.00 | 9536.00 | 20000.00 | 20000.00 | 9536.00 | Kalpataru Power Transmission Limited
796.00 | Pipeline laying and associated station works for KCPL Phase-I (Pipeline & Structural Works): PIPELINES SUPPLY OF VALVES Type Ball Valve Ends Flanged Standard API 6D Rating 600# Operation Manual Installation Above Ground Size 60.3 mm Datasheet No. B411-000-83-41-DS-0008 | 16.00 | nos |  | 33345.60 | 533529.60 | 75000.00 | 1200000.00 | 17891.00 | 286256.00 | 60000.00 | 960000.00 | 286256.00 | Kalpataru Power Transmission Limited
797.00 | Pipeline laying and associated station works for KCPL Phase-I (Pipeline & Structural Works): PIPELINES SUPPLY OF VALVES Type Ball Valve Ends Flanged Standard API 6D Rating 600# Operation Manual Installation Above Ground Size 114.3 mm Datasheet No. B411-000-83-41-DS-0008 | 2.00 | nos |  | 81303.60 | 162607.20 | 111830.00 | 223660.00 | 59586.00 | 119172.00 | 125000.00 | 250000.00 | 119172.00 | Kalpataru Power Transmission Limited
798.00 | Pipeline laying and associated station works for KCPL Phase-I (Pipeline & Structural Works): PIPELINES SUPPLY OF VALVES Type Globe Valve Ends Socket Welded Standard API 602 Rating 800# Operation Manual Installation Above Ground Size 21.3 mm Datasheet No. B411-000-83-41-DS-0026 | 1.00 | nos |  | 5810.40 | 5810.40 | 25000.00 | 25000.00 | 34586.00 | 34586.00 | 20000.00 | 20000.00 | 5810.40 | JSIW INFRASTRUCTURE PRIVATE LIMITED
799.00 | Pipeline laying and associated station works for KCPL Phase-I (Pipeline & Structural Works): PIPELINES SUPPLY OF VALVES Type Plug Valve Ends Socket Welded Standard BS 5353 Rating 800# Operation Manual Installation Above Ground Size 26.7 mm Datasheet No. B411-000-83-41-DS-0021 | 10.00 | nos |  | 48000.00 | 480000.00 | 85000.00 | 850000.00 | 30551.00 | 305510.00 | 20000.00 | 200000.00 | 200000.00 | LIKHITHA INFRASTRUCTURE LIMITED
800.00 | Pipeline laying and associated station works for KCPL Phase-I (Pipeline & Structural Works): PIPELINES SUPPLY OF VALVES Type Ball Valve Ends Flanged Standard API 6D Rating 600# Operation Manual Installation Above Ground Size 60.3 mm Datasheet No. B411-000-83-41-0010 | 2.00 | nos |  | 48000.00 | 96000.00 | 36152.00 | 72304.00 | 19085.00 | 38170.00 | 60000.00 | 120000.00 | 38170.00 | Kalpataru Power Transmission Limited
801.00 | Pipeline laying and associated station works for KCPL Phase-I (Pipeline & Structural Works): PIPELINES VIDEO FILM & PHOTOGRAPHY OF CONSTRUCTION ACTIVITIES Preparation of high resolution video films using drones or equivalent equipment as required (for minim 1 hr.) with audio commentary and Industrial photography covering all aspects/activities of pipeline construction annotated as required, conversion of same to video DVD/ Blue Ray/ USB Drive format, submitting three (3) sets of the same as per details in scope of work document. | 1.00 | Lumpsum |  | 1800000.00 | 1800000.00 | 1000000.00 | 1000000.00 | 532253.00 | 532253.00 | 350000.00 | 350000.00 | 350000.00 | LIKHITHA INFRASTRUCTURE LIMITED
802.00 | GST (CGST&SGST/UTGST or IGST) in percentage (%) on net Total Amount (The quantity mentioned in this row may be ignored) | 802.00 | % |  | 18.00 | 513476214.01 | 18.00 | 353898305.01 | 18.00 | 397260000.00 | 18.00 | 531563095.80 | 353898305.01 | Advance Infrastrurctures Pvt Ltd
| Total in Figures |  |  |  |  | 3366121847.41 |  | 2319999999.51 |  | 2604260000.00 |  | 3484691405.80
Lowest Amount Quoted BY: Advance Infrastrurctures Pvt Ltd(2319999999.51)

## BOQ Summary
BOQ Summary Details Tender Title: PIPELINE LAYING AND ASSOCIATED STATION WORKS FOR Tender ID: 2022_GAIL_136950_1
Sheet Name | Sl.No | Bidder Name | Amount | Bid Rank
BoQ1 | 1 | Advance Infrastrurctures Pvt Ltd | 2319999999.51 | L1
| 2 | Kalpataru Power Transmission Limited | 2604260000.00 | L2
| 3 | JSIW INFRASTRUCTURE PRIVATE LIMITED | 3366121847.41 | L3
| 4 | LIKHITHA INFRASTRUCTURE LIMITED | 3484691405.80 | L4