## BoQ1
Government eProcurement System Created By: S.THIRVMAL MURUGAN Created Date/Time: 23-Feb-2023 11:43 AM Tender Title: Providing Operation and Maintenance Service of Water Supply System for Old and New WTP, STP, CISF Barracks, Borewells and Open wells at various locations, RO Plant and Dewatering System For the year 2023 to 24 and 2024 to 25 Tender ID: 2023_AAI_142170_1
Tender Inviting Authority: Jt.General Manager (Engg-Elect)-I
Name of Work:Facility Management of Water Supply System and Sewage Treatment Plant at Chennai Airport. Sub Head: Providing Operation & Maintenance Service of Water Supply System for Old & New Water Treatment Plant, Sewage Treatment Plant, CISF Barracks, Bore wells and Open wells at various locations, RO Plant & De-Watering System (For the year 2023 -24 & 2024-25).
Contract No: AAI/CHE/AMED-VI/2022-23/02
SCHEDULE OF WORK / ITEM(S)
Sl.No | Description of Work / Item(s) | No.of Qty | Units | Estimated Rate | CHENNAI ENGINEERING SERVICES(GSTN-33AADFC4373K1ZH) |  | DElite System Engineering (India) Pvt. Ltd.(GSTN-NA)
[5 empty] | Rate | Amount | Rate | Amount | L1 Amount | L1 Vendor
1.00 | Phase-I : 1st Year (12 Months)
2.00 | SUB HEAD - I (AMC)
3.00 | Providing Operation Services of Water Supply System in Operational area at Cowl bazaar & New Fire station pump House, Cargo & MES open well, Runway - 25 End, Old Fire station and Old Pump Houses etc. as per inventory in "Annexure -A1" covering the scope of activities given in special condition of contract and technical specification, attending faults, ensuring serviceability / satisfactory working condition of the systems, maintenance activity as per attached "Annexure-A2" updation of preventive & normal maintenance records, log books as required etc. and cleaning, upkeeping on all days. These services should be ensured for above mentioned Water Supply System equipment’s, Electric motor driven pump sets, borewells, open wells, MCC & starter panels and control panels on round the clock (Three shift X 8 Hours) on all days including Sundays / holidays as per site requirement etc. complete as required.
4.00 | For First year | 12.00 | Months |  | 254999.00 | 3059988.00 | 228763.07 | 2745156.84 | 2745156.84 | DElite System Engineering (India) Pvt. Ltd.
5.00 | Providing Operation Services of water treatment and supply system at Old Water Treatment Plant (WTP) associated borewells etc. as per inventory in "Annexure - A1" covering the scope of activities given in special condition of contract and technical specification, attending faults, ensuring output treated water quality to specifications, chemical testing / sample analysis / corrective actions by chemist, ensuring serviceability / satisfactory working condition of the systems, maintenance activity as per attached "Annexure-A2" updation of lab, normal & preventive records, log books as required etc. and cleaning, upkeeping on all days. These services including supervision of all above activities shall be ensured, covering Water Treatment and Supply System equipment’s, Electric motor driven pump sets, associated borewells, open wells, Sumps, MCC & starter panels and control panels round the clock (Three shift X 8 Hours) on all days including Sundays / holidays as per site requirement etc. complete as required.
6.00 | For First year | 12.00 | Month |  | 339999.00 | 4079988.00 | 294454.01 | 3533448.12 | 3533448.12 | DElite System Engineering (India) Pvt. Ltd.
7.00 | Providing Operation Services of water treatment and supply system at New Water Treatment Plant (NWTP) including Reverse Osmosis (RO) Plant of capacity 14 cum/hr x 2 nos. with all relevant water sources as per inventory in "Annexure - A1" covering the scope of activities given in special condition of contract and technical specification, attending faults, ensuring output treated water quality to specifications, chemical testing / sample analysis / corrective actions by chemist, ensuring serviceability / satisfactory working condition of the systems, maintenance activity as per attached "Annexure-A2" updation of lab, normal & preventive records, log books as required etc. and cleaning, upkeeping on all days. These services including supervision of all above activities shall be ensured for WTP and RO Plant equipment’s, Electric motor driven pump sets, associated borewells, open wells, Sumps, MCC & starter panels and control panels round the clock (Three shift X 8 Hours) on all days including Sundays / holidays as per site requirement etc. complete as required.
8.00 | For First year | 12.00 | Month |  | 494999.00 | 5939988.00 | 429182.56 | 5150190.72 | 5150190.72 | DElite System Engineering (India) Pvt. Ltd.
9.00 | Providing Operation Services of Sewage System installations at Sewage Treatment plant (STP) of capacity 2MLD and associated Tertiary Treatment Plant (TTP) with all relevant water sources as per inventory in "Annexure - A1" covering the scope of activities given in special condition of contract and technical specification, attending faults, ensuring output treated water quality to specifications, chemical testing / sample analysis / corrective actions by chemist, ensuring serviceability / satisfactory working condition of the systems, maintenance activity as per attached "Annexure-A2" updation of lab, normal & preventive records, log books as required etc. and cleaning, upkeeping on all days. These services including supervision of all above activities shall be ensured for STP and TTP Plant equipment’s, Electric motor driven pump sets, associated borewells, open wells, Sumps, MCC & starter panels and control panels round the clock (Three shift X 8 Hours) on all days including Sundays / holidays as per site requirement etc. complete as required.
10.00 | For First year | 12.00 | Month |  | 285999.00 | 3431988.00 | 240369.76 | 2884437.12 | 2884437.12 | DElite System Engineering (India) Pvt. Ltd.
11.00 | Providing Operation Services of water supply system in CISF Barracks pump House associated borewells etc. as per inventory in "Annexure - A1" covering the scope of activities given in special condition of contract and technical specification, attending faults, ensuring serviceability / satisfactory working condition of the systems, maintenance activity updation of preventive & normal maintenance records, log books as required etc. and cleaning, upkeeping on all days. These services should be ensured for above mentioned Water Supply System equipment’s, Electric motor driven pump sets, borewells, drain sump, MCC & starter panels and control panels on round the clock (Three shift X 8 Hours) on all days including Sundays / holidays as per site requirement etc. complete as required.
12.00 | For First year | 12.00 | Month |  | 129999.00 | 1559988.00 | 114381.54 | 1372578.48 | 1372578.48 | DElite System Engineering (India) Pvt. Ltd.
13.00 | Providing Operation Services of De-watering and Sewage pump sets installed at various location at basement of New Domestic and New International Terminal Buildings and connecting tunnel as per inventory in "Annexure - A1" covering the scope of activities given in special condition of contract and technical specification, attending faults, monitoring & ensuring serviceability of the systems, maintenance activity as per attached "Annexure-A2" normal & preventive records, log books as required etc. and cleaning, upkeeping on all days. These services should be ensured for above mentioned de-watering and sewage pump system, Electric motor driven pump set, MCC & starter panel and control panels on round the clock (3 Shift X 8 Hrs.) on all days including Sundays / holidays as per site requirement etc. complete as required.
14.00 | For First year | 12.00 | Month |  | 64999.00 | 779988.00 | 64177.50 | 770130.00 | 770130.00 | DElite System Engineering (India) Pvt. Ltd.
15.00 | Providing of day-to-day, preventive maintenance, installation, dismantling, rectification, Repair Service of all Electro-Mechanical Inventory with water supply division covering, Mechanical, Electrical and Plumbing works involved, covering the entire scope of preventive maintenance, repair activities indicated but not limited to special condition of contract, technical specification, maintenance & operation manual of AAI, OEM manuals ensuring serviceability / satisfactory working of all water supply system equipment on all days including Sundays / holidays attending minor & major faults, cleaning, upkeeping of the installations , preventive maintenance (as per "Annexure-A2)" related records, log books, timely appraising equipment health status, repairs, replacements (if any) etc. reporting as and when required as per direction of Engineer-In-Charge etc. complete as per the site requirement.
16.00 | For First year | 12.00 | Month |  | 185999.00 | 2231988.00 | 161594.25 | 1939131.00 | 1939131.00 | DElite System Engineering (India) Pvt. Ltd.
17.00 | Testing of following water samples from Government laboratory every month and production of Test Report to the Engineer-In-Charge.
18.00 | Samples: i) Old WTP Raw Water (ii) Old WTP Treated Water (iii) New WTP Domestic Water iv) Domestic (SHA) Terminal (NDT) (v) International (SHA) Terminal (NIT)
19.00 | (i) to (v) - One job
20.00 | For First year | 12.00 | Job |  | 19999.00 | 239988.00 | 19999.00 | 239988.00 | 239988.00 | CHENNAI ENGINEERING SERVICES, DElite System Engineering (India) Pvt. Ltd.
21.00 | Testing of following sewage samples from existing STP at State / Central Govt. Laboratary every month and submit the original analysis test report to Engineer -In-charge etc. Complete as required.
22.00 | Samples: (i) Sewage Treated Water
23.00 | (i) One Job
24.00 | For First year | 12.00 | Job |  | 9999.00 | 119988.00 | 7999.00 | 95988.00 | 95988.00 | DElite System Engineering (India) Pvt. Ltd.
25.00 | Providing Services of one number New Mahindra Bolero/Mahindra Scorpio vehicle alongwith driver for distance upto 60 KM/day or 1800 KM/month on round the clock basis for day-to-day maintenance services and attending Inspection/Preventive & Break down maintenance for Water Supply Systems Plant rooms, Pump rooms on both the city side and apron side at Chennai Airport.
26.00 | For First year | 12.00 | Month |  | 149999.00 | 1799988.00 | 42000.00 | 504000.00 | 504000.00 | DElite System Engineering (India) Pvt. Ltd.
27.00 | SUB HEAD - II (ARC)
28.00 | Supply and Installation of RO filter catridge for RO plant etc. complete as required
29.00 | 2.5" OD X 1" ID X 40" L | 62.00 | No |  | 399.00 | 24738.00 | 189.00 | 11718.00 | 11718.00 | DElite System Engineering (India) Pvt. Ltd.
30.00 | 2.5" OD X 1" ID X 20" L | 24.00 | No |  | 199.00 | 4776.00 | 110.00 | 2640.00 | 2640.00 | DElite System Engineering (India) Pvt. Ltd.
31.00 | Replacement of existing Damaged 8" dia RO-Filter Membrane (6 Nos/Housing) for RO plant at New Water Treatment Plant etc complete as required. | 3.00 | Job |  | 44999.00 | 134997.00 | 32999.00 | 98997.00 | 98997.00 | DElite System Engineering (India) Pvt. Ltd.
32.00 | Chemical Cleaning and overhauling of filter membranes of RO system unit (3Housing/plant) of capacity 14 cum/hr. with required chemicals in WTP to bring the water quality to the desired level as specified in technical specification etc complete as required. | 2.00 | Job |  | 9999.00 | 19998.00 | 13999.00 | 27998.00 | 19998.00 | CHENNAI ENGINEERING SERVICES
33.00 | Cleaning of Stainless Steel RO water storage tank (30,000 Ltr) using necessary chemicals, rinse clean and draining out complete etc as required. | 4.00 | Job |  | 4999.00 | 19996.00 | 9999.00 | 39996.00 | 19996.00 | CHENNAI ENGINEERING SERVICES
34.00 | Dismantling, overhauling and servicing of all type of centrifugal pumpsets including replacement of pump spares (such as impeller, Gland/ mechanical Seal, Gland packing, set of bearings, shaft sleeve, terminal board, terminal box, gasket, liquid reflector, impeller lock nut, cooling fan etc) re-assembling, painting, re-installing the same, testing and commissioning etc., complete as required.
35.00 | Upto 3 HP | 5.00 | Job |  | 1999.00 | 9995.00 | 3000.00 | 15000.00 | 9995.00 | CHENNAI ENGINEERING SERVICES
36.00 | 5 HP to 10 HP | 5.00 | Job |  | 1999.00 | 9995.00 | 4999.00 | 24995.00 | 9995.00 | CHENNAI ENGINEERING SERVICES
37.00 | above 10HP upto 20 HP end suction pump. | 8.00 | Job |  | 1999.00 | 15992.00 | 4999.00 | 39992.00 | 15992.00 | CHENNAI ENGINEERING SERVICES
38.00 | above 10HP upto 20 HP Split case pump | 2.00 | Job |  | 1999.00 | 3998.00 | 9999.00 | 19998.00 | 3998.00 | CHENNAI ENGINEERING SERVICES
39.00 | Dismantling the existing centrifugal pumpset of following capacity including rewinding, servicing, replacement of motor spares (such as bearings, cooling fan, Terminal Board, terminal box with top), rebate for wound out copper and re-installing the same etc. as required.
40.00 | Upto 1.5HP | 6.00 | Job |  | 1999.00 | 11994.00 | 3999.00 | 23994.00 | 11994.00 | CHENNAI ENGINEERING SERVICES
41.00 | above 1.5HP upto 3HP | 3.00 | Job |  | 1999.00 | 5997.00 | 3999.00 | 11997.00 | 5997.00 | CHENNAI ENGINEERING SERVICES
42.00 | above 3HP upto 10HP | 6.00 | Job |  | 1999.00 | 11994.00 | 3999.00 | 23994.00 | 11994.00 | CHENNAI ENGINEERING SERVICES
43.00 | above 10HP upto 20HP | 3.00 | Job |  | 1999.00 | 5997.00 | 12999.00 | 38997.00 | 5997.00 | CHENNAI ENGINEERING SERVICES
44.00 | Dismantling, lifting, lowering, painting and re-installation of existing sewage submersible pumpset of following capacity including servicing, replacement of all pump spares (such as Impeller, Mechanical seal, Cutter, Set of ‘O’ rings, Oil seal, Oil for seal cooling etc.,) and Testing, Commissioning etc complete as required.
45.00 | upto 1 HP | 1.00 | Job |  | 2999.00 | 2999.00 | 5999.00 | 5999.00 | 2999.00 | CHENNAI ENGINEERING SERVICES
46.00 | above 1HP upto 3HP | 1.00 | Job |  | 2999.00 | 2999.00 | 5999.00 | 5999.00 | 2999.00 | CHENNAI ENGINEERING SERVICES
47.00 | above 3HP upto 7.5HP | 4.00 | Job |  | 2999.00 | 11996.00 | 9999.00 | 39996.00 | 11996.00 | CHENNAI ENGINEERING SERVICES
48.00 | Dismantling, lifting, lowering, painting, rewinding and re-installation of existing sewage submersible pumpset motor of following capacity, including replacement of motor spares (if any required), rebate for wound out copper and Testing, Commissioning etc complete as required.
49.00 | Upto 1 HP | 1.00 | Job |  | 5999.00 | 5999.00 | 5999.00 | 5999.00 | 5999.00 | CHENNAI ENGINEERING SERVICES, DElite System Engineering (India) Pvt. Ltd.
50.00 | above 1HP upto 3HP | 1.00 | Job |  | 5999.00 | 5999.00 | 5999.00 | 5999.00 | 5999.00 | CHENNAI ENGINEERING SERVICES, DElite System Engineering (India) Pvt. Ltd.
51.00 | above 3HP upto 7.5HP | 4.00 | Job |  | 5999.00 | 23996.00 | 9999.00 | 39996.00 | 23996.00 | CHENNAI ENGINEERING SERVICES
52.00 | Dismantling, lifting, lowering, painting, re-installation of sewage submersible pumpset from existing sewage well including rewinding , servicing, replacement of all spares (such as Impeller, Mechanical seal, Cutter, Set of ‘O’ rings, Oil seal, Oil for seal cooling, Set of bearings etc), rebate for wound out copper and testing, commissioning, Complete etc as required.
53.00 | Above 7.5 HP upto 12.5HP- At STP Collection Well and Grid 72 | 2.00 | Job |  | 4999.00 | 9998.00 | 20000.00 | 40000.00 | 9998.00 | CHENNAI ENGINEERING SERVICES
54.00 | 30 HP - At IAD Residential Colony | 1.00 | Job |  | 4999.00 | 4999.00 | 20000.00 | 20000.00 | 4999.00 | CHENNAI ENGINEERING SERVICES
55.00 | Lowering of Borewell Submersible pump sets for New borewell (upto 200 feet depth) including couplings, pipe fittings (nipple, elbow, flange valves, clamps etc) lowering and fixing of pipes, submersible cables, cable panel connections etc., complete as required. (Note: Borewell Pump, GI pipe and fittings shall be supplied by AAI) | 6.00 | Job |  | 1999.00 | 11994.00 | 999.00 | 5994.00 | 5994.00 | DElite System Engineering (India) Pvt. Ltd.
56.00 | Lifting and Lowering of Borewell submersible pumpset (upto 200 feet depth) from existing borewell of 2"/1.5" dia G.I pipe including cutting, re-threading of existing pipes, pipe fittings (nipple, elbow, flange valves, clamps etc) and installations of submersible pump set (Provided by AAI) along with submersible cables, cable and panel connections etc., complete as required. | 10.00 | Job |  | 2999.00 | 29990.00 | 999.00 | 9990.00 | 9990.00 | DElite System Engineering (India) Pvt. Ltd.
57.00 | Servicing of existing Borewell submersible pump of following capacity including replacement of all pump spares (such as Impeller, Diffusers, Pump Shaft, Set of shaft sleves, Retainer ring, Pump Coupling etc) and re-assembling the same etc complete as required.
58.00 | Upto 3 HP | 4.00 | Job |  | 2999.00 | 11996.00 | 6799.00 | 27196.00 | 11996.00 | CHENNAI ENGINEERING SERVICES
59.00 | above 3HP upto 5HP | 2.00 | Job |  | 2999.00 | 5998.00 | 9999.00 | 19998.00 | 5998.00 | CHENNAI ENGINEERING SERVICES
60.00 | above 5HP upto 7.5HP | 1.00 | Job |  | 2999.00 | 2999.00 | 9999.00 | 9999.00 | 2999.00 | CHENNAI ENGINEERING SERVICES
61.00 | Rewinding and servicing of Borewell Submersible Pump -motor, replacement of spares (if any), including rebate for wound out copper of following capacity etc complete as required.
62.00 | Upto 3 HP | 4.00 | Job |  | 2999.00 | 11996.00 | 3999.00 | 15996.00 | 11996.00 | CHENNAI ENGINEERING SERVICES
63.00 | above 3HP upto 5HP | 2.00 | Job |  | 2999.00 | 5998.00 | 4999.00 | 9998.00 | 5998.00 | CHENNAI ENGINEERING SERVICES
64.00 | above 5HP upto 7.5HP | 1.00 | Job |  | 2999.00 | 2999.00 | 9999.00 | 9999.00 | 2999.00 | CHENNAI ENGINEERING SERVICES
65.00 | Servicing of existing Borewell submersible pump-motor of following capacity including replacement of all motor spares (such as Thrustpad, Thrust bearing assembly, Diapharam, Set of keys, Oil Seal, Diapharam Plate etc.) and re-assembling the same etc complete as required.
66.00 | Up to 3HP | 4.00 | Job |  | 2999.00 | 11996.00 | 3999.00 | 15996.00 | 11996.00 | CHENNAI ENGINEERING SERVICES
67.00 | above 3HP upto 5HP | 2.00 | Job |  | 2999.00 | 5998.00 | 4999.00 | 9998.00 | 5998.00 | CHENNAI ENGINEERING SERVICES
68.00 | above 5HP upto 7.5HP | 1.00 | Job |  | 2999.00 | 2999.00 | 9999.00 | 9999.00 | 2999.00 | CHENNAI ENGINEERING SERVICES
69.00 | Dismantling,lifting, lowering, painting and re-installation of openwell/ sump submersible pumpset including servicing, re-threading, replacement of pump spares (such as Impeller, Oil Seal, Thrustpad, Thrust bearing assembly, Diapharam, Gasket , Impeller locknet, Strainer, Diapharam Plate etc.,) and installation, testing, and commissioning of the same complete etc, as and when required.
70.00 | Upto 3HP | 4.00 | Job |  | 2999.00 | 11996.00 | 3000.00 | 12000.00 | 11996.00 | CHENNAI ENGINEERING SERVICES
71.00 | above 3HP upto 7.5 | 2.00 | Job |  | 2999.00 | 5998.00 | 3500.00 | 7000.00 | 5998.00 | CHENNAI ENGINEERING SERVICES
72.00 | above 7.5HP upto 10HP | 2.00 | Job |  | 2999.00 | 5998.00 | 6000.00 | 12000.00 | 5998.00 | CHENNAI ENGINEERING SERVICES
73.00 | above 10HP upto 15HP | 4.00 | Job |  | 2999.00 | 11996.00 | 10500.00 | 42000.00 | 11996.00 | CHENNAI ENGINEERING SERVICES
74.00 | Dismantling, lifting, lowering, painting, rewinding and re-installation of open well submersible pumpset motor of following capacity including pipes & plumping accessories, rebate for wound out copper, and Testing, Commissioning etc complete as required.
75.00 | Upto 3HP | 4.00 | Job |  | 2999.00 | 11996.00 | 3000.00 | 12000.00 | 11996.00 | CHENNAI ENGINEERING SERVICES
76.00 | above 3HP to upto 7.5 | 2.00 | Job |  | 2999.00 | 5998.00 | 3500.00 | 7000.00 | 5998.00 | CHENNAI ENGINEERING SERVICES
77.00 | above 7.5HP upto 10HP | 2.00 | Job |  | 2999.00 | 5998.00 | 6000.00 | 12000.00 | 5998.00 | CHENNAI ENGINEERING SERVICES
78.00 | above 10HP upto 15HP | 4.00 | Job |  | 2999.00 | 11996.00 | 10500.00 | 42000.00 | 11996.00 | CHENNAI ENGINEERING SERVICES
79.00 | Dismantling, Lifting, lowering, painting and re-installation of all types of De-watering submersible pump sets of following capacity including rewinding, servicing, replacement of spares (shaft seal, O ring, Bearings etc.) for pump & motor,rebate for wound out copper, testing and commissioning etc., complete as required.
80.00 | Upto 3HP | 5.00 | Job |  | 2999.00 | 14995.00 | 3999.00 | 19995.00 | 14995.00 | CHENNAI ENGINEERING SERVICES
81.00 | Dismantling, overhauling and servicing of all type of HPS vertically mounted centrifugal pump sets/RO High pressure pumpset (Grundfos Make) including replacement of pump spares (such as impeller,shaft seal, 'O' ring, Head spring, bearings etc) re-assembling, painting, re-installing the same, testing and commissioning etc., complete as required.
82.00 | RO High Pressure Pump-20 HP | 2.00 | Job |  | 149999.00 | 299998.00 | 15000.00 | 30000.00 | 30000.00 | DElite System Engineering (India) Pvt. Ltd.
83.00 | RO Backwash (Chemical wash) Pump-5.5HP | 2.00 | Job |  | 124999.00 | 249998.00 | 15000.00 | 30000.00 | 30000.00 | DElite System Engineering (India) Pvt. Ltd.
84.00 | Domestic HPS Pump-25HP | 2.00 | Job |  | 184999.00 | 369998.00 | 17999.00 | 35998.00 | 35998.00 | DElite System Engineering (India) Pvt. Ltd.
85.00 | RO HPS Pump-1.5HP | 2.00 | Job |  | 14999.00 | 29998.00 | 9000.00 | 18000.00 | 18000.00 | DElite System Engineering (India) Pvt. Ltd.
86.00 | Dismantling the existing HPS vertically mounted centrifugal pump sets/RO High pressure pumpset(Groundfos Make) including rewinding, servicing, replacement of motor spares (such as bearings, cooling fan, Terminal Board, terminal box with top), rebate for wound out copper and re-installing the same etc. as required.
87.00 | RO High Pressure Pumpset Motor -20HP | 1.00 | Job |  | 29999.00 | 29999.00 | 20000.00 | 20000.00 | 20000.00 | DElite System Engineering (India) Pvt. Ltd.
88.00 | RO Backwash (Chemical wash) Pumpset Motor -5.5HP | 1.00 | Job |  | 17999.00 | 17999.00 | 15000.00 | 15000.00 | 15000.00 | DElite System Engineering (India) Pvt. Ltd.
89.00 | Domestic HPS Pumpset Motor -25HP | 1.00 | Job |  | 39999.00 | 39999.00 | 29000.00 | 29000.00 | 29000.00 | DElite System Engineering (India) Pvt. Ltd.
90.00 | RO HPS Pumpset Motor -1.5HP | 1.00 | Job |  | 59999.00 | 59999.00 | 9999.00 | 9999.00 | 9999.00 | DElite System Engineering (India) Pvt. Ltd.
91.00 | Dismantling the existing centrifugal pump sets (Groundfos Make) including rewinding, servicing, replacement of motor spares (such as bearings, cooling fan, Terminal Board, terminal box with top), rebate for wound out copper and re-installing the same etc. as required.
92.00 | PSF Feed Pump-15HP | 1.00 | Job |  | 34999.00 | 34999.00 | 22000.00 | 22000.00 | 22000.00 | DElite System Engineering (India) Pvt. Ltd.
93.00 | PSF Back wash -15HP | 1.00 | Job |  | 34999.00 | 34999.00 | 22000.00 | 22000.00 | 22000.00 | DElite System Engineering (India) Pvt. Ltd.
94.00 | Dismantling, overhauling and servicing of all type of de-watering pump sets (Grundfos make) including replacement of pump spares (Such as impeller, shaft seal, O ring, head spring, bearing etc) re-assembling, painting, re-installing the same, testing and commissioning etc., complete as required.
95.00 | De-watering Pump -1.5HP | 1.00 | Job |  | 29999.00 | 29999.00 | 79999.00 | 79999.00 | 29999.00 | CHENNAI ENGINEERING SERVICES
96.00 | De-watering Pump -2.5HP | 1.00 | Job |  | 39999.00 | 39999.00 | 99999.00 | 99999.00 | 39999.00 | CHENNAI ENGINEERING SERVICES
97.00 | De-watering Pump -3HP | 1.00 | Job |  | 39999.00 | 39999.00 | 120000.00 | 120000.00 | 39999.00 | CHENNAI ENGINEERING SERVICES
98.00 | De-watering Pump -25HP | 1.00 | Job |  | 49999.00 | 49999.00 | 270000.00 | 270000.00 | 49999.00 | CHENNAI ENGINEERING SERVICES
99.00 | Dismantling, overhauling and servicing of all type of sewage pump sets (Grundfos make) including replacement of pump spares (Such as impeller, shaft seal, O ring, head spring, bearing etc) re-assembling, painting, re-installing the same, testing and commissioning etc., complete as required.
100.00 | Sewage Pump -2.5HP | 1.00 | Job |  | 49999.00 | 49999.00 | 14500.00 | 14500.00 | 14500.00 | DElite System Engineering (India) Pvt. Ltd.
101.00 | Sewage Pump -3HP | 1.00 | Job |  | 49999.00 | 49999.00 | 14500.00 | 14500.00 | 14500.00 | DElite System Engineering (India) Pvt. Ltd.
102.00 | Providing man power to attend any urgent / emergency work with necesssary tools and plants on round the clock basis etc complete as required.
103.00 | Highly skilled labour | 60.00 | Man- Days |  | 849.00 | 50940.00 | 999.00 | 59940.00 | 50940.00 | CHENNAI ENGINEERING SERVICES
104.00 | Skilled labour | 30.00 | Man- Days |  | 799.00 | 23970.00 | 999.00 | 29970.00 | 23970.00 | CHENNAI ENGINEERING SERVICES
105.00 | Semi skilled labour | 90.00 | Man- Days |  | 799.00 | 71910.00 | 999.00 | 89910.00 | 71910.00 | CHENNAI ENGINEERING SERVICES
106.00 | Unskilled labour | 90.00 | Man- Days |  | 799.00 | 71910.00 | 999.00 | 89910.00 | 71910.00 | CHENNAI ENGINEERING SERVICES
107.00 | Providing Excavater (JCB) including Operator for emergency / un anticipated break down / maintenance work, cable works etc., complete as required. | 16.00 | Hrs |  | 1099.00 | 17584.00 | 999.00 | 15984.00 | 15984.00 | DElite System Engineering (India) Pvt. Ltd.
108.00 | Providing Tractorwith Trolley including driver and loaders-3, loaders for shifting of debris / wastes from water supply system locations, pump houses etc. to waste dump yard or for emergency / un-anticipated break down / maintenance works etc as required. | 16.00 | Hrs |  | 1099.00 | 17584.00 | 1100.00 | 17600.00 | 17584.00 | CHENNAI ENGINEERING SERVICES
109.00 | Providing One Welder alongwith Electric welding machine and welding rods for carrrying out welding works during any urgent Preventive Maintenance/ Breakdown Maintenance /Emergency work as and when required. | 50.00 | Hrs |  | 149.00 | 7450.00 | 599.00 | 29950.00 | 7450.00 | CHENNAI ENGINEERING SERVICES
110.00 | SUB HEAD - III (Maintainance works)
111.00 | Supply of Activated Sludge (MLSS) to Chennai 2 MLD Sewage Treatment Plant at Chennai Airport as and when required (Note: 1 Lot of MLSS = 9000 Litres) | 3.00 | Lot |  | 4999.00 | 14997.00 | 9999.00 | 29997.00 | 14997.00 | CHENNAI ENGINEERING SERVICES
112.00 | Supply of Moving Bed Bio Reactor media MOC:polyproplene,400 M2/M3, cylindrical external fins, Height/Dia of 15mm/22mm, PSA/TSA of minimum 75 % - confirmaing to technical specifications in existing aeration tank including transport, unloading at AAI store etc. complete as required. | 10.00 | CUM |  | 4999.00 | 49990.00 | 12000.00 | 120000.00 | 49990.00 | CHENNAI ENGINEERING SERVICES
113.00 | Provision of fiberglas re-inforced (FRP) lining on existing MS/GI pipe line external surface complete with cleaning,wrapping, fixing with binding components, pigment compund layer as per technical specification complete etc as required. | 150.00 | Sq.Mtr |  | 149.00 | 22350.00 | 799.00 | 119850.00 | 22350.00 | CHENNAI ENGINEERING SERVICES
114.00 | Mechanized Cleaning of Clarifier tank including disposal of silt and rubbish etc complete as required as per the direction of Engineer-In-Charge. The cleaning shall consist of following operations: 1. De-watering of sump. 2. Entire surface area (walls, floor etc) of the sump shall then scrubbed thoroughly with wire brush etc. and pressure washed with high pressure water jet. 3.Wall painting of entire clarifier surface inside and outside with approved paint to achieve even shade and color. 4.Painting of all metallic parts of the reactor clarifier-Detention Hood, Draft tube, Drive wheel (Iylam), clarifier scrapper arm, Bridge, Impeller, staircase etc after through scrapping, Sodium hypo treatment of submerged parts and replacing the rusted nut, bolt washer, scrapper blade etc., complete as per the site requirements. | 1.00 | Job |  | 24999.00 | 24999.00 | 179999.00 | 179999.00 | 24999.00 | CHENNAI ENGINEERING SERVICES
115.00 | De-silting of Equivalization tank (open to air) of 13600X 14350 X 3600 SWD draining out, collection, lifting from Tank floor spreading in sludge bed for proper drying complete with sundries, lighting, blower fan, speciliased labour with protective gear etc., complete as required. | 1.00 | Job |  | 19999.00 | 19999.00 | 110000.00 | 110000.00 | 19999.00 | CHENNAI ENGINEERING SERVICES
116.00 | Mechanised Cleaning & de-silting of sewage collection well using compressor and associated equipment including dosing of stabaliser chemical for dilution of sludge and disposal of left out sludges away from Airport premises etc., complete as required.
117.00 | STP Collection well at 2 MLD STP-(10 depth X 14 Mtr Dia) | 1.00 | Job |  | 49999.00 | 49999.00 | 199999.00 | 199999.00 | 49999.00 | CHENNAI ENGINEERING SERVICES
118.00 | Grid-72 well- (8 X 9 X 6 depth Mtr) | 2.00 | Job |  | 49999.00 | 99998.00 | 199999.00 | 399998.00 | 99998.00 | CHENNAI ENGINEERING SERVICES
119.00 | Residential colony-sewage wells i) 2.36 dia X 7 Mtr Depth - 2No ii) 3.56 dia X 7.9 Mtr Depth -1No Sl.No.i) & ii) = 1Job | 1.00 | Job |  | 49999.00 | 49999.00 | 199999.00 | 199999.00 | 49999.00 | CHENNAI ENGINEERING SERVICES
120.00 | Cleaning of sewage (sumps of depth 10 to 15 feet, size from 500 Cubic feet to 1000 cubic feet) in Domestic and International terminal basement with mechanised de-silting compressor, sump scrubbing, debris removal and disposal of left out sludges away from Airport premises as per direction of Engineer-In-Charge etc complete as required.
121.00 | Sewage sump with depth 10 to 15 feet -all size (500 Cubic feet to 1000 cubic feet) | 8.00 | Job |  | 24999.00 | 199992.00 | 49999.00 | 399992.00 | 199992.00 | CHENNAI ENGINEERING SERVICES
122.00 | Supply and Installation of various Mild Steel structure fabricated using single section MS Channel/angle/flat/bar etc including cutting, welding, drilling, fixing in position using appropriate fasteners, grinding, painting with approved steel primer and two coats enamel paint etc. complete as required. | 1000.00 | Kg |  | 79.00 | 79000.00 | 119.00 | 119000.00 | 79000.00 | CHENNAI ENGINEERING SERVICES
123.00 | Brush/Spray Painting of various metal surfaces after cleaning/scrapping the surface with emery paper and applying 02 coat anti-corrosive metal red-oxide primer & 2 coats Enamel paint of approved brand and colour to give an even shade complete etc as required (Paint Colour to be decided by Engineer-In-Charge). | 1000.00 | Sq.Mtr |  | 79.00 | 79000.00 | 110.00 | 110000.00 | 79000.00 | CHENNAI ENGINEERING SERVICES
124.00 | Repair of existing 275 m3/Hr Kay Make twin-lobe air blowers including dismantling, servicing, replacement of damaged spares (roller bearing, rings, O-ring, oil seal, gasket, shaft, bearing collar, suction air filter, pressure guage, pressure relief valve, NRV, belt pulley with machining, bolts, nuts, washer etc) re-alignment, installation, testing and commissioning at New Water Treatment Plant etc complete as required. (Note: Repair of 01 Blower is considered as 01 Job.) | 3.00 | Job |  | 14999.00 | 44997.00 | 19000.00 | 57000.00 | 44997.00 | CHENNAI ENGINEERING SERVICES
125.00 | Repair of existing 30KVA DG Set trolley located at STP including replacement of 4 Nos tyres with new non- marking tyre and servicing/ replacement of turn table, bearings, welding of damaged parts, scrubbing, painting it with 01 coat of primer and 02 coats of enamel paint complete as required and as per the direction of Engineer-In-Charge. | 1.00 | Job |  | 4999.00 | 4999.00 | 30000.00 | 30000.00 | 4999.00 | CHENNAI ENGINEERING SERVICES
126.00 | Supply and replacement of 100mm dia pressure guages, 0-200PSI, H.Guru make or as per the approved make, specification including welding of GI nipple and necessary connection as required & as per direction of Engineer-In-Charge. | 30.00 | No |  | 599.00 | 17970.00 | 1000.00 | 30000.00 | 17970.00 | CHENNAI ENGINEERING SERVICES
127.00 | Supply and fixing of non-corrosive Fiberglass Reinforced Plastic (FRP) molded grating (Load : atleast 500Kg/Sq.mtr) walkway of Mesh size 38mm X 38mm , Height: 38 mm, 3 mm thickness Chequered plate molded onto FRP Grating, With Rib thickness 5/7 mm on existing sump including fixing of newly fabricated bottom Frame using MS L-Channel 50mm X 50mm X 5mm, painting of metal surface with 01 coat anticorrosive metal primer and 02 coats enamel paint, providing of MS/GI hooks for lifting and civil modification works (CC chipping, filling, finishing) for proper insertion & seating etc. complete as required. | 150.00 | Sq.Mtr |  | 749.00 | 112350.00 | 3999.00 | 599850.00 | 112350.00 | CHENNAI ENGINEERING SERVICES
128.00 | Supplying and Installing following size of perforated Hot Dipped Galvanised Iron cable tray with perforation not more than 17.5%, in convenient sections, joined with connectors, supported at various locations with appropriate supports including G.I. bolts & nuts, etc as required.
129.00 | 150 mm width X 50 mm depth X 1.6 mm thickness | 30.00 | Mtr |  | 599.00 | 17970.00 | 600.00 | 18000.00 | 17970.00 | CHENNAI ENGINEERING SERVICES
130.00 | 300 mm width X 50 mm depth X 1.6 mm thickness | 30.00 | Mtr |  | 649.00 | 19470.00 | 999.00 | 29970.00 | 19470.00 | CHENNAI ENGINEERING SERVICES
131.00 | 450 mm width X 50 mm depth X 2.0 mm thickness | 30.00 | Mtr |  | 699.00 | 20970.00 | 1100.00 | 33000.00 | 20970.00 | CHENNAI ENGINEERING SERVICES
132.00 | Supplying, fixing, testing and commissioning of Butterfly Valve (Manual) with CI body,SS disc,SS stem, nitrile/EPDM rubber seal,O - ring & PN 16 pressure rating alongwith bolt, nut ,washer as per following sizes etc including dismantling the existing valve complete as required.
133.00 | Butterfly Valve-200 mm Dia | 20.00 | No |  | 1999.00 | 39980.00 | 15000.00 | 300000.00 | 39980.00 | CHENNAI ENGINEERING SERVICES
134.00 | Butterfly Valve-150 mm Dia | 35.00 | No |  | 1499.00 | 52465.00 | 9000.00 | 315000.00 | 52465.00 | CHENNAI ENGINEERING SERVICES
135.00 | Butterfly Valve- 125 mm Dia | 3.00 | No |  | 1499.00 | 4497.00 | 9000.00 | 27000.00 | 4497.00 | CHENNAI ENGINEERING SERVICES
136.00 | Butterfly Valve- 100 mm Dia | 20.00 | No |  | 999.00 | 19980.00 | 5000.00 | 100000.00 | 19980.00 | CHENNAI ENGINEERING SERVICES
137.00 | Butterfly Valve- 80 mm Dia | 10.00 | No |  | 999.00 | 9990.00 | 4000.00 | 40000.00 | 9990.00 | CHENNAI ENGINEERING SERVICES
138.00 | Butterfly Valve- 65 mm Dia | 2.00 | No |  | 999.00 | 1998.00 | 4000.00 | 8000.00 | 1998.00 | CHENNAI ENGINEERING SERVICES
139.00 | Butterfly Valve- 50 mm Dia | 20.00 | No |  | 999.00 | 19980.00 | 3000.00 | 60000.00 | 19980.00 | CHENNAI ENGINEERING SERVICES
140.00 | Supplying and fixing of following sizes of medium class PVC conduit along with accessories in surface/recess including cutting the wall and making good the same in case of recessed conduit as required.
141.00 | 50 mm | 300.00 | Mtr |  | 249.00 | 74700.00 | 120.00 | 36000.00 | 36000.00 | DElite System Engineering (India) Pvt. Ltd.
142.00 | Replacement of full pressure tank (Tank.Bladder,drain kit,flange etc) including dismantling the existing tank and installation of following capacity tank alongwith providing necessary pipeline connection for satisfactory working of Hydro Pneumatic Syatem (HPS) at various location of Chennai Airport etc complete as required.
143.00 | Wellmate pressure tank WM9 or equivalent | 2.00 | No |  | 34999.00 | 69998.00 | 32999.00 | 65998.00 | 65998.00 | DElite System Engineering (India) Pvt. Ltd.
144.00 | Wellmate pressure tank WM35 or equivalent | 4.00 | No |  | 49999.00 | 199996.00 | 90000.00 | 360000.00 | 199996.00 | CHENNAI ENGINEERING SERVICES
145.00 | Wellmate pressure tank WM80 or equivalent | 3.00 | No |  | 74999.00 | 224997.00 | 279999.00 | 839997.00 | 224997.00 | CHENNAI ENGINEERING SERVICES
146.00 | Replacement of following Pressure Tank Bladder including removing of damaged bladder and providing New Bladder,filling air upto required pressure alongwith providing necessary pipeline connection for satisfactory working of Hydro Pneumatic Syatem (HPS) at various location of Chennai Airport etc complete as required.
147.00 | Wellmate pressure tank WM9 or equivalent | 2.00 | No |  | 14999.00 | 29998.00 | 25000.00 | 50000.00 | 29998.00 | CHENNAI ENGINEERING SERVICES
148.00 | Wellmate pressure tank WM35 or equivalent | 2.00 | No |  | 34999.00 | 69998.00 | 25000.00 | 50000.00 | 50000.00 | DElite System Engineering (India) Pvt. Ltd.
149.00 | Wellmate pressure tank WM80 or equivalent | 2.00 | No |  | 34999.00 | 69998.00 | 25000.00 | 50000.00 | 50000.00 | DElite System Engineering (India) Pvt. Ltd.
150.00 | Zilmat ultra pro 500LV pressure Tank or equivalent | 2.00 | No |  | 29999.00 | 59998.00 | 52000.00 | 104000.00 | 59998.00 | CHENNAI ENGINEERING SERVICES
151.00 | Periodical health checkup of entire Hydro Pneumatic System on Quarterly basis by OEM M/s.Grundfos or OEM authorized agency and attending minor faults of Equipment’s, filling of air in Pressure tank using compressor upto required presurre,ensuring 100% Serviceability/ Satisfactory Working Condition of the system as per Standard Manufacturers' Practices, replacement of spares which will be supplied by AAI and submission of Service Reports etc as required and as per direction of Engineer-In-Charge. Note: Health check up of 01 HPS system will be treated as 01 Job | 36.00 | Job |  | 4999.00 | 179964.00 | 29999.00 | 1079964.00 | 179964.00 | CHENNAI ENGINEERING SERVICES
152.00 | Maintenance of 62.5 KVA Cummins Make DG Set mounted on Grundfos make dewatering Trolley by OEM/OEM Authorised Service Dealer, carrying out Routine/Preventive Maintenance on Quarterly Visit Basis, attending All Breakdown Maintenance Calls, carrying out "B" Check of Engines and attending minor faults of Equipment’s, ensuring 100% Serviceability/ Satisfactory Working Condition of the Engine, as per Standard Manufacturers' Practices as per Special Terms and Conditions and submission of Service Reports etc as required and as per direction of Engineer-In-Charge.
153.00 | Quarterly visit Charges/ DG coupled Pumpset | 8.00 | Job |  | 9999.00 | 79992.00 | 29999.00 | 239992.00 | 79992.00 | CHENNAI ENGINEERING SERVICES
154.00 | B Check Charge/ Engine | 2.00 | Job |  | 9999.00 | 19998.00 | 29999.00 | 59998.00 | 19998.00 | CHENNAI ENGINEERING SERVICES
155.00 | Maintenance of 156HP Kirloskar make dewatering Pumpset alongwith Diesel Engine by OEM/OEM Authorised Service Dealer, carrying out Routine/Preventive Maintenance on Quarterly Visit Basis, attending All Breakdown Maintenance Calls, carrying out "B" Check of Diesel Engines and attending minor faults of Equipment’s, ensuring 100% Serviceability/ Satisfactory Working Condition of the Engine, as per Standard Manufacturers' Practices as per Special Terms and Conditions and submission of Service Reports etc as required and as per direction of Engineer-In-Charge.
156.00 | Quarterly visit Charges/Dewatering Pumpset | 8.00 | Job |  | 4999.00 | 39992.00 | 12000.00 | 96000.00 | 39992.00 | CHENNAI ENGINEERING SERVICES
157.00 | B Check Charge/ Engine | 2.00 | Job |  | 4999.00 | 9998.00 | 12000.00 | 24000.00 | 9998.00 | CHENNAI ENGINEERING SERVICES
158.00 | Maintenance & Servicing of following diesel engine operated dewatering pumpset and carrying out 'B' Check as per Special Terms and Conditions and submission of Service Reports etc as required and as per direction of Engineer-In-Charge
159.00 | 5 HP Kirloskar Diesel engine coupled dewatering pump | 6.00 | Job |  | 4999.00 | 29994.00 | 21000.00 | 126000.00 | 29994.00 | CHENNAI ENGINEERING SERVICES
160.00 | 5 HP Grundfos Diesel engine coupled dewatering pump | 3.00 | Job |  | 9999.00 | 29997.00 | 25999.00 | 77997.00 | 29997.00 | CHENNAI ENGINEERING SERVICES
161.00 | Calibration of Digital Electro-Magnetic Flow meter available at various locations from the certified agency and submitting report to Engineer-In-Charge | 22.00 | Job |  | 1999.00 | 43978.00 | 6000.00 | 132000.00 | 43978.00 | CHENNAI ENGINEERING SERVICES
162.00 | Supplying and laying of following size DWC HDPE pipe ISI marked along with all accessories like socket, bend, couplers etc. conforming to IS 14930, Part II complete with fitting and cutting, jointing etc. direct in ground (75 cm below ground level) including excavation and refilling the trench but excluding sand cushioning and protective covering etc. , complete as required
163.00 | 40mm Dia DWC HDPE Pipe | 50.00 | Mtr |  | 149.00 | 7450.00 | 150.00 | 7500.00 | 7450.00 | CHENNAI ENGINEERING SERVICES
164.00 | 50mm Dia DWC HDPE Pipe | 50.00 | Mtr |  | 149.00 | 7450.00 | 170.00 | 8500.00 | 7450.00 | CHENNAI ENGINEERING SERVICES
165.00 | Providing and Fixing of 'B' Clase GI pipe complete with GI fittings of following sizes including cutting, welding, threading and suitable size flanges etc. complete as required.
166.00 | 2 inch Dia 'B' Clause GI Pipe | 10.00 | Mtr |  | 699.00 | 6990.00 | 700.00 | 7000.00 | 6990.00 | CHENNAI ENGINEERING SERVICES
167.00 | 4 inch Dia 'B' Clause GI Pipe | 10.00 | Mtr |  | 1249.00 | 12490.00 | 1100.00 | 11000.00 | 11000.00 | DElite System Engineering (India) Pvt. Ltd.
168.00 | 5 inch Dia 'B' Clause GI Pipe | 10.00 | Mtr |  | 1499.00 | 14990.00 | 2500.00 | 25000.00 | 14990.00 | CHENNAI ENGINEERING SERVICES
169.00 | 6 inch Dia 'B' Clause GI Pipe | 10.00 | Mtr |  | 1499.00 | 14990.00 | 2999.00 | 29990.00 | 14990.00 | CHENNAI ENGINEERING SERVICES
170.00 | 8 inch Dia 'B' Clause GI Pipe | 10.00 | Mtr |  | 1499.00 | 14990.00 | 4299.00 | 42990.00 | 14990.00 | CHENNAI ENGINEERING SERVICES
171.00 | 10 inch Dia 'B' Clause GI Pipe | 10.00 | Mtr |  | 1499.00 | 14990.00 | 4999.00 | 49990.00 | 14990.00 | CHENNAI ENGINEERING SERVICES
172.00 | 12 inch Dia 'B' Clause GI Pipe | 10.00 | Mtr |  | 1999.00 | 19990.00 | 9999.00 | 99990.00 | 19990.00 | CHENNAI ENGINEERING SERVICES
173.00 | Sub Head-IV Supply of Spares
174.00 | Supply of following Plumbing accessories/Submersible Pump accessories for various installations & locations etc as and when required.
175.00 | 50mm B-Class GI Pipe (10 feet) (Threaded both Ends) Tata make Only | 100.00 | Each |  | 999.00 | 99900.00 | 1500.00 | 150000.00 | 99900.00 | CHENNAI ENGINEERING SERVICES
176.00 | 2 inch coupling -100 mm long (Threaded Coupling) | 50.00 | No |  | 149.00 | 7450.00 | 129.00 | 6450.00 | 6450.00 | DElite System Engineering (India) Pvt. Ltd.
177.00 | 50 mm X 12 mm C- clamp set with nut bolt. | 20.00 | Set |  | 299.00 | 5980.00 | 100.00 | 2000.00 | 2000.00 | DElite System Engineering (India) Pvt. Ltd.
178.00 | GI elbow-2" (50 mm) Threaded | 10.00 | No |  | 299.00 | 2990.00 | 200.00 | 2000.00 | 2000.00 | DElite System Engineering (India) Pvt. Ltd.
179.00 | GI Flange-2" (50mm) Threaded | 10.00 | set |  | 299.00 | 2990.00 | 450.00 | 4500.00 | 2990.00 | CHENNAI ENGINEERING SERVICES
180.00 | GI Pipe Nipple-2" X 12" long | 20.00 | No |  | 199.00 | 3980.00 | 300.00 | 6000.00 | 3980.00 | CHENNAI ENGINEERING SERVICES
181.00 | Water Meter-2" (50 mm) Flanged End | 10.00 | No |  | 1999.00 | 19990.00 | 3000.00 | 30000.00 | 19990.00 | CHENNAI ENGINEERING SERVICES
182.00 | GI flexible Conduit PVC coated-2" | 100.00 | Mtr |  | 199.00 | 19900.00 | 120.00 | 12000.00 | 12000.00 | DElite System Engineering (India) Pvt. Ltd.
183.00 | Water Level Controller (Make: L&T Model:XM81053OOOO or equivelant) | 4.00 | No |  | 999.00 | 3996.00 | 2000.00 | 8000.00 | 3996.00 | CHENNAI ENGINEERING SERVICES
184.00 | Water Level Controller Probes (Make:L&T Model: XM81076OOOO or equivelant) (Set of 6Nos) | 4.00 | Set |  | 799.00 | 3196.00 | 999.00 | 3996.00 | 3196.00 | CHENNAI ENGINEERING SERVICES
185.00 | NRV wafer type:Body CI, disc SS, Seat:Nitrile/EPDM PN-16
186.00 | 150 mm Dia | 2.00 | No |  | 2499.00 | 4998.00 | 3999.00 | 7998.00 | 4998.00 | CHENNAI ENGINEERING SERVICES
187.00 | 100 mm Dia | 2.00 | No |  | 1999.00 | 3998.00 | 3000.00 | 6000.00 | 3998.00 | CHENNAI ENGINEERING SERVICES
188.00 | 80 mm Dia | 2.00 | No |  | 999.00 | 1998.00 | 3000.00 | 6000.00 | 1998.00 | CHENNAI ENGINEERING SERVICES
189.00 | 50 mm Dia | 2.00 | No |  | 499.00 | 998.00 | 2300.00 | 4600.00 | 998.00 | CHENNAI ENGINEERING SERVICES
190.00 | NRV Dual Plate type:Body CI, disc SS, Seat:Nitrile/EPDM PN-16
191.00 | 150 mm Dia | 2.00 | No |  | 4999.00 | 9998.00 | 7999.00 | 15998.00 | 9998.00 | CHENNAI ENGINEERING SERVICES
192.00 | 100 mm Dia | 5.00 | No |  | 2499.00 | 12495.00 | 6999.00 | 34995.00 | 12495.00 | CHENNAI ENGINEERING SERVICES
193.00 | 80 mm Dia | 2.00 | No |  | 1999.00 | 3998.00 | 6999.00 | 13998.00 | 3998.00 | CHENNAI ENGINEERING SERVICES
194.00 | NRV:MOC-Gun Metal of approved quality (screwed end) :
195.00 | 40 mm nominal bore (Horizontal) | 2.00 | No |  | 999.00 | 1998.00 | 1999.00 | 3998.00 | 1998.00 | CHENNAI ENGINEERING SERVICES
196.00 | 50 mm nominal bore (Horizontal) | 5.00 | No |  | 999.00 | 4995.00 | 1999.00 | 9995.00 | 4995.00 | CHENNAI ENGINEERING SERVICES
197.00 | 80 mm nominal bore (Horizontal) | 1.00 | No |  | 999.00 | 999.00 | 1799.00 | 1799.00 | 999.00 | CHENNAI ENGINEERING SERVICES
198.00 | Gate Valve:MOC-Gun Metal with C.I. wheel of approved quality (screwed end) :
199.00 | 80 mm nominal bore | 1.00 | No |  | 4999.00 | 4999.00 | 7999.00 | 7999.00 | 4999.00 | CHENNAI ENGINEERING SERVICES
200.00 | 50 mm nominal bore | 5.00 | No |  | 2499.00 | 12495.00 | 6999.00 | 34995.00 | 12495.00 | CHENNAI ENGINEERING SERVICES
201.00 | 40 mm nominal bore | 2.00 | No |  | 1999.00 | 3998.00 | 5999.00 | 11998.00 | 3998.00 | CHENNAI ENGINEERING SERVICES
202.00 | 25 mm nominal bore | 2.00 | No |  | 999.00 | 1998.00 | 4999.00 | 9998.00 | 1998.00 | CHENNAI ENGINEERING SERVICES
203.00 | Dummy Flange:MOC-Mild Steel with suitable Nuts & Bolts etc.
204.00 | 6" MS Dummy Flange-20mm Thick | 2.00 | No |  | 1499.00 | 2998.00 | 2000.00 | 4000.00 | 2998.00 | CHENNAI ENGINEERING SERVICES
205.00 | 4" MS Dummy Flange-20mm Thick | 2.00 | No |  | 999.00 | 1998.00 | 2000.00 | 4000.00 | 1998.00 | CHENNAI ENGINEERING SERVICES
206.00 | Supply of hand lever operated Cast Steel ball valve approved quality (screwed end) :
207.00 | 2" Ball Valve | 6.00 | No |  | 999.00 | 5994.00 | 1999.00 | 11994.00 | 5994.00 | CHENNAI ENGINEERING SERVICES
208.00 | 1" Ball Valve | 2.00 | No |  | 499.00 | 998.00 | 1100.00 | 2200.00 | 998.00 | CHENNAI ENGINEERING SERVICES
209.00 | 3/4" Ball Valve | 2.00 | No |  | 499.00 | 998.00 | 999.00 | 1998.00 | 998.00 | CHENNAI ENGINEERING SERVICES
210.00 | Supply of float switch sensor for water level controller approved Quality
211.00 | Float Switch | 50.00 | No |  | 399.00 | 19950.00 | 300.00 | 15000.00 | 15000.00 | DElite System Engineering (India) Pvt. Ltd.
212.00 | Supply of Flat Three Core PVC Insulated & PVC Sheathed Industrial Cable for Submersible Pump Motors 1100 Volts, conforming to IS: 694, suitable for installation with Deep Borewell pump of suitable length etc., as required.
213.00 | 2.5 Sqmm X 3 Core flat cable | 600.00 | Mtr |  | 49.00 | 29400.00 | 140.00 | 84000.00 | 29400.00 | CHENNAI ENGINEERING SERVICES
214.00 | 4 Sqmm X 3 Core flat cable | 400.00 | Mtr |  | 59.00 | 23600.00 | 179.00 | 71600.00 | 23600.00 | CHENNAI ENGINEERING SERVICES
215.00 | 6 Sqmm X 3 Core flat cable | 100.00 | Mtr |  | 149.00 | 14900.00 | 250.00 | 25000.00 | 14900.00 | CHENNAI ENGINEERING SERVICES
216.00 | Supply of following panel board starter suitable to operate with 415 V, 50 Hz, 3 phase AC power supply various installations & locations etc as and when required.
217.00 | 3HP/2.2 KW DOL Starter Panel | 5.00 | No |  | 3999.00 | 19995.00 | 5500.00 | 27500.00 | 19995.00 | CHENNAI ENGINEERING SERVICES
218.00 | 7.5HP/5.5KW Star-Delta Starter Panel | 2.00 | No |  | 4999.00 | 9998.00 | 7999.00 | 15998.00 | 9998.00 | CHENNAI ENGINEERING SERVICES
219.00 | Supply of following panel board starter suitable to operate with 230 V, 50 Hz, 1 phase AC power supply various installations & locations etc as and when required.
220.00 | 1.5HP DOL Starter with Auto level controller | 1.00 | No |  | 1499.00 | 1499.00 | 2000.00 | 2000.00 | 1499.00 | CHENNAI ENGINEERING SERVICES
221.00 | Supply of Borewell type Submersible Pumpset of Suitable rating, water filled cooling type, with SS strainer, SS Body,Noryl Impellers using anti-friction bearing, energy efficient type operated on 415V, 3 Phase,50Hz power for installation into 6'' dia borewell including loading, unloading at site complete etc as required. (Maximum borewell depth 250 feet)
222.00 | 5HP 3Phase - Borewell pump (Model No:KS4D 5025, Make: Kirloskar) | 2.00 | No |  | 24999.00 | 49998.00 | 37000.00 | 74000.00 | 49998.00 | CHENNAI ENGINEERING SERVICES
223.00 | 3HP 3Phase- Borewell Submersible pump (Model No:KS4D 3017, Make: Kirloskar) | 2.00 | No |  | 19999.00 | 39998.00 | 26000.00 | 52000.00 | 39998.00 | CHENNAI ENGINEERING SERVICES
224.00 | Supply of Borewell type Submersible Pumpset of Suitable rating, water filled cooling type, with SS strainer, SS Body, Noryl Impellers using anti-friction bearing, energy efficient type operated on 230V, 1 Phase, 50Hz power for installation into 4'' dia borewell including loading, unloading at site complete etc as required. (Maximum borewell depth 100 feet)
225.00 | 1.5HP 1Phase- Borewell Submersible pump (Model No:KU4-0318S, Make: Kirloskar) | 2.00 | No |  | 14999.00 | 29998.00 | 22000.00 | 44000.00 | 29998.00 | CHENNAI ENGINEERING SERVICES
226.00 | Supply & fixing of following Hydro Pneumatic system spares for various location as and whwn required.
227.00 | Drain Kit for WM9 Pressure Tank | 2.00 | No |  | 4999.00 | 9998.00 | 3000.00 | 6000.00 | 6000.00 | DElite System Engineering (India) Pvt. Ltd.
228.00 | Drain Kit for WM35 Pressure Tank | 2.00 | No |  | 4999.00 | 9998.00 | 3000.00 | 6000.00 | 6000.00 | DElite System Engineering (India) Pvt. Ltd.
229.00 | Flange for Zilmat ultra pro pressure Tank | 2.00 | No |  | 4999.00 | 9998.00 | 6000.00 | 12000.00 | 9998.00 | CHENNAI ENGINEERING SERVICES
230.00 | Multi pump control CU352 | 2.00 | No |  | 79999.00 | 159998.00 | 90000.00 | 180000.00 | 159998.00 | CHENNAI ENGINEERING SERVICES
231.00 | IO351B Module digital/analog | 2.00 | No |  | 19999.00 | 39998.00 | 29000.00 | 58000.00 | 39998.00 | CHENNAI ENGINEERING SERVICES
232.00 | R core transformer 100VA | 2.00 | No |  | 4999.00 | 9998.00 | 6000.00 | 12000.00 | 9998.00 | CHENNAI ENGINEERING SERVICES
233.00 | R core transformer 150VA | 2.00 | No |  | 4999.00 | 9998.00 | 6000.00 | 12000.00 | 9998.00 | CHENNAI ENGINEERING SERVICES
234.00 | Pressure Transmitter 0-16 Bar | 2.00 | No |  | 9999.00 | 19998.00 | 9000.00 | 18000.00 | 18000.00 | DElite System Engineering (India) Pvt. Ltd.
235.00 | Supply of following size of butterfly valve for Hydro Pneumatic System as and when required
236.00 | 200 mm Dia Butterfly valve | 2.00 | No |  | 4999.00 | 9998.00 | 14000.00 | 28000.00 | 9998.00 | CHENNAI ENGINEERING SERVICES
237.00 | 150 mm Dia Butterfly valve | 2.00 | No |  | 4999.00 | 9998.00 | 14000.00 | 28000.00 | 9998.00 | CHENNAI ENGINEERING SERVICES
238.00 | 100 mm Dia Butterfly valve | 2.00 | No |  | 2999.00 | 5998.00 | 12000.00 | 24000.00 | 5998.00 | CHENNAI ENGINEERING SERVICES
239.00 | 50 mm Dia Butterfly valve | 2.00 | No |  | 1999.00 | 3998.00 | 7500.00 | 15000.00 | 3998.00 | CHENNAI ENGINEERING SERVICES
240.00 | 40 mm Dia Butterfly valve | 2.00 | No |  | 999.00 | 1998.00 | 5500.00 | 11000.00 | 1998.00 | CHENNAI ENGINEERING SERVICES
241.00 | Supply of spares for 156HP Kirloskar make Diesel Generator Trolley Mounted De-watering Pumpset etc complete as an when required.
242.00 | Impeller Nut | 1.00 | No |  | 1999.00 | 1999.00 | 3000.00 | 3000.00 | 1999.00 | CHENNAI ENGINEERING SERVICES
243.00 | Shaft Sleeve | 1.00 | No |  | 2499.00 | 2499.00 | 3000.00 | 3000.00 | 2499.00 | CHENNAI ENGINEERING SERVICES
244.00 | Set of Keys | 1.00 | No |  | 1999.00 | 1999.00 | 3000.00 | 3000.00 | 1999.00 | CHENNAI ENGINEERING SERVICES
245.00 | Set of Fastener | 1.00 | No |  | 1999.00 | 1999.00 | 3000.00 | 3000.00 | 1999.00 | CHENNAI ENGINEERING SERVICES
246.00 | Set of Bearing | 1.00 | No |  | 19999.00 | 19999.00 | 50000.00 | 50000.00 | 19999.00 | CHENNAI ENGINEERING SERVICES
247.00 | Set of Gland Packing | 1.00 | No |  | 6999.00 | 6999.00 | 50000.00 | 50000.00 | 6999.00 | CHENNAI ENGINEERING SERVICES
248.00 | Set of Gasket | 1.00 | No |  | 999.00 | 999.00 | 3000.00 | 3000.00 | 999.00 | CHENNAI ENGINEERING SERVICES
249.00 | Set of Oilseals | 1.00 | No |  | 1999.00 | 1999.00 | 3000.00 | 3000.00 | 1999.00 | CHENNAI ENGINEERING SERVICES
250.00 | Set of Ring | 1.00 | No |  | 999.00 | 999.00 | 3000.00 | 3000.00 | 999.00 | CHENNAI ENGINEERING SERVICES
251.00 | Supply of pulse lite 12V, 65 AH, battery complete as required. Make: Cummins | 1.00 | No |  | 6999.00 | 6999.00 | 14000.00 | 14000.00 | 6999.00 | CHENNAI ENGINEERING SERVICES
252.00 | Supply of 12V, model: XP1800 Exide battery complete as required. | 1.00 | No |  | 9999.00 | 9999.00 | 17000.00 | 17000.00 | 9999.00 | CHENNAI ENGINEERING SERVICES
253.00 | Supply of spares for 5HP Grundfos make Diesel Generator Trolley Mounted De-watering Pumpset etc complete as an when required.
254.00 | Maintenance Kit for Hartz Engine | 2.00 | Kit |  | 2999.00 | 5998.00 | 3200.00 | 6400.00 | 5998.00 | CHENNAI ENGINEERING SERVICES
255.00 | Sub head - V Supply of Chemicals
256.00 | Supply of following chemicals for water treatment plant and tertiary treatment plant to be supplied as and when required as per site requirement.
257.00 | Per Year requirement
258.00 | Solid Dosing chemical
259.00 | Hydrant Lime 80% concentration | 500.00 | Kg |  | 14.99 | 7495.00 | 19.00 | 9500.00 | 7495.00 | CHENNAI ENGINEERING SERVICES
260.00 | Dolomite 70% concentration | 500.00 | Kg |  | 39.00 | 19500.00 | 19.00 | 9500.00 | 9500.00 | DElite System Engineering (India) Pvt. Ltd.
261.00 | Soda Ash 98% concentration | 500.00 | Kg |  | 49.00 | 24500.00 | 39.00 | 19500.00 | 19500.00 | DElite System Engineering (India) Pvt. Ltd.
262.00 | Liquid Dosing Chemicals
263.00 | Hydro Chloric Acid 35% concentration | 10000.00 | Ltr |  | 3.99 | 39900.00 | 12.00 | 120000.00 | 39900.00 | CHENNAI ENGINEERING SERVICES
264.00 | Sodium Hypo Chlorite 6% concentration | 15000.00 | Ltr |  | 4.99 | 74850.00 | 12.00 | 180000.00 | 74850.00 | CHENNAI ENGINEERING SERVICES
265.00 | Aluminium sulphate 24% concentrate (Alum) | 1500.00 | Ltr |  | 19.00 | 28500.00 | 17.00 | 25500.00 | 25500.00 | DElite System Engineering (India) Pvt. Ltd.
266.00 | Test Kit
267.00 | Hardness Test kit-atleast 250 sample (Aquasol AE-211 or equivalent) | 8.00 | Kit |  | 799.00 | 6392.00 | 1000.00 | 8000.00 | 6392.00 | CHENNAI ENGINEERING SERVICES
268.00 | Chloride Test Kit-atleast 300 sample (Aquasol AE-203 or equivalent) | 8.00 | Kit |  | 999.00 | 7992.00 | 1000.00 | 8000.00 | 7992.00 | CHENNAI ENGINEERING SERVICES
269.00 | Testing Regants, consumables
270.00 | Universal Indicator solution PH 4.0-11.0 | 6.00 | No |  | 299.00 | 1794.00 | 999.00 | 5994.00 | 1794.00 | CHENNAI ENGINEERING SERVICES
271.00 | PH Indicator Paper | 6.00 | Box |  | 199.00 | 1194.00 | 999.00 | 5994.00 | 1194.00 | CHENNAI ENGINEERING SERVICES
272.00 | Chemicals for RO Plant (14 Cum/Hr)
273.00 | R.O. Antiscalant | 100.00 | Kg |  | 99.00 | 9900.00 | 199.00 | 19900.00 | 9900.00 | CHENNAI ENGINEERING SERVICES
274.00 | Sodium Meta Bi Sulphate (SMBS) | 100.00 | Kg |  | 49.00 | 4900.00 | 99.00 | 9900.00 | 4900.00 | CHENNAI ENGINEERING SERVICES
275.00 | Supply of Bioculture chemical for dilution of sludge in sewage collection wells and Sewage Sumps etc complete as required.
276.00 | Super24 Bioculture | 500.00 | Kg |  | 49.00 | 24500.00 | 299.00 | 149500.00 | 24500.00 | CHENNAI ENGINEERING SERVICES
277.00 | Oxysuper | 500.00 | Kg |  | 49.00 | 24500.00 | 599.00 | 299500.00 | 24500.00 | CHENNAI ENGINEERING SERVICES
278.00 | Supply of Nanozyme Wastewater Treatment Culture chemical for dilution of sludge in sewage collection open well etc complete as required.
279.00 | Nanozyme-Bet-STP-9013 | 500.00 | Kg |  | 49.00 | 24500.00 | 499.00 | 249500.00 | 24500.00 | CHENNAI ENGINEERING SERVICES
280.00 | Nutrition-Bet-Nutri-9003 | 500.00 | Kg |  | 49.00 | 24500.00 | 499.00 | 249500.00 | 24500.00 | CHENNAI ENGINEERING SERVICES
281.00 | Supply of stabilizer chemical for dilution of sludge in sewage collection open well etc complete as required. | 500.00 | Ltr |  | 49.00 | 24500.00 | 179.00 | 89500.00 | 24500.00 | CHENNAI ENGINEERING SERVICES
282.00 | Sub head - VI Replacement of Filtration media
283.00 | Replacement of outdated filter media in Pressure sand filter (PSF-90 Cum/Hr) including removal of old outdated media, replacing all strainer nozzles, rinse-cleaning, application of thinner,industrial marine grade epoxy painting, refilling of different gradient media (pebbles, silex,sand) in layers as per standard design and disposal of unserviceable media away from chennai airport etc as required. PSF Vessel: 3100 Ø X 1850 HOS | 2.00 | Job |  | 44999.00 | 89998.00 | 129999.00 | 259998.00 | 89998.00 | CHENNAI ENGINEERING SERVICES
284.00 | Sub head - VII Contingency
285.00 | Supply of following accessories for contigency/Emergency situations etc complete as required.
286.00 | PVC Flexible Green Hose-4" | 30.00 | Mtr |  | 199.00 | 5970.00 | 200.00 | 6000.00 | 5970.00 | CHENNAI ENGINEERING SERVICES
287.00 | PVC Green Hose-3" | 30.00 | Mtr |  | 149.00 | 4470.00 | 200.00 | 6000.00 | 4470.00 | CHENNAI ENGINEERING SERVICES
288.00 | PVC Green Hose-2" | 30.00 | Mtr |  | 49.00 | 1470.00 | 200.00 | 6000.00 | 1470.00 | CHENNAI ENGINEERING SERVICES
289.00 | Fire Hose-4" | 30.00 | Mtr |  | 69.00 | 2070.00 | 200.00 | 6000.00 | 2070.00 | CHENNAI ENGINEERING SERVICES
290.00 | Stainless Steel Hose Clamp-4" | 4.00 | No |  | 99.00 | 396.00 | 200.00 | 800.00 | 396.00 | CHENNAI ENGINEERING SERVICES
291.00 | Stainless Steel Hose Clamp-3" | 6.00 | No |  | 49.00 | 294.00 | 200.00 | 1200.00 | 294.00 | CHENNAI ENGINEERING SERVICES
292.00 | CI Foot valve-3" | 2.00 | No |  | 699.00 | 1398.00 | 200.00 | 400.00 | 400.00 | DElite System Engineering (India) Pvt. Ltd.
293.00 | CI Hose collar-3" | 2.00 | No |  | 99.00 | 198.00 | 200.00 | 400.00 | 198.00 | CHENNAI ENGINEERING SERVICES
294.00 | Phase-II : 2nd Year (12 Months)
295.00 | SUB HEAD - I (AMC)
296.00 | Providing Operation Services of Water Supply System in Operational area at Cowl bazaar & New Fire station pump House, Cargo & MES open well, Runway - 25 End, Old Fire station and Old Pump Houses etc. as per inventory in "Annexure -A1" covering the scope of activities given in special condition of contract and technical specification, attending faults, ensuring serviceability / satisfactory working condition of the systems, maintenance activity as per attached "Annexure-A2" updation of preventive & normal maintenance records, log books as required etc. and cleaning, upkeeping on all days. These services should be ensured for above mentioned Water Supply System equipment’s, Electric motor driven pump sets, borewells, open wells, MCC & starter panels and control panels on round the clock (Three shift X 8 Hours) on all days including Sundays / holidays as per site requirement etc. complete as required.
297.00 | For Second year | 12.00 | Month |  | 259999.00 | 3119988.00 | 228763.07 | 2745156.84 | 2745156.84 | DElite System Engineering (India) Pvt. Ltd.
298.00 | Providing Operation Services of water treatment and supply system at Old Water Treatment Plant (WTP) associated borewells etc. as per inventory in "Annexure - A1" covering the scope of activities given in special condition of contract and technical specification, attending faults, ensuring output treated water quality to specifications, chemical testing / sample analysis / corrective actions by chemist, ensuring serviceability / satisfactory working condition of the systems, maintenance activity as per attached "Annexure-A2" updation of lab, normal & preventive records, log books as required etc. and cleaning, upkeeping on all days. These services including supervision of all above activities shall be ensured, covering Water Treatment and Supply System equipment’s, Electric motor driven pump sets, associated borewells, open wells, Sumps, MCC & starter panels and control panels round the clock (Three shift X 8 Hours) on all days including Sundays / holidays as per site requirement etc. complete as required.
299.00 | For Second year | 12.00 | Month |  | 344999.00 | 4139988.00 | 294454.01 | 3533448.12 | 3533448.12 | DElite System Engineering (India) Pvt. Ltd.
300.00 | Providing Operation Services of water treatment and supply system at New Water Treatment Plant (NWTP) including Reverse Osmosis (RO) Plant of capacity 14 cum/hr x 2 nos. with all relevant water sources as per inventory in "Annexure - A1" covering the scope of activities given in special condition of contract and technical specification, attending faults, ensuring output treated water quality to specifications, chemical testing / sample analysis / corrective actions by chemist, ensuring serviceability / satisfactory working condition of the systems, maintenance activity as per attached "Annexure-A2" updation of lab, normal & preventive records, log books as required etc. and cleaning, upkeeping on all days. These services including supervision of all above activities shall be ensured for WTP and RO Plant equipment’s, Electric motor driven pump sets, associated borewells, open wells, Sumps, MCC & starter panels and control panels round the clock (Three shift X 8 Hours) on all days including Sundays / holidays as per site requirement etc. complete as required.
301.00 | For Second year | 12.00 | Month |  | 499999.00 | 5999988.00 | 429182.56 | 5150190.72 | 5150190.72 | DElite System Engineering (India) Pvt. Ltd.
302.00 | Providing Operation Services of Sewage System installations at Sewage Treatment plant (STP) of capacity 2MLD and associated Tertiary Treatment Plant (TTP) with all relevant water sources as per inventory in "Annexure - A1" covering the scope of activities given in special condition of contract and technical specification, attending faults, ensuring output treated water quality to specifications, chemical testing / sample analysis / corrective actions by chemist, ensuring serviceability / satisfactory working condition of the systems, maintenance activity as per attached "Annexure-A2" updation of lab, normal & preventive records, log books as required etc. and cleaning, upkeeping on all days. These services including supervision of all above activities shall be ensured for STP and TTP Plant equipment’s, Electric motor driven pump sets, associated borewells, open wells, Sumps, MCC & starter panels and control panels round the clock (Three shift X 8 Hours) on all days including Sundays / holidays as per site requirement etc. complete as required.
303.00 | For Second year | 12.00 | Month |  | 289999.00 | 3479988.00 | 240369.76 | 2884437.12 | 2884437.12 | DElite System Engineering (India) Pvt. Ltd.
304.00 | Providing Operation Services of water supply system in CISF Barracks pump House associated borewells etc. as per inventory in "Annexure - A1" covering the scope of activities given in special condition of contract and technical specification, attending faults, ensuring serviceability / satisfactory working condition of the systems, maintenance activity updation of preventive & normal maintenance records, log books as required etc. and cleaning, upkeeping on all days. These services should be ensured for above mentioned Water Supply System equipment’s, Electric motor driven pump sets, borewells, drain sump, MCC & starter panels and control panels on round the clock (Three shift X 8 Hours) on all days including Sundays / holidays as per site requirement etc. complete as required.
305.00 | For Second year | 12.00 | Month |  | 134999.00 | 1619988.00 | 114381.54 | 1372578.48 | 1372578.48 | DElite System Engineering (India) Pvt. Ltd.
306.00 | Providing Operation Services of De-watering and Sewage pump sets installed at various location at basement of New Domestic and New International Terminal Buildings and connecting tunnel as per inventory in "Annexure - A1" covering the scope of activities given in special condition of contract and technical specification, attending faults, monitoring & ensuring serviceability of the systems, maintenance activity as per attached "Annexure-A2" normal & preventive records, log books as required etc. and cleaning, upkeeping on all days. These services should be ensured for above mentioned de-watering and sewage pump system, Electric motor driven pump set, MCC & starter panel and control panels on round the clock (3 Shift X 8 Hrs.) on all days including Sundays / holidays as per site requirement etc. complete as required.
307.00 | For Second year | 12.00 | Month |  | 69999.00 | 839988.00 | 64177.50 | 770130.00 | 770130.00 | DElite System Engineering (India) Pvt. Ltd.
308.00 | Providing of day-to-day, preventive maintenance, installation, dismantling, rectification, Repair Service of all Electro-Mechanical Inventory with water supply division covering, Mechanical, Electrical and Plumbing works involved, covering the entire scope of preventive maintenance, repair activities indicated but not limited to special condition of contract, technical specification, maintenance & operation manual of AAI, OEM manuals ensuring serviceability / satisfactory working of all water supply system equipment on all days including Sundays / holidays attending minor & major faults, cleaning, upkeeping of the installations , preventive maintenance (as per "Annexure-A2)" related records, log books, timely appraising equipment health status, repairs, replacements (if any) etc. reporting as and when required as per direction of Engineer-In-Charge etc. complete as per the site requirement.
309.00 | For Second year | 12.00 | Month |  | 189999.00 | 2279988.00 | 161594.25 | 1939131.00 | 1939131.00 | DElite System Engineering (India) Pvt. Ltd.
310.00 | Testing of following water samples from Government laboratory every month and production of Test Report to the Engineer-In-Charge.
311.00 | Samples: i) Old WTP Raw Water (ii) Old WTP Treated Water (iii) New WTP Domestic Water iv) Domestic (SHA) Terminal (NDT) (v) International (SHA) Terminal (NIT)
312.00 | (i) to (v) - One job
313.00 | For Second year | 12.00 | Job |  | 19999.00 | 239988.00 | 19999.00 | 239988.00 | 239988.00 | CHENNAI ENGINEERING SERVICES, DElite System Engineering (India) Pvt. Ltd.
314.00 | Testing of following sewage samples from existing STP at State / Central Govt. Laboratary every month and submit the original analysis test report to Engineer -In-charge etc. Complete as required.
315.00 | Samples: (i) Sewage Treated Water
316.00 | (i) One Job
317.00 | For Second year | 12.00 | Job |  | 9999.00 | 119988.00 | 7999.00 | 95988.00 | 95988.00 | DElite System Engineering (India) Pvt. Ltd.
318.00 | Providing Services of one number New Mahindra Bolero/Mahindra Scorpio vehicle alongwith driver for distance upto 60 KM/day or 1800 KM/month on round the clock basis for day-to-day maintenance services and attending Inspection/Preventive & Break down maintenance for Water Supply Systems Plant rooms, Pump rooms on both the city side and apron side at Chennai Airport.
319.00 | For Second year | 12.00 | Month |  | 154999.00 | 1859988.00 | 49999.00 | 599988.00 | 599988.00 | DElite System Engineering (India) Pvt. Ltd.
320.00 | SUB HEAD - II (ARC)
321.00 | Supply and Installation of RO filter catridge for RO plant etc. complete as required
322.00 | 2.5" OD X 1" ID X 40" L | 64.00 | No |  | 399.00 | 25536.00 | 189.00 | 12096.00 | 12096.00 | DElite System Engineering (India) Pvt. Ltd.
323.00 | 2.5" OD X 1" ID X 20" L | 24.00 | No |  | 199.00 | 4776.00 | 110.00 | 2640.00 | 2640.00 | DElite System Engineering (India) Pvt. Ltd.
324.00 | Replacement of existing Damaged 8" dia RO-Filter Membrane (6 Nos/Housing) for RO plant at New Water Treatment Plant etc complete as required. | 3.00 | Job |  | 44999.00 | 134997.00 | 32999.00 | 98997.00 | 98997.00 | DElite System Engineering (India) Pvt. Ltd.
325.00 | Chemical Cleaning and overhauling of filter membranes of RO system unit (3Housing/plant) of capacity 14 cum/hr. with required chemicals in WTP to bring the water quality to the desired level as specified in technical specification etc complete as required. | 2.00 | Job |  | 9999.00 | 19998.00 | 13999.00 | 27998.00 | 19998.00 | CHENNAI ENGINEERING SERVICES
326.00 | Cleaning of Stainless Steel RO water storage tank (30,000 Ltr) using necessary chemicals, rinse clean and draining out complete etc as required. | 4.00 | Job |  | 4999.00 | 19996.00 | 9999.00 | 39996.00 | 19996.00 | CHENNAI ENGINEERING SERVICES
327.00 | Dismantling, overhauling and servicing of all type of centrifugal pumpsets including replacement of pump spares (such as impeller, Gland/ mechanical Seal, Gland packing, set of bearings, shaft sleeve, terminal board, terminal box, gasket, liquid reflector, impeller lock nut, cooling fan etc) re-assembling, painting, re-installing the same, testing and commissioning etc., complete as required.
328.00 | Upto 3 HP | 5.00 | Job |  | 1999.00 | 9995.00 | 3000.00 | 15000.00 | 9995.00 | CHENNAI ENGINEERING SERVICES
329.00 | 5 HP to 10 HP | 5.00 | Job |  | 1999.00 | 9995.00 | 4999.00 | 24995.00 | 9995.00 | CHENNAI ENGINEERING SERVICES
330.00 | above 10HP upto 20 HP end suction pump. | 8.00 | Job |  | 1999.00 | 15992.00 | 4999.00 | 39992.00 | 15992.00 | CHENNAI ENGINEERING SERVICES
331.00 | above 10HP upto 20 HP Split case pump | 2.00 | Job |  | 1999.00 | 3998.00 | 9999.00 | 19998.00 | 3998.00 | CHENNAI ENGINEERING SERVICES
332.00 | Dismantling the existing centrifugal pumpset of following capacity including rewinding, servicing, replacement of motor spares (such as bearings, cooling fan, Terminal Board, terminal box with top), rebate for wound out copper and re-installing the same etc. as required.
333.00 | Upto 1.5HP | 6.00 | Job |  | 1999.00 | 11994.00 | 3999.00 | 23994.00 | 11994.00 | CHENNAI ENGINEERING SERVICES
334.00 | above 1.5HP upto 3HP | 3.00 | Job |  | 1999.00 | 5997.00 | 3999.00 | 11997.00 | 5997.00 | CHENNAI ENGINEERING SERVICES
335.00 | above 3HP upto 10HP | 6.00 | Job |  | 1999.00 | 11994.00 | 3999.00 | 23994.00 | 11994.00 | CHENNAI ENGINEERING SERVICES
336.00 | above 10HP upto 20HP | 3.00 | Job |  | 1999.00 | 5997.00 | 12999.00 | 38997.00 | 5997.00 | CHENNAI ENGINEERING SERVICES
337.00 | Dismantling, lifting, lowering, painting and re-installation of existing sewage submersible pumpset of following capacity including servicing, replacement of all pump spares (such as Impeller, Mechanical seal, Cutter, Set of ‘O’ rings, Oil seal, Oil for seal cooling etc.,) and Testing, Commissioning etc complete as required.
338.00 | upto 1 HP | 1.00 | Job |  | 2999.00 | 2999.00 | 5999.00 | 5999.00 | 2999.00 | CHENNAI ENGINEERING SERVICES
339.00 | above 1HP upto 3HP | 1.00 | Job |  | 2999.00 | 2999.00 | 5999.00 | 5999.00 | 2999.00 | CHENNAI ENGINEERING SERVICES
340.00 | above 3HP upto 7.5HP | 4.00 | Job |  | 2999.00 | 11996.00 | 9999.00 | 39996.00 | 11996.00 | CHENNAI ENGINEERING SERVICES
341.00 | Dismantling, lifting, lowering, painting, rewinding and re-installation of existing sewage submersible pumpset motor of following capacity, including replacement of motor spares (if any required), rebate for wound out copper and Testing, Commissioning etc complete as required.
342.00 | Upto 1 HP | 1.00 | Job |  | 5999.00 | 5999.00 | 5999.00 | 5999.00 | 5999.00 | CHENNAI ENGINEERING SERVICES, DElite System Engineering (India) Pvt. Ltd.
343.00 | above 1HP upto 3HP | 1.00 | Job |  | 5999.00 | 5999.00 | 5999.00 | 5999.00 | 5999.00 | CHENNAI ENGINEERING SERVICES, DElite System Engineering (India) Pvt. Ltd.
344.00 | above 3HP upto 7.5HP | 4.00 | Job |  | 5999.00 | 23996.00 | 9999.00 | 39996.00 | 23996.00 | CHENNAI ENGINEERING SERVICES
345.00 | Dismantling, lifting, lowering, painting, re-installation of sewage submersible pumpset from existing sewage well including rewinding , servicing, replacement of all spares (such as Impeller, Mechanical seal, Cutter, Set of ‘O’ rings, Oil seal, Oil for seal cooling, Set of bearings etc), rebate for wound out copper and testing, commissioning, Complete etc as required.
346.00 | above 7.5 HP upto 12.5HP- At STP Collection Well and Grid 72 | 2.00 | Job |  | 4999.00 | 9998.00 | 20000.00 | 40000.00 | 9998.00 | CHENNAI ENGINEERING SERVICES
347.00 | 30 HP - At IAD Residential Colony | 1.00 | Job |  | 4999.00 | 4999.00 | 20000.00 | 20000.00 | 4999.00 | CHENNAI ENGINEERING SERVICES
348.00 | Lowering of Borewell Submersible pump sets for New borewell (upto 200 feet depth) including couplings, pipe fittings (nipple, elbow, flange valves, clamps etc) lowering and fixing of pipes, submersible cables, cable panel connections etc., complete as required. (Note: Borewell Pump, GI pipe and fittings shall be supplied by AAI) | 6.00 | Job |  | 1999.00 | 11994.00 | 999.00 | 5994.00 | 5994.00 | DElite System Engineering (India) Pvt. Ltd.
349.00 | Lifting and Lowering of Borewell submersible pumpset (upto 200 feet depth) from existing borewell of 2"/1.5" dia G.I pipe including cutting, re-threading of existing pipes, pipe fittings (nipple, elbow, flange valves, clamps etc) and installations of submersible pump set (Provided by AAI) along with submersible cables, cable and panel connections etc., complete as required. | 10.00 | Job |  | 2999.00 | 29990.00 | 999.00 | 9990.00 | 9990.00 | DElite System Engineering (India) Pvt. Ltd.
350.00 | Servicing of existing Borewell submersible pump of following capacity including replacement of all pump spares (such as Impeller, Diffusers, Pump Shaft, Set of shaft sleves, Retainer ring, Pump Coupling etc) and re-assembling the same etc complete as required.
351.00 | Upto 3 HP | 4.00 | Job |  | 2999.00 | 11996.00 | 6799.00 | 27196.00 | 11996.00 | CHENNAI ENGINEERING SERVICES
352.00 | above 3HP upto 5HP | 2.00 | Job |  | 2999.00 | 5998.00 | 9999.00 | 19998.00 | 5998.00 | CHENNAI ENGINEERING SERVICES
353.00 | above 5HP upto 7.5HP | 1.00 | Job |  | 2999.00 | 2999.00 | 9999.00 | 9999.00 | 2999.00 | CHENNAI ENGINEERING SERVICES
354.00 | Rewinding and servicing of Borewell Submersible Pump -motor, replacement of spares (if any), including rebate for wound out copper of following capacity etc complete as required.
355.00 | Upto 3 HP | 4.00 | Job |  | 2999.00 | 11996.00 | 3999.00 | 15996.00 | 11996.00 | CHENNAI ENGINEERING SERVICES
356.00 | above 3HP upto 5HP | 2.00 | Job |  | 2999.00 | 5998.00 | 4999.00 | 9998.00 | 5998.00 | CHENNAI ENGINEERING SERVICES
357.00 | above 5HP upto 7.5HP | 1.00 | Job |  | 2999.00 | 2999.00 | 9999.00 | 9999.00 | 2999.00 | CHENNAI ENGINEERING SERVICES
358.00 | Servicing of existing Borewell submersible pump-motor of following capacity including replacement of all motor spares (such as Thrustpad, Thrust bearing assembly, Diapharam, Set of keys, Oil Seal, Diapharam Plate etc.) and re-assembling the same etc complete as required.
359.00 | Up to 3HP | 4.00 | Job |  | 2999.00 | 11996.00 | 3999.00 | 15996.00 | 11996.00 | CHENNAI ENGINEERING SERVICES
360.00 | above 3HP upto 5HP | 2.00 | Job |  | 2999.00 | 5998.00 | 4999.00 | 9998.00 | 5998.00 | CHENNAI ENGINEERING SERVICES
361.00 | above 5HP upto 7.5HP | 1.00 | Job |  | 2999.00 | 2999.00 | 9999.00 | 9999.00 | 2999.00 | CHENNAI ENGINEERING SERVICES
362.00 | Dismantling,lifting, lowering, painting and re-installation of openwell/ sump submersible pumpset including servicing, re-threading, replacement of pump spares (such as Impeller, Oil Seal, Thrustpad, Thrust bearing assembly, Diapharam, Gasket , Impeller locknet, Strainer, Diapharam Plate etc.,) and installation, testing, and commissioning of the same complete etc, as and when required.
363.00 | Upto 3HP | 4.00 | Job |  | 2999.00 | 11996.00 | 3000.00 | 12000.00 | 11996.00 | CHENNAI ENGINEERING SERVICES
364.00 | above 3HP upto 7.5 | 2.00 | Job |  | 2999.00 | 5998.00 | 3500.00 | 7000.00 | 5998.00 | CHENNAI ENGINEERING SERVICES
365.00 | above 7.5HP upto 10HP | 2.00 | Job |  | 2999.00 | 5998.00 | 6000.00 | 12000.00 | 5998.00 | CHENNAI ENGINEERING SERVICES
366.00 | above 10HP upto 15HP | 4.00 | Job |  | 2999.00 | 11996.00 | 10500.00 | 42000.00 | 11996.00 | CHENNAI ENGINEERING SERVICES
367.00 | Dismantling, lifting, lowering, painting, rewinding and re-installation of open well submersible pumpset motor of following capacity including pipes & plumping accessories, rebate for wound out copper, and Testing, Commissioning etc complete as required.
368.00 | Upto 3HP | 4.00 | Job |  | 2999.00 | 11996.00 | 3000.00 | 12000.00 | 11996.00 | CHENNAI ENGINEERING SERVICES
369.00 | above 3HP to upto 7.5 | 2.00 | Job |  | 2999.00 | 5998.00 | 3500.00 | 7000.00 | 5998.00 | CHENNAI ENGINEERING SERVICES
370.00 | above 7.5HP upto 10HP | 2.00 | Job |  | 2999.00 | 5998.00 | 6000.00 | 12000.00 | 5998.00 | CHENNAI ENGINEERING SERVICES
371.00 | above 10HP upto 15HP | 4.00 | Job |  | 2999.00 | 11996.00 | 10500.00 | 42000.00 | 11996.00 | CHENNAI ENGINEERING SERVICES
372.00 | Dismantling, Lifting, lowering, painting and re-installation of all types of De-watering submersible pump sets of following capacity including rewinding, servicing, replacement of spares (shaft seal, O ring, Bearings etc.) for pump & motor,rebate for wound out copper, testing and commissioning etc., complete as required.
373.00 | Upto 3HP | 5.00 | Job |  | 2999.00 | 14995.00 | 3999.00 | 19995.00 | 14995.00 | CHENNAI ENGINEERING SERVICES
374.00 | Dismantling, overhauling and servicing of all type of HPS vertically mounted centrifugal pump sets/RO High pressure pumpset (Grundfos Make) including replacement of pump spares (such as impeller,shaft seal, 'O' ring, Head spring, bearings etc) re-assembling, painting, re-installing the same, testing and commissioning etc., complete as required.
375.00 | RO High Pressure Pump-20HP | 2.00 | Job |  | 149999.00 | 299998.00 | 15000.00 | 30000.00 | 30000.00 | DElite System Engineering (India) Pvt. Ltd.
376.00 | RO Backwash (Chemical wash) Pump-5.5HP | 2.00 | Job |  | 124999.00 | 249998.00 | 15000.00 | 30000.00 | 30000.00 | DElite System Engineering (India) Pvt. Ltd.
377.00 | Domestic HPS Pump-25HP | 2.00 | Job |  | 184999.00 | 369998.00 | 17999.00 | 35998.00 | 35998.00 | DElite System Engineering (India) Pvt. Ltd.
378.00 | RO HPS Pump-1.5HP | 2.00 | Job |  | 14999.00 | 29998.00 | 9000.00 | 18000.00 | 18000.00 | DElite System Engineering (India) Pvt. Ltd.
379.00 | Dismantling the existing HPS vertically mounted centrifugal pump sets/RO High pressure pumpset(Groundfos Make) including rewinding, servicing, replacement of motor spares (such as bearings, cooling fan, Terminal Board, terminal box with top), rebate for wound out copper and re-installing the same etc. as required.
380.00 | RO High Pressure Pumpset Motor -20HP | 1.00 | Job |  | 29999.00 | 29999.00 | 20000.00 | 20000.00 | 20000.00 | DElite System Engineering (India) Pvt. Ltd.
381.00 | RO Backwash (Chemical wash) Pumpset Motor -5.5HP | 1.00 | Job |  | 17999.00 | 17999.00 | 15000.00 | 15000.00 | 15000.00 | DElite System Engineering (India) Pvt. Ltd.
382.00 | Domestic HPS Pumpset Motor -25HP | 1.00 | Job |  | 39999.00 | 39999.00 | 29000.00 | 29000.00 | 29000.00 | DElite System Engineering (India) Pvt. Ltd.
383.00 | RO HPS Pumpset Motor -1.5HP | 1.00 | Job |  | 59999.00 | 59999.00 | 9999.00 | 9999.00 | 9999.00 | DElite System Engineering (India) Pvt. Ltd.
384.00 | Dismantling the existing centrifugal pump sets (Groundfos Make) including rewinding, servicing, replacement of motor spares (such as bearings, cooling fan, Terminal Board, terminal box with top), rebate for wound out copper and re-installing the same etc. as required.
385.00 | PSF Feed Pump-15HP | 1.00 | Job |  | 34999.00 | 34999.00 | 29999.00 | 29999.00 | 29999.00 | DElite System Engineering (India) Pvt. Ltd.
386.00 | PSF Back wash -15HP | 1.00 | Job |  | 34999.00 | 34999.00 | 29999.00 | 29999.00 | 29999.00 | DElite System Engineering (India) Pvt. Ltd.
387.00 | Dismantling, overhauling and servicing of all type of de-watering pump sets (Grundfos make) including replacement of pump spares (Such as impeller, shaft seal, O ring, head spring, bearing etc) re-assembling, painting, re-installing the same, testing and commissioning etc., complete as required.
388.00 | De-watering Pump -1.5HP | 1.00 | Job |  | 29999.00 | 29999.00 | 79999.00 | 79999.00 | 29999.00 | CHENNAI ENGINEERING SERVICES
389.00 | De-watering Pump -2.5HP | 1.00 | Job |  | 39999.00 | 39999.00 | 99999.00 | 99999.00 | 39999.00 | CHENNAI ENGINEERING SERVICES
390.00 | De-watering Pump -3HP | 1.00 | Job |  | 39999.00 | 39999.00 | 120000.00 | 120000.00 | 39999.00 | CHENNAI ENGINEERING SERVICES
391.00 | De-watering Pump -25HP | 1.00 | Job |  | 49999.00 | 49999.00 | 270000.00 | 270000.00 | 49999.00 | CHENNAI ENGINEERING SERVICES
392.00 | Dismantling, overhauling and servicing of all type of sewage pump sets (Grundfos make) including replacement of pump spares (Such as impeller, shaft seal, O ring, head spring, bearing etc) re-assembling, painting, re-installing the same, testing and commissioning etc., complete as required.
393.00 | Sewage Pump -2.5HP | 1.00 | Job |  | 49999.00 | 49999.00 | 14500.00 | 14500.00 | 14500.00 | DElite System Engineering (India) Pvt. Ltd.
394.00 | Sewage Pump -3HP | 1.00 | Job |  | 49999.00 | 49999.00 | 14500.00 | 14500.00 | 14500.00 | DElite System Engineering (India) Pvt. Ltd.
395.00 | Providing man power to attend any urgent / emergency work with necesssary tools and plants on round the clock basis etc complete as required.
396.00 | Highly skilled labour | 60.00 | Man- Days |  | 849.00 | 50940.00 | 999.00 | 59940.00 | 50940.00 | CHENNAI ENGINEERING SERVICES
397.00 | Skilled labour | 30.00 | Man- Days |  | 799.00 | 23970.00 | 999.00 | 29970.00 | 23970.00 | CHENNAI ENGINEERING SERVICES
398.00 | Semi skilled labour | 90.00 | Man- Days |  | 799.00 | 71910.00 | 999.00 | 89910.00 | 71910.00 | CHENNAI ENGINEERING SERVICES
399.00 | Unskilled labour | 90.00 | Man- Days |  | 799.00 | 71910.00 | 999.00 | 89910.00 | 71910.00 | CHENNAI ENGINEERING SERVICES
400.00 | Providing Excavater (JCB) including Operator for emergency / un anticipated break down / maintenance work, cable works etc., complete as required. | 16.00 | Hrs |  | 1099.00 | 17584.00 | 999.00 | 15984.00 | 15984.00 | DElite System Engineering (India) Pvt. Ltd.
401.00 | Providing Tractorwith Trolley including driver and loaders-3, loaders for shifting of debris / wastes from water supply system locations, pump houses etc. to waste dump yard or for emergency / un-anticipated break down / maintenance works etc as required. | 16.00 | Hrs |  | 1099.00 | 17584.00 | 1100.00 | 17600.00 | 17584.00 | CHENNAI ENGINEERING SERVICES
402.00 | Providing One Welder alongwith Electric welding machine and welding rods for carrrying out welding works during any urgent Preventive Maintenance/ Breakdown Maintenance /Emergency work as and when required. | 50.00 | Hrs |  | 149.00 | 7450.00 | 599.00 | 29950.00 | 7450.00 | CHENNAI ENGINEERING SERVICES
403.00 | SUB HEAD - III (Maintainance works)
404.00 | Supply of Activated Sludge (MLSS) to Chennai 2 MLD Sewage Treatment Plant at Chennai Airport as and when required (Note: 1 Lot of MLSS = 9000 Litres) | 3.00 | Lot |  | 4999.00 | 14997.00 | 9999.00 | 29997.00 | 14997.00 | CHENNAI ENGINEERING SERVICES
405.00 | Supply of Moving Bed Bio Reactor media MOC:polyproplene,400 M2/M3, cylindrical external fins, Height/Dia of 15mm/22mm, PSA/TSA of minimum 75 % - confirmaing to technical specifications in existing aeration tank including transport, unloading at AAI store etc. complete as required. | 10.00 | CUM |  | 4999.00 | 49990.00 | 12000.00 | 120000.00 | 49990.00 | CHENNAI ENGINEERING SERVICES
406.00 | Provision of fiberglas re-inforced (FRP) lining on existing MS/GI pipe line external surface complete with cleaning,wrapping, fixing with binding components, pigment compund layer as per technical specification complete etc as required. | 100.00 | Sq.Mtr |  | 149.00 | 14900.00 | 799.00 | 79900.00 | 14900.00 | CHENNAI ENGINEERING SERVICES
407.00 | Mechanized Cleaning of Clarifier tank including disposal of silt and rubbish etc complete as required as per the direction of Engineer-In-Charge. The cleaning shall consist of following operations: 1. De-watering of sump. 2. Entire surface area (walls, floor etc) of the sump shall then scrubbed thoroughly with wire brush etc. and pressure washed with high pressure water jet. 3.Wall painting of entire clarifier surface inside and outside with approved paint to achieve even shade and color. 4.Painting of all metallic parts of the reactor clarifier-Detention Hood, Draft tube, Drive wheel (Iylam), clarifier scrapper arm, Bridge, Impeller, staircase etc after through scrapping, Sodium hypo treatment of submerged parts and replacing the rusted nut, bolt washer, scrapper blade etc., complete as per the site requirements. | 1.00 | Job |  | 24999.00 | 24999.00 | 179999.00 | 179999.00 | 24999.00 | CHENNAI ENGINEERING SERVICES
408.00 | De-silting of Equivalization tank (open to air) of 13600X 14350 X 3600 SWD draining out, collection, lifting from Tank floor spreading in sludge bed for proper drying complete with sundries, lighting, blower fan, speciliased labour with protective gear etc., complete as required. | 1.00 | Job |  | 19999.00 | 19999.00 | 110000.00 | 110000.00 | 19999.00 | CHENNAI ENGINEERING SERVICES
409.00 | Mechanised Cleaning & de-silting of sewage collection well using compressor and associated equipment including dosing of stabaliser chemical for dilution of sludge and disposal of left out sludges away from Airport premises etc., complete as required.
410.00 | STP Collection well at 2 MLD STP-(10 depth X 14 Mtr Dia) | 1.00 | Job |  | 49999.00 | 49999.00 | 199999.00 | 199999.00 | 49999.00 | CHENNAI ENGINEERING SERVICES
411.00 | Grid-72 well- (8 X 9 X 6 depth Mtr) | 2.00 | Job |  | 49999.00 | 99998.00 | 199999.00 | 399998.00 | 99998.00 | CHENNAI ENGINEERING SERVICES
412.00 | Residential colony-sewage wells i) 2.36 dia X 7 Mtr Depth - 2No ii) 3.56 dia X 7.9 Mtr Depth -1No Sl.No.i) & ii) = 1Job | 1.00 | Job |  | 49999.00 | 49999.00 | 199999.00 | 199999.00 | 49999.00 | CHENNAI ENGINEERING SERVICES
413.00 | Cleaning of sewage (sumps of depth 10 to 15 feet, size from 500 Cubic feet to 1000 cubic feet) in Domestic and International terminal basement with mechanised de-silting compressor, sump scrubbing, debris removal and disposal of left out sludges away from Airport premises as per direction of Engineer-In-Charge etc complete as required.
414.00 | Sewage sump with depth 10 to 15 feet -all size (500 Cubic feet to 1000 cubic feet) | 8.00 | Job |  | 24999.00 | 199992.00 | 49999.00 | 399992.00 | 199992.00 | CHENNAI ENGINEERING SERVICES
415.00 | Supply and Installation of various Mild Steel structure fabricated using single section MS Channel/angle/flat/bar etc including cutting, welding, drilling, fixing in position using appropriate fasteners, grinding, painting with approved steel primer and two coats enamel paint etc. complete as required. | 1000.00 | Kg |  | 79.00 | 79000.00 | 119.00 | 119000.00 | 79000.00 | CHENNAI ENGINEERING SERVICES
416.00 | Brush/Spray Painting of various metal surfaces after cleaning/scrapping the surface with emery paper and applying 02 coat anti-corrosive metal red-oxide primer & 2 coats Enamel paint of approved brand and colour to give an even shade complete etc as required (Paint Colour to be decided by Engineer-In-Charge). | 1000.00 | Sq.Mtr |  | 79.00 | 79000.00 | 110.00 | 110000.00 | 79000.00 | CHENNAI ENGINEERING SERVICES
417.00 | Repair of existing 275 m3/Hr Kay Make twin-lobe air blowers including dismantling, servicing, replacement of damaged spares (roller bearing, rings, O-ring, oil seal, gasket, shaft, bearing collar, suction air filter, pressure guage, pressure relief valve, NRV, belt pulley with machining, bolts, nuts, washer etc) re-alignment, installation, testing and commissioning at New Water Treatment Plant etc complete as required. (Note: Repair of 01 Blower is considered as 01 Job.) Air blowers for PSF backwash at New WTP | 3.00 | Job |  | 14999.00 | 44997.00 | 19000.00 | 57000.00 | 44997.00 | CHENNAI ENGINEERING SERVICES
418.00 | Repair of existing 30KVA DG Set trolley located at STP including replacement of 4 Nos tyres with new non- marking tyre and servicing/ replacement of turn table, bearings, welding of damaged parts, scrubbing, painting it with 01 coat of primer and 02 coats of enamel paint complete as required and as per the direction of Engineer-In-Charge. DG set located at STP | 1.00 | Job |  | 4999.00 | 4999.00 | 30000.00 | 30000.00 | 4999.00 | CHENNAI ENGINEERING SERVICES
419.00 | Supply and replacement of 100mm dia pressure guages, 0-200PSI, H.Guru make or as per the approved make, specification including welding of GI nipple and necessary connection as required & as per direction of Engineer-In-Charge. | 10.00 | No |  | 599.00 | 5990.00 | 1000.00 | 10000.00 | 5990.00 | CHENNAI ENGINEERING SERVICES
420.00 | Supply and fixing of non-corrosive Fiberglass Reinforced Plastic (FRP) molded grating (Load : atleast 500Kg/Sq.mtr) walkway of Mesh size 38mm X 38mm , Height: 38 mm, 3 mm thickness Chequered plate molded onto FRP Grating, With Rib thickness 5/7 mm on existing sump including fixing of newly fabricated bottom Frame using MS L-Channel 50mm X 50mm X 5mm, painting of metal surface with 01 coat anticorrosive metal primer and 02 coats enamel paint, providing of MS/GI hooks for lifting and civil modification works (CC chipping, filling, finishing) for proper insertion & seating etc. complete as required. | 100.00 | Sq.Mtr |  | 749.00 | 74900.00 | 3999.00 | 399900.00 | 74900.00 | CHENNAI ENGINEERING SERVICES
421.00 | Supplying and Installing following size of perforated Hot Dipped Galvanised Iron cable tray with perforation not more than 17.5%, in convenient sections, joined with connectors, supported at various locations with appropriate supports including G.I. bolts & nuts, etc as required.
422.00 | 150 mm width X 50 mm depth X 1.6 mm thickness | 30.00 | Mtr |  | 599.00 | 17970.00 | 600.00 | 18000.00 | 17970.00 | CHENNAI ENGINEERING SERVICES
423.00 | 300 mm width X 50 mm depth X 1.6 mm thickness | 30.00 | Mtr |  | 649.00 | 19470.00 | 999.00 | 29970.00 | 19470.00 | CHENNAI ENGINEERING SERVICES
424.00 | 450 mm width X 50 mm depth X 2.0 mm thickness | 30.00 | Mtr |  | 699.00 | 20970.00 | 1100.00 | 33000.00 | 20970.00 | CHENNAI ENGINEERING SERVICES
425.00 | Supplying, fixing, testing and commissioning of Butterfly Valve (Manual) with CI body,SS disc,SS stem, nitrile/EPDM rubber seal,O - ring & PN 16 pressure rating alongwith bolt, nut ,washer as per following sizes etc including dismantling the existing valve complete as required.
426.00 | Butterfly Valve-200 mm Dia | 4.00 | No |  | 1999.00 | 7996.00 | 15000.00 | 60000.00 | 7996.00 | CHENNAI ENGINEERING SERVICES
427.00 | Butterfly Valve-150 mm Dia | 5.00 | No |  | 1499.00 | 7495.00 | 9000.00 | 45000.00 | 7495.00 | CHENNAI ENGINEERING SERVICES
428.00 | Butterfly Valve- 125 mm Dia | 1.00 | No |  | 1499.00 | 1499.00 | 9000.00 | 9000.00 | 1499.00 | CHENNAI ENGINEERING SERVICES
429.00 | Butterfly Valve- 100 mm Dia | 4.00 | No |  | 999.00 | 3996.00 | 5000.00 | 20000.00 | 3996.00 | CHENNAI ENGINEERING SERVICES
430.00 | Butterfly Valve- 80 mm Dia | 2.00 | No |  | 999.00 | 1998.00 | 4000.00 | 8000.00 | 1998.00 | CHENNAI ENGINEERING SERVICES
431.00 | Butterfly Valve- 65 mm Dia | 1.00 | No |  | 999.00 | 999.00 | 4000.00 | 4000.00 | 999.00 | CHENNAI ENGINEERING SERVICES
432.00 | Butterfly Valve- 50 mm Dia | 4.00 | No |  | 999.00 | 3996.00 | 3000.00 | 12000.00 | 3996.00 | CHENNAI ENGINEERING SERVICES
433.00 | Supplying and fixing of following sizes of medium class PVC conduit along with accessories in surface/recess including cutting the wall and making good the same in case of recessed conduit as required.
434.00 | 50 mm | 200.00 | Mtr |  | 249.00 | 49800.00 | 120.00 | 24000.00 | 24000.00 | DElite System Engineering (India) Pvt. Ltd.
435.00 | Replacement of full pressure tank (Tank.Bladder,drain kit,flange etc) including dismantling the existing tank and installation of following capacity tank alongwith providing necessary pipeline connection for satisfactory working of Hydro Pneumatic Syatem (HPS) at various location of Chennai Airport etc complete as required.
436.00 | Wellmate pressure tank WM9 or equivalent | 1.00 | No |  | 34999.00 | 34999.00 | 32999.00 | 32999.00 | 32999.00 | DElite System Engineering (India) Pvt. Ltd.
437.00 | Wellmate pressure tank WM35 or equivalent | 4.00 | No |  | 49999.00 | 199996.00 | 90000.00 | 360000.00 | 199996.00 | CHENNAI ENGINEERING SERVICES
438.00 | Wellmate pressure tank WM80 or equivalent | 2.00 | No |  | 74999.00 | 149998.00 | 279999.00 | 559998.00 | 149998.00 | CHENNAI ENGINEERING SERVICES
439.00 | Replacement of following Pressure Tank Bladder including removing of damaged bladder and providing New Bladder,filling air upto required pressure alongwith providing necessary pipeline connection for satisfactory working of Hydro Pneumatic Syatem (HPS) at various location of Chennai Airport etc complete as required.
440.00 | Wellmate pressure tank WM9 or equivalent | 2.00 | No |  | 14999.00 | 29998.00 | 25000.00 | 50000.00 | 29998.00 | CHENNAI ENGINEERING SERVICES
441.00 | Wellmate pressure tank WM35 or equivalent | 2.00 | No |  | 34999.00 | 69998.00 | 25000.00 | 50000.00 | 50000.00 | DElite System Engineering (India) Pvt. Ltd.
442.00 | Wellmate pressure tank WM80 or equivalent | 2.00 | No |  | 34999.00 | 69998.00 | 25000.00 | 50000.00 | 50000.00 | DElite System Engineering (India) Pvt. Ltd.
443.00 | Zilmat ultra pro 500LV pressure Tank or equivalent | 2.00 | No |  | 29999.00 | 59998.00 | 52000.00 | 104000.00 | 59998.00 | CHENNAI ENGINEERING SERVICES
444.00 | Periodical health checkup of entire Hydro Pneumatic System on Quarterly basis by OEM M/s.Grundfos or OEM authorized agency and attending minor faults of Equipment’s, filling of air in Pressure tank using compressor upto required pressure, ensuring 100% Serviceability/ Satisfactory Working Condition of the system as per Standard Manufacturers' Practices, replacement of spares which will be supplied by AAI and submission of Service Reports etc as required and as per direction of Engineer-In-Charge. Note: Health check up of 01 HPS system will be treated as 01 Job | 36.00 | Job |  | 4999.00 | 179964.00 | 29999.00 | 1079964.00 | 179964.00 | CHENNAI ENGINEERING SERVICES
445.00 | Maintenance of 62.5 KVA Cummins Make DG Set mounted on Grundfos make dewatering Trolley by OEM/OEM Authorised Service Dealer, carrying out Routine/Preventive Maintenance on Quarterly Visit Basis, attending All Breakdown Maintenance Calls, carrying out "B" Check of Engines and attending minor faults of Equipment’s, ensuring 100% Serviceability/ Satisfactory Working Condition of the Engine, as per Standard Manufacturers' Practices as per Special Terms and Conditions and submission of Service Reports etc as required and as per direction of Engineer-In-Charge.
446.00 | Quarterly visit Charges/ DG coupled Pumpset | 8.00 | Job |  | 9999.00 | 79992.00 | 29999.00 | 239992.00 | 79992.00 | CHENNAI ENGINEERING SERVICES
447.00 | B Check Charge/ Engine | 2.00 | Job |  | 9999.00 | 19998.00 | 29999.00 | 59998.00 | 19998.00 | CHENNAI ENGINEERING SERVICES
448.00 | Maintenance of 156HP Kirloskar make dewatering Pumpset alongwith Diesel Engine by OEM/OEM Authorised Service Dealer, carrying out Routine/Preventive Maintenance on Quarterly Visit Basis, attending All Breakdown Maintenance Calls, carrying out "B" Check of Diesel Engines and attending minor faults of Equipment’s, ensuring 100% Serviceability/ Satisfactory Working Condition of the Engine, as per Standard Manufacturers' Practices as per Special Terms and Conditions and submission of Service Reports etc as required and as per direction of Engineer-In-Charge.
449.00 | Quarterly visit Charges/Dewatering Pumpset | 8.00 | Job |  | 4999.00 | 39992.00 | 12000.00 | 96000.00 | 39992.00 | CHENNAI ENGINEERING SERVICES
450.00 | B Check Charge/ Engine | 2.00 | Job |  | 4999.00 | 9998.00 | 12000.00 | 24000.00 | 9998.00 | CHENNAI ENGINEERING SERVICES
451.00 | Maintenance & Servicing of following diesel engine operated dewatering pumpset and carrying out 'B' Check as per Special Terms and Conditions and submission of Service Reports etc as required and as per direction of Engineer-In-Charge
452.00 | 5 HP Kirloskar Diesel engine coupled dewatering pump | 6.00 | Job |  | 4999.00 | 29994.00 | 21000.00 | 126000.00 | 29994.00 | CHENNAI ENGINEERING SERVICES
453.00 | 5 HP Grundfos Diesel engine coupled dewatering pump | 3.00 | Job |  | 9999.00 | 29997.00 | 25999.00 | 77997.00 | 29997.00 | CHENNAI ENGINEERING SERVICES
454.00 | Calibration of Digital Electro-Magnetic Flow meter available at various locations from the certified agency and submitting report to Engineer-In-Charge | 22.00 | Job |  | 1999.00 | 43978.00 | 6000.00 | 132000.00 | 43978.00 | CHENNAI ENGINEERING SERVICES
455.00 | Supplying and laying of following size DWC HDPE pipe ISI marked along with all accessories like socket, bend, couplers etc. conforming to IS 14930, Part II complete with fitting and cutting, jointing etc. direct in ground (75 cm below ground level) including excavation and refilling the trench but excluding sand cushioning and protective covering etc. , complete as required
456.00 | 40mm Dia DWC HDPE Pipe | 50.00 | Mtr |  | 149.00 | 7450.00 | 150.00 | 7500.00 | 7450.00 | CHENNAI ENGINEERING SERVICES
457.00 | 50mm Dia DWC HDPE Pipe | 50.00 | Mtr |  | 149.00 | 7450.00 | 170.00 | 8500.00 | 7450.00 | CHENNAI ENGINEERING SERVICES
458.00 | Providing and Fixing of 'B' Clase GI pipe complete with GI fittings of following sizes including cutting, welding, threading and suitable size flanges etc. complete as required.
459.00 | 2 inch Dia 'B' Clause GI Pipe | 10.00 | Mtr |  | 699.00 | 6990.00 | 700.00 | 7000.00 | 6990.00 | CHENNAI ENGINEERING SERVICES
460.00 | 4 inch Dia 'B' Clause GI Pipe | 10.00 | Mtr |  | 1249.00 | 12490.00 | 1100.00 | 11000.00 | 11000.00 | DElite System Engineering (India) Pvt. Ltd.
461.00 | 5 inch Dia 'B' Clause GI Pipe | 10.00 | Mtr |  | 1499.00 | 14990.00 | 2500.00 | 25000.00 | 14990.00 | CHENNAI ENGINEERING SERVICES
462.00 | 6 inch Dia 'B' Clause GI Pipe | 10.00 | Mtr |  | 1499.00 | 14990.00 | 2999.00 | 29990.00 | 14990.00 | CHENNAI ENGINEERING SERVICES
463.00 | 8 inch Dia 'B' Clause GI Pipe | 10.00 | Mtr |  | 1499.00 | 14990.00 | 4299.00 | 42990.00 | 14990.00 | CHENNAI ENGINEERING SERVICES
464.00 | 10 inch Dia 'B' Clause GI Pipe | 10.00 | Mtr |  | 1499.00 | 14990.00 | 4999.00 | 49990.00 | 14990.00 | CHENNAI ENGINEERING SERVICES
465.00 | 12 inch Dia 'B' Clause GI Pipe | 10.00 | Mtr |  | 1999.00 | 19990.00 | 9999.00 | 99990.00 | 19990.00 | CHENNAI ENGINEERING SERVICES
466.00 | Sub Head-IV Supply of Spares
467.00 | Supply of following Plumbing accessories/Submersible Pump accessories for various installations & locations etc as and when required.
468.00 | 50mm B-Class GI Pipe (10 feet) (Threaded both Ends) Tata make Only | 100.00 | Each |  | 999.00 | 99900.00 | 1500.00 | 150000.00 | 99900.00 | CHENNAI ENGINEERING SERVICES
469.00 | 2 inch coupling -100 mm long (Threaded Coupling) | 50.00 | No |  | 149.00 | 7450.00 | 129.00 | 6450.00 | 6450.00 | DElite System Engineering (India) Pvt. Ltd.
470.00 | 50 mm X 12 mm C- clamp set with nut bolt. | 20.00 | Set |  | 299.00 | 5980.00 | 100.00 | 2000.00 | 2000.00 | DElite System Engineering (India) Pvt. Ltd.
471.00 | GI elbow-2" (50 mm) Threaded | 10.00 | No |  | 299.00 | 2990.00 | 200.00 | 2000.00 | 2000.00 | DElite System Engineering (India) Pvt. Ltd.
472.00 | GI Flange-2" (50mm) Threaded | 10.00 | set |  | 299.00 | 2990.00 | 450.00 | 4500.00 | 2990.00 | CHENNAI ENGINEERING SERVICES
473.00 | GI Pipe Nipple-2" X 12" long | 20.00 | No |  | 199.00 | 3980.00 | 300.00 | 6000.00 | 3980.00 | CHENNAI ENGINEERING SERVICES
474.00 | Water Meter-2" (50 mm) Flanged End | 10.00 | No |  | 1999.00 | 19990.00 | 3000.00 | 30000.00 | 19990.00 | CHENNAI ENGINEERING SERVICES
475.00 | GI flexible Conduit PVC coated-2" | 100.00 | Mtr |  | 199.00 | 19900.00 | 120.00 | 12000.00 | 12000.00 | DElite System Engineering (India) Pvt. Ltd.
476.00 | Water Level Controller (Make: L&T Model:XM81053OOOO or equivelant) | 4.00 | No |  | 999.00 | 3996.00 | 2000.00 | 8000.00 | 3996.00 | CHENNAI ENGINEERING SERVICES
477.00 | Water Level Controller Probes (Make:L&T Model: XM81076OOOO or equivelant) (Set of 6Nos) | 4.00 | Set |  | 799.00 | 3196.00 | 999.00 | 3996.00 | 3196.00 | CHENNAI ENGINEERING SERVICES
478.00 | NRV wafer type:Body CI, disc SS, Seat:Nitrile/EPDM PN-16
479.00 | 150 mm Dia | 2.00 | No |  | 2499.00 | 4998.00 | 3999.00 | 7998.00 | 4998.00 | CHENNAI ENGINEERING SERVICES
480.00 | 100 mm Dia | 2.00 | No |  | 1999.00 | 3998.00 | 3000.00 | 6000.00 | 3998.00 | CHENNAI ENGINEERING SERVICES
481.00 | 80 mm Dia | 2.00 | No |  | 999.00 | 1998.00 | 3000.00 | 6000.00 | 1998.00 | CHENNAI ENGINEERING SERVICES
482.00 | 50 mm Dia | 2.00 | No |  | 499.00 | 998.00 | 2300.00 | 4600.00 | 998.00 | CHENNAI ENGINEERING SERVICES
483.00 | NRV Dual Plate type:Body CI, disc SS, Seat:Nitrile/EPDM PN-16
484.00 | 150 mm Dia | 2.00 | No |  | 4999.00 | 9998.00 | 7999.00 | 15998.00 | 9998.00 | CHENNAI ENGINEERING SERVICES
485.00 | 100 mm Dia | 5.00 | No |  | 2499.00 | 12495.00 | 6999.00 | 34995.00 | 12495.00 | CHENNAI ENGINEERING SERVICES
486.00 | 80 mm Dia | 2.00 | No |  | 1999.00 | 3998.00 | 6999.00 | 13998.00 | 3998.00 | CHENNAI ENGINEERING SERVICES
487.00 | NRV:MOC-Gun Metal of approved quality (screwed end) :
488.00 | 40 mm nominal bore (Horizontal) | 2.00 | No |  | 999.00 | 1998.00 | 1999.00 | 3998.00 | 1998.00 | CHENNAI ENGINEERING SERVICES
489.00 | 50 mm nominal bore (Horizontal) | 5.00 | No |  | 999.00 | 4995.00 | 1999.00 | 9995.00 | 4995.00 | CHENNAI ENGINEERING SERVICES
490.00 | 80 mm nominal bore (Horizontal) | 1.00 | No |  | 999.00 | 999.00 | 1799.00 | 1799.00 | 999.00 | CHENNAI ENGINEERING SERVICES
491.00 | Gate Valve:MOC-Gun Metal with C.I. wheel of approved quality (screwed end) :
492.00 | 80 mm nominal bore | 1.00 | No |  | 4999.00 | 4999.00 | 7999.00 | 7999.00 | 4999.00 | CHENNAI ENGINEERING SERVICES
493.00 | 50 mm nominal bore | 5.00 | No |  | 2499.00 | 12495.00 | 6999.00 | 34995.00 | 12495.00 | CHENNAI ENGINEERING SERVICES
494.00 | 40 mm nominal bore | 2.00 | No |  | 1999.00 | 3998.00 | 5999.00 | 11998.00 | 3998.00 | CHENNAI ENGINEERING SERVICES
495.00 | 25 mm nominal bore | 2.00 | No |  | 999.00 | 1998.00 | 4999.00 | 9998.00 | 1998.00 | CHENNAI ENGINEERING SERVICES
496.00 | Dummy Flange:MOC-Mild Steel with suitable Nuts & Bolts etc.
497.00 | 6" MS Dummy Flange-20mm Thick | 2.00 | No |  | 1499.00 | 2998.00 | 2000.00 | 4000.00 | 2998.00 | CHENNAI ENGINEERING SERVICES
498.00 | 4" MS Dummy Flange-20mm Thick | 2.00 | No |  | 999.00 | 1998.00 | 2000.00 | 4000.00 | 1998.00 | CHENNAI ENGINEERING SERVICES
499.00 | Supply of hand lever operated Cast Steel ball valve approved quality (screwed end) :
500.00 | 2" Ball Valve | 6.00 | No |  | 999.00 | 5994.00 | 1999.00 | 11994.00 | 5994.00 | CHENNAI ENGINEERING SERVICES
501.00 | 1" Ball Valve | 2.00 | No |  | 499.00 | 998.00 | 1100.00 | 2200.00 | 998.00 | CHENNAI ENGINEERING SERVICES
502.00 | 3/4" Ball Valve | 2.00 | No |  | 499.00 | 998.00 | 999.00 | 1998.00 | 998.00 | CHENNAI ENGINEERING SERVICES
503.00 | Supply of float switch sensor for water level controller approved Quality
504.00 | Float Switch | 50.00 | No |  | 399.00 | 19950.00 | 300.00 | 15000.00 | 15000.00 | DElite System Engineering (India) Pvt. Ltd.
505.00 | Supply of Flat Three Core PVC Insulated & PVC Sheathed Industrial Cable for Submersible Pump Motors 1100 Volts, conforming to IS: 694, suitable for installation with Deep Borewell pump of suitable length etc., as required.
506.00 | 2.5 Sqmm X 3 Core flat cable | 600.00 | Mtr |  | 49.00 | 29400.00 | 120.00 | 72000.00 | 29400.00 | CHENNAI ENGINEERING SERVICES
507.00 | 4 Sqmm X 3 Core flat cable | 400.00 | Mtr |  | 59.00 | 23600.00 | 179.00 | 71600.00 | 23600.00 | CHENNAI ENGINEERING SERVICES
508.00 | 6 Sqmm X 3 Core flat cable | 100.00 | Mtr |  | 149.00 | 14900.00 | 250.00 | 25000.00 | 14900.00 | CHENNAI ENGINEERING SERVICES
509.00 | Supply of following panel board starter suitable to operate with 415 V, 50 Hz, 3 phase AC power supply various installations & locations etc as and when required.
510.00 | 3HP/2.2 KW DOL Starter Panel | 5.00 | No |  | 3999.00 | 19995.00 | 5500.00 | 27500.00 | 19995.00 | CHENNAI ENGINEERING SERVICES
511.00 | 7.5HP/5.5KW Star-Delta Starter Panel | 2.00 | No |  | 4999.00 | 9998.00 | 7999.00 | 15998.00 | 9998.00 | CHENNAI ENGINEERING SERVICES
512.00 | Supply of following panel board starter suitable to operate with 230 V, 50 Hz, 1 phase AC power supply various installations & locations etc as and when required.
513.00 | 1.5HP DOL Starter with Auto level controller | 2.00 | No |  | 1499.00 | 2998.00 | 2000.00 | 4000.00 | 2998.00 | CHENNAI ENGINEERING SERVICES
514.00 | Supply of Borewell type Submersible Pumpset of Suitable rating, water filled cooling type, with SS strainer, SS Body,Noryl Impellers using anti-friction bearing, energy efficient type operated on 415V, 3 Phase,50Hz power for installation into 6'' dia borewell including loading, unloading at site complete etc as required. (Maximum borewell depth 250 feet)
515.00 | 5HP 3Phase - Borewell pump (Model No:KS4D 5025, Make: Kirloskar) | 2.00 | No |  | 24999.00 | 49998.00 | 37000.00 | 74000.00 | 49998.00 | CHENNAI ENGINEERING SERVICES
516.00 | 3HP 3Phase- Borewell Submersible pump (Model No:KS4D 3017, Make: Kirloskar) | 2.00 | No |  | 19999.00 | 39998.00 | 26000.00 | 52000.00 | 39998.00 | CHENNAI ENGINEERING SERVICES
517.00 | Supply of Borewell type Submersible Pumpset of Suitable rating, water filled cooling type, with SS strainer, SS Body,Noryl Impellers using anti-friction bearing, energy efficient type operated on 415V, 3 Phase,50Hz power for installation into 6'' dia borewell including loading, unloading at site complete etc as required. (Maximum borewell depth 250 feet)
518.00 | 1.5HP 1Phase- Borewell Submersible pump (Model No:KU4-0318S, Make: Kirloskar) | 2.00 | No |  | 14999.00 | 29998.00 | 22000.00 | 44000.00 | 29998.00 | CHENNAI ENGINEERING SERVICES
519.00 | Supply & fixing of following Hydro Pneumatic system spares for various location as and whwn required.
520.00 | Drain Kit for WM9 Pressure Tank | 2.00 | No |  | 4999.00 | 9998.00 | 3000.00 | 6000.00 | 6000.00 | DElite System Engineering (India) Pvt. Ltd.
521.00 | Drain Kit for WM35 Pressure Tank | 2.00 | No |  | 4999.00 | 9998.00 | 3000.00 | 6000.00 | 6000.00 | DElite System Engineering (India) Pvt. Ltd.
522.00 | Flange for Zilmat ultra pro pressure Tank | 2.00 | No |  | 4999.00 | 9998.00 | 6000.00 | 12000.00 | 9998.00 | CHENNAI ENGINEERING SERVICES
523.00 | Multi pump control CU352 | 2.00 | No |  | 79999.00 | 159998.00 | 90000.00 | 180000.00 | 159998.00 | CHENNAI ENGINEERING SERVICES
524.00 | IO351B Module digital/analog | 2.00 | No |  | 19999.00 | 39998.00 | 29000.00 | 58000.00 | 39998.00 | CHENNAI ENGINEERING SERVICES
525.00 | R core transformer 100VA | 2.00 | No |  | 4999.00 | 9998.00 | 6000.00 | 12000.00 | 9998.00 | CHENNAI ENGINEERING SERVICES
526.00 | R core transformer 150VA | 2.00 | No |  | 4999.00 | 9998.00 | 6000.00 | 12000.00 | 9998.00 | CHENNAI ENGINEERING SERVICES
527.00 | Pressure Transmitter 0-16 Bar | 2.00 | No |  | 9999.00 | 19998.00 | 9000.00 | 18000.00 | 18000.00 | DElite System Engineering (India) Pvt. Ltd.
528.00 | Supply of following size of butterfly valve for Hydro Pneumatic System as and when required
529.00 | 200 mm Dia Butterfly valve | 2.00 | No |  | 4999.00 | 9998.00 | 14000.00 | 28000.00 | 9998.00 | CHENNAI ENGINEERING SERVICES
530.00 | 150 mm Dia Butterfly valve | 2.00 | No |  | 4999.00 | 9998.00 | 14000.00 | 28000.00 | 9998.00 | CHENNAI ENGINEERING SERVICES
531.00 | 100 mm Dia Butterfly valve | 2.00 | No |  | 2999.00 | 5998.00 | 12000.00 | 24000.00 | 5998.00 | CHENNAI ENGINEERING SERVICES
532.00 | 50 mm Dia Butterfly valve | 2.00 | No |  | 1999.00 | 3998.00 | 7500.00 | 15000.00 | 3998.00 | CHENNAI ENGINEERING SERVICES
533.00 | 40 mm Dia Butterfly valve | 2.00 | No |  | 999.00 | 1998.00 | 5500.00 | 11000.00 | 1998.00 | CHENNAI ENGINEERING SERVICES
534.00 | Supply of spares for 156HP Kirloskar make Diesel Generator Trolley Mounted De-watering Pumpset etc complete as an when required.
535.00 | Impeller Nut | 1.00 | No |  | 1999.00 | 1999.00 | 3000.00 | 3000.00 | 1999.00 | CHENNAI ENGINEERING SERVICES
536.00 | Shaft Sleeve | 1.00 | No |  | 1499.00 | 1499.00 | 3000.00 | 3000.00 | 1499.00 | CHENNAI ENGINEERING SERVICES
537.00 | Set of Keys | 1.00 | No |  | 1999.00 | 1999.00 | 3000.00 | 3000.00 | 1999.00 | CHENNAI ENGINEERING SERVICES
538.00 | Set of Fastener | 1.00 | No |  | 1999.00 | 1999.00 | 3000.00 | 3000.00 | 1999.00 | CHENNAI ENGINEERING SERVICES
539.00 | Set of Bearing | 1.00 | No |  | 19999.00 | 19999.00 | 50000.00 | 50000.00 | 19999.00 | CHENNAI ENGINEERING SERVICES
540.00 | Set of Gland Packing | 1.00 | No |  | 6999.00 | 6999.00 | 50000.00 | 50000.00 | 6999.00 | CHENNAI ENGINEERING SERVICES
541.00 | Set of Gasket | 1.00 | No |  | 999.00 | 999.00 | 3000.00 | 3000.00 | 999.00 | CHENNAI ENGINEERING SERVICES
542.00 | Set of Oilseals | 1.00 | No |  | 1999.00 | 1999.00 | 3000.00 | 3000.00 | 1999.00 | CHENNAI ENGINEERING SERVICES
543.00 | Set of Ring | 1.00 | No |  | 999.00 | 999.00 | 3000.00 | 3000.00 | 999.00 | CHENNAI ENGINEERING SERVICES
544.00 | Supply of pulse lite 12V, 65 AH, battery complete as required. Make: Cummins | 1.00 | No |  | 6999.00 | 6999.00 | 14000.00 | 14000.00 | 6999.00 | CHENNAI ENGINEERING SERVICES
545.00 | Supply of 12V, model: XP1800 Exide battery complete as required. | 1.00 | No |  | 9999.00 | 9999.00 | 17000.00 | 17000.00 | 9999.00 | CHENNAI ENGINEERING SERVICES
546.00 | Supply of spares for 5HP Grundfos make Diesel Generator Trolley Mounted De-watering Pumpset etc complete as an when required.
547.00 | Maintenance Kit for Hartz Engine | 2.00 | Kit |  | 2999.00 | 5998.00 | 3200.00 | 6400.00 | 5998.00 | CHENNAI ENGINEERING SERVICES
548.00 | Sub head - V Supply of Chemicals
549.00 | Supply of following chemicals for water treatment plant and tertiary treatment plant to be supplied as and when required as per site requirement.
550.00 | Per Year requirement
551.00 | Solid Dosing chemical
552.00 | Hydrant Lime 80% concentration | 500.00 | Kg |  | 14.99 | 7495.00 | 19.00 | 9500.00 | 7495.00 | CHENNAI ENGINEERING SERVICES
553.00 | Dolomite 70% concentration | 500.00 | Kg |  | 39.00 | 19500.00 | 19.00 | 9500.00 | 9500.00 | DElite System Engineering (India) Pvt. Ltd.
554.00 | Soda Ash 98% concentration | 500.00 | Kg |  | 49.00 | 24500.00 | 39.00 | 19500.00 | 19500.00 | DElite System Engineering (India) Pvt. Ltd.
555.00 | Liquid Dosing Chemicals
556.00 | Hydro Chloric Acid 35% concentration | 10000.00 | Ltr |  | 3.99 | 39900.00 | 12.00 | 120000.00 | 39900.00 | CHENNAI ENGINEERING SERVICES
557.00 | Sodium Hypo Chlorite 6% concentration | 15000.00 | Ltr |  | 4.99 | 74850.00 | 12.00 | 180000.00 | 74850.00 | CHENNAI ENGINEERING SERVICES
558.00 | Aluminium sulphate 24% concentrate (Alum) | 1500.00 | Ltr |  | 19.00 | 28500.00 | 17.00 | 25500.00 | 25500.00 | DElite System Engineering (India) Pvt. Ltd.
559.00 | Test Kit
560.00 | Hardness Test kit-atleast 250 sample (Aquasol AE-211 or equivalent) | 8.00 | Kit |  | 799.00 | 6392.00 | 1000.00 | 8000.00 | 6392.00 | CHENNAI ENGINEERING SERVICES
561.00 | Chloride Test Kit-atleast 300 sample (Aquasol AE-203 or equivalent) | 8.00 | Kit |  | 999.00 | 7992.00 | 1000.00 | 8000.00 | 7992.00 | CHENNAI ENGINEERING SERVICES
562.00 | Testing Regants, consumables
563.00 | Universal Indicator solution PH 4.0-11.0 (500ML) | 6.00 | No |  | 299.00 | 1794.00 | 999.00 | 5994.00 | 1794.00 | CHENNAI ENGINEERING SERVICES
564.00 | PH Indicator Paper | 6.00 | Box |  | 199.00 | 1194.00 | 999.00 | 5994.00 | 1194.00 | CHENNAI ENGINEERING SERVICES
565.00 | Chemicals for RO Plant (14 Cum/Hr)
566.00 | R.O. Antiscalant | 100.00 | Kg |  | 99.00 | 9900.00 | 199.00 | 19900.00 | 9900.00 | CHENNAI ENGINEERING SERVICES
567.00 | Sodium Meta Bi Sulphate (SMBS) | 100.00 | Kg |  | 49.00 | 4900.00 | 99.00 | 9900.00 | 4900.00 | CHENNAI ENGINEERING SERVICES
568.00 | Supply of Bioculture chemical for dilution of sludge in sewage collection open well etc complete as required.
569.00 | Super24 Bioculture | 500.00 | Kg |  | 49.00 | 24500.00 | 299.00 | 149500.00 | 24500.00 | CHENNAI ENGINEERING SERVICES
570.00 | Oxysuper | 500.00 | Kg |  | 49.00 | 24500.00 | 599.00 | 299500.00 | 24500.00 | CHENNAI ENGINEERING SERVICES
571.00 | Supply of Nanozyme Wastewater Treatment Culture chemical for dilution of sludge in sewage collection open well etc complete as required.
572.00 | Nanozyme-Bet-STP-9013 | 500.00 | Kg |  | 49.00 | 24500.00 | 499.00 | 249500.00 | 24500.00 | CHENNAI ENGINEERING SERVICES
573.00 | Nutrition-Bet-Nutri-9003 | 500.00 | Kg |  | 49.00 | 24500.00 | 499.00 | 249500.00 | 24500.00 | CHENNAI ENGINEERING SERVICES
574.00 | Supply of stabilizer chemical for dilution of sludge in sewage collection open well etc complete as required. | 500.00 | Ltr |  | 49.00 | 24500.00 | 179.00 | 89500.00 | 24500.00 | CHENNAI ENGINEERING SERVICES
575.00 | Sub head - VI Replacement of Filtration media
576.00 | Replacement of outdated filter media in Activated Carbon filter and Multi Grade Filter at old water treatment plant including removal of old outdated media, rinse-cleaning,application of thinner,industrial marine grade epoxy painting, refilling of different gradient media (pebbles, sand, silex,Granular Activated Carbon) in layers as per standard design, technical specifications and disposal of unserviceable media away from chennai airport complete as per the direction of Engineer-in-Charge etc as required.
577.00 | Activated Carbon filter (110 M3/Hr): 2600mm Dia X 2000mm HOS Top Distrubution Header: Inverted Bell Mouth Bottom Collecter : lateral system | 1.00 | Job |  | 199999.00 | 199999.00 | 99000.00 | 99000.00 | 99000.00 | DElite System Engineering (India) Pvt. Ltd.
578.00 | Activated carbon filter (30 M3/Hr): 1600mm Dia X 2000mm HOS Top Distrubution Header: Inverted Bell Mouth Bottom Collecter: Lateral system | 1.00 | Job |  | 149999.00 | 149999.00 | 99000.00 | 99000.00 | 99000.00 | DElite System Engineering (India) Pvt. Ltd.
579.00 | Muti-Grade filter (110 M3/Hr)-3000mm Dia X 1800mm HOS Top Distrubution Header: Inverted Bell Mouth Bottom Collecter: Lateral system | 1.00 | Job |  | 149999.00 | 149999.00 | 99000.00 | 99000.00 | 99000.00 | DElite System Engineering (India) Pvt. Ltd.
580.00 | Muti-Grade filter (30 M3/Hr)-2000mm Dia X 1500mm HOS Top Distrubution Header: Inverted Bell Mouth Bottom Collecter: Lateral system | 1.00 | Job |  | 149999.00 | 149999.00 | 99000.00 | 99000.00 | 99000.00 | DElite System Engineering (India) Pvt. Ltd.
581.00 | Sub head - VII Contingency
582.00 | Supply of following accessories for contigency/Emergency situations etc complete as required.
583.00 | PVC Flexible Green Hose-4" | 30.00 | Mtr |  | 199.00 | 5970.00 | 200.00 | 6000.00 | 5970.00 | CHENNAI ENGINEERING SERVICES
584.00 | PVC Green Hose-3" | 30.00 | Mtr |  | 149.00 | 4470.00 | 200.00 | 6000.00 | 4470.00 | CHENNAI ENGINEERING SERVICES
585.00 | PVC Green Hose-2" | 30.00 | Mtr |  | 49.00 | 1470.00 | 200.00 | 6000.00 | 1470.00 | CHENNAI ENGINEERING SERVICES
586.00 | Fire Hose-4" | 30.00 | Mtr |  | 69.00 | 2070.00 | 200.00 | 6000.00 | 2070.00 | CHENNAI ENGINEERING SERVICES
587.00 | Stainless Steel Hose Clamp-4" | 4.00 | No |  | 99.00 | 396.00 | 200.00 | 800.00 | 396.00 | CHENNAI ENGINEERING SERVICES
588.00 | Stainless Steel Hose Clamp-3" | 6.00 | No |  | 49.00 | 294.00 | 200.00 | 1200.00 | 294.00 | CHENNAI ENGINEERING SERVICES
589.00 | CI Foot valve-3" | 2.00 | No |  | 699.00 | 1398.00 | 200.00 | 400.00 | 400.00 | DElite System Engineering (India) Pvt. Ltd.
590.00 | CI Hose collar-3" | 2.00 | No |  | 99.00 | 198.00 | 200.00 | 400.00 | 198.00 | CHENNAI ENGINEERING SERVICES
| Total in Figures |  |  |  |  | 59131126.00 |  | 62382312.56
Lowest Amount Quoted BY: CHENNAI ENGINEERING SERVICES(59131126.00)

## BOQ Summary
BOQ Summary Details Tender Title: Providing Operation and Maintenance Service of Water Supply System for Old and New WTP, STP, CISF Barracks, Borewells and Open wells at various locations, RO Plant and Dewatering System For the year 2023 to 24 and 2024 to 25 Tender ID: 2023_AAI_142170_1
Sheet Name | Sl.No | Bidder Name | Amount | Bid Rank
BoQ1 | 1 | CHENNAI ENGINEERING SERVICES | 59131126.00 | L1
| 2 | DElite System Engineering (India) Pvt. Ltd. | 62382312.56 | L2