## BoQ1
Government eProcurement System Created By: Anurag Soni Created Date/Time: 22-Feb-2024 06:59 PM Tender Title: Reconfiguration of New Integrated Terminal Building And Renovation of Old Terminal Building at D.A.B.H. Airport Indore SH - Civil and internal Electrification works. Tender ID: 2023_AAI_177393_1
Tender Inviting Authority: AGM (Engg.-Civil) O/o Airport Director DABH Airport, Indore
Name of Work: "Reconfiguration of New Integrated Terminal Building & Renovation of Old Terminal Building at D.A.B.H. Airport Indore " SH - Civil and internal Electrification works.
Contract No: AAI/INDORE/CIVIL/2023-24/07, (Tender ID - 2023_AAI_177393_01)
SCHEDULE OF WORK / ITEM(S)
Sl.No | Description of Work / Item(s) | No.of Qty | Units | Estimated Rate | SGB INFRA LTD(GSTN-08AAJCS2396D1Z6) |  | SRISHTI ENTERPRISES(GSTN-04AAQPG1644L1ZM) |  | M I A CONSTRUCTION PVT LTD(GSTN-07AAICM4543P1ZX) |  | Mid India Civil Erectors Pvt. Ltd(GSTN-NA) |  | Naresh Kumar Gupta and Co Pvt Ltd(GSTN-NA) |  | SR39 ENGINEERS PVT LTD(GSTN-NA)
[5 empty] | Rate | Amount | Rate | Amount | Rate | Amount | Rate | Amount | Rate | Amount | Rate | Amount | L1 Amount | L1 Vendor
1.00 | Civil Works
1.00 | Sub Heading 1 - Demolishing ,Dismantling and Barrication
1.01 | Demolishing cement concrete manually/by machanical means including disposal of material within 50 metres lead as per direction of Engineer-in-charge. Nominal concrete 1:3:6 or richer mix (i/c equivalent design mix). | 50.00 | Cum | 100.00 | 2000.00 | 100000.00 | 1200.00 | 60000.00 | 3500.00 | 175000.00 | 2450.00 | 122500.00 | 1500.00 | 75000.00 | 1300.00 | 65000.00 | 60000.00 | SRISHTI ENTERPRISES
1.02 | Demolishing cement concrete manually/by machanical means including disposal of material within 50 metres lead as per direction of Engineer-in-charge. Nominal concrete 1:4:8 or leaner mix (i/c equivalent design mix). | 50.00 | Cum | 100.00 | 1500.00 | 75000.00 | 1000.00 | 50000.00 | 2500.00 | 125000.00 | 2450.00 | 122500.00 | 1300.00 | 65000.00 | 1000.00 | 50000.00 | 50000.00 | SR39 ENGINEERS PVT LTD, SRISHTI ENTERPRISES
1.03 | Demolishing R.C.C. work manually/ by mechanical means including stacking of steel bars and disposal of unserviceable material within 50 metres lead as per direction of Engineer - in- charge | 124.00 | Cum | 10.00 | 2100.00 | 260400.00 | 1500.00 | 186000.00 | 4000.00 | 496000.00 | 3430.00 | 425320.00 | 2500.00 | 310000.00 | 1800.00 | 223200.00 | 186000.00 | SRISHTI ENTERPRISES
1.04 | Demolishing brick work manually/by mechanical means including stacking of serviceable material and disposal of unserviceable material within 50 metres lead as per direction of Engineer-in-charge. In cement mortar. | 864.00 | Cum | 10.00 | 700.00 | 604800.00 | 700.00 | 604800.00 | 900.00 | 777600.00 | 1960.00 | 1693440.00 | 1000.00 | 864000.00 | 1000.00 | 864000.00 | 604800.00 | SGB INFRA LTD, SRISHTI ENTERPRISES
1.05 | Dismantling doors, windows and clerestory windows (steel or wood) shutter including chowkhats, architrave, holdfasts etc. complete and stacking within 50 metres lead : Of area 3 sq. metres and below | 79.00 | Each | 10.00 | 700.00 | 55300.00 | 250.00 | 19750.00 | 500.00 | 39500.00 | 300.00 | 23700.00 | 300.00 | 23700.00 | 200.00 | 15800.00 | 15800.00 | SR39 ENGINEERS PVT LTD
1.06 | Dismantling doors, windows and clerestory windows (steel or wood) shutter including chowkhats, architrave, holdfasts etc. complete and stacking within 50 metres lead : Of area beyond 3 sq. metres | 42.00 | Each | 10.00 | 700.00 | 29400.00 | 400.00 | 16800.00 | 500.00 | 21000.00 | 400.00 | 16800.00 | 400.00 | 16800.00 | 300.00 | 12600.00 | 12600.00 | SR39 ENGINEERS PVT LTD
1.07 | Dismantling steel work in built up sections in angles, tees, flats and channels including all gusset plates, bolts, nuts, cutting rivets, welding etc. including dismembering and stacking within 50 metres lead. | 7376.00 | kg. | 10.00 | 15.00 | 110640.00 | 10.00 | 73760.00 | 9.00 | 66384.00 | 15.00 | 110640.00 | 4.00 | 29504.00 | 4.00 | 29504.00 | 29504.00 | SR39 ENGINEERS PVT LTD, Naresh Kumar Gupta and Co Pvt Ltd
1.08 | Dismantling aluminium/ Gypsum partitions, doors, windows, fixed glazing and false ceiling including disposal of unserviceable material and stacking of serviceable material with in 50 meters lead as directed by Engineer-in-charge. | 10153.00 | Sqm | 10.00 | 50.00 | 507650.00 | 100.00 | 1015300.00 | 90.00 | 913770.00 | 50.00 | 507650.00 | 50.00 | 507650.00 | 25.00 | 253825.00 | 253825.00 | SR39 ENGINEERS PVT LTD
1.09 | Dismantling tile work in floors and roofs laid in cement mortar including stacking material within 50 metres lead. For thickness of tiles 10 mm to 25 mm | 1567.00 | Sqm | 10.00 | 100.00 | 156700.00 | 200.00 | 313400.00 | 60.00 | 94020.00 | 100.00 | 156700.00 | 50.00 | 78350.00 | 35.00 | 54845.00 | 54845.00 | SR39 ENGINEERS PVT LTD
1.10 | Dismantling old plaster or skirting raking out joints and cleaning the surface for plaster including disposal of rubbish to the dumping groundwithin 50 metres lead. | 10523.00 | Sqm | 10.00 | 35.00 | 368305.00 | 80.00 | 841840.00 | 90.00 | 947070.00 | 100.00 | 1052300.00 | 40.00 | 420920.00 | 25.00 | 263075.00 | 263075.00 | SR39 ENGINEERS PVT LTD
1.11 | Dismantling W.C. Pan of all sizes including disposal of dismantled materials i/c malba all complete as per directions of Engineer-in Charge. | 54.00 | Each | 10.00 | 500.00 | 27000.00 | 200.00 | 10800.00 | 300.00 | 16200.00 | 400.00 | 21600.00 | 110.00 | 5940.00 | 95.00 | 5130.00 | 5130.00 | SR39 ENGINEERS PVT LTD
1.12 | Dismantling of flushing cistern of all types (C.I./PVC/Vitrious China) including stacking of useful materials near the site and disposal of unserviceable materials within 50 metres lead. | 20.00 | Each | 100.00 | 500.00 | 10000.00 | 200.00 | 4000.00 | 50.00 | 1000.00 | 660.00 | 13200.00 | 100.00 | 2000.00 | 650.00 | 13000.00 | 1000.00 | M I A CONSTRUCTION PVT LTD
1.13 | Dismantling roofing including ridges, hips, valleys and gutters etc., and stacking the material within 50 metres lead of: G.S. Sheet | 126.00 | Sqm | 100.00 | 500.00 | 63000.00 | 290.00 | 36540.00 | 200.00 | 25200.00 | 100.00 | 12600.00 | 150.00 | 18900.00 | 120.00 | 15120.00 | 12600.00 | Mid India Civil Erectors Pvt. Ltd
1.14 | Dismantling wooden boardings in lining of walls and partitions, excluding supporting members but including stacking within 50 metres lead : Thickness above 10 mm up to 25 mm | 188.00 | Sqm | 10.00 | 300.00 | 56400.00 | 250.00 | 47000.00 | 90.00 | 16920.00 | 60.00 | 11280.00 | 16.00 | 3008.00 | 58.00 | 10904.00 | 3008.00 | Naresh Kumar Gupta and Co Pvt Ltd
1.15 | Taking out existing kerb stones of all types from footpath/ central verge, including removal of mortar etc., disposal of unserviceable material to the dumping ground, for which payment shall be made separately and stacking of serviceable material within 50 metre lead as per direction of Engineer-in-Charge. | 440.00 | metre | 10.00 | 100.00 | 44000.00 | 60.00 | 26400.00 | 50.00 | 22000.00 | 40.00 | 17600.00 | 30.00 | 13200.00 | 30.00 | 13200.00 | 13200.00 | SR39 ENGINEERS PVT LTD, Naresh Kumar Gupta and Co Pvt Ltd
1.16 | Taking out existing CC interlocking paver blocks from footpath/ central verge, including removal of rubbish etc., disposal of unserviceable material to the dumping ground, for which payment shall be made separately and stacking of serviceable material within 50 metre lead as per direction of Engineer-in-Charge | 4310.00 | Sqm | 10.00 | 50.00 | 215500.00 | 60.00 | 258600.00 | 90.00 | 387900.00 | 95.00 | 409450.00 | 100.00 | 431000.00 | 50.00 | 215500.00 | 215500.00 | SR39 ENGINEERS PVT LTD, SGB INFRA LTD
1.17 | Dismantling of wash basin,urinal of all types with all fittings including stacking of useful materials near the site and disposal of unserviceable materials within 50 metres lead. | 71.00 | Each | 10.00 | 500.00 | 35500.00 | 200.00 | 14200.00 | 300.00 | 21300.00 | 400.00 | 28400.00 | 100.00 | 7100.00 | 85.00 | 6035.00 | 6035.00 | SR39 ENGINEERS PVT LTD
1.18 | Dismantling S.S.fittings i.e S.S.Pipe, S.S.Railings and other S.S. fittings/ items including dismembering and stacking within 50 metres lead. | 2447.00 | kg. | 10.00 | 25.00 | 61175.00 | 15.00 | 36705.00 | 25.00 | 61175.00 | 15.00 | 36705.00 | 6.00 | 14682.00 | 2.00 | 4894.00 | 4894.00 | SR39 ENGINEERS PVT LTD
1.19 | Dismantaling / removing ACP work all height i/c installation of scaffolding manually including stacking of serviceable material and disposal of unserviceable material within 50 metres lead as per direction of Engineer-in-charge. | 536.00 | Sqm | 10.00 | 200.00 | 107200.00 | 200.00 | 107200.00 | 500.00 | 268000.00 | 700.00 | 375200.00 | 200.00 | 107200.00 | 1000.00 | 536000.00 | 107200.00 | SGB INFRA LTD, SRISHTI ENTERPRISES, Naresh Kumar Gupta and Co Pvt Ltd
1.20 | Dismantling/ removing Toughened /DGU glass works at all height i/c installation of scaffolding manually including stacking of disposal of unserviceable material within 50 metres lead as per direction of Engineer - in- charge. | 226.00 | Sqm | 10.00 | 500.00 | 113000.00 | 200.00 | 45200.00 | 500.00 | 113000.00 | 200.00 | 45200.00 | 200.00 | 45200.00 | 150.00 | 33900.00 | 33900.00 | SR39 ENGINEERS PVT LTD
1.21 | Dismantling stone work for wall lining in cement mortar upto 10 meter height including stacking of serviceable material and disposal of unserviceable material within 50 metres leadas per direction of Engineer - in- charge. | 6035.00 | Sqm | 10.00 | 100.00 | 603500.00 | 100.00 | 603500.00 | 500.00 | 3017500.00 | 200.00 | 1207000.00 | 170.00 | 1025950.00 | 135.00 | 814725.00 | 603500.00 | SGB INFRA LTD, SRISHTI ENTERPRISES
1.22 | Dismantling old waterproofing treatment layers and cleaning the surface with wire brush/rotary wire brush for new treatment including disposal of rubbish to the dumping ground within 50 metres lead & Providing and applying 1st layer of SBR Latex bonding agent and 2nd layer of micro concrete of SIKA, STPL or FOSROC/cement plaster of 1:3 ratio admixed with appropriate integral waterproofing compound of SIKA, STPL, FOSROC or eqvivalent make conforming to IS 2645 @ 100-150gm per bag of cement as per the direction and satisfaction of E-I-C. | 6964.00 | Sqm | 10.00 | 100.00 | 696400.00 | 1590.00 | 11072760.00 | 900.00 | 6267600.00 | 400.00 | 2785600.00 | 800.00 | 5571200.00 | 90.00 | 626760.00 | 626760.00 | SR39 ENGINEERS PVT LTD
1.23 | Dismantling Chain link fencing manually includung stacking of serviceable material and disposal of unserviceable material within 50 metres lead as per direction of Engineer - in - Charge. | 324.00 | Sqm | 100.00 | 100.00 | 32400.00 | 120.00 | 38880.00 | 300.00 | 97200.00 | 150.00 | 48600.00 | 100.00 | 32400.00 | 150.00 | 48600.00 | 32400.00 | SGB INFRA LTD, Naresh Kumar Gupta and Co Pvt Ltd
1.24 | Dismantling concertina coil fencing with required dia 610 mm (having 15 nos. round per 6 metre length) upto 3m height of wall with existing angle iron "Y" shaped placed at 2.4 m or 3.00 m apart and with 9 horizontal R.B.T. stud tied with G.I. staples & G.I. clips to retain horizontal including necessary bolts or G.I. barbed wire tied to angle iron all complete as per direction of Engineer-in-charge with reinforced barbed tape (R.B.T)/Spring core (2.5 mm thick) wire. | 162.00 | metre | 100.00 | 150.00 | 24300.00 | 150.00 | 24300.00 | 300.00 | 48600.00 | 30.00 | 4860.00 | 100.00 | 16200.00 | 30.00 | 4860.00 | 4860.00 | Mid India Civil Erectors Pvt. Ltd, SR39 ENGINEERS PVT LTD
1.25 | Deduct for taking away C.P. brass fittings i.e. pillar cocks, angle valves, stop cocks, long body bib cock and other fittings / items as directed by Engineer-In-Charge. (This item rate will be fixed, above or below percentage quoted by the agency will not be applicable.) | 166.00 | kg. | 10.00 | 10.00 | -1660.00 | 50.00 | -8300.00 | 40.00 | -6640.00 | 1.00 | -166.00 | 300.00 | -49800.00 | 405.00 | -67230.00 | -67230.00 | SR39 ENGINEERS PVT LTD
1.26 | Deduct for taking away PVC fittings i.e. Bib cocks, pillar cocks, stop cocks and other fittings / items as directed by Engineer-In-Charge. (This item rate will be fixed, above or below percentage quoted by the agency will not be applicable.). | 30.00 | kg. | 10.00 | 2.00 | -60.00 | 50.00 | -1500.00 | 20.00 | -600.00 | 1.00 | -30.00 | 10.00 | -300.00 | 18.00 | -540.00 | -1500.00 | SRISHTI ENTERPRISES
1.27 | Deduct for taking away Metallic false ceiling as directed by Engineer-In-Charge | 1696.00 | kg. | 10.00 | 7.00 | -11872.00 | 20.00 | -33920.00 | 10.00 | -16960.00 | 1.00 | -1696.00 | 20.00 | -33920.00 | 31.00 | -52576.00 | -52576.00 | SR39 ENGINEERS PVT LTD
1.28 | Deduct for taking away ACP (Aluminium Composite Panel) Sheet as directed by Engineer-In-Charge. | 3022.00 | kg. | 10.00 | 18.00 | -54396.00 | 20.00 | -60440.00 | 100.00 | -302200.00 | 10.00 | -30220.00 | 20.00 | -60440.00 | 99.00 | -299178.00 | -302200.00 | M I A CONSTRUCTION PVT LTD
1.29 | Deduct for taking away Toilet fittings i.e. Urinal, Wash Basin,WC etc. (Vitrious China) and like received from dismantling. The material so received shall be the property of contractor after dismantling duly weighted/ measured before removing from the site in the presence of Engineering-in-charge or his authorised representative all complete. | 115.00 | Each | 10.00 | 5.00 | -575.00 | 100.00 | -11500.00 | 100.00 | -11500.00 | 10.00 | -1150.00 | 50.00 | -5750.00 | 118.00 | -13570.00 | -13570.00 | SR39 ENGINEERS PVT LTD
1.30 | Deduct for taking away Wooden/Ply wood frames/Partitions and/or Shutters for Windows/Doors/clerestory windows,trusses,battens,particle board,glazed,wired, panelled etc.and like received from dismantling. The material so received shall be the property of contractor after dismantling duly weighted/ measured before removing from the site in the presence of Engineering-in-charge or his authorised representative all complete. | 81.00 | Each | 10.00 | 5.00 | -405.00 | 200.00 | -16200.00 | 500.00 | -40500.00 | 1.00 | -81.00 | 200.00 | -16200.00 | 224.00 | -18144.00 | -40500.00 | M I A CONSTRUCTION PVT LTD
1.31 | Deduct for taking away of steel work in frames, Shutters, trusses, channels, beams, Tee, angles, bolts, washers etc. and like received from dismantling. The material so received shall be the property of contractor after dismantling duly weighted/ measured before removing from the site in the presence of Engineering-in-charge or his authorised representative all complete. | 7046.00 | kg. | 10.00 | 7.00 | -49322.00 | 35.00 | -246610.00 | 18.00 | -126828.00 | 15.00 | -105690.00 | 20.00 | -140920.00 | 34.00 | -239564.00 | -246610.00 | SRISHTI ENTERPRISES
1.32 | Deduct for taking away S.S.fittings i.e S.S.Pipe,S.S.Railings and other S.S. fittings/ items as directed by Engineering-in-charge. | 1162.00 | kg. | 10.00 | 10.00 | -11620.00 | 70.00 | -81340.00 | 100.00 | -116200.00 | 50.00 | -58100.00 | 50.00 | -58100.00 | 94.00 | -109228.00 | -116200.00 | M I A CONSTRUCTION PVT LTD
1.33 | Deduct for taking away Chain link fencing manually includung stacking of serviceable material and disposal of unserviceable material within 50 metres lead as per direction of Engineer - in - Charge. | 36.00 | Sqm | 10.00 | 25.00 | -900.00 | 200.00 | -7200.00 | 100.00 | -3600.00 | 50.00 | -1800.00 | 100.00 | -3600.00 | 119.00 | -4284.00 | -7200.00 | SRISHTI ENTERPRISES
1.34 | Removing /Dismantling Existing toilet cubicles with all fittings including stacking of serviceable material and disposal of unserviceable material within 50 metres leadas per direction of Engineer - in- charge. | 29.00 | Each | 100.00 | 50.00 | 1450.00 | 200.00 | 5800.00 | 1000.00 | 29000.00 | 240.00 | 6960.00 | 500.00 | 14500.00 | 200.00 | 5800.00 | 1450.00 | SGB INFRA LTD
1.35 | Deduct for taking away Toilet cubicles as directed by Engineering-in-charge. | 29.00 | Each | 100.00 | 25.00 | -725.00 | 100.00 | -2900.00 | 100.00 | -2900.00 | 490.00 | -14210.00 | 500.00 | -14500.00 | 5000.00 | -145000.00 | -145000.00 | SR39 ENGINEERS PVT LTD
1.36 | Dismantling Granite flooring laid in cement mortar including stacking of serviceable material and disposal of unserviceable material within 50 metres lead. | 8656.00 | Sqm | 10.00 | 125.00 | 1082000.00 | 100.00 | 865600.00 | 100.00 | 865600.00 | 150.00 | 1298400.00 | 150.00 | 1298400.00 | 50.00 | 432800.00 | 432800.00 | SR39 ENGINEERS PVT LTD
1.37 | Disposal of building rubbish / malba / similar unserviceable, dismantled or waste materials by mechanical means, including loading, transporting, unloading to approved municipal dumping ground or as approved by Engineer-in-charge, beyond 50 m initial lead, for all leads including all lifts involved. | 2200.00 | Cum | 10.00 | 430.00 | 946000.00 | 500.00 | 1100000.00 | 900.00 | 1980000.00 | 170.00 | 374000.00 | 250.00 | 550000.00 | 180.00 | 396000.00 | 374000.00 | Mid India Civil Erectors Pvt. Ltd
1.38 | Providing and erecting 2.00 metre high temporary barricading at site; each panel of size 2.50mx2.00m made of 40x40x6mm angle iron or 50x50x3mm hollow MS tube posts/horizontal members/bracings covered with 1.63mm thick MS sheet. The sheet shall be fixed with 30x5mm MS flat by suitable welding/riveting. The panels shall be made so that gap of 50cm above the ground is available making overall height as 2.5m. MS channel ISLC 75 @ 5.70 kg/m, 50cm long shall be provided at the bottom having oval shaped holes of size 50x25mm at both ends with 50cm long MS angle 40x40x6mm bracing. Suitable arrangement shall be made to fix the barricading to avoid from overturning by providing 250mm long expansion fasteners at both ends. The work shall be executed as per drawing/direction of Engineer-in-Charge which includes writing and painting, arrangement for traffic diversion such as traffic signals during construction at site for day and night, glow lamps, reflective signs, marking, flags, caution tape as directed by the Engineer-in-Charge. The barricading provided shall be retained in position at site continuously i/c shifting of barricading from one location to another location as many times as required during the execution of the entire work till its completion. Rate include its maintenance for damages, painting, all incidentals, labour materials, equipments and works required to execute the job. The barricading shall not be removed without prior approval of Engineerin-Charge. (Note :- One time payment shall be made for providing barricading from start of work till completion of work i/c shifting. The barricading provided shall remain to be the property of the contractor on completion of the work). | 275.00 | Meter | 10.00 | 2000.00 | 550000.00 | 2900.00 | 797500.00 | 3500.00 | 962500.00 | 2550.00 | 701250.00 | 2500.00 | 687500.00 | 2100.00 | 577500.00 | 550000.00 | SGB INFRA LTD
1.39 | Providing, erecting, maintaining and removing temporary protective screens made out of specified fabric with all necessary fixing arrangement to ensure that it remains in position for the work duration as required by the Engineer-in-charge. Wooven PVC cloth | 660.00 | Sqm | 10.00 | 100.00 | 66000.00 | 690.00 | 455400.00 | 120.00 | 79200.00 | 40.00 | 26400.00 | 40.00 | 26400.00 | 36.00 | 23760.00 | 23760.00 | SR39 ENGINEERS PVT LTD
1.40 | Providing and fixing Scaffolding net of required width made of high density Polyethylene UV stabilized knitted on warp knitting machines having density 100grams/sqm and shading coefficient minimum 75% around the construction site/ for vertical extension as per requirement including fastening/tying with building/scaffolding pipes or with any other fixtures etc. complete as per direction of Engineer-in-Charge. (One time payment shall be made for providing Scaffolding net from start of work till completion of work including shifting if any. The Scaffolding net shall be the property of the contractor on completion of the work) | 660.00 | Sqm | 10.00 | 200.00 | 132000.00 | 890.00 | 587400.00 | 50.00 | 33000.00 | 25.00 | 16500.00 | 20.00 | 13200.00 | 23.00 | 15180.00 | 13200.00 | Naresh Kumar Gupta and Co Pvt Ltd
2.00 | Sub Heading 2 - Sanitary and Plumbing Work
2.01 | Providing and fixing soil, waste and vent pipes : 100 mm dia Sand cast iron S&S pipe as per IS: 1729 | 176.00 | metre | 100.00 | 1000.00 | 176000.00 | 690.00 | 121440.00 | 900.00 | 158400.00 | 1000.00 | 176000.00 | 800.00 | 140800.00 | 850.00 | 149600.00 | 121440.00 | SRISHTI ENTERPRISES
2.02 | Providing and fixing M.S. holder-bat clamps of approved design to Sand Cast iron/cast iron (spun) pipe embedded in and including cement concrete blocks 10x10x10 cm of 1:2:4 mix (1 cement : 2 coarse sand : 4 graded stone aggregate 20 mm nominal size), including cost of cutting holes and making good the walls etc. : 100 mm dia | 21.00 | each | 100.00 | 200.00 | 4200.00 | 400.00 | 8400.00 | 300.00 | 6300.00 | 300.00 | 6300.00 | 250.00 | 5250.00 | 220.00 | 4620.00 | 4200.00 | SGB INFRA LTD
2.03 | Providing and fixing bend of required degree with access door, insertion rubber washer 3 mm thick, bolts and nuts complete. 100 mm dia Sand cast iron S&S pipe as per IS: 1729 | 37.00 | each | 10.00 | 400.00 | 14800.00 | 650.00 | 24050.00 | 531.00 | 19647.00 | 500.00 | 18500.00 | 425.00 | 15725.00 | 450.00 | 16650.00 | 14800.00 | SGB INFRA LTD
2.04 | Providing and fixing heel rest sanitary bend 100 mm dia Sand cast iron S&S pipe as per IS: 1729 | 37.00 | each | 10.00 | 400.00 | 14800.00 | 650.00 | 24050.00 | 514.00 | 19018.00 | 500.00 | 18500.00 | 400.00 | 14800.00 | 430.00 | 15910.00 | 14800.00 | SGB INFRA LTD, Naresh Kumar Gupta and Co Pvt Ltd
2.05 | Providing and fixing double equal junction of required degree with access door, insertion rubber washer 3 mm thick, bolts and nuts complete : 100x100x100x100 mm Sand cast iron S&S as per IS - 1729 | 37.00 | each | 10.00 | 700.00 | 25900.00 | 800.00 | 29600.00 | 900.00 | 33300.00 | 1000.00 | 37000.00 | 800.00 | 29600.00 | 850.00 | 31450.00 | 25900.00 | SGB INFRA LTD
2.06 | Providing and fixing single equal plain junction of required degree with access door, insertion rubber washer 3 mm thick, bolts and nuts complete. 100x100x100 mm Sand cast iron S&S as per IS - 1729 | 37.00 | each | 10.00 | 450.00 | 16650.00 | 800.00 | 29600.00 | 500.00 | 18500.00 | 650.00 | 24050.00 | 550.00 | 20350.00 | 560.00 | 20720.00 | 16650.00 | SGB INFRA LTD
2.07 | Providing and fixing double equal plain invert branch of required degree: 100x100x100x100 mm Sand cast iron S&S as per IS - 1729 | 37.00 | each | 10.00 | 600.00 | 22200.00 | 850.00 | 31450.00 | 775.00 | 28675.00 | 750.00 | 27750.00 | 600.00 | 22200.00 | 660.00 | 24420.00 | 22200.00 | SGB INFRA LTD, Naresh Kumar Gupta and Co Pvt Ltd
2.08 | Providing and fixing single equal plain invert branch of required degree : 100x100x100 mm Sand cast iron S&S as per IS - 1729 | 16.00 | each | 10.00 | 450.00 | 7200.00 | 850.00 | 13600.00 | 621.00 | 9936.00 | 600.00 | 9600.00 | 500.00 | 8000.00 | 530.00 | 8480.00 | 7200.00 | SGB INFRA LTD
2.09 | Providing and fixing sand cast iron S&S off sets as per IS: 1729 76 mm off sets With 100 mm dia pipe | 11.00 | each | 10.00 | 400.00 | 4400.00 | 650.00 | 7150.00 | 513.00 | 5643.00 | 500.00 | 5500.00 | 250.00 | 2750.00 | 450.00 | 4950.00 | 2750.00 | Naresh Kumar Gupta and Co Pvt Ltd
2.10 | Providing and fixing sand cast iron S&S off sets as per IS: 1729 114 mm off sets With 100 mm dia pipe | 11.00 | each | 10.00 | 400.00 | 4400.00 | 650.00 | 7150.00 | 561.00 | 6171.00 | 550.00 | 6050.00 | 350.00 | 3850.00 | 495.00 | 5445.00 | 3850.00 | Naresh Kumar Gupta and Co Pvt Ltd
2.11 | Providing and fixing sand cast iron S&S off sets as per IS: 1729 152 mm off sets With 100 mm dia pipe | 11.00 | each | 10.00 | 400.00 | 4400.00 | 650.00 | 7150.00 | 667.00 | 7337.00 | 650.00 | 7150.00 | 450.00 | 4950.00 | 590.00 | 6490.00 | 4400.00 | SGB INFRA LTD
2.12 | Providing and fixing door piece, insertion rubber washer 3mm thick, bolts & nuts complete : 100 mm Sand cast iron S&S as per IS - 1729 | 21.00 | each | 100.00 | 600.00 | 12600.00 | 650.00 | 13650.00 | 712.00 | 14952.00 | 680.00 | 14280.00 | 550.00 | 11550.00 | 625.00 | 13125.00 | 11550.00 | Naresh Kumar Gupta and Co Pvt Ltd
2.13 | Providing and fixing terminal guard : 100 mm Sand cast iron S&S as per IS - 1729 | 21.00 | each | 100.00 | 400.00 | 8400.00 | 550.00 | 11550.00 | 393.00 | 8253.00 | 400.00 | 8400.00 | 300.00 | 6300.00 | 330.00 | 6930.00 | 6300.00 | Naresh Kumar Gupta and Co Pvt Ltd
2.14 | Providing and fixing collar : 100 mm Sand cast iron S&S as per IS - 1729 | 110.00 | each | 10.00 | 400.00 | 44000.00 | 450.00 | 49500.00 | 400.00 | 44000.00 | 400.00 | 44000.00 | 300.00 | 33000.00 | 350.00 | 38500.00 | 33000.00 | Naresh Kumar Gupta and Co Pvt Ltd
2.15 | Providing lead caulked joints to sand cast iron/centrifugally cast (spun) iron pipes and fittings of diameter : 100 mm | 121.00 | each | 10.00 | 600.00 | 72600.00 | 380.00 | 45980.00 | 550.00 | 66550.00 | 530.00 | 64130.00 | 430.00 | 52030.00 | 495.00 | 59895.00 | 45980.00 | SRISHTI ENTERPRISES
2.16 | Providing and fixing M.S. stays and clamps for sand cast iron/ centrifugally cast (spun) iron pipes of diameter : 100 mm | 10.00 | each | 10.00 | 200.00 | 2000.00 | 250.00 | 2500.00 | 129.00 | 1290.00 | 125.00 | 1250.00 | 100.00 | 1000.00 | 110.00 | 1100.00 | 1000.00 | Naresh Kumar Gupta and Co Pvt Ltd
2.17 | Providing and fixing trap of self cleansing design with screwed down or hinged grating with or without vent arm complete, including cost of cutting and making good the walls and floors : 100 mm inlet and 100 mm outlet Sand Cast Iron S&S as per IS: 1729 | 21.00 | each | 10.00 | 1200.00 | 25200.00 | 850.00 | 17850.00 | 1500.00 | 31500.00 | 1350.00 | 28350.00 | 1250.00 | 26250.00 | 1260.00 | 26460.00 | 17850.00 | SRISHTI ENTERPRISES
2.18 | Cutting chases in brick masonry walls for following diameter sand cast iron/ centrifugally cast (spun) iron pipes and making good the same with cement concrete 1:3:6 ( 1 cement : 3 coarse sand :6 graded stone aggregate 12.5 mm nominal size), including necessary plaster and pointing in cement mortar 1:4 (1 cement : 4 coarse sand) : 100 mm dia | 50.00 | metre | 10.00 | 450.00 | 22500.00 | 120.00 | 6000.00 | 300.00 | 15000.00 | 575.00 | 28750.00 | 450.00 | 22500.00 | 540.00 | 27000.00 | 6000.00 | SRISHTI ENTERPRISES
2.19 | Providing and fixing Chlorinated Polyvinyl Chloride (CPVC) pipes, having thermal stability for hot & cold water supply, including all CPVC plain & brass threaded fittings, including fixing the pipe with clamps at 1.00 m spacing. This includes jointing of pipes & fittings with one step CPVC solvent cement and testing of joints complete as per direction of Engineer in Charge. Internal work - Exposed on wall 20 mm nominal outer dia Pipes | 140.00 | metre | 10.00 | 250.00 | 35000.00 | 110.00 | 15400.00 | 325.00 | 45500.00 | 300.00 | 42000.00 | 250.00 | 35000.00 | 285.00 | 39900.00 | 15400.00 | SRISHTI ENTERPRISES
2.20 | Providing and fixing Chlorinated Polyvinyl Chloride (CPVC) pipes, having thermal stability for hot & cold water supply, including all CPVC plain & brass threaded fittings, including fixing the pipe with clamps at 1.00 m spacing. This includes jointing of pipes & fittings with one step CPVC solvent cement and testing of joints complete as per direction of Engineer in Charge. Internal work - Exposed on wall 40 mm nominal outer dia Pipes | 400.00 | metre | 10.00 | 550.00 | 220000.00 | 370.00 | 148000.00 | 540.00 | 216000.00 | 600.00 | 240000.00 | 500.00 | 200000.00 | 550.00 | 220000.00 | 148000.00 | SRISHTI ENTERPRISES
2.21 | Providing and fixing Chlorinated Polyvinyl Chloride (CPVC) pipes, having thermal stability for hot & cold water supply, including all CPVC plain & brass threaded fittings, i/c fixing the pipe with clamps at 1.00 m spacing. This includes jointing of pipes & fittings with one step CPVC solvent cement and the cost of cutting chases and making good the same including testing of joints complete as per direction of Engineer in Charge. Concealed work, including cutting chases and making good the walls etc. 20 mm nominal outer dia Pipes | 620.00 | metre | 10.00 | 400.00 | 248000.00 | 110.00 | 68200.00 | 450.00 | 279000.00 | 350.00 | 217000.00 | 400.00 | 248000.00 | 400.00 | 248000.00 | 68200.00 | SRISHTI ENTERPRISES
2.22 | Providing and fixing Chlorinated Polyvinyl Chloride (CPVC) pipes, having thermal stability for hot & cold water supply, including all CPVC plain & brass threaded fittings, i/c fixing the pipe with clamps at 1.00 m spacing. This includes jointing of pipes & fittings with one step CPVC solvent cement and the cost of cutting chases and making good the same including testing of joints complete as per direction of Engineer in Charge. Concealed work, including cutting chases and making good the walls etc. 32 mm nominal dia Pipes | 252.00 | metre | 10.00 | 550.00 | 138600.00 | 290.00 | 73080.00 | 650.00 | 163800.00 | 570.00 | 143640.00 | 550.00 | 138600.00 | 550.00 | 138600.00 | 73080.00 | SRISHTI ENTERPRISES
2.23 | Providing and fixing Chlorinated Polyvinyl Chloride (CPVC) pipes, having thermal stability for hot & cold water supply including all CPVC plain & brass threaded fittings This includes jointing of pipes & fittings with one step CPVC solvent cement, trenching, refilling & testing of joints complete as per direction of Engineer in Charge. External work 20 mm nominal outer dia Pipes | 100.00 | metre | 100.00 | 250.00 | 25000.00 | 110.00 | 11000.00 | 150.00 | 15000.00 | 240.00 | 24000.00 | 210.00 | 21000.00 | 240.00 | 24000.00 | 11000.00 | SRISHTI ENTERPRISES
2.24 | Providing and fixing Chlorinated Polyvinyl Chloride (CPVC) pipes, having thermal stability for hot & cold water supply including all CPVC plain & brass threaded fittings This includes jointing of pipes & fittings with one step CPVC solvent cement, trenching, refilling & testing of joints complete as per direction of Engineer in Charge. External work 40 mm nominal outer dia Pipes | 116.00 | metre | 100.00 | 400.00 | 46400.00 | 375.00 | 43500.00 | 450.00 | 52200.00 | 475.00 | 55100.00 | 450.00 | 52200.00 | 485.00 | 56260.00 | 43500.00 | SRISHTI ENTERPRISES
2.25 | Providing and fixing uplasticised PVC connection pipe with brass unions : 45 cm length 20 mm nominal bore | 86.00 | each | 10.00 | 125.00 | 10750.00 | 300.00 | 25800.00 | 103.00 | 8858.00 | 100.00 | 8600.00 | 80.00 | 6880.00 | 90.00 | 7740.00 | 6880.00 | Naresh Kumar Gupta and Co Pvt Ltd
2.26 | Cutting holes up to 15x15 cm in R.C.C. floors and roofs for passingdrain pipe etc. and repairing the hole after insertion of drain pipe etc.with cement concrete 1:2:4 (1 cement : 2 coarse sand : 4 graded stone aggregate 20 mm nominal size), including finishing complete so as to make it leak proof. | 13.00 | each | 100.00 | 1000.00 | 13000.00 | 450.00 | 5850.00 | 900.00 | 11700.00 | 300.00 | 3900.00 | 1000.00 | 13000.00 | 330.00 | 4290.00 | 3900.00 | Mid India Civil Erectors Pvt. Ltd
2.27 | Making chases up to 7.5x7.5 cm in walls including making good and finishing with matching surface after housing G.I. pipe etc. | 32.00 | metre | 100.00 | 200.00 | 6400.00 | 120.00 | 3840.00 | 172.00 | 5504.00 | 145.00 | 4640.00 | 150.00 | 4800.00 | 150.00 | 4800.00 | 3840.00 | SRISHTI ENTERPRISES
2.28 | Making hole up to 20x20 cm and embedding pipes up to 150 mm diameter in masonry and filling with cement concrete 1:3:6 (1 cement : 3 coarse sand 6 graded stone aggregate 20 mm nominal size) including disposal of malba. | 16.00 | metre | 10.00 | 1500.00 | 24000.00 | 120.00 | 1920.00 | 7.00 | 112.00 | 145.00 | 2320.00 | 150.00 | 2400.00 | 180.00 | 2880.00 | 112.00 | M I A CONSTRUCTION PVT LTD
2.29 | Providing, laying and jointing glazed stoneware pipes class SP-1 with stiff mixture of cement mortar in the proportion of 1:1 (1 cement : 1 fine sand) including testing of joints etc. complete : 100 mm diameter | 32.00 | metre | 10.00 | 275.00 | 8800.00 | 120.00 | 3840.00 | 376.00 | 12032.00 | 350.00 | 11200.00 | 300.00 | 9600.00 | 340.00 | 10880.00 | 3840.00 | SRISHTI ENTERPRISES
2.30 | Providing, laying and jointing glazed stoneware pipes class SP-1 with stiff mixture of cement mortar in the proportion of 1:1 (1 cement : 1 fine sand) including testing of joints etc. complete : 150 mm diameter | 32.00 | metre | 10.00 | 425.00 | 13600.00 | 120.00 | 3840.00 | 592.00 | 18944.00 | 525.00 | 16800.00 | 450.00 | 14400.00 | 530.00 | 16960.00 | 3840.00 | SRISHTI ENTERPRISES
2.31 | Providing and laying cement concrete 1:5:10 (1 cement : 5 coarse sand : 10 graded stone aggregate 40 mm nominal size) all-round S.W. pipes including bed concrete as per standard design : 100 mm diameter S.W. pipe | 42.00 | metre | 10.00 | 400.00 | 16800.00 | 320.00 | 13440.00 | 896.00 | 37632.00 | 475.00 | 19950.00 | 800.00 | 33600.00 | 750.00 | 31500.00 | 13440.00 | SRISHTI ENTERPRISES
2.32 | Providing and laying cement concrete 1:5:10 (1 cement : 5 coarse sand : 10 graded stone aggregate 40 mm nominal size) all-round S.W. pipes including bed concrete as per standard design : 150 mm diameter S.W. pipe | 42.00 | metre | 10.00 | 600.00 | 25200.00 | 350.00 | 14700.00 | 1096.00 | 46032.00 | 760.00 | 31920.00 | 825.00 | 34650.00 | 950.00 | 39900.00 | 14700.00 | SRISHTI ENTERPRISES
2.33 | Providing and fixing square-mouth S.W. gully trap class SP-1 complete with C.I. grating brick masonry chamber with water tight C.I. cover with frame of 300 x300 mm size (inside) the weight of cover to be not less than 4.50 kg and frame to be not less than 2.70 kg as per standard design: 100x100 mm size P type With common burnt clay F.P.S. (non modular) bricks of class designation 7.5 | 37.00 | each | 10.00 | 2000.00 | 74000.00 | 450.00 | 16650.00 | 2454.00 | 90798.00 | 2100.00 | 77700.00 | 2000.00 | 74000.00 | 2180.00 | 80660.00 | 16650.00 | SRISHTI ENTERPRISES
2.34 | Providing and fixing 5 mm thick mirror of required shape and size with plastic moulded frame of approved make and shade with 6 mm thick hard board backing including all fittings and fixtures as per the direction and satisfaction of EIC. Rectangular shape | 88.00 | sqm | 10.00 | 6700.00 | 589600.00 | 2000.00 | 176000.00 | 1800.00 | 158400.00 | 2000.00 | 176000.00 | 5000.00 | 440000.00 | 2000.00 | 176000.00 | 158400.00 | M I A CONSTRUCTION PVT LTD
2.35 | Providing & fixing Rimless Wall hung popular color vitreous china European type water closet of JAQUAR make CAT. No. ACS-WHT-87953BIUFSM or equivalent make with UF slim soft close seat cover and all fittings, concealed P trap, 32 x40 mm wooden cleats, including cutting and making good the wall and floors wherever required complete including all fixtures and fittings as per direction and satisfaction of E.I.C. | 86.00 | each | 10.00 | 34000.00 | 2924000.00 | 14000.00 | 1204000.00 | 21000.00 | 1806000.00 | 27400.00 | 2356400.00 | 17000.00 | 1462000.00 | 25000.00 | 2150000.00 | 1204000.00 | SRISHTI ENTERPRISES
2.36 | Half brick masonary with local available size Flyash bricks of class designation 35 in superstructure above plinth level upto floor V level Cement mortar 1:4 (1 Cement : 4 coarse sand) | 138.00 | sqm | 10.00 | 750.00 | 103500.00 | 790.00 | 109020.00 | 970.00 | 133860.00 | 715.00 | 98670.00 | 700.00 | 96600.00 | 900.00 | 124200.00 | 96600.00 | Naresh Kumar Gupta and Co Pvt Ltd
2.37 | Brick work with local available size flyash bricks of class designation 35 in superstructure above plinth level upto floor V level in all shapes and sizes: Cement mortar 1:6 (1 cement : 6 coarse sand) | 138.00 | cum | 100.00 | 7700.00 | 1062600.00 | 7600.00 | 1048800.00 | 7500.00 | 1035000.00 | 6360.00 | 877680.00 | 5000.00 | 690000.00 | 7200.00 | 993600.00 | 690000.00 | Naresh Kumar Gupta and Co Pvt Ltd
2.38 | Providing and fixing Soap Dispenser of JAQUAR make Model - SDR-WHT-DJ0010F or equivalent make including all fittings and fixtures complete as per direction and satisfaction of E.I.C. | 86.00 | each | 100.00 | 2700.00 | 232200.00 | 1500.00 | 129000.00 | 1200.00 | 103200.00 | 1470.00 | 126420.00 | 1500.00 | 129000.00 | 1550.00 | 133300.00 | 103200.00 | M I A CONSTRUCTION PVT LTD
2.39 | Providing and fixing CP brass health faucet with minimum 1 metre long flexible tube with wall hook of make JAQUAR (Cat.ALD - 579) or equivalent make complete including all fixtures and fittings as per direction and satisfaction of Engineer-in-charge. | 86.00 | each | 10.00 | 1600.00 | 137600.00 | 750.00 | 64500.00 | 1200.00 | 103200.00 | 1470.00 | 126420.00 | 1500.00 | 129000.00 | 1550.00 | 133300.00 | 64500.00 | SRISHTI ENTERPRISES
2.40 | Providing & fixing vitreous china semi-stall lipped urinal approx. size 355x340x535 mm of Jaquar make Cat. No. URS-WHT-13261H or equivalent including cutting and making good the walls and floors where required and including ,Waste Coupling 32mm Size Half Thread with 130mm height JAQUAR ALD-709L130, Bottle Trap 32mm Size with 250mm & 190mm Long Wall Connection Pipes & Wall Flange (Jaquar ALD-769) Fitted with Urinal Sensor of Jaquar mate Cat. No. SNR-STL-51077E with 15mm Spreader (Jaquar ALD-1043) with 10mm Copper Tube complete as per direction and satisfaction of Engineer-in-charge.. (The gap between fixture and wall to be filled up with approved type poly sulphide sealant) | 66.00 | each | 10.00 | 25000.00 | 1650000.00 | 14000.00 | 924000.00 | 18000.00 | 1188000.00 | 37250.00 | 2458500.00 | 16000.00 | 1056000.00 | 21000.00 | 1386000.00 | 924000.00 | SRISHTI ENTERPRISES
2.41 | Providing and fixing urinal partitions 8 mm thick frosted glass of JAQUAR make Cat. No. JSE-CHR-810US450X or equivalent make of required color approved by Engineer-in-charge including Hardware and all fittings etc. Complete as per direction and satisfaction of Engineer-in-charge. | 63.00 | each | 10.00 | 6500.00 | 409500.00 | 3250.00 | 204750.00 | 6300.00 | 396900.00 | 6370.00 | 401310.00 | 5000.00 | 315000.00 | 6500.00 | 409500.00 | 204750.00 | SRISHTI ENTERPRISES
2.42 | Providng & fixing C.P. brass Double Coat hook of Jaquar make model no. AQN-7761 or equivalent make fixed to wall/door with plastic rawl plugs and C.P. brass screws including cutting and making good the walls wherever required. Complete as per direction and satisfaction of Engineer-in-charge. | 86.00 | each | 10.00 | 2500.00 | 215000.00 | 250.00 | 21500.00 | 900.00 | 77400.00 | 1470.00 | 126420.00 | 1300.00 | 111800.00 | 1550.00 | 133300.00 | 21500.00 | SRISHTI ENTERPRISES
2.43 | Providing & fixing C.P. brass finish toilet paper roll holder of Jaquar make model no. AKP-35751P or equivalent make complete including cutting and making good the walls and floors wherever required including all fittings and fixtures Complete as per direction and satisfaction of Engineer-in-charge. | 86.00 | each | 10.00 | 3800.00 | 326800.00 | 1020.00 | 87720.00 | 900.00 | 77400.00 | 1470.00 | 126420.00 | 1300.00 | 111800.00 | 1500.00 | 129000.00 | 77400.00 | M I A CONSTRUCTION PVT LTD
2.44 | Providing & fixing first quality Approved colour vitreous china wash basin of JAQUAR make model no. KUS-WHT-35401 or equivalent make of approx size 555x425x195 for under counter mounting with C.I/ M.S. brackets painted with two or three cots of enamel paint; C.P brass Waste 32mm size full thread with 80 mm height of JAQUAR make model no. ALD-727 or equivalent; C.P. Bottle trap of size 32 mm of Jaquar make model no. ALD-769 or equivalent and 15 mm C.P. Brass Pillar Cock auto closing system with 65 mm extension body of JAQUAR make model no. PRS-031L65 or equivalent; including filling gap between counter and wash basin with approved type poly sulphide sealant, cutting and making good the walls wherever required. and including all fittings and fixtures complete as per the direction and satisfaction of E.I.C. | 80.00 | each | 10.00 | 33000.00 | 2640000.00 | 18500.00 | 1480000.00 | 27000.00 | 2160000.00 | 38000.00 | 3040000.00 | 15000.00 | 1200000.00 | 40000.00 | 3200000.00 | 1200000.00 | Naresh Kumar Gupta and Co Pvt Ltd
2.45 | Providing and fixing 15mm nominal bore C.P. Brass Long Body Bib Cock of JAQUAR make model no. CON-107KN or equivalent make including all fittings and fixtures etc. complete in all respect as per direction & satisfaction of Engineer-in-Charge. | 86.00 | each | 10.00 | 3200.00 | 275200.00 | 1100.00 | 94600.00 | 12000.00 | 1032000.00 | 1960.00 | 168560.00 | 1500.00 | 129000.00 | 1550.00 | 133300.00 | 94600.00 | SRISHTI ENTERPRISES
2.46 | Providing and fixing C.P. brass angular stop cock for health faucet and wash basin pillar tap of JAQUAR make model no. CON-059N or equivalent make including all fittings and fixtures etc. complete in all respect as per direction & satisfaction of Engineer-in-Charge. | 171.00 | each | 10.00 | 1000.00 | 171000.00 | 720.00 | 123120.00 | 1200.00 | 205200.00 | 1175.00 | 200925.00 | 1200.00 | 205200.00 | 1150.00 | 196650.00 | 123120.00 | SRISHTI ENTERPRISES
2.47 | Supply and installation of Besco by Merino ATHENA LITE ALU + SS series cubicles or equivalent. Cubicle height to be 2200 mm. (W x D x H)- 900 mm x 1550 mm x 2200 mm, (Height is including 150 mm gap from bottom) Door Size- 600 mm X 1915mm ; Divider Size- 1550mm X 1925mm ITEM DESCRIPTION Made from solid grade compact high pressure laminate as per IS:2046 manufactured under high specific pressure > 5 MPa and temperature >120°C with bunch of kraft papers impregnated with thermosetting phenolic resin and decorative papers made of Alpha cellulose fiber impregnated with thermosetting melamine resin which provide superior scratch, abrasion, heat, chemical, impact, graffiti & moisture resistance along with anti-bacterial properties. Top Head frame fixed to the wall on both sides using MS- wall brackets. The pilaster is slotted & affixed to the top head frame and secured from the top leaving all clear gap of 150mm and without any support from the bottom.The intermediate panel shall be anchored to the wall and pilasters. Panels have a black core that when machined, presents a distinctive black edge. Panel thickness 12 mm. HARDWARE & ACCESSORIES • H shaped (Top) head frame structure made of extruded Aluminium grade 6063 T5-50 micron epoxy powder coated for surface protection. Size to be 125x70x5T. Corner joinery section, Size to be 40x16.5x1.8T. U-Channel Wall joinery section,Size to be 21x16x1.6T. Door stopper section, Size to be 21x12.5x1.6T. • Spring loaded Butt Hinges made from Stainless steel grade 304. Surface finish to be matt type. Covers to be lacor coated. • Conical shape Coat hook with rubber stopper made from Stainless steel grade 304. Surface finish to be matt type. • Round Door knob diameter 30 mm with grooves for better hand grip made from Stainless steel grade 304. Surface finish to be matt type. • Rotating Thumb-turn locking system with privacy indicator made from Stainless steel grade 304. Surface finish to be matt type. • Stainless steel grade 304 screws. • Anti-rotation Nylon polyamide grade-6 expandable wall plugs. • The Work shall be complete as per drawing , under supervision of engineer in charge and company experts Item includes all fittings and fixtures and labour required for installation. | 75.00 | each | 10.00 | 50000.00 | 3750000.00 | 49000.00 | 3675000.00 | 39000.00 | 2925000.00 | 39200.00 | 2940000.00 | 37000.00 | 2775000.00 | 33000.00 | 2475000.00 | 2475000.00 | SR39 ENGINEERS PVT LTD
2.48 | Providing and fixing S.S. Grab bar with vertical swing for physically disabled friendly bathroom of JAQUAR make model no. WAC-SAP-BG0800CS or equivalent make with all fittings and fixtures etc. complete in all respect as per direction & satisfaction of Engineer-in-Charge. | 13.00 | each | 100.00 | 23000.00 | 299000.00 | 5600.00 | 72800.00 | 18000.00 | 234000.00 | 19600.00 | 254800.00 | 15000.00 | 195000.00 | 20000.00 | 260000.00 | 72800.00 | SRISHTI ENTERPRISES
2.49 | Providing and fixing S.S. Grab bar fixed type for physically disabled friendly bathroom of JAQUAR make model no. AHS-1503 with all fittings and fixtures etc. complete in all respect as per direction & satisfaction of Engineer-in-Charge. | 13.00 | each | 100.00 | 2500.00 | 32500.00 | 1800.00 | 23400.00 | 1800.00 | 23400.00 | 1900.00 | 24700.00 | 1500.00 | 19500.00 | 2000.00 | 26000.00 | 19500.00 | Naresh Kumar Gupta and Co Pvt Ltd
2.50 | Providing and fixing I Flush valve 32 mm of JAQUAR make model no. I Flush FLV-CHR-1073C with Exposed part kit of I flush with Dual push button actuation and control stop cock of Jaquar make FLV-CHR-1075NK or equivalent including all fittings and fixtures etc. complete in all respect as per direction & satisfaction of Engineer-in-Charge. | 86.00 | each | 10.00 | 5500.00 | 473000.00 | 3300.00 | 283800.00 | 4500.00 | 387000.00 | 8330.00 | 716380.00 | 6000.00 | 516000.00 | 7800.00 | 670800.00 | 283800.00 | SRISHTI ENTERPRISES
2.51 | Providing & fixing first quality Approved colour vitreous china Wall hung basin with fixing accessories set of JAQUAR make model no. FNS-WHT-40801 or equivalent make with Full pedestal for wall hung basin of JAQUAR make model no.FNS-WHT-40301 or equivalent; C.P brass Waste 32mm size full thread with 80 mm height of JAQUAR make model no. ALD-727or equivalent; C.P. Bottle trap 32 mm of Jaquar make model no. ALD-769 or equivalent and 15 mm C.P. BrassPillar Cock auto closing system with 65 mm extension body of JAQUAR make model no. PRS-031L65; including cutting and making good the walls wherever required and all fixtures and fittings etc. complete as per direction & satisfaction of Engineer-in-Charge | 7.00 | each | 10.00 | 11000.00 | 77000.00 | 7500.00 | 52500.00 | 145000.00 | 1015000.00 | 19000.00 | 133000.00 | 12000.00 | 84000.00 | 21500.00 | 150500.00 | 52500.00 | SRISHTI ENTERPRISES
2.52 | Supply and installaton of DORMA ES 200 easy or equivalent 4150 mm Automatic sliding door operator with profile length of 4150 mm, for double door operation, 2X100 Kg. (Max door weight), with self learning mechanism, micro processor controlled drive unit, program selector,motion detector (radars), safety device - Light barrier, mechanical components,toothed belt,cover profile,floor guide system for glass doors. Body finish- Standard silver anodised. with Electromechanical lock;Handi Cap Kit basic version for Sliding door consist of Light indicator inside & outside, Push button inside & Outside, and Key switch and Glass 8.5 SQM with all fittings and fixtures including cutting and making good the walls wherever required complete as per direction & satisfaction of Engineer-in-Charge. | 7.00 | each | 10.00 | 270000.00 | 1890000.00 | 298000.00 | 2086000.00 | 290000.00 | 2030000.00 | 196000.00 | 1372000.00 | 200000.00 | 1400000.00 | 300000.00 | 2100000.00 | 1372000.00 | Mid India Civil Erectors Pvt. Ltd
2.53 | Providing and fixing uPVC SWR pipes with working pressure 6 Kgf of make Supreme or Astral or equivalent including fittings (coupler, elbow etc.) and jointing the pipes and fittings with adhesive solution all complete as per direction and satisfaction of Engineer-in-charge. Concealed work, including cutting chases and making good the walls etc. (a) 50 mm (outer dia) | 385.00 | metre | 10.00 | 1150.00 | 442750.00 | 150.00 | 57750.00 | 250.00 | 96250.00 | 500.00 | 192500.00 | 500.00 | 192500.00 | 500.00 | 192500.00 | 57750.00 | SRISHTI ENTERPRISES
2.54 | Providing and fixing G.I. pipes complete with G.I. fittings and clamps, i/c cutting and making good the walls etc. Internal work - Exposed on wall 32 mm dia nominal bore | 220.00 | Meter | 10.00 | 500.00 | 110000.00 | 150.00 | 33000.00 | 563.00 | 123860.00 | 525.00 | 115500.00 | 450.00 | 99000.00 | 480.00 | 105600.00 | 33000.00 | SRISHTI ENTERPRISES
2.55 | Constructing brick masonry circular manhole 1.22 m internal dia at bottom and 0.56 m dia at top in cement mortar 1:4 (1 cement :4 coarse sand) inside cement plaster 12 mm thick with cement mortar 1:3 (1 cement : 3 coarse sand) finished with a floating coat of neat cement foundation concrete 1:3:6 (1 cement : 3 coarse sand : 6 graded stone aggregate 40 mm nominal size) and making necessary channel in cement concrete 1:2:4 (1 cement : 2 coarse sand : 4 graded stone aggregate 20 mm nominal size) finished with a floating coat of neat cement, all complete as per standard design : 1.68 m deep with SFRC Cover and frame (heavy duty HD- 20 grade designation) 560 mm internal diameter conforming to I.S. 12592, total weight of cover and frame to be not less than 182 kg. fixed in cement concrete 1:2:4 (1 cement : 2 coarse sand : 4 graded stone aggregate 20 mm nominal size) including centering, shuttering all complete. (Excavation, foot rests and 12 mm thick cement plaster at the external surface shall be paid for separately) : With common burnt clay F.P.S. (non modular) bricks of class designation 7.5 | 8.00 | Each | 10.00 | 18000.00 | 144000.00 | 25000.00 | 200000.00 | 18000.00 | 144000.00 | 19000.00 | 152000.00 | 17000.00 | 136000.00 | 18500.00 | 148000.00 | 136000.00 | Naresh Kumar Gupta and Co Pvt Ltd
2.56 | Providing M.S. foot rests including fixing in manholes with 20x20x10 cm cement concrete blocks 1:3:6 (1 cement : 3 coarse sand : 6 graded stone aggregate 20 mm nominal size) as per standard design : With 20x20 mm square bar | 24.00 | Each | 10.00 | 350.00 | 8400.00 | 800.00 | 19200.00 | 461.00 | 11064.00 | 400.00 | 9600.00 | 300.00 | 7200.00 | 300.00 | 7200.00 | 7200.00 | SR39 ENGINEERS PVT LTD, Naresh Kumar Gupta and Co Pvt Ltd
2.57 | Providing and fixing in position pre-cast R.C.C. manhole cover and frame of required shape and approved quality H D - 20 Circular shape 560 mm internal diameter | 39.00 | Each | 10.00 | 1700.00 | 66300.00 | 6000.00 | 234000.00 | 1494.00 | 58266.00 | 2850.00 | 111150.00 | 1200.00 | 46800.00 | 1250.00 | 48750.00 | 46800.00 | Naresh Kumar Gupta and Co Pvt Ltd
2.58 | Providing and laying non-pressure NP2 class (light duty) R.C.C. pipes with collars jointed with stiff mixture of cement mortar in the proportion of 1:2 (1 cement : 2 fine sand) including testing of joints etc. complete : 300 mm dia. R.C.C. pipe | 220.00 | Meter | 10.00 | 750.00 | 165000.00 | 675.00 | 148500.00 | 1500.00 | 330000.00 | 950.00 | 209000.00 | 700.00 | 154000.00 | 750.00 | 165000.00 | 148500.00 | SRISHTI ENTERPRISES
2.59 | Providing and placing on terrace (at all floor levels) polyethylene water storage tank, IS : 12701 marked, with cover and suitable locking arrangement and making necessary holes for inlet, outlet and overflow pipes but without fittings and the base support for tank. | 55000.00 | per litre | 100.00 | 14.00 | 770000.00 | 20.00 | 1100000.00 | 12.00 | 660000.00 | 11.00 | 605000.00 | 10.00 | 550000.00 | 8.00 | 440000.00 | 440000.00 | SR39 ENGINEERS PVT LTD
2.60 | Providing and fixing PTMT Ball cock of approved quality, colour and make complete with Epoxy coated aluminium rod with L.P./ H.P.H.D. plastic ball. 50 mm nominal bore, 242mm long, weighing not less than 1240 gms | 11.00 | Each | 100.00 | 1000.00 | 11000.00 | 1500.00 | 16500.00 | 1188.00 | 13068.00 | 950.00 | 10450.00 | 1000.00 | 11000.00 | 895.00 | 9845.00 | 9845.00 | SR39 ENGINEERS PVT LTD
3.00 | Sub Heading 3 - Flooring
3.01 | Providing and laying Vitrified tiles in floor in different sizes (thickness to be specified by the manufacturer) with water absorption less than 0.08% and conforming to IS:15622, of approved brand & manufacturer, in all colours and shade, laid on 20 mm thick cement mortar 1:4 (1 cement: 4 coarse sand) jointing with grey cement slurry @3.3 kg/sqm including grouting the joints with white cement and matching pigments etc. The tiles must be cut with the zero chipping diamond cutter only . Laying of tiles will be done with the notch trowel, plier, wedge, clips of required thickness, leveling system and rubber mallet for placing the tiles gently and easily. Glazed Vitrified tiles Matt/Antiskid finish of size Size of Tile 1200 x 1200 mm | 9740.00 | Sqm | 100.00 | 1881.00 | 18320940.00 | 1400.00 | 13636000.00 | 1900.00 | 18506000.00 | 2050.00 | 19967000.00 | 1600.00 | 15584000.00 | 1600.00 | 15584000.00 | 13636000.00 | SRISHTI ENTERPRISES
3.02 | Deduct for not using 20 mm thick cement mortar 1:4 (1 cement : 4 coarse sand) bedding in laying of floor tiles and jointing with grey cement slurry @ 3.3 kg/ sqm. | 9740.00 | Sqm | 100.00 | 10.00 | -97400.00 | 200.00 | -1948000.00 | 400.00 | -3896000.00 | 150.00 | -1461000.00 | 100.00 | -974000.00 | 600.00 | -5844000.00 | -5844000.00 | SR39 ENGINEERS PVT LTD
3.03 | Fixing glazed/ Ceramic/ Vitrified floor tiles with cement based high polymer modified quick-set tile adhesive (Water based) conforming to IS: 15477, in average 3mm thickness. | 9740.00 | Sqm | 10.00 | 495.00 | 4821300.00 | 270.00 | 2629800.00 | 150.00 | 1461000.00 | 400.00 | 3896000.00 | 100.00 | 974000.00 | 400.00 | 3896000.00 | 974000.00 | Naresh Kumar Gupta and Co Pvt Ltd
3.04 | Grouting the joints of flooring tiles having joints of 3 mm width, using epoxy grout mix of 0.70 kg of organic coated filler of desired shade (0.10 kg of hardener and 0.20 kg of resin per kg), including filling / grouting and finishing complete as per direction of Engineer-in-charge. Size of Tile 1200x1200 mm | 9740.00 | Sqm | 10.00 | 220.00 | 2142800.00 | 150.00 | 1461000.00 | 150.00 | 1461000.00 | 100.00 | 974000.00 | 100.00 | 974000.00 | 90.00 | 876600.00 | 876600.00 | SR39 ENGINEERS PVT LTD
3.05 | Deduct for not grouting the joints with white cement and matching pigment in the items of fixing of vitrified tiles. | 9740.00 | Sqm | 10.00 | 2.00 | -19480.00 | 30.00 | -292200.00 | 11.00 | -107140.00 | 10.00 | -97400.00 | 100.00 | -974000.00 | 10.55 | -102757.00 | -974000.00 | Naresh Kumar Gupta and Co Pvt Ltd
3.06 | Providing and laying Vitrified tiles in different sizes (thickness to be specified by the manufacturer), with water absorption less than 0.08% and conforming to IS: 15622, of approved brand & manufacturer, in all colours and shade, in skirting, riser of steps, laid with cement based high polymer modified quick set tile adhesive (water based) conforming to IS: 15477, in average 6 mm thickness, including grouting of joints (Payment for grouting of joints to be made separately). Size of Tile 600x600 mm | 1180.00 | Sqm | 10.00 | 1211.00 | 1428980.00 | 1900.00 | 2242000.00 | 1450.00 | 1711000.00 | 1500.00 | 1770000.00 | 1150.00 | 1357000.00 | 1180.00 | 1392400.00 | 1357000.00 | Naresh Kumar Gupta and Co Pvt Ltd
3.07 | 62 mm thick cement concrete flooring with concrete hardener topping, under layer 50 mm thick cement concrete 1:2:4 (1 cement : 2 coarse sand : 4 graded stone aggregate 20mm nominal size) and top layer 12mm thick cement hardener consisting of mix 1:2 (1 cement hardener mix : 2 graded stone aggregate, 6mm nominal size) by volume, hardening compound mixed @ 2 litre per 50 kg of cement or as per manufacture’s specifications. This includes cost of cement slurry, but excluding the cost of nosing of steps etc. complete. | 220.00 | Sqm | 10.00 | 810.00 | 178200.00 | 2900.00 | 638000.00 | 928.00 | 204160.00 | 1500.00 | 330000.00 | 900.00 | 198000.00 | 800.00 | 176000.00 | 176000.00 | SR39 ENGINEERS PVT LTD
3.08 | Providing and fixing glass strips in joints of terrazo/ cement concrete floors. 40 mm wide and 4 mm thick | 220.00 | Meter | 10.00 | 100.00 | 22000.00 | 50.00 | 11000.00 | 80.00 | 17600.00 | 50.00 | 11000.00 | 75.00 | 16500.00 | 65.00 | 14300.00 | 11000.00 | Mid India Civil Erectors Pvt. Ltd, SRISHTI ENTERPRISES
4.00 | Sub Heading 4 - Wall Cladding, False Ceiling, water proofing and Other
4.01 | Providing and fixing tiled false ceiling of specified materials of size 595x595 mm in true horizontal level, suspended on inter locking metal grid of hot dipped galvanized steel sections ( galvanized @ 120 grams/ sqm, both side inclusive) consisting of main "T" runner with suitably spaced joints to get required length and of size 24x38 mm made from 0.30 mm thick (minimum) sheet, spaced at 1200 mm center to center and cross "T" of size 24x25 mm made of 0.30 mm thick (minimum) sheet, 1200 mm long spaced between main "T" at 600 mm center to center to form a grid of 1200x600 mm and secondary cross "T" of length 600 mm and size 24x25 mm made of 0.30 mm thick (minimum) sheet to be interlocked at middle of the 1200x600 mm panel to form grids of 600x600 mm and wall angle of size 24x24x0.3 mm and laying false ceiling tiles of approved texture in the grid including, required cutting/making, opening for services like diffusers, grills, light fittings, fixtures, smoke detectors etc. Main "T" runners to be suspended from ceiling using GI slotted cleats of size 27 x 37 x 25 x1.6 mm fixed to ceiling with 12.5 mm dia and 50 mm long dash fasteners, 4 mm GI adjustable rods with galvanised butterfly level clips of size 85 x 30 x 0.8 mm spaced at 1200 mm center to center along main T, bottom exposed width of 24 mm of all T-sections shall be pre-painted with polyester paint, all complete for all heights as per specifications, drawings and as directed by Engineer-in-charge. GI Metal Ceiling Lay in perforated Tegular edge global white color tiles of size 595x595 mm and 0.5 mm thick with 8 mm drop; made of GI sheet having galvanizing of 100 gms/sqm (both sides inclusive) and 20% perforation area with 1.8 mm dia holes and having NRC (Noise Reduction Coefficient ) of 0.5, electro statically polyester powder coated of thickness 60 microns (minimum), including factory painted after bending and perforation, and backed with a black Glass fiber acoustical fleece. | 2860.00 | Sqm | 100.00 | 1650.00 | 4719000.00 | 1990.00 | 5691400.00 | 1650.00 | 4719000.00 | 2900.00 | 8294000.00 | 1400.00 | 4004000.00 | 1200.00 | 3432000.00 | 3432000.00 | SR39 ENGINEERS PVT LTD
4.02 | Providing and fixing at all height false ceiling of 4mm thick phenol bonded Bamboo Mat board (595x595mm) conforming to IS:13958- 1994 including providing and fixing of frame work made of GI angle 25x25x0.4 mm thick all around suitably fixed to wall with the help of dash fastener and hanger frame (600x600 c/c) made GI slotted Tee having powder coating on bottom side (30x25x0.3 mm thick for main member & 25x25x0.3 mm for cross member) connected to ceiling with 2.64mm GI wire and anchor fastener at every junction and also including cost of making openings for light fittings, grills, diffusers, cut outs made with frame of perimeter channels suitably fixed all complete as per direction of Engineer-in-charge | 1230.00 | Sqm | 100.00 | 3550.00 | 4366500.00 | 4990.00 | 6137700.00 | 5400.00 | 6642000.00 | 2700.00 | 3321000.00 | 2800.00 | 3444000.00 | 2400.00 | 2952000.00 | 2952000.00 | SR39 ENGINEERS PVT LTD
4.03 | Providing and fixing false ceiling at all height including providing and fixing of frame work made of special sections, power pressed from M.S. sheets and galvanized with zinc coating of 120 gms/sqm (both side inclusive) as per IS : 277 and consisting of angle cleats of size 25 mm wide x 1.6 mm thick with flanges of 27 mm and 37mm, at 1200 mm centre to centre, one flange fixed to the ceiling with dash fastener 12.5 mm dia x 50mm long with 6mm dia bolts, other flange of cleat fixed to the angle hangers of 25x10x0.50 mm of required length with nuts & bolts of required size and other end of angle hanger fixed with intermediate G.I. channels 45x15x0.9 mm running at the spacing of 1200 mm centre to centre, to which the ceiling section 0.5 mm thick bottom wedge of 80 mm with tapered flanges of 26 mm each having lips of 10.5 mm, at 450 mm centre to centre, shall be fixed in a direction perpendicular to G.I. intermediate channel with connecting clips made out of 2.64 mm dia x 230 mm long G.I. wire at every junction, including fixing perimeter channels 0.5 mm thick 27 mm high having flanges of 20 mm and 30 mm long, the perimeter of ceiling fixed to wall/partition with the help of rawl plugs at 450 mm centre, with 25mm long dry wall screws @ 230 mm interval, including fixing of gypsum board to ceiling section and perimeter channel with the help of dry wall screws of size 3.5 x 25 mm at 230 mm c/c, including jointing and finishing to a flush finish of tapered and square edges of the board with recommended jointing compound , jointing tapes , finishing with jointing compound in 3 layers covering upto 150 mm on both sides of joint and two coats of primer suitable for board, all as per manufacturer's specification and also including the cost of making openings for light fittings, grills, diffusers, cutouts made with frame of perimeter channels suitablyfixed, all complete as per drawings, specification and direction of the Engineer in Charge but excluding the cost of painting with : 12.5 mm thick tapered edge Glass Reinforced Gypsum (GRG) board conforming to IS: 2095- (Part 3):1996 (Boards with BIS certification marks) | 4600.00 | Sqm | 10.00 | 1650.00 | 7590000.00 | 920.00 | 4232000.00 | 1500.00 | 6900000.00 | 2350.00 | 10810000.00 | 1000.00 | 4600000.00 | 1000.00 | 4600000.00 | 4232000.00 | SRISHTI ENTERPRISES
4.04 | Providing and laying in situ five course water proofing treatment with APP (Atactic Polypropylene) modified Polymeric memberane over roof consisting of first coat of bitumen primer @ 0.40Kg per sqm, 2nd & 4th courses of bonding material @ 1.20 kg/sqm, which shall consist of blown type bitumen of grade 85/25 conforming to IS : 702, 3rd layer of roofing membrane APP modified Polymeric membrane 2.0 mm thick of 3.00 Kg/ sqm weight consisting of five layers prefabricated with centre core as 100 micron HMHDPE film sandwiched on both sides with polymeric mix and the polymeric mix is protected on both side with 20 micron HMHDPE film. 5th, the top most layer shall be finished with brick tiles of class designation 10 grouted with cement mortar 1:3 (1 cement : 3 fine sand) mixed with 2% integral water proofing compound by weight of cement over a 12 mm layer of cement mortar 1:3 (1 cement : 3 fine sand) and finished neat (item of laying brick tiles shall be paid for separately). | 7300.00 | Sqm | 10.00 | 450.00 | 3285000.00 | 780.00 | 5694000.00 | 350.00 | 2555000.00 | 500.00 | 3650000.00 | 400.00 | 2920000.00 | 350.00 | 2555000.00 | 2555000.00 | SR39 ENGINEERS PVT LTD, M I A CONSTRUCTION PVT LTD
4.05 | Providing and laying brick tiles over mumty roofs, grouted with cement mortar 1:3 (1 cement : 3 fine sand) mixed with 2% of integral water proofing compound by weight of cement, over 12 mm layer of cement mortar 1:3 (1 cement : 3 fine sand) and finished neat: With common burnt clay F.P.S. (non modular) brick tiles of class designation 10 | 6210.00 | Sqm | 10.00 | 500.00 | 3105000.00 | 750.00 | 4657500.00 | 550.00 | 3415500.00 | 500.00 | 3105000.00 | 400.00 | 2484000.00 | 400.00 | 2484000.00 | 2484000.00 | SR39 ENGINEERS PVT LTD, Naresh Kumar Gupta and Co Pvt Ltd
4.06 | Providing gola 75x75 mm in cement concrete 1:2:4 (1 cement : 2 coarse sand : 4 stone aggregate 10 mm and down gauge), including finishing with cement mortar 1:3 (1 cement : 3 fine sand) as per standard design : In 75x75 mm deep chase | 170.00 | Meter | 10.00 | 200.00 | 34000.00 | 120.00 | 20400.00 | 350.00 | 59500.00 | 140.00 | 23800.00 | 225.00 | 38250.00 | 220.00 | 37400.00 | 20400.00 | SRISHTI ENTERPRISES
4.07 | Making khurras 45x45 cm with average minimum thickness of 5 cm cement concrete 1:2:4 (1 cement : 2 coarse sand : 4 graded stone aggregate of 20 mm nominal size) over P.V.C. sheet 1 m x1 m x 400 micron, finished with 12 mm cement plaster 1:3 (1 cement : 3 coarse sand) and a coat of neat cement, rounding the edges and making and finishing the outlet complete. | 60.00 | Each | 10.00 | 200.00 | 12000.00 | 200.00 | 12000.00 | 200.00 | 12000.00 | 140.00 | 8400.00 | 225.00 | 13500.00 | 240.00 | 14400.00 | 8400.00 | Mid India Civil Erectors Pvt. Ltd
4.08 | Providing and fixing 4mm thick Aluminium Composite Panels (ACP)/ Aluminium Composite material (ACM) of grade 5005 alloy &amp; fire retardant (FR) grade mineral filled inorganic were of compliance to A2-s1,d0 for cladding of columns, walls, jambs, sills, projected area/ fascia, ceiling, decorative cladding on any surface to any profile and shape (pan shape) using stainless steel screws, nuts, bolts, washers, cleats, weather silicone sealant, backer rods etc. at horizontally/ vertically/ sloped/ curved/ circular etc. for all heights and levels as per drawings and specifications. Base frame work for ACP/ACM cladding is payable under the relevant aluminium items. | 5320.00 | Sqm | 10.00 | 3800.00 | 20216000.00 | 1890.00 | 10054800.00 | 2900.00 | 15428000.00 | 4150.00 | 22078000.00 | 3700.00 | 19684000.00 | 3400.00 | 18088000.00 | 10054800.00 | SRISHTI ENTERPRISES
4.09 | Providing & fixing in position Phenol bonded Bamboowood wall cladding at all height with planks of sizes 10mm thick, minimum 1800mm length and minimum 100 mm wide, in approved colour, texture and finish, having Performance Appraisal Certificate (PAC) issued by Building Materials & Technology Promotion Council (BMTPC), with necesasary profiled edges fixed with 40mm SS screws 5 nos in each tile to frame work made of second class teak wood of size 20x15 mm in centre of each tile and bottom and top of work height, 40x15mm placed at ends of each tile. The cladding shall be laid over SUB HEAD : 26- NEW TECHNOLOGIES AND MATERIALS 2051 backlayment of 1.00 mm thick expanded polyethylene foam of density 40kg/ cum in two layers, first layer on wall surface before fixing wooden frame and second layer on frame under cladding. The bamboowood planks shall have minimum density of 1000 Kg/cum & minimum Hardness 1000 Kgf. with Eco friendly UV coating, all complete as per direction of the Engineer in-charge | 120.00 | Sqm | 10.00 | 5200.00 | 624000.00 | 6900.00 | 828000.00 | 6600.00 | 792000.00 | 1950.00 | 234000.00 | 5000.00 | 600000.00 | 4500.00 | 540000.00 | 234000.00 | Mid India Civil Erectors Pvt. Ltd
4.10 | Providing and supplying aluminium extruded tubular and other aluminium sections as per the architectural drawings and approved shop drawings , the aluminium quality as per grade 6063 T5 or T6 as per BS 1474,including super durable powder coating of 60-80 microns conforming to AAMA 2604 of required colour and shade as approved by the Engineer-in-Charge. ( The item includes cost of material such as cleats, sleeves, screws etc. necessary for fabrication of extruded aluminium frame work. Nothing extra shall be paid on this account). The weight of aluminium extruded section shall be taken for purpose of payment | 31900.00 | Sqm | 10.00 | 460.00 | 14674000.00 | 185.00 | 5901500.00 | 350.00 | 11165000.00 | 50.00 | 1595000.00 | 330.00 | 10527000.00 | 325.00 | 10367500.00 | 1595000.00 | Mid India Civil Erectors Pvt. Ltd
4.11 | Providing and fixing factory made 18 mm thick single extruded WPC (Wood Polymer Composite) solid plain white colour board Jali, CNC (Computer numeric control) routed of approved design by Engineer-in -charge which are machine cut for duct/ shaft covering, partitions and facades comprising of virgin polymer of K value 58-60 (Suspension Grade), calcium corbonate and natural fibers (wood powder/ rice husk/wheat husk) and non toxic additives(maximum toxicity index of 12 for 100 gms) having minimum density of 650 kg/cum and screw withdrawal strength of 1800 N (Face) minimum compressive strength 50 N/mm2, modulus of elasticity 850 N/mm2 and resistance to spread of flame of Class A category with properties of being termite/borer proof, water/moisture proof and fire retardant and fixing on M.S (mild steel) frame made of 25 x 25 x 1.5 mm square hollow box section including applying a priming coat of approved steel primer, placed at grid made at 1.0 x 1.0 m or as per requirement at site with necessary stainless steel fasteners and SS screws etc., all complete as per direction of Engineer-In- Charge. (Note: M.S (mild steel) framework with priming coat and necessary SS fasteners and SS screws shall be paid separately. | 330.00 | Sqm | 10.00 | 3200.00 | 1056000.00 | 3900.00 | 1287000.00 | 3900.00 | 1287000.00 | 3500.00 | 1155000.00 | 2900.00 | 957000.00 | 2500.00 | 825000.00 | 825000.00 | SR39 ENGINEERS PVT LTD
4.12 | Providing and Fixing on cement plastered wall surface Eco-friendly, Hand-Made/Crafted, Artificial, light weight, 3D Decorative Wall Cladding having permanent finish, made from recycled raw materials, in various colours, designs and finishes, suitable for both interior as well as exterior application (exterior grade). Wall cladding material must be maintenance free, Fire-rated, weather resistant , termite proof, Algae fungus resistant, No VOC and zero smoke emission. Wall cladding must be suitable for fast and easy installation and must not discolour after application at various interior as well as exterior locations. Different colours, designs, finishes, sizes and patterns shall be used at different locations and final decision shall be taken as per choice of E-I-C/AAI, after submission of samples by contractor within 15 days of award of work. Wall cladding must be fixed on wall by skilled applicators only as per manufacturer's specifications and with the material and chemicals/adhesives provided/recommended by manufacturer specially for this cladding work. Wall cladding must be finished neat and clean as specified by manufacturer and as per instructions given time to time at site by representatives of E-I-C/AAI. Any defects observed during installation and before handing over of site must be rectified by contractor at his own cost before handing of site to AAI. If observed defects not rectified by contractor before handing over of site then up to 50% payment of cladding work shall be withold by E-I-C/AAI. Till complete handing over of site wall cladding must be protected by contractor with the suitable materials/means at his own cost and nothing extra shall be paid by AAI for this. Mandatory Conditions : 1. within 15 days of award of work, contractor shall submit samples of materials of different colour/design/finishes/sizes as desired by E-I-C/AAI. 2. within 7 days of approval of samples and locations contractor shall place order for all materials in required quantities. 3. within 30 days of placing of order, materials must be delivered at site. 4. execution timeline shall be decided by E-I-C/AAI and contracor shall adhere to the given timeline for the completion of this work as per schedule. 5. work shall be executed strictly by skilled applicators only and with the materials, chemicals, adhesives provided/recommended by manufacturer. 6. Contractor shall submit valid documents / proofs in support of equivalent make within 10 days of award of work and if found satisfactory then only equivalent make shall be approved by E-I-C/AAI , otherwise contractor shall submit the samples of approved make within 15 days of award of work. (a) Any design chosen by E-I-C/AAI from Laser-cut/Stone/Panel Format series of Cluster Stone wall cladding like I-sara/verticon-panels/barcode-panels/Cuatro/OS-Ridge/Simm Stone/Crosstine/Desert Dunes/Tree-Bark/Linea/Bubble-stone/Italian-Limestone etc. in any finish like crystal/molten lava/cortencrete/patina/sand-blast/reverse finish made by Flexstone or Technically and Aesthetically equivalent designs / patterns / finishes / sizes made with similar materials by an equivalent make approved by E-I-C/AAI. | 223.00 | Sqm | 100.00 | 11000.00 | 2453000.00 | 11900.00 | 2653700.00 | 8750.00 | 1951250.00 | 4500.00 | 1003500.00 | 3000.00 | 669000.00 | 8500.00 | 1895500.00 | 669000.00 | Naresh Kumar Gupta and Co Pvt Ltd
4.13 | Providing and Fixing on cement plastered wall surface Eco-friendly, Hand-Made/Crafted, Artificial, light weight, 3D Decorative Wall Cladding having permanent finish, made from recycled raw materials, in various colours, designs and finishes, suitable for both interior as well as exterior application (exterior grade). Wall cladding material must be maintenance free, Fire-rated, weather resistant , termite proof, Algae fungus resistant, No VOC and zero smoke emission. Wall cladding must be suitable for fast and easy installation and must not discolour after application at various interior as well as exterior locations. Different colours, designs, finishes, sizes and patterns shall be used at different locations and final decision shall be taken as per choice of E-I-C/AAI, after submission of samples by contractor within 15 days of award of work. Wall cladding must be fixed on wall by skilled applicators only as per manufacturer's specifications and with the material and chemicals/adhesives provided/recommended by manufacturer specially for this cladding work. Wall cladding must be finished neat and clean as specified by manufacturer and as per instructions given time to time at site by representatives of E-I-C/AAI. Any defects observed during installation and before handing over of site must be rectified by contractor at his own cost before handing of site to AAI. If observed defects not rectified by contractor before handing over of site then up to 50% payment of cladding work shall be withold by E-I-C/AAI. Till complete handing over of site wall cladding must be protected by contractor with the suitable materials/means at his own cost and nothing extra shall be paid by AAI for this. Mandatory Conditions : 1. within 15 days of award of work, contractor shall submit samples of materials of different colour/design/finishes/sizes as desired by E-I-C/AAI. 2. within 7 days of approval of samples and locations contractor shall place order for all materials in required quantities. 3. within 30 days of placing of order, materials must be delivered at site. 4. execution timeline shall be decided by E-I-C/AAI and contracor shall adhere to the given timeline for the completion of this work as per schedule. 5. work shall be executed strictly by skilled applicators only and with the materials, chemicals, adhesives provided/recommended by manufacturer. 6. Contractor shall submit valid documents / proofs in support of equivalent make within 10 days of award of work and if found satisfactory then only equivalent make shall be approved by E-I-C/AAI , otherwise contractor shall submit the samples of approved make within 15 days of award of work. (b) Any design chosen by E-I-C/AAI from Bricks series of Cluster Stone wall cladding in any finish made by Flexstone or Technically and Aesthetically equivalent designs / finishes / sizes made with similar materials by an equivalent make approved by E-I-C/AAI. | 223.00 | Sqm | 100.00 | 7800.00 | 1739400.00 | 6100.00 | 1360300.00 | 5700.00 | 1271100.00 | 2700.00 | 602100.00 | 3000.00 | 669000.00 | 6000.00 | 1338000.00 | 602100.00 | Mid India Civil Erectors Pvt. Ltd
4.14 | Providing and Fixing on any wall / column / floor surfaces (made of cement / concrete / steel ), Light Weight, High Quality, Flexible, Natural Stone Veneer (thin layer of Stone) crafted using genuine stone in various finishes like Metallic / Rustic / Full Polished / High Glossy / Glossy / Matt / Full Body (S&P) finish, in various sizes like 300x600, 600x600, 600x1200 mm sizes in various designs, patterns and colours, suitable for application in interior as well as exterior (Exterior grade). These Natural Stone Veneer must be maintenance free, Fire-resistant, water resistant and must be suitable for fast and easy installation. Different designs, patterns, finishes, sizes and colours shall be used at different locations and final decision in this regard shall be taken as per choice of E-I-C/AAI, after submission of samples by contractor within 15 days of award of work. These Natural Stone Veneers must be fixed by skilled applicators only as per manufacturer's specifications and with the material and chemicals/adhesives provided/recommended by manufacturer specially for this work. After application these Natural Stone Veneer must be finished neat and clean as specified by manufacturer and as per instructions given time to time at site by representatives of E-I-C/AAI. Any defects observed during installation and before handing over of site must be rectified by contractor at his own cost before handing over of site to AAI. If observed defects not rectified by contractor before handing over of site then up to 50% payment of this work shall be withold by E-I-C/AAI. Till complete handing over of site these Natural Stone Veneers must be protected by contractor with the suitable materials/means at his own cost and nothing extra shall be paid by AAI for this. Mandatory Conditions : 1. within 15 days of award of work, contractor shall submit samples of materials of different design/patterns/finishes/sizes as desired by E-I-C/AAI. 2. within 7 days of approval of samples and locations, contractor shall place order for all materials in required quantities. 3. within 30 days of placing of order, materials must be delivered at site. 4. execution timeline shall be decided by E-I-C/AAI and contracor shall adhere to the given timeline for the completion of this work as per schedule. 5. work shall be executed strictly by skilled applicators only and with the materials, chemicals, adhesives provided/recommended by manufacturer. 6. Contractor shall submit valid documents / proofs in support of equivalent make within 10 days of award of work and if found satisfactory then only equivalent make shall be approved by E-I-C/AAI , otherwise contractor shall submit the samples of approved make within 15 days of award of work. (a) Any design chosen by E-I-C/AAI from Latest Catalogue of Natural Stone Veneer from Quartzite and Slate Series of The Rolling Stone manufactured by Laksh Decor Pvt. Ltd. or Technically and Aesthetically equivalent designs / colours / finishes / thicknesses / sizes made with similar materials by an equivalent make approved by E-I-C/AAI. | 264.00 | Sqm | 10.00 | 7700.00 | 2032800.00 | 3640.00 | 960960.00 | 3900.00 | 1029600.00 | 2400.00 | 633600.00 | 1500.00 | 396000.00 | 4100.00 | 1082400.00 | 396000.00 | Naresh Kumar Gupta and Co Pvt Ltd
4.15 | Providing and Fixing on any wall / column / floor surfaces (made of cement / concrete / steel ), Light Weight, High Quality, Flexible, Natural Stone Veneer (thin layer of Stone) crafted using genuine stone in various finishes like Metallic / Rustic / Full Polished / High Glossy / Glossy / Matt / Full Body (S&P) finish, in various sizes like 300x600, 600x600, 600x1200 mm sizes in various designs, patterns and colours, suitable for application in interior as well as exterior (Exterior grade). These Natural Stone Veneer must be maintenance free, Fire-resistant, water resistant and must be suitable for fast and easy installation. Different designs, patterns, finishes, sizes and colours shall be used at different locations and final decision in this regard shall be taken as per choice of E-I-C/AAI, after submission of samples by contractor within 15 days of award of work. These Natural Stone Veneers must be fixed by skilled applicators only as per manufacturer's specifications and with the material and chemicals/adhesives provided/recommended by manufacturer specially for this work. After application these Natural Stone Veneer must be finished neat and clean as specified by manufacturer and as per instructions given time to time at site by representatives of E-I-C/AAI. Any defects observed during installation and before handing over of site must be rectified by contractor at his own cost before handing over of site to AAI. If observed defects not rectified by contractor before handing over of site then up to 50% payment of this work shall be withold by E-I-C/AAI. Till complete handing over of site these Natural Stone Veneers must be protected by contractor with the suitable materials/means at his own cost and nothing extra shall be paid by AAI for this. Mandatory Conditions : 1. within 15 days of award of work, contractor shall submit samples of materials of different design/patterns/finishes/sizes as desired by E-I-C/AAI. 2. within 7 days of approval of samples and locations, contractor shall place order for all materials in required quantities. 3. within 30 days of placing of order, materials must be delivered at site. 4. execution timeline shall be decided by E-I-C/AAI and contracor shall adhere to the given timeline for the completion of this work as per schedule. 5. work shall be executed strictly by skilled applicators only and with the materials, chemicals, adhesives provided/recommended by manufacturer. 6. Contractor shall submit valid documents / proofs in support of equivalent make within 10 days of award of work and if found satisfactory then only equivalent make shall be approved by E-I-C/AAI , otherwise contractor shall submit the samples of approved make within 15 days of award of work. (b) Any design chosen by E-I-C/AAI from Latest Catalogue of Natural Stone Veneer from Marble and Sand Series of The Rolling Stone manufactured by Laksh Decor Pvt. Ltd. or Technically and Aesthetically equivalent designs / colours / finishes / thicknesses / sizes made with similar materials by an equivalent make approved by E-I-C/AAI. | 396.00 | Sqm | 10.00 | 6800.00 | 2692800.00 | 3300.00 | 1306800.00 | 3900.00 | 1544400.00 | 2400.00 | 950400.00 | 1500.00 | 594000.00 | 4400.00 | 1742400.00 | 594000.00 | Naresh Kumar Gupta and Co Pvt Ltd
4.16 | Providing and Fixing on any Wall / Ceiling surface, High Quality, Light Weight, Seamless, Flexible, Interlockable (tongue and groove technology), Environment Friendly, Superior Polished Finish Wall and Ceiling Panels in Facade and Soffit System screwed directly on wall and ceiling in various shades (Wooden/Marble/Metallic/Fabric), Textures, patterns and Sizes, suitable for application in interior as well as exterior (Exterior grade). These Wall and Ceiling Panels in Facade and Soffit System must be maintenance free, Fire-resistant, water resistant, scratch resistant, anti-bacterial, termite and rust proof , Lead-Free, No-VOC Emmission and must be suitable for fast and easy installation. Different designs, patterns, finishes, sizes and colours shall be used at different locations and final decision in this regard shall be taken as per choice of E-I-C/AAI, after submission of samples by contractor within 15 days of award of work. These Wall and Ceiling Panels in Facade and Soffit System must be fixed by skilled applicators only as per manufacturer's specifications and with the materials and chemicals/adhesives provided/recommended by manufacturer specially for this work. After application These Wall and Ceiling Panels in Facade and Soffit System must be finished neat and clean as specified by manufacturer and as per instructions given time to time at site by representatives of E-I-C/AAI. Any defects observed during installation and before handing over of site must be rectified by contractor at his own cost before handing over of site to AAI. If observed defects not rectified by contractor before handing over of site then up to 50% payment of this work shall be withold by E-I-C/AAI. Till complete handing over of site these Wall and Ceiling Panels in Facade and Soffit System must be protected by contractor with the suitable materials/means at his own cost and nothing extra shall be paid by AAI for this. Mandatory Conditions : 1. within 15 days of award of work, contractor shall submit samples of different design/patterns/colours/textures/finishes/sizes of these Wall and Ceiling Panels in Facade and Soffit System as desired by E-I-C/AAI. 2. within 7 days of approval of samples and locations, contractor shall place order for all materials in required quantities. 3. within 30 days of placing of order, all designs of Murals must be delivered at site. 4. execution timeline shall be decided by E-I-C/AAI and contracor shall adhere to the given timeline for the completion of this work as per schedule. 5. work shall be executed strictly by skilled applicators only and with the materials, chemicals, adhesives provided/recommended by manufacturer. 6. Contractor shall submit valid documents / proofs in support of equivalent make within 10 days of award of work and if found satisfactory then only equivalent make shall be approved by E-I-C/AAI , otherwise contractor shall submit the samples of approved make within 15 days of award of work.. (a) Any design/patterns/colours/textures/finishes/sizes chosen by E-I-C/AAI from Latest Catalogue of these Wall and Ceiling Panels in Facade and Soffit System for Interior as well as Exterior application manufactured by Pare Innovations Pvt. Ltd. or Technically and Aesthetically equivalent Wall and Ceiling Panels made with similar quality and technology by an equivalent make approved by E-I-C/AAI. | 660.00 | Sqm | 10.00 | 5500.00 | 3630000.00 | 4900.00 | 3234000.00 | 8700.00 | 5742000.00 | 1450.00 | 957000.00 | 2000.00 | 1320000.00 | 3600.00 | 2376000.00 | 957000.00 | Mid India Civil Erectors Pvt. Ltd
4.17 | Providing and Fixing on any wall / column / cladding / Panelling / Counter top etc., High Quality, Light Weight, Flexible, Superior Seamless finish, Translucent Alabaster Sheet Panels (Back Lighted Panels which allows diffused light to permeate through) suitable for application in interior, minimum thickness 3/5 mm, in various Designs, Patterns, Finishes, Textures and Colours in required sizes alongwith provision of backing and framing, if required, and providing required numbers of appropriate lightings and electrical fixtures etc. as required / specified / recommended by manufacturer. Cost of backing, framing, lightings and electrical fixtures etc. shall be reimbursed as per respective items and rates quoted by the contractor in the schedule. These Translucent Alabaster Sheets must be maintenance free, Fire-resistant, Moisture resistant, Impact Resistant, UV radiation resistant, suitable for fast and easy installation. Different Designs, Patterns, Finishes, Textures and colours shall be used at different locations and final decision in this regard shall be taken as per choice of E-I-C/AAI, after submission of samples by contractor within 15 days of award of work. These Translucent Alabaster Sheets Panels must be fixed by skilled applicators only as per manufacturer's specifications and with the material and chemicals/adhesives provided/recommended by manufacturer specially for this work. After application these Alabaster Sheet Panels must be finished neat and clean as specified by manufacturer and as per instructions given time to time at site by representatives of E-I-C/AAI. Any defects observed during installation and before handing over of site must be rectified by contractor at his own cost before handing over of site to AAI. If observed defects not rectified by contractor before handing over of site then up to 50% payment of this work shall be withold by E-I-C/AAI. Till complete handing over of site these Translucent Alabaster Sheet Panels must be protected by contractor with the suitable materials/means at his own cost and nothing extra shall be paid by AAI for this. ( For Payment Purpose only Plan area shall be measured after fixing / application in mtrs. up to 2 places of decimal by steel tape ). Mandatory Conditions : 1. within 15 days of award of work, contractor shall submit samples of different Designs, Patterns, Finishes, Textures and Colours as desired by E-I-C/AAI. 2. within 7 days of approval of samples and locations, contractor shall place order for all materials in required quantities. 3. within 30 days of placing of order, materials must be delivered at site. 4. execution timeline shall be decided by E-I-C/AAI and contracor shall adhere to the given timeline for the completion of this work as per schedule. 5. work shall be executed strictly by skilled applicators only and with the materials, chemicals, adhesives provided/recommended by manufacturer. 6. Contractor shall submit valid documents / proofs in support of equivalent make within 10 days of award of work and if found satisfactory then only equivalent make shall be approved by E-I-C/AAI , otherwise contractor shall submit the samples of approved make within 15 days of award of work. (a) Any Design chosen by E-I-C/AAI from Latest Catalogue of Translucent Alabaster Sheet Panels of minimum thickness 3 mm manufactured by Shruti Plastwood creations or Technically and Aesthetically equivalent Designs, Patterns, Finishes, Textures and Colours made with similar materials by an equivalent make approved by E-I-C/AAI. | 132.00 | Sqm | 10.00 | 8400.00 | 1108800.00 | 4900.00 | 646800.00 | 3300.00 | 435600.00 | 3920.00 | 517440.00 | 3000.00 | 396000.00 | 3690.00 | 487080.00 | 396000.00 | Naresh Kumar Gupta and Co Pvt Ltd
4.18 | Providing and Fixing on any wall / column / cladding / Panelling / Counter top etc., High Quality, Light Weight, Flexible, Superior Seamless finish, Translucent Alabaster Sheet Panels (Back Lighted Panels which allows diffused light to permeate through) suitable for application in interior, minimum thickness 3/5 mm, in various Designs, Patterns, Finishes, Textures and Colours in required sizes alongwith provision of backing and framing, if required, and providing required numbers of appropriate lightings and electrical fixtures etc. as required / specified / recommended by manufacturer. Cost of backing, framing, lightings and electrical fixtures etc. shall be reimbursed as per respective items and rates quoted by the contractor in the schedule. These Translucent Alabaster Sheets must be maintenance free, Fire-resistant, Moisture resistant, Impact Resistant, UV radiation resistant, suitable for fast and easy installation. Different Designs, Patterns, Finishes, Textures and colours shall be used at different locations and final decision in this regard shall be taken as per choice of E-I-C/AAI, after submission of samples by contractor within 15 days of award of work. These Translucent Alabaster Sheets Panels must be fixed by skilled applicators only as per manufacturer's specifications and with the material and chemicals/adhesives provided/recommended by manufacturer specially for this work. After application these Alabaster Sheet Panels must be finished neat and clean as specified by manufacturer and as per instructions given time to time at site by representatives of E-I-C/AAI. Any defects observed during installation and before handing over of site must be rectified by contractor at his own cost before handing over of site to AAI. If observed defects not rectified by contractor before handing over of site then up to 50% payment of this work shall be withold by E-I-C/AAI. Till complete handing over of site these Translucent Alabaster Sheet Panels must be protected by contractor with the suitable materials/means at his own cost and nothing extra shall be paid by AAI for this. ( For Payment Purpose only Plan area shall be measured after fixing / application in mtrs. up to 2 places of decimal by steel tape ). Mandatory Conditions : 1. within 15 days of award of work, contractor shall submit samples of different Designs, Patterns, Finishes, Textures and Colours as desired by E-I-C/AAI. 2. within 7 days of approval of samples and locations, contractor shall place order for all materials in required quantities. 3. within 30 days of placing of order, materials must be delivered at site. 4. execution timeline shall be decided by E-I-C/AAI and contracor shall adhere to the given timeline for the completion of this work as per schedule. 5. work shall be executed strictly by skilled applicators only and with the materials, chemicals, adhesives provided/recommended by manufacturer. 6. Contractor shall submit valid documents / proofs in support of equivalent make within 10 days of award of work and if found satisfactory then only equivalent make shall be approved by E-I-C/AAI , otherwise contractor shall submit the samples of approved make within 15 days of award of work. (b) Any Design chosen by E-I-C/AAI from Latest Catalogue of Translucent Alabaster Sheet Panels of minimum thickness 5 mm manufactured by Shruti Plastwood creations or Technically and Aesthetically equivalent Designs, Patterns, Finishes, Textures and Colours made with similar materials by an equivalent make approved by E-I-C/AAI. | 132.00 | Sqm | 10.00 | 8400.00 | 1108800.00 | 5740.00 | 757680.00 | 4700.00 | 620400.00 | 2950.00 | 389400.00 | 3000.00 | 396000.00 | 5000.00 | 660000.00 | 389400.00 | Mid India Civil Erectors Pvt. Ltd
4.19 | Providing and Fixing on any wall / column / Panelling / Cladding / Counter top etc., High Quality, Light Weight, Flexible, Superior Seamless finish, UV Marble sheets / PVC Laminate suitable for application in interior, having minimum thickness 2.5 mm, in various Designs, Patterns, Finishes, Textures and Colours in required sizes alongwith provision of suitable backing and framing, if required, and providing and fixing required numbers of appropriate highliter light fittings and electrical fixtures etc. as required / specified / recommended by manufacturer to highlight these UV Marble Sheets in Panelling / Cladding etc. up to the satisfaction of E-I-C/AAI. Cost of backing, framing, lightings and electrical fixtures etc. shall be reimbursed as per respective items and rates quoted by the contractor in the schedule. These UV Marble sheets must be maintenance free, Fire-resistant, Moisture resistant, Impact Resistant, UV radiation resistant and suitable for fast and easy installation. Different Designs, Patterns, Finishes, Textures and colours shall be used at different locations and final decision in this regard shall be taken as per choice of E-I-C/AAI, after submission of samples by contractor within 15 days of award of work. These UV Marble sheets / Panels must be fixed by skilled applicators only as per manufacturer's specifications and with the material and chemicals/adhesives provided/recommended by manufacturer specially for this work. After application these UV Marble sheets must be finished neat and clean as specified by manufacturer and as per instructions given time to time at site by representatives of E-I-C/AAI. Any defects observed during installation and before handing over of site must be rectified by contractor at his own cost before handing over of site to AAI. If observed defects not rectified by contractor before handing over of site then up to 50% payment of this work shall be withold by E-I-C/AAI. Till complete handing over of site these UV Marble sheets must be protected by contractor with the suitable materials/means at his own cost and nothing extra shall be paid by AAI for this. ( For Payment Purpose only Plan area shall be measured after fixing / application in mtrs. up to 2 places of decimal by steel tape ) Mandatory Conditions : 1. within 15 days of award of work, contractor shall submit samples of different Designs, Patterns, Finishes, Textures and Colours as desired by E-I-C/AAI. 2. within 7 days of approval of samples and locations, contractor shall place order for all materials in required quantities. 3. within 30 days of placing of order, materials must be delivered at site. 4. execution timeline shall be decided by E-I-C/AAI and contracor shall adhere to the given timeline for the completion of this work as per schedule. 5. work shall be executed strictly by skilled applicators only and with the materials, chemicals, adhesives provided/recommended by manufacturer.. 6. Contractor shall submit valid documents / proofs in support of equivalent make within 10 days of award of work and if found satisfactory then only equivalent make shall be approved by E-I-C/AAI , otherwise contractor shall submit the samples of approved make within 15 days of award of work. (a) Any Design chosen by E-I-C/AAI from Latest Catalogue of UV Marble Sheets / Panels of minimum thickness 2.5 mm manufactured by Shruti Plastwood creations or Technically and Aesthetically equivalent Designs, Patterns, Finishes, Textures and Colours made with similar materials by an equivalent make approved by E-I-C/AAI. | 660.00 | Sqm | 10.00 | 6600.00 | 4356000.00 | 1050.00 | 693000.00 | 1350.00 | 891000.00 | 1150.00 | 759000.00 | 3000.00 | 1980000.00 | 1400.00 | 924000.00 | 693000.00 | SRISHTI ENTERPRISES
4.20 | Providing and Fixing on any wall / column / Panelling / Cladding / Counter etc., High Quality, Light Weight, Superior Seamless finish, 3D, Decorative, Designer Charcopanels (made with mixture of Charcoal and Polystyrene), suitable for application in interior and Exterior both (Exterior Grade), having minimum thickness 5 mm, in various Designs, Patterns, Finishes, Textures and Colours in required sizes alongwith provision of suitable backing and framing, if required, and providing and fixing required numbers of appropriate highliter light fittings and electrical fixtures etc. as required / specified / recommended by manufacturer to highlight these Panels/Sheets in Panelling / Cladding etc. up to the satisfaction of E-I-C/AAI. Cost of backing, framing, lightings and electrical fixtures etc. shall be reimbursed as per respective items and rates quoted by the contractor in the schedule. These Panels/sheets must be maintenance free, Fire-retardent, water proof, Termite Proof, Warping resistant and suitable for fast and easy installation. Different Designs, Patterns, Finishes, Textures and colours shall be used at different locations and final decision in this regard shall be taken as per choice of E-I-C/AAI, after submission of samples by contractor within 15 days of award of work. These Panels/sheets must be fixed by skilled applicators only as per manufacturer's specifications and with the material and chemicals/adhesives provided/recommended by manufacturer specially for this work. After application these Panels/sheets must be finished neat and clean as specified by manufacturer and as per instructions given time to time at site by representatives of E-I-C/AAI. Any defects observed during installation and before handing over of site must be rectified by contractor at his own cost before handing over of site to AAI. If observed defects not rectified by contractor before handing over of site then up to 50% payment of this work shall be withold by E-I-C/AAI. Till complete handing over of site these Panels/sheets must be protected by contractor with the suitable materials/means at his own cost and nothing extra shall be paid by AAI for this. ( For Payment Purpose only Plan area shall be measured after fixing / application in mtrs. up to 2 places of decimal by steel tape ) Mandatory Conditions : 1. within 15 days of award of work, contractor shall submit samples of different Designs, Patterns, Finishes, Textures and Colours as desired by E-I-C/AAI. 2. within 7 days of approval of samples and locations, contractor shall place order for all materials in required quantities.. 3. within 30 days of placing of order, materials must be delivered at site. 4. execution timeline shall be decided by E-I-C/AAI and contracor shall adhere to the given timeline for the completion of this work as per schedule.. 5. work shall be executed strictly by skilled applicators only and with the materials, chemicals, adhesives provided/recommended by manufacturer. 6. Contractor shall submit valid documents / proofs in support of equivalent make within 10 days of award of work and if found satisfactory then only equivalent make shall be approved by E-I-C/AAI , otherwise contractor shall submit the samples of approved make within 15 days of award of work. (a) Any Design chosen by E-I-C/AAI from Latest Catalogue of Charcopanels of minimum thickness 5 mm manufactured by Glo Panels Pvt. Ltd. or Technically and Aesthetically equivalent Designs, Patterns, Finishes, Textures and Colours of panels made with similar materials by an equivalent make approved by E-I-C/AAI. These Panels must be easily paintable in any colour of choice and must be painted in desired colours after fixing with the suitable type of paint as specified/recommended by manufacturer and approved by E-I-C/AAI and must be finished properly. Cost of painting of these Panels shall be reimbursed as per respective items and rates quoted by the contractor in the schedule. | 660.00 | sqm | 10.00 | 6800.00 | 4488000.00 | 1700.00 | 1122000.00 | 6300.00 | 4158000.00 | 980.00 | 646800.00 | 1800.00 | 1188000.00 | 2100.00 | 1386000.00 | 646800.00 | Mid India Civil Erectors Pvt. Ltd
4.21 | Providing and Fixing on any wall / column / Panelling / Cladding / Counter etc., High Quality, Light Weight, Superior Seamless finish, 3D, Decorative, Designer, Interlocking Panels, made with mixture of Charcoal and Polystyrene, suitable for application in interior, having minimum Length 2400 mm, minimum width 100 mm and minimum thickness 10 mm, in various Designs, Patterns, Finishes, Textures and Colours in required sizes alongwith provision of suitable backing and framing, if required, and providing and fixing required numbers of appropriate highliter light fittings and electrical fixtures etc. as required / specified / recommended by manufacturer to highlight these Panels/Sheets in Panelling / Cladding etc. up to the satisfaction of E-I-C/AAI. Cost of backing, framing, lightings and electrical fixtures etc. shall be reimbursed as per respective items and rates quoted by the contractor in the schedule. These Panels/sheets must be maintenance free, Fire-retardent, water proof, Termite Proof, Warping resistant and suitable for fast and easy installation. Different Designs, Patterns, Finishes, Textures and colours shall be used at different locations and final decision in this regard shall be taken as per choice of E-I-C/AAI, after submission of samples by contractor within 15 days of award of work. These Panels/sheets must be fixed by skilled applicators only as per manufacturer's specifications and with the material and chemicals/adhesives provided/recommended by manufacturer specially for this work. After application these Panels/sheets must be finished neat and clean as specified by manufacturer and as per instructions given time to time at site by representatives of E-I-C/AAI. Any defects observed during installation and before handing over of site must be rectified by contractor at his own cost before handing over of site to AAI. If observed defects not rectified by contractor before handing over of site then up to 50% payment of this work shall be withold by E-I-C/AAI. Till complete handing over of site these Panels/sheets must be protected by contractor with the suitable materials/means at his own cost and nothing extra shall be paid by AAI for this. ( For Payment Purpose only Plan area shall be measured after fixing / application in mtrs. up to 2 places of decimal by steel tape ) Mandatory Conditions : 1. within 15 days of award of work, contractor shall submit samples of different Designs, Patterns, Finishes, Textures and Colours as desired by E-I-C/AAI. 2. within 7 days of approval of samples and locations, contractor shall place order for all materials in required quantities.. 3. within 30 days of placing of order, materials must be delivered at site. 4. execution timeline shall be decided by E-I-C/AAI and contracor shall adhere to the given timeline for the completion of this work as per schedule.. 5. work shall be executed strictly by skilled applicators only and with the materials, chemicals, adhesives provided/recommended by manufacturer. 6. Contractor shall submit valid documents / proofs in support of equivalent make within 10 days of award of work and if found satisfactory then only equivalent make shall be approved by E-I-C/AAI , otherwise contractor shall submit the samples of approved make within 15 days of award of work. (a) Any Design chosen by E-I-C/AAI from Latest Catalogue of Interlocking panels Glovers manufactured by Glo Panels Pvt. Ltd. or Technically and Aesthetically equivalent Designs, Patterns, Finishes, Textures and Colours of panels made with similar materials by an equivalent make approved by E-I-C/AAI. | 396.00 | Sqm | 10.00 | 6800.00 | 2692800.00 | 2900.00 | 1148400.00 | 7200.00 | 2851200.00 | 1950.00 | 772200.00 | 3500.00 | 1386000.00 | 4100.00 | 1623600.00 | 772200.00 | Mid India Civil Erectors Pvt. Ltd
4.22 | Providing and Fixing on any wall / column / Panelling / Cladding / Counter etc., High Quality, Light Weight, Superior Seamless finish, 3D, Decorative, UV Protected, Designer, Artificial Vertical garden ( panels covered with artificial green plants and flowers fixed on plastic base), giving realistic look and feel of natural garden and difficult to distinguish from the original green plants and colourful flowers, made of PE and suitable for application in interior, having minimum Warranty of same colours/looks for 5 years, in various Designs, Patterns, Finishes, Textures and Colours in required sizes alongwith provision of suitable backing and framing, if required, and providing and fixing required numbers of appropriate highliter light fittings and electrical fixtures etc. as required / specified / recommended by manufacturer to highlight these Panels/Sheets in Panelling / Cladding etc. up to the satisfaction of E-I-C/AAI. Cost of backing, framing, lightings and electrical fixtures etc. shall be reimbursed as per respective items and rates quoted by the contractor in the schedule. These Panels/sheets must be maintenance free, UV Protected and suitable for fast and easy installation. Different Designs, Patterns, Finishes, Textures and colours shall be used at different locations and final decision in this regard shall be taken as per choice of E-I-C/AAI, after submission of samples by contractor within 15 days of award of work. These Panels/sheets must be fixed by skilled applicators only as per manufacturer's specifications and with the material and chemicals/adhesives provided/recommended by manufacturer specially for this work. After application these Panels/sheets must be finished neat and clean as specified by manufacturer and as per instructions given time to time at site by representatives of E-I-C/AAI. Any defects observed during installation and before handing over of site must be rectified by contractor at his own cost before handing over of site to AAI. If observed defects not rectified by contractor before handing over of site then up to 50% payment of this work shall be withold by E-I-C/AAI. Till complete handing over of site these Panels/sheets must be protected by contractor with the suitable materials/means at his own cost and nothing extra shall be paid by AAI for this. ( For Payment Purpose only Plan area shall be measured after fixing / application in mtrs. up to 2 places of decimal by steel tape ) Mandatory Conditions : 1. within 15 days of award of work, contractor shall submit samples of different Designs, Patterns, Finishes, Textures and Colours as desired by E-I-C/AAI. 2. within 7 days of approval of samples and locations, contractor shall place order for all materials in required quantities.. 3. within 30 days of placing of order, materials must be delivered at site. 4. execution timeline shall be decided by E-I-C/AAI and contracor shall adhere to the given timeline for the completion of this work as per schedule.. 5. work shall be executed strictly by skilled applicators only and with the materials, chemicals, adhesives provided/recommended by manufacturer. 6. Contractor shall submit valid documents / proofs in support of equivalent make within 10 days of award of work and if found satisfactory then only equivalent make shall be approved by E-I-C/AAI , otherwise contractor shall submit the samples of approved make within 15 days of award of work. (a) Any Design chosen from Catalogue Design no. 8451(UV), 8458(UV), 8236(UV), 8378(UV), 8230(UV), 8376(UV) by E-I-C/AAI from Latest Catalogue of Vertical Garden Evergreen Walls manufactured by Glo Panels Pvt. Ltd. or Technically and Aesthetically equivalent Designs, Patterns, Finishes, Textures and Colours of Vertical garden made with similar materials by an equivalent make approved by E-I-C/AAI. | 330.00 | Sqm | 10.00 | 6800.00 | 2244000.00 | 9500.00 | 3135000.00 | 17500.00 | 5775000.00 | 1950.00 | 643500.00 | 9000.00 | 2970000.00 | 10000.00 | 3300000.00 | 643500.00 | Mid India Civil Erectors Pvt. Ltd
4.23 | Providing and Fixing on cement plastered wall surface High Quality, 3D, Decorative, Designer Wall Tiles/Blocks in various materials, designs, patterns, finishes, textures, colours, sizes and thicknesses. These Designer Wall Tiles/Blocks must be maintenance free, Fire-resistant, water resistant and must be suitable for fast and easy installation at any locations. Different designs, patterns, finishes, textures, colours, sizes and thicknesses shall be used at different locations and final decision shall be taken as per choice of E-I-C/AAI, after submission of samples by contractor within 15 days of award of work. These Designer Wall Tiles/Blocks must be fixed on wall by skilled applicators only as per manufacturer's specifications and with the material and chemicals/adhesives provided/recommended by manufacturer specially for this work. After application wall Tiles/Blocks must be finished neat and clean as specified by manufacturer and as per instructions given time to time at site by representatives of E-I-C/AAI. Any defects observed during installation and before handing over of site must be rectified by contractor at his own cost before handing over of site to AAI. If observed defects not rectified by contractor before handing over of site then up to 50% payment of Wall Tiles/Blocks work shall be withold by E-I-C/AAI. Till complete handing over of site Wall Tiles/Blocks must be protected by contractor with the suitable materials/means at his own cost and nothing extra shall be paid by AAI for this. Mandatory Conditions : 1. within 15 days of award of work, contractor shall submit samples of materials of different designs, patterns, finishes, textures, colours, sizes and thicknesses as desired by E-I-C/AAI. 2. within 7 days of approval of samples and locations, contractor shall place order for all materials in required quantities. 3. within 30 days of placing of order, materials must be delivered at site. 4. execution timeline shall be decided by E-I-C/AAI and contracor shall adhere to the given timeline for the completion of this work as per schedule. 5. work shall be executed strictly by skilled applicators only and with the materials, chemicals, adhesives provided/recommended by manufacturer. 6. Contractor shall submit valid documents / proofs in support of equivalent make within 10 days of award of work and if found satisfactory then only equivalent make shall be approved by E-I-C/AAI , otherwise contractor shall submit the samples of approved make within 15 days of award of work. (a) Any design chosen by E-I-C/AAI from Latest Catalogue of 3D, Decorative, White Cement based, Superior Quality, Designer Wall Tiles/Blocks in any designs, patterns, finishes, textures, colours, sizes and thicknesses from Artistic Oblique series manufactured by Laksh Decor Pvt. Ltd. or Technically and Aesthetically equivalent designs, patterns, finishes, textures, colours, sizes and thicknesses made with similar materials by an equivalent make approved by E-I-C/AAI. | 231.00 | Sqm | 100.00 | 6800.00 | 1570800.00 | 7300.00 | 1686300.00 | 6900.00 | 1593900.00 | 1950.00 | 450450.00 | 1500.00 | 346500.00 | 7500.00 | 1732500.00 | 346500.00 | Naresh Kumar Gupta and Co Pvt Ltd
4.24 | Providing and Fixing on cement plastered wall surface High Quality, 3D, Decorative, Designer Wall Tiles/Blocks in various materials, designs, patterns, finishes, textures, colours, sizes and thicknesses. These Designer Wall Tiles/Blocks must be maintenance free, Fire-resistant, water resistant and must be suitable for fast and easy installation at any locations. Different designs, patterns, finishes, textures, colours, sizes and thicknesses shall be used at different locations and final decision shall be taken as per choice of E-I-C/AAI, after submission of samples by contractor within 15 days of award of work. These Designer Wall Tiles/Blocks must be fixed on wall by skilled applicators only as per manufacturer's specifications and with the material and chemicals/adhesives provided/recommended by manufacturer specially for this work. After application wall Tiles/Blocks must be finished neat and clean as specified by manufacturer and as per instructions given time to time at site by representatives of E-I-C/AAI. Any defects observed during installation and before handing over of site must be rectified by contractor at his own cost before handing over of site to AAI. If observed defects not rectified by contractor before handing over of site then up to 50% payment of Wall Tiles/Blocks work shall be withold by E-I-C/AAI. Till complete handing over of site Wall Tiles/Blocks must be protected by contractor with the suitable materials/means at his own cost and nothing extra shall be paid by AAI for this. Mandatory Conditions : 1. within 15 days of award of work, contractor shall submit samples of materials of different designs, patterns, finishes, textures, colours, sizes and thicknesses as desired by E-I-C/AAI. 2. within 7 days of approval of samples and locations, contractor shall place order for all materials in required quantities. 3. within 30 days of placing of order, materials must be delivered at site. 4. execution timeline shall be decided by E-I-C/AAI and contracor shall adhere to the given timeline for the completion of this work as per schedule. 5. work shall be executed strictly by skilled applicators only and with the materials, chemicals, adhesives provided/recommended by manufacturer. 6. Contractor shall submit valid documents / proofs in support of equivalent make within 10 days of award of work and if found satisfactory then only equivalent make shall be approved by E-I-C/AAI , otherwise contractor shall submit the samples of approved make within 15 days of award of work. (b) Any design chosen by E-I-C/AAI from Latest Catalogue of 3D, Decorative, Glass Fiber Reinforced Concrete (GRC) Wall Tiles/Blocks in any designs, patterns, finishes, textures, colours, sizes and thicknesses made by Squircle Commercial Art LLP or Technically and Aesthetically equivalent designs, patterns, finishes, textures, colours, sizes and thicknesses made with similar materials by an equivalent make approved by E-I-C/AAI. | 330.00 | Sqm | 100.00 | 8600.00 | 2838000.00 | 2600.00 | 858000.00 | 4500.00 | 1485000.00 | 1750.00 | 577500.00 | 2000.00 | 660000.00 | 2650.00 | 874500.00 | 577500.00 | Mid India Civil Erectors Pvt. Ltd
4.25 | Providing and Fixing on cement plastered wall surface High Quality, 3D, Decorative, Designer Wall Tiles/Blocks in various materials, designs, patterns, finishes, textures, colours, sizes and thicknesses. These Designer Wall Tiles/Blocks must be maintenance free, Fire-resistant, water resistant and must be suitable for fast and easy installation at any locations. Different designs, patterns, finishes, textures, colours, sizes and thicknesses shall be used at different locations and final decision shall be taken as per choice of E-I-C/AAI, after submission of samples by contractor within 15 days of award of work. These Designer Wall Tiles/Blocks must be fixed on wall by skilled applicators only as per manufacturer's specifications and with the material and chemicals/adhesives provided/recommended by manufacturer specially for this work. After application wall Tiles/Blocks must be finished neat and clean as specified by manufacturer and as per instructions given time to time at site by representatives of E-I-C/AAI. Any defects observed during installation and before handing over of site must be rectified by contractor at his own cost before handing over of site to AAI. If observed defects not rectified by contractor before handing over of site then up to 50% payment of Wall Tiles/Blocks work shall be withold by E-I-C/AAI. Till complete handing over of site Wall Tiles/Blocks must be protected by contractor with the suitable materials/means at his own cost and nothing extra shall be paid by AAI for this. Mandatory Conditions : 1. within 15 days of award of work, contractor shall submit samples of materials of different designs, patterns, finishes, textures, colours, sizes and thicknesses as desired by E-I-C/AAI. 2. within 7 days of approval of samples and locations, contractor shall place order for all materials in required quantities. 3. within 30 days of placing of order, materials must be delivered at site. 4. execution timeline shall be decided by E-I-C/AAI and contracor shall adhere to the given timeline for the completion of this work as per schedule. 5. work shall be executed strictly by skilled applicators only and with the materials, chemicals, adhesives provided/recommended by manufacturer. 6. Contractor shall submit valid documents / proofs in support of equivalent make within 10 days of award of work and if found satisfactory then only equivalent make shall be approved by E-I-C/AAI , otherwise contractor shall submit the samples of approved make within 15 days of award of work. (c) Any design chosen by E-I-C/AAI from Latest Catalogue of Eco-Friendly, Light Weight, 3D, Decorative, Glass Fiber Reinforced Gypsum (GRG) Wall Tiles/Blocks in any designs, patterns, finishes, textures, colours, sizes and thicknesses made by Seventh Prahans Pvt. Ltd. or Technically and Aesthetically equivalent designs, patterns, finishes, textures, colours, sizes and thicknesses made with similar materials by an equivalent make approved by E-I-C/AAI. These GRG wall Tiles/Blocks must be easily paintable in any colour of choice and must be painted in desired colours after fixing on wall with the suitable type of paint as specified by manufacturer and must be finished properly. Cost of painting of these wall Tiles/Blocks shall be reimbursed as per respective items and rates quoted by the contractor in the schedule. | 462.00 | sqm | 10.00 | 6800.00 | 3141600.00 | 1850.00 | 854700.00 | 3300.00 | 1524600.00 | 1750.00 | 808500.00 | 2000.00 | 924000.00 | 2000.00 | 924000.00 | 808500.00 | Mid India Civil Erectors Pvt. Ltd
4.26 | Providing and Fixing on wall surface High Quality, 3D, Decorative, Artistic, Mandala or similar Traditional Indian Mural Designs made of Fiberglass/Resin infused with marble dust or HDHMR Board of thickness 50mm or mint stone thickness 50 mm or best quality similar materials of desired thickness suitable for interior application and having superior quality finish as per approved designs, patterns, colours, finishes, sizes and thicknesses by E-I-C/AAI. Wall Murals must be maintenance free, Fire-resistant, water resistant and must be suitable for fast and easy installation at any interior locations. Different designs, patterns, colours, finishes, sizes and thicknesses shall be approved for different locations and final decision shall be taken as per choice of E-I-C/AAI, after submission of Designs/samples by contractor within 15 days of award of work. Wall Murals must be fixed on wall by skilled applicators only as per manufacturer's specifications and with the materials and chemicals/adhesives provided/recommended by manufacturer specially for this work. After application wall Murals must be finished neat and clean as specified by manufacturer and as per instructions given time to time at site by representatives of E-I-C/AAI. Any defects observed during installation and before handing over of site must be rectified by contractor at his own cost before handing over of site to AAI. If observed defects not rectified by contractor before handing over of site then up to 50% payment of Wall Mural work shall be withold by E-I-C/AAI. Till complete handing over of site Wall Murals must be protected by contractor with the suitable materials/means at his own cost and nothing extra shall be paid by AAI for this. Mandatory Conditions : 1. within 15 days of award of work, contractor shall submit Designs/samples of Murals of different designs/patterns/cololurs/ finishes/sizes/thicknesses as desired by E-I-C/AAI. 2. within 7 days of approval of Designs/samples and locations, contractor shall place order for all designs of Murals in required quantities. 3. within 30 days of placing of order, all designs of Murals must be delivered at site. 4. execution timeline shall be decided by E-I-C/AAI and contracor shall adhere to the given timeline for the completion of this work as per schedule. 5. work shall be executed strictly by skilled applicators only and with the materials, chemicals, adhesives provided/recommended by manufacturer. 6. Contractor shall submit valid documents / proofs in support of Artist / Designer / creator / Sculptor / Manufacturer / Supplier of the Murals and its ingradients/materials within 10 days of award of work and if found satisfactory then only the designs submitted by contractor shall be approved by E-I-C/AAI , otherwise contractor shall submit the Designs/samples of approved make within 15 days of award of work. (a) 50mm thick High Quality, Custom 3D, Decorative, Artistic, Mandala or similar Traditional Indian Mural Designs as shown in enclosed photograph or any other high quality similar Artistic designs chosen by E-I-C/AAI from the latest designs made by skilled Artist / Designer / Creator / Sculptor / Manufacturer / Supplier approved by E-I-C/AAI. | 44.00 | sqm | 100.00 | 6400.00 | 281600.00 | 25000.00 | 1100000.00 | 6900.00 | 303600.00 | 2940.00 | 129360.00 | 8000.00 | 352000.00 | 35000.00 | 1540000.00 | 129360.00 | Mid India Civil Erectors Pvt. Ltd
4.27 | Providing and Fixing on wall surface High Quality, 3D, Decorative, Artistic, Multi Layer Wooden Wall Art or similar Traditional Indian Designs made of Teak / Oak / Walnut / Cherry / Maple Wood or best quality similar materials suitable for interior application and having superior quality permanent finish as per approved designs, patterns, colours, finishes, sizes and thicknesses by E-I-C/AAI. Wall Art must be maintenance free, water resistant and must be suitable for fast and easy installation at any interior locations. Different designs, patterns, colours, finishes, sizes and thicknesses shall be approved for different locations and final decision shall be taken as per choice of E-I-C/AAI, after submission of Designs/samples by contractor within 15 days of award of work. Wall Art must be fixed on wall by skilled applicators only as per manufacturer's specifications and with the materials and chemicals/adhesives provided/recommended by manufacturer specially for this work. After application Wall Arts must be finished neat and clean as specified by manufacturer and as per instructions given time to time at site by representatives of E-I-C/AAI. Any defects observed during installation and before handing over of site must be rectified by contractor at his own cost before handing over of site to AAI. If observed defects not rectified by contractor before handing over of site then up to 50% payment of Wall Art work shall be withold by E-I-C/AAI. Till complete handing over of site Wall Art must be protected by contractor with the suitable materials/means at his own cost and nothing extra shall be paid by AAI for this. Mandatory Conditions : 1. within 15 days of award of work, contractor shall submit Designs/samples of Wall Arts of different designs/patterns/cololurs/ finishes/sizes/thicknesses as desired by E-I-C/AAI. 2. within 7 days of approval of Designs/samples and locations, contractor shall place order for all designs of Wall Arts in required quantities.. 3. within 30 days of placing of order, all designs of Wall Arts must be delivered at site. 4. execution timeline shall be decided by E-I-C/AAI and contracor shall adhere to the given timeline for the completion of this work as per schedule. 5. work shall be executed strictly by skilled applicators only and with the materials, chemicals, adhesives provided/recommended by manufacturer. 6. Contractor shall submit valid documents / proofs in support of Artist / Designer / creator / Sculptor / Manufacturer / Supplier of the Wall Arts and its ingradients/materials within 10 days of award of work and if found satisfactory then only the designs submitted by contractor shall be approved by E-I-C/AAI , otherwise contractor shall submit the Designs/samples of approved make within 15 days of award of work. (a) High Quality, 3D, Decorative, Artistic, Multi Layer Wooden Wall Art or similar Traditional Indian Wall Art Designs as shown in enclosed photographs or any other high quality similar Artistic designs chosen by E-I-C/AAI from the latest designs made by skilled Artist / Designer / Creator / Sculptor / Manufacturer / Supplier approved by E-I-C/AAI. | 33.00 | Sqm | 100.00 | 6300.00 | 207900.00 | 10000.00 | 330000.00 | 6900.00 | 227700.00 | 2940.00 | 97020.00 | 8000.00 | 264000.00 | 22000.00 | 726000.00 | 97020.00 | Mid India Civil Erectors Pvt. Ltd
4.28 | Providing and fixing specified wood frame work consisting of battens 50x25mm fixed with rawl plug and drilling necessary holes for rawl plug etc. including priming coat complete. Kiln seasoned and chemically treated hollock wood | .50 | Cum | 10.00 | 100000.00 | 50000.00 | 180000.00 | 90000.00 | 1500000.00 | 750000.00 | 156000.00 | 78000.00 | 110000.00 | 55000.00 | 140000.00 | 70000.00 | 50000.00 | SGB INFRA LTD
4.29 | Providing and fixing plywood 4 mm thick, one side decorative veneer conforming to IS: 1328 (type-1), for plain lining / cladding with necessary screws, including priming coat on unexposed surface with : Decorative veneer facings of approved manufacture | 198.00 | Sqm | 10.00 | 1500.00 | 297000.00 | 1500.00 | 297000.00 | 1800.00 | 356400.00 | 1525.00 | 301950.00 | 1500.00 | 297000.00 | 1350.00 | 267300.00 | 267300.00 | SR39 ENGINEERS PVT LTD
4.30 | Providing and fixing wooden moulded beading to door and window frames with iron screws, plugs and priming coat on unexposed surface etc. complete : 2nd class teak wood 50x12 mm | 550.00 | Metre | 10.00 | 250.00 | 137500.00 | 100.00 | 55000.00 | 192.00 | 105600.00 | 175.00 | 96250.00 | 180.00 | 99000.00 | 160.00 | 88000.00 | 55000.00 | SRISHTI ENTERPRISES
4.31 | Providing and fixing wooden moulded beading to door and window frames with iron screws, plugs and priming coat on unexposed surface etc. complete : 2nd class teak wood 50x20 mm | 220.00 | Metre | 10.00 | 250.00 | 55000.00 | 150.00 | 33000.00 | 240.00 | 52800.00 | 225.00 | 49500.00 | 200.00 | 44000.00 | 200.00 | 44000.00 | 33000.00 | SRISHTI ENTERPRISES
4.32 | Providing and fixing plain jaffri of 35x10 mm laths placed 35 mm apart (frames to be paid separately), including fixing 50x12 mm beading complete with : Second class teak wood | 55.00 | Sqm | 10.00 | 2500.00 | 137500.00 | 6000.00 | 330000.00 | 2623.00 | 144265.00 | 2475.00 | 136125.00 | 2400.00 | 132000.00 | 2200.00 | 121000.00 | 121000.00 | SR39 ENGINEERS PVT LTD
4.33 | Providing and fixing Bamboo jaffery/ fencing consisting of superior quality 25mm dia (Average) half cut bamboo placed vertically and fixed together with three numbers horizontal running members of hollock wood in scantling of section 50X25 mm, fixed with nails and G.I wire on existing support complete as per direction of Engineer-in-charge. | 110.00 | Sqm | 10.00 | 550.00 | 60500.00 | 3500.00 | 385000.00 | 600.00 | 66000.00 | 570.00 | 62700.00 | 550.00 | 60500.00 | 485.00 | 53350.00 | 53350.00 | SR39 ENGINEERS PVT LTD
4.34 | Providing and fixing wooden moulded corner beading of triangular shape to the junction of panelling etc. with iron screws, plugs and priming coat on unexposed surface etc. complete 2nd class teak wood. 50x50 mm (base and height) | 220.00 | Metre | 10.00 | 250.00 | 55000.00 | 200.00 | 44000.00 | 310.00 | 68200.00 | 290.00 | 63800.00 | 250.00 | 55000.00 | 260.00 | 57200.00 | 44000.00 | SRISHTI ENTERPRISES
4.35 | Providing and fixing 2nd class teak wood lipping/ moulded beading or taj beading of size 18X5 mm fixed with wooden adhesive of approved quality and screws/nails on the edges of the Pre-laminated particle board as per direction of Engineer-in-charge. | 275.00 | Metre | 10.00 | 100.00 | 27500.00 | 100.00 | 27500.00 | 86.00 | 23650.00 | 80.00 | 22000.00 | 70.00 | 19250.00 | 75.00 | 20625.00 | 19250.00 | Naresh Kumar Gupta and Co Pvt Ltd
4.36 | Providing PVC moulding / architrave for door frame made up of extruded solid foam PVC Profile having homogenous fine cellular structure with smooth outer integral skin, minimum 30 mm width and minimum 12 mm thick suitable for fixing to frame. The molding shall be snap fitted in the groove provided in the frame &amp; fixed with PVC solvent adhesive / cement and self tapping screws (of required size) complete as per direction of Engineer-in-Charge. | 220.00 | Metre | 10.00 | 125.00 | 27500.00 | 200.00 | 44000.00 | 1800.00 | 396000.00 | 100.00 | 22000.00 | 500.00 | 110000.00 | 110.00 | 24200.00 | 22000.00 | Mid India Civil Erectors Pvt. Ltd
4.37 | Providing & Fixing decorative high pressure laminated sheet of plain / wood grain in gloss / matt/ suede finish with high density protective surface layer and reverse side of adhesive bonding quality conforming to IS : 2046 Type S, including cost of adhesive of approved quality. 1.5 mm thick | 330.00 | Sqm | 100.00 | 2000.00 | 660000.00 | 1000.00 | 330000.00 | 1200.00 | 396000.00 | 850.00 | 280500.00 | 750.00 | 247500.00 | 750.00 | 247500.00 | 247500.00 | SR39 ENGINEERS PVT LTD, Naresh Kumar Gupta and Co Pvt Ltd
4.38 | Providing and fixing plain lining with necessary screws/nuts & bolts/ nails, including a coat of approved primer on one face, and fixed on wooden /steel frame work, complete as per direction of Engineer-in charge (Frame work shall be paid for separately). 12mm thick commercial ply conforming to IS : 1328 BWR type | 660.00 | Sqm | 100.00 | 1000.00 | 660000.00 | 1000.00 | 660000.00 | 1085.00 | 716100.00 | 750.00 | 495000.00 | 800.00 | 528000.00 | 900.00 | 594000.00 | 495000.00 | Mid India Civil Erectors Pvt. Ltd
4.39 | Providing and fixing frame work for partitions/ wall lining etc. made of 50x50x1.6 mm hollow MS tube, placed along the walls, ceiling and floor in a grid pattern with spacing @ 600 mm centre to centre both ways (vertically & horizontally) or at required spacing near opening, with necessary welding at junctions and fixing the frame to wall/ ceiling/ floors with steel dash fasteners of 8 mm dia, 75 mm long bolt, including making provision for opening for doors, windows, electrical conduits, switch boards etc., including providing with two coats of approved steel primer etc. complete, all as per direction of Engineer-in-charge. | 1375.00 | Kg | 10.00 | 125.00 | 171875.00 | 145.00 | 199375.00 | 120.00 | 165000.00 | 110.00 | 151250.00 | 150.00 | 206250.00 | 100.00 | 137500.00 | 137500.00 | SR39 ENGINEERS PVT LTD
4.40 | Providing and fixing in wall lining medium density fibre board IS: 14587:1998 marked, Pre-laminated one side decorative lamination and other side balancing lamination, with necessary fixing arrangement and screws etc. complete. 12 mm thick. | 110.00 | Sqm | 10.00 | 1100.00 | 121000.00 | 1200.00 | 132000.00 | 1066.00 | 117260.00 | 1000.00 | 110000.00 | 900.00 | 99000.00 | 900.00 | 99000.00 | 99000.00 | SR39 ENGINEERS PVT LTD, Naresh Kumar Gupta and Co Pvt Ltd
4.41 | Providing and fixing in wall lining medium density fibre board IS: 14587:1998 marked, Pre-laminated one side decorative lamination and other side balancing lamination, with necessary fixing arrangement and screws etc. complete. 18 mm thick. | 110.00 | Sqm | 10.00 | 1100.00 | 121000.00 | 1600.00 | 176000.00 | 1276.00 | 140360.00 | 1190.00 | 130900.00 | 1000.00 | 110000.00 | 1000.00 | 110000.00 | 110000.00 | SR39 ENGINEERS PVT LTD, Naresh Kumar Gupta and Co Pvt Ltd
4.42 | Providing and fixing in wall lining medium density fibre board IS: 14587:1998 marked, Pre-laminated one side decorative lamination and other side balancing lamination, with necessary fixing arrangement and screws etc. complete. 25 mm thick. | 110.00 | Sqm | 10.00 | 1500.00 | 165000.00 | 1800.00 | 198000.00 | 1710.00 | 188100.00 | 1350.00 | 148500.00 | 1200.00 | 132000.00 | 1380.00 | 151800.00 | 132000.00 | Naresh Kumar Gupta and Co Pvt Ltd
4.43 | Providing and fixing 18mm thick both sides Pre-laminated cement bonded wood particle board as per IS : 15786:2008 of approved brand and shade with suitable full threaded steel screws etc. in partitions, boxes, shelves, racks and cupboard, kitchen cabinet under kitchen counter etc. all complete as per direction of Engineer-in-charge (Note: Fittings to be paid separately). 18 mm thick | 330.00 | Sqm | 10.00 | 1000.00 | 330000.00 | 1800.00 | 594000.00 | 872.00 | 287760.00 | 1150.00 | 379500.00 | 1000.00 | 330000.00 | 990.00 | 326700.00 | 287760.00 | M I A CONSTRUCTION PVT LTD
4.44 | Providing and fixing 6mm thick both sides Pre-laminated cement bonded wood particle board as per IS : 15786:2008 of approved brand and shade with suitable full threaded steel screws etc. on the backing of racks, drawer, cupboard, kitchen cabinet under kitchen counter etc. all complete as per direction of Engineer-in-charge. | 330.00 | Sqm | 10.00 | 850.00 | 280500.00 | 1100.00 | 363000.00 | 618.00 | 203940.00 | 850.00 | 280500.00 | 700.00 | 231000.00 | 750.00 | 247500.00 | 203940.00 | M I A CONSTRUCTION PVT LTD
4.45 | Providing & fixing in position Phenol bonded Bamboowood flooring with planks of sizes 14mm thick, minimum 1800mm length and minimum 100 mm wide, in approved colour, texture and finish, having Performance Appraisal Certificate (PAC) issued by Building Materials & Technology Promotion Council (BMTPC). The flooring shall be fixed with tongue and groove interlocking system, with underlayment of 4mm thick expanded polyethylene foam sheets having density 40kg/cum, over prepared surface with necessary quarter round planks of size 1900mm x 18mm and door reducer of size 1900mm x 44mm, wherever required. The bamboowood planks shall have minimum density of 1000 Kg/cum & minimum Hardness 1000 Kgf. with Eco friendly UV coating, all complete as per direction of the Engineer in-charge | 110.00 | Sqm | 10.00 | 5000.00 | 550000.00 | 5560.00 | 611600.00 | 5400.00 | 594000.00 | 1950.00 | 214500.00 | 4000.00 | 440000.00 | 4250.00 | 467500.00 | 214500.00 | Mid India Civil Erectors Pvt. Ltd
4.46 | Providing & fixing in position Phenol bonded Bamboo wood in wall skirting with planks of sizes 14mm thick, 1900mm length (minimum) and 85mm wide(minimum), in approved colour, texture and finish, having Performance Appraisal Certificate (PAC) issued by Building Materials & Technology Promotion Council (BMTPC). The skirting shall be fixed with SS screws & rawl plugs, over underlayment of 4mm thick, expanded polyethylene foam sheets having 40kg/cum density over prepared surface. The bamboowood planks shall have minimum density of 1000Kg/cum & minimum Hardness 1000 Kgf. with Eco friendly UV coating, all complete as per direction of the Engineer in-charge. | 11.00 | Sqm | 10.00 | 5000.00 | 55000.00 | 5560.00 | 61160.00 | 5191.00 | 57101.00 | 4900.00 | 53900.00 | 4000.00 | 44000.00 | 4200.00 | 46200.00 | 44000.00 | Naresh Kumar Gupta and Co Pvt Ltd
5.00 | Sub Heading 5 - Glass Partitioning, Glass Door and Fittings
5.01 | Providing & Fixing frame less glass in internal partitions / doors with 12mm clear Toughned glass of approved make as per site requirement at all height i/c making suitable holes in the glass before tempering process of glass for installation complete as per site requirement. The periphery shall have to be sealed both from inside and outside with weather silicon sealant grade 995 to make the glazing water/airtight. Complete as direction of Engineer-in-charge. | 377.00 | Sqm | 100.00 | 11000.00 | 4147000.00 | 3900.00 | 1470300.00 | 2700.00 | 1017900.00 | 4000.00 | 1508000.00 | 2500.00 | 942500.00 | 3600.00 | 1357200.00 | 942500.00 | Naresh Kumar Gupta and Co Pvt Ltd
5.02 | Providing & Fixing frame less glass in internal partitions / doors with 12mm ST-150 Ref. Toughned glass of approved make as per site requirement at all height i/c making suitable holes in the glass before tempering process of glass for installation complete as per site requirement. The periphery shall have to be sealed both from inside and outside with weather silicon sealant grade 995 to make the glazing water/airtight. Complete as direction of Engineer-in-charge. | 224.00 | Sqm | 100.00 | 16500.00 | 3696000.00 | 3400.00 | 761600.00 | 3200.00 | 716800.00 | 4400.00 | 985600.00 | 3000.00 | 672000.00 | 4200.00 | 940800.00 | 672000.00 | Naresh Kumar Gupta and Co Pvt Ltd
5.03 | Providing & Fixing frame less glass in INCLINED GLAZING forming a cabin with 13.52 mm clear tempered laminated glass (6 mm High performance cool light ST 736 TG + 1.52 mm PVB lamination + 6 mm thick toughened clear float glass on the other face of approved shade with characteristics as per specification) of approved make as per site requirement at all height i/c making suitable holes in the glass before tempering process of glass for installation complete as per site requirement. The periphery shall have to be sealed both from inside and outside with weather silicon sealant grade 995 to make the glazing water/airtight. Complete as direction of Engineer-in-charge. | 107.00 | Sqm | 10.00 | 16500.00 | 1765500.00 | 8900.00 | 952300.00 | 7200.00 | 770400.00 | 6600.00 | 706200.00 | 4000.00 | 428000.00 | 5750.00 | 615250.00 | 428000.00 | Naresh Kumar Gupta and Co Pvt Ltd
5.04 | Providing and fixing glass panel with insulated double glazed unit (consisting the 6mm SGG Dew drop ST 150 toughened glass + 12 mm air gap + 12 mm clear toughened glass of approved shade with characteristics as per specification) of approved make as per site requirement at all height i/c making suitable holes in the glass before tempering process of glass for installation complete as per site requirement. The periphery shall have to be sealed both from inside and outside with weather silicon sealant grade 995 to make the glazing water/airtight. Complete as direction of Engineer-in-charge. | 66.00 | Sqm | 10.00 | 4300.00 | 283800.00 | 12900.00 | 851400.00 | 700.00 | 46200.00 | 6500.00 | 429000.00 | 4500.00 | 297000.00 | 5700.00 | 376200.00 | 46200.00 | M I A CONSTRUCTION PVT LTD
5.05 | Providing and fixing SS TGDI H pull handles (Art.code 91255510) -, TGDID 350x25, satin SS 304 of dorma make or equivalent on glass wherever required complete as per direction and satisfaction of E.I.C. | 187.00 | Each | 10.00 | 4050.00 | 757350.00 | 3900.00 | 729300.00 | 2500.00 | 467500.00 | 4700.00 | 878900.00 | 3000.00 | 561000.00 | 3400.00 | 635800.00 | 467500.00 | M I A CONSTRUCTION PVT LTD
5.06 | Providing and fixing Universal corner patch lock with LKP and EPC, US-10 STD, F-700 for glass door (Art.code 80320670099) of dorma make or equivalent on glass wherever required complete as per direction and satisfaction of E.I.C. | 61.00 | Each | 10.00 | 1000.00 | 61000.00 | 2600.00 | 158600.00 | 3200.00 | 195200.00 | 7600.00 | 463600.00 | 6000.00 | 366000.00 | 6800.00 | 414800.00 | 61000.00 | SGB INFRA LTD
5.07 | Providing and fixingdoor top/bottom Pivot patch, PT 20 F-700/PT 10 F-700 of dorma make or equivalent on glass wherever required complete as per direction and satisfaction of E.I.C. | 105.00 | Each | 10.00 | 4700.00 | 493500.00 | 2550.00 | 267750.00 | 3200.00 | 336000.00 | 4400.00 | 462000.00 | 4000.00 | 420000.00 | 4500.00 | 472500.00 | 267750.00 | SRISHTI ENTERPRISES
5.08 | Providing and placing in position 1 way spider bolt RSF-NF -1P (Article no.9140711) of dorma make or equivalent on glass wherever required complete as per direction and satisfaction of E.I.C. | 50.00 | Each | 10.00 | 2500.00 | 125000.00 | 2700.00 | 135000.00 | 3000.00 | 150000.00 | 2800.00 | 140000.00 | 1500.00 | 75000.00 | 1400.00 | 70000.00 | 70000.00 | SR39 ENGINEERS PVT LTD
5.09 | Providing and placing in position 2 way spider bolt RSF-NF -2P 180° (Article no.9140712) of dorma make or equivalent on glass wherever required complete as per direction and satisfaction of E.I.C. | 303.00 | Each | 10.00 | 2300.00 | 696900.00 | 6000.00 | 1818000.00 | 2700.00 | 818100.00 | 6900.00 | 2090700.00 | 2200.00 | 666600.00 | 2400.00 | 727200.00 | 666600.00 | Naresh Kumar Gupta and Co Pvt Ltd
5.10 | Providing and placing in position 2way spider bolt RSF-NF -2P 90° (Article no.9140713) of dorma make or equivalent on glass wherever required complete as per direction and satisfaction of E.I.C. | 33.00 | Each | 10.00 | 2000.00 | 66000.00 | 4500.00 | 148500.00 | 3000.00 | 99000.00 | 6300.00 | 207900.00 | 2500.00 | 82500.00 | 2900.00 | 95700.00 | 66000.00 | SGB INFRA LTD
5.11 | Providing and placing in position 4way spider bolt RSF-NF -4P Article no.9140715 of dorma make or equivalent on glass wherever required complete as per direction and satisfaction of E.I.C. | 33.00 | Each | 10.00 | 3500.00 | 115500.00 | 8400.00 | 277200.00 | 5200.00 | 171600.00 | 9400.00 | 310200.00 | 4200.00 | 138600.00 | 5000.00 | 165000.00 | 115500.00 | SGB INFRA LTD
5.12 | Providing and fixing in position fixed articulated bolt with nut for upto 15mm glass (Art.no.9140818) of dorma make or equivalent on glass wherever required complete as per direction and satisfaction of E.I.C. | 880.00 | Each | 100.00 | 855.00 | 752400.00 | 1800.00 | 1584000.00 | 2300.00 | 2024000.00 | 1850.00 | 1628000.00 | 2000.00 | 1760000.00 | 2250.00 | 1980000.00 | 752400.00 | SGB INFRA LTD
5.13 | Providing & fixing Dorma or equivalent make (Art.code 9110657) BTS 75 V floor spring for glass door of dorma make or equivalent on glass wherever required complete as per direction and satisfaction of E.I.C. | 100.00 | Each | 100.00 | 8000.00 | 800000.00 | 9500.00 | 950000.00 | 12500.00 | 1250000.00 | 13600.00 | 1360000.00 | 12000.00 | 1200000.00 | 26000.00 | 2600000.00 | 800000.00 | SGB INFRA LTD
5.14 | Providing & Supply & Installation of DORMA (Art.code 900641) (ES 200 easy)Automatic Sliding Door Operator as per approved dwg. Compliant with european standards and produced according to the guidelines for oweroperated windows, doors and gates, BGR 232, the UVV and the VDE regulations. TÜV design tested, tested according to the low voltage guidelines, fulfils DIN 18650 standards. The track profile should be separate from the main profile for enabling reduction in vibration insulation. Operator length = 4150 mm, clear passage opening = 2000 mm, clear passage height = 2400 mm, includes micro processor controlled drive unit, with self learning mechanism, program selector with knob, motion detector ECW8, mechanical components, toothed belt, cover profile, floor guide for frameless glass (02 nos), glass clamping rail (02 nos). Body finish : standard silver anodised operator profile.2 moving panels. UPS of 750 VA shall be provided by others, which will give power backup of 20 min. Only & if the duration of power cut to the operator is more than 30 min., then separate arrangement needs to be done for the same as automatic operator requires uninterrupted stabilized power supply. The above work complete in all respect as per approved drawings and to the satisfaction of engineer-in- charge / architect consultant including installation and excluding cost of 12mm Toughened glass etc. complete. i/e necessary fixing arrangement etc. complete as per the direction of EIC | 5.00 | Each | 10.00 | 770000.00 | 3850000.00 | 298000.00 | 1490000.00 | 270000.00 | 1350000.00 | 210000.00 | 1050000.00 | 200000.00 | 1000000.00 | 200000.00 | 1000000.00 | 1000000.00 | SR39 ENGINEERS PVT LTD, Naresh Kumar Gupta and Co Pvt Ltd
5.15 | Providing and fixing aluminium work for doors, windows, ventilators and partitions with extruded built up standard tubular sections/ appropriate Z sections and other sections of approved make conforming to IS: 733 and IS: 1285, fixing with dash fasteners of required dia and size, including necessary filling up the gaps at junctions, i.e. at top, bottom and sides with required EPDM rubber/ neoprene gasket etc. Aluminium sections shall be smooth, rust free, straight, mitred and jointed mechanically wherever required including cleat angle, Aluminium snap beading for glazing / paneling, C.P. brass / stainless steel screws, all complete as per architectural drawings and the directions of Engineer-in-charge. (Glazing, paneling and dash fasteners to be paid for separately) : For fixed portion Powder coated aluminium (minimum thickness of powder coating 50 micron) | 1880.00 | Kg | 10.00 | 480.00 | 902400.00 | 590.00 | 1109200.00 | 418.00 | 785840.00 | 610.00 | 1146800.00 | 420.00 | 789600.00 | 380.00 | 714400.00 | 714400.00 | SR39 ENGINEERS PVT LTD
5.16 | Providing and fixing aluminium work for doors, windows, ventilators and partitions with extruded built up standard tubular sections/ appropriate Z sections and other sections of approved make conforming to IS: 733 and IS: 1285, fixing with dash fasteners of required dia and size, including necessary filling up the gaps at junctions, i.e. at top, bottom and sides with required EPDM rubber/ neoprene gasket etc. Aluminium sections shall be smooth, rust free, straight, mitred and jointed mechanically wherever required including cleat angle, Aluminium snap beading for glazing / paneling, C.P. brass / stainless steel screws, all complete as per architectural drawings and the directions of Engineer-in-charge. (Glazing, paneling and dash fasteners to be paid for separately) : For shutters of doors, windows & ventilators including providing and fixing hinges/ pivots and making provision for fixing of fittings wherever required including the cost of EPDM rubber / neoprene gasket required (Fittings shall be paid for separately) Powder coated aluminium (minimum thickness of powder coating 50 micron) | 1300.00 | Kg | 10.00 | 550.00 | 715000.00 | 550.00 | 715000.00 | 400.00 | 520000.00 | 610.00 | 793000.00 | 420.00 | 546000.00 | 470.00 | 611000.00 | 520000.00 | M I A CONSTRUCTION PVT LTD
5.17 | Providing and fixing IS : 12817 marked stainless steel butt hinges with stainless steel screws etc. complete : 125x64x1.90 mm | 89.00 | Each | 10.00 | 80.00 | 7120.00 | 330.00 | 29370.00 | 250.00 | 22250.00 | 100.00 | 8900.00 | 250.00 | 22250.00 | 90.00 | 8010.00 | 7120.00 | SGB INFRA LTD
5.18 | Providing and fixing aluminium tower bolts, ISI marked, anodised (anodic coating not less than grade AC 10 as per IS : 1868 ) transparent or dyed to required colour or shade, with necessary screws etc. complete : 250x10 mm | 89.00 | Each | 10.00 | 300.00 | 26700.00 | 550.00 | 48950.00 | 250.00 | 22250.00 | 115.00 | 10235.00 | 150.00 | 13350.00 | 95.00 | 8455.00 | 8455.00 | SR39 ENGINEERS PVT LTD
5.19 | Providing and fixing aluminium handles, ISI marked, anodised (anodic coating not less than grade AC 10 as per IS : 1868) transparent or dyed to required colour or shade, with necessary screws etc. complete : 125 mm | 166.00 | Each | 10.00 | 300.00 | 49800.00 | 550.00 | 91300.00 | 60.00 | 9960.00 | 70.00 | 11620.00 | 100.00 | 16600.00 | 55.00 | 9130.00 | 9130.00 | SR39 ENGINEERS PVT LTD
5.20 | Providing and fixing bright finished 100 mm mortice lock with 6 levers without pair of handles of approved quality for aluminium door, with necessary screws etc complete as per direction of Engineer- in-charge. | 89.00 | Each | 10.00 | 750.00 | 66750.00 | 3200.00 | 284800.00 | 722.00 | 64258.00 | 750.00 | 66750.00 | 4000.00 | 356000.00 | 635.00 | 56515.00 | 56515.00 | SR39 ENGINEERS PVT LTD
5.21 | Providing and fixing double action hydraulic floor spring of approved brand and manufacture conforming to IS : 6315, having brand logo embossed on the body / plate with double spring mechanism and door weight upto 125 kg, for doors, including cost of cutting floors, embedding in floors as required and making good the same matching to the existing floor finishing and cover plates with brass pivot and single piece M.S. sheet outer box with slide plate etc. complete as per the direction of Engineer-in-charge. With stainless steel cover plate minimum 1.25 mm thickness | 75.00 | Each | 10.00 | 5000.00 | 375000.00 | 8400.00 | 630000.00 | 2448.00 | 183600.00 | 2500.00 | 187500.00 | 6000.00 | 450000.00 | 2050.00 | 153750.00 | 153750.00 | SR39 ENGINEERS PVT LTD
5.22 | Providing and fixing glazing in aluminium door, window, ventilator shutters and partitions etc. with EPDM rubber / neoprene gasket etc. complete as per the architectural drawings and the directions of engineer-in-charge . (Cost of aluminium snap beading shall be paid in basic item): With float glass panes of 8 mm thickness (weight not less than 20 kg/sqm) | 68.00 | Sqm | 10.00 | 2000.00 | 136000.00 | 4200.00 | 285600.00 | 1496.00 | 101728.00 | 1500.00 | 102000.00 | 800.00 | 54400.00 | 1300.00 | 88400.00 | 54400.00 | Naresh Kumar Gupta and Co Pvt Ltd
5.23 | Providing and fixing 12 mm thick prelaminated particle board flat pressed three layer or graded wood particle board conforming to IS: 12823 Grade l Type ll, in panelling fixed in aluminum doors, windows shutters and partition frames with C.P. brass / stainless steel screws etc. complete as per architectural drawings and directions of engineerin- charge. Pre-laminated particle board with decorative lamination on both sides | 458.00 | Sqm | 100.00 | 1500.00 | 687000.00 | 1200.00 | 549600.00 | 951.00 | 435558.00 | 1000.00 | 458000.00 | 800.00 | 366400.00 | 800.00 | 366400.00 | 366400.00 | SR39 ENGINEERS PVT LTD, Naresh Kumar Gupta and Co Pvt Ltd
5.24 | Providing and fixing ISI marked flush door shutters conforming to IS : 2202 (Part I) non-decorative type, core of block board construction with frame of 1st class hard wood and well matched commercial 3 ply veneering with vertical grains or cross bands and face veneers on both faces of shutters: 30 mm thick including ISI marked Stainless Steel butt hinges with necessary screws | 40.00 | Sqm | 100.00 | 3200.00 | 128000.00 | 3000.00 | 120000.00 | 2819.00 | 112760.00 | 1950.00 | 78000.00 | 3000.00 | 120000.00 | 1600.00 | 64000.00 | 64000.00 | SR39 ENGINEERS PVT LTD
5.25 | Providing wood work in frames of doors, windows, clerestory windows and other frames, wrought framed and fixed in position with hold fast lugs or with dash fasteners of required dia & length (hold fast lugs or dash fastener shall be paid for separately). Second class teak wood | 1.00 | Cum | 10.00 | 125000.00 | 125000.00 | 150000.00 | 150000.00 | 131576.00 | 131576.00 | 136000.00 | 136000.00 | 120000.00 | 120000.00 | 108000.00 | 108000.00 | 108000.00 | SR39 ENGINEERS PVT LTD
5.26 | Providing and fixing aluminium die cast body tubular type universal hydraulic door closer (having brand logo with ISI, IS : 3564, embossed on the body, door weight upto 35 kg and door width upto 700 mm), with necessary accessories and screws etc. complete. | 89.00 | Each | 100.00 | 1000.00 | 89000.00 | 2000.00 | 178000.00 | 1025.00 | 91225.00 | 1050.00 | 93450.00 | 3000.00 | 267000.00 | 850.00 | 75650.00 | 75650.00 | SR39 ENGINEERS PVT LTD
5.27 | Providing and fixing aluminium hanging floor door stopper, ISI marked, anodised (anodic coating not less than grade AC 10 as per IS : 1868) transparent or dyed to required colour and shade, with necessary screws etc. complete. Twin rubber stopper | 89.00 | Each | 100.00 | 500.00 | 44500.00 | 300.00 | 26700.00 | 63.00 | 5607.00 | 60.00 | 5340.00 | 500.00 | 44500.00 | 60.00 | 5340.00 | 5340.00 | Mid India Civil Erectors Pvt. Ltd, SR39 ENGINEERS PVT LTD
5.28 | Providing and fixing stainless steel ( Grade 304) railing made of Hollow tubes, channels, plates etc., including welding, grinding, buffing, polishing and making curvature (wherever required) and fitting the same with necessary stainless steel nuts and bolts complete, i/c fixing the railing with necessary accessories & stainless steel dash fasteners , stainless steel bolts etc., of required size, on the top of the floor or the side of waist slab with suitable arrangement as per approval of Engineer-incharge, (for payment purpose only weight of stainless steel members shall be considered excluding fixing accessories such as nuts, bolts, fasteners etc.). | 6300.00 | Kg | 10.00 | 511.00 | 3219300.00 | 690.00 | 4347000.00 | 612.00 | 3855600.00 | 610.00 | 3843000.00 | 410.00 | 2583000.00 | 450.00 | 2835000.00 | 2583000.00 | Naresh Kumar Gupta and Co Pvt Ltd
5.29 | Providing and fixing in position factory made EPS cement sandwich wall/roof/floor light weight solid core panels made of core material of EPS granule balls/beads (conforming to IS 4671:1984 and shall have density not less than 15kg per cum) adhesive, cement, sand, flyash and other bonding material in mortar state processed to form in a preset mould. The outer face on both sides of the panels will be non asbestos fiber cement board confirming to IS 14862:2000 or Calcium silicate board confirming to EN 14306:2009 of 5mm thick each. Panel shall be laid on 6mm thick cement mortar (1 cement: 2 fine sand) mixed with chemical adhesive of 0.5kg per 50kg of cement or shall be preferably fixed into 'C' channel made of 1.2mm thick MS plate screwed/fastenened to the slab/column/beam etc. The panel shall fixed vertically with tongue and groove joint and horizontally locked with steel bar between each other and floors and filled with cement mortar and adhesive. Panels should be used as floor & roofing with additional structural support, steel or RCC depending upon the design. All the operation shall be completed in all respect as per drawings, Manufacturers specifications and under the overall direction of Engineer-in-Charge (Cost of all the material is included except "C channel" which will be paid seperately). Non load bearing panels 100mm thick of required size | 438.00 | Sqm | 10.00 | 2100.00 | 919800.00 | 2990.00 | 1309620.00 | 2273.00 | 995574.00 | 150.00 | 65700.00 | 1800.00 | 788400.00 | 1830.00 | 801540.00 | 65700.00 | Mid India Civil Erectors Pvt. Ltd
6.00 | Sub Heading 6 - MS Structure, Profile Sheet
6.01 | Steel work in built up tubular (round, square or rectangular hollow tubes etc.) trusses etc., including cutting, hoisting, fixing in position and applying a priming coat of approved steel primer, including welding and bolted with special shaped washers etc. complete. Hot finished seamless type tubes | 144691.00 | Kg | 100.00 | 111.00 | 16060701.00 | 160.00 | 23150560.00 | 99.00 | 14324409.00 | 145.00 | 20980195.00 | 120.00 | 17362920.00 | 155.00 | 22427105.00 | 14324409.00 | M I A CONSTRUCTION PVT LTD
6.02 | Structural steel work riveted, bolted or welded in built up sections, trusses and framed work, including cutting, hoisting, fixing in position and applying a priming coat of approved steel primer all complete. | 21059.00 | Kg | 100.00 | 111.00 | 2337549.00 | 160.00 | 3369440.00 | 99.00 | 2084841.00 | 110.00 | 2316490.00 | 100.00 | 2105900.00 | 100.00 | 2105900.00 | 2084841.00 | M I A CONSTRUCTION PVT LTD
6.03 | Steel work welded in built up sections/ framed work, including cutting, hoisting, fixing in position and applying a priming coat of approved steel primer using structural steel etc. as required. In gratings, frames, guard bar, ladder, railings, brackets, gates and similar works | 4950.00 | Kg | 10.00 | 111.00 | 549450.00 | 120.00 | 594000.00 | 108.00 | 534600.00 | 125.00 | 618750.00 | 100.00 | 495000.00 | 125.00 | 618750.00 | 495000.00 | Naresh Kumar Gupta and Co Pvt Ltd
6.04 | Providing at all heights, levels and locations Aluminium profile industrial troughed sheet of Alloy 31500/31000/40800, conforming to IS 1254, IS 737, IS 2676. The sheet shall be fixed using self drilling/ self tapping SS screws of size 5.5x65 mm with EPDM seal complete upto required pitch in horizontal, vertical or curved surfaces i/c cutting to size and shape where required as per specifications, detail drawings and direction of Engineer-in-Charge. The rate shall be inclusive of all screws, seal, ridge, labour, scaffolding, machinery for fixing and approved sealent where required etc. but excluding the cost of purlins, rafters and trusses.0.91 mm thick, the profile detail width 1044/920 mm, cover width 1000/875 mm. | 3487.00 | Sqm | 10.00 | 1125.00 | 3922875.00 | 790.00 | 2754730.00 | 4500.00 | 15691500.00 | 1150.00 | 4010050.00 | 900.00 | 3138300.00 | 950.00 | 3312650.00 | 2754730.00 | SRISHTI ENTERPRISES
6.05 | Providing and fixing roofing consist of 0.8 mm thick galvanized steel deck sheet confirming to IS 277:1992 used as permanent shuttering over which MS wire mesh 3mm laid at 100x100 mm grid including edge trim covered with concrete. This metal deck will be supported on structural steel beam with shear studs. (Structural steel like Beam,column, joists etc. & concrete of different grade as per design will be paid separately). | 63.00 | Sqm | 10.00 | 1500.00 | 94500.00 | 800.00 | 50400.00 | 900.00 | 56700.00 | 1900.00 | 119700.00 | 1200.00 | 75600.00 | 1350.00 | 85050.00 | 50400.00 | SRISHTI ENTERPRISES
7.00 | Sub Heading 7 - CC, RCC, Plaster and Other Works
7.01 | Providing and laying in position ready mixed or site batched design mix cement concrete for reinforced cement concrete work; using coarse aggregate and fine aggregate derived from natural sources, Portland Pozzolana / Ordinary Portland /Portland Slag cement, admixtures in recommended proportions as per IS: 9103 to accelerate / retard setting of concrete, to improve durability and workability without impairing strength; including pumping of concrete to site of laying, curing, carriage for all leads; but excluding the cost of centering, shuttering, finishing and reinforcement as per direction of the engineer-in-charge; for the following grades of concrete. All works upto plinth level Concrete of M25 grade with minimum cement content of 330 kg /cum | 128.00 | Cum | 100.00 | 5900.00 | 755200.00 | 8500.00 | 1088000.00 | 8599.00 | 1100672.00 | 6650.00 | 851200.00 | 7000.00 | 896000.00 | 6950.00 | 889600.00 | 755200.00 | SGB INFRA LTD
7.02 | Providing and laying in position ready mixed or site batched design mix cement concrete for reinforced cement concrete work; using coarse aggregate and fine aggregate derived from natural sources, Portland Pozzolana / Ordinary Portland /Portland Slag cement, admixtures in recommended proportions as per IS: 9103 to accelerate / retard setting of concrete, to improve durability and workability without impairing strength; including pumping of concrete to site of laying, curing, carriage for all leads; but excluding the cost of centering, shuttering, finishing and reinforcement as per direction of the engineer-in-charge; for the following grades of concrete. All works above plinth level upto floor V level Concrete of M25 grade with minimum cement content of 330 kg /cum | 107.00 | Cum | 100.00 | 6100.00 | 652700.00 | 9500.00 | 1016500.00 | 8900.00 | 952300.00 | 7150.00 | 765050.00 | 7000.00 | 749000.00 | 8750.00 | 936250.00 | 652700.00 | SGB INFRA LTD
7.03 | Providing and laying in position cement concrete of specified grade excluding the cost of centering and shuttering - All work up to plinth level : 1:2:4 (1 Cement : 2 coarse sand (zone-III) derived from natural sources : 4 graded stone aggregate 40 mm nominal size derived from natural sources) | 55.00 | Cum | 10.00 | 5300.00 | 291500.00 | 8000.00 | 440000.00 | 7945.00 | 436975.00 | 6550.00 | 360250.00 | 5500.00 | 302500.00 | 6000.00 | 330000.00 | 291500.00 | SGB INFRA LTD
7.04 | Providing and laying in position cement concrete of specified grade excluding the cost of centering and shuttering - All work up to plinth level : 1:4:8 (1 Cement : 4 coarse sand (zone-III) derived from natural sources : 8 graded stone aggregate 40 mm nominal size derived from natural sources) | 55.00 | Cum | 10.00 | 4300.00 | 236500.00 | 7500.00 | 412500.00 | 6326.00 | 347930.00 | 550.00 | 30250.00 | 4000.00 | 220000.00 | 5300.00 | 291500.00 | 30250.00 | Mid India Civil Erectors Pvt. Ltd
7.05 | Steel reinforcement for R.C.C. work including straightening, cutting, bending, placing in position and binding all complete upto plinth level. Thermo-Mechanically Treated bars of grade Fe-500D or more | 33159.00 | Kg | 10.00 | 95.00 | 3150105.00 | 100.00 | 3315900.00 | 80.00 | 2652720.00 | 82.00 | 2719038.00 | 75.00 | 2486925.00 | 80.00 | 2652720.00 | 2486925.00 | Naresh Kumar Gupta and Co Pvt Ltd
7.06 | Steel reinforcement for R.C.C. work including straightening, cutting, bending, placing in position and binding all complete above plinth level. Thermo-Mechanically Treated bars of grade Fe-500D or more | 25090.00 | Kg | 10.00 | 95.00 | 2383550.00 | 100.00 | 2509000.00 | 80.00 | 2007200.00 | 82.00 | 2057380.00 | 75.00 | 1881750.00 | 75.00 | 1881750.00 | 1881750.00 | SR39 ENGINEERS PVT LTD, Naresh Kumar Gupta and Co Pvt Ltd
7.07 | Centering and shuttering including strutting, propping etc. and removal of form for Foundations, footings, bases of columns, etc. for mass concrete | 209.00 | Sqm | 10.00 | 400.00 | 83600.00 | 300.00 | 62700.00 | 308.00 | 64372.00 | 585.00 | 122265.00 | 300.00 | 62700.00 | 250.00 | 52250.00 | 52250.00 | SR39 ENGINEERS PVT LTD
7.08 | Centering and shuttering including strutting, propping etc. and removal of form for Suspended floors, roofs, landings, balconies and access platform | 270.00 | Sqm | 10.00 | 500.00 | 135000.00 | 400.00 | 108000.00 | 767.00 | 207090.00 | 585.00 | 157950.00 | 500.00 | 135000.00 | 600.00 | 162000.00 | 108000.00 | SRISHTI ENTERPRISES
7.09 | Centering and shuttering including strutting, propping etc. and removal of form for Lintels, beams, plinth beams, girders, bressumers and cantilevers | 193.00 | Sqm | 10.00 | 500.00 | 96500.00 | 500.00 | 96500.00 | 609.00 | 117537.00 | 585.00 | 112905.00 | 500.00 | 96500.00 | 500.00 | 96500.00 | 96500.00 | SR39 ENGINEERS PVT LTD, SGB INFRA LTD, SRISHTI ENTERPRISES, Naresh Kumar Gupta and Co Pvt Ltd
7.10 | Centering and shuttering including strutting, propping etc. and removal of form for Columns, Pillars, Piers, Abutments, Posts and Struts | 200.00 | Sqm | 10.00 | 550.00 | 110000.00 | 500.00 | 100000.00 | 805.00 | 161000.00 | 585.00 | 117000.00 | 500.00 | 100000.00 | 700.00 | 140000.00 | 100000.00 | SRISHTI ENTERPRISES, Naresh Kumar Gupta and Co Pvt Ltd
7.11 | Centering and shuttering including strutting, propping etc. and removal of form for Stairs, (excluding landings) except spiral-staircases | 193.00 | Sqm | 10.00 | 550.00 | 106150.00 | 500.00 | 96500.00 | 657.00 | 126801.00 | 585.00 | 112905.00 | 500.00 | 96500.00 | 500.00 | 96500.00 | 96500.00 | SR39 ENGINEERS PVT LTD, SRISHTI ENTERPRISES, Naresh Kumar Gupta and Co Pvt Ltd
7.12 | Centering and shuttering including strutting, propping etc. and removal of form for Walls (any thickness) including attached pilasters, butteresses, plinth and string courses etc. | 267.00 | Sqm | 100.00 | 550.00 | 146850.00 | 500.00 | 133500.00 | 670.00 | 178890.00 | 6000.00 | 1602000.00 | 500.00 | 133500.00 | 500.00 | 133500.00 | 133500.00 | SR39 ENGINEERS PVT LTD, SRISHTI ENTERPRISES, Naresh Kumar Gupta and Co Pvt Ltd
7.13 | Providing and laying Autoclaved Aerated concrete (AAC) blocks masonry 100 mm/ 125 mm thick with Grade-I AAC blocks of density 551 to 650 kg/ cum conforming to IS: 2185 (Part 3) in super structure above plinth level up to floor V level in cement mortar 1:4 (1 cement : 4 coarse sand). The rate includes providing and placing in position 2 Nos 6 mm dia M.S. bars at every third course of masonry work. | 57.00 | Cum | 100.00 | 5000.00 | 285000.00 | 7400.00 | 421800.00 | 8000.00 | 456000.00 | 7350.00 | 418950.00 | 5000.00 | 285000.00 | 6850.00 | 390450.00 | 285000.00 | SGB INFRA LTD, Naresh Kumar Gupta and Co Pvt Ltd
7.14 | 15 mm cement plaster on the rough side of single or half brick wall of mix : 1:6 (1 cement : 6 fine sand) | 3462.00 | Sqm | 10.00 | 360.00 | 1246320.00 | 400.00 | 1384800.00 | 325.00 | 1125150.00 | 325.00 | 1125150.00 | 390.00 | 1350180.00 | 250.00 | 865500.00 | 865500.00 | SR39 ENGINEERS PVT LTD
7.15 | 12 mm cement plaster of mix : 1:6 (1 cement: 6 fine sand) | 8176.00 | Sqm | 10.00 | 335.00 | 2738960.00 | 320.00 | 2616320.00 | 282.00 | 2305632.00 | 315.00 | 2575440.00 | 340.00 | 2779840.00 | 225.00 | 1839600.00 | 1839600.00 | SR39 ENGINEERS PVT LTD
7.16 | 20 mm cement plaster of mix : 1:6 (1 cement: 6 fine sand) | 6323.00 | Sqm | 10.00 | 450.00 | 2845350.00 | 450.00 | 2845350.00 | 383.00 | 2421709.00 | 350.00 | 2213050.00 | 440.00 | 2782120.00 | 300.00 | 1896900.00 | 1896900.00 | SR39 ENGINEERS PVT LTD
7.17 | Finishing with Deluxe Multi surface paint system for interiors and exteriors using Primer as per manufacturers specifications : Two or more coats applied on walls @ 1.25 ltr/10 sqm over and including one coat of Special primer applied @ 0.75 ltr /10 sqm | 3682.00 | Sqm | 10.00 | 151.00 | 555982.00 | 200.00 | 736400.00 | 159.00 | 585438.00 | 190.00 | 699580.00 | 120.00 | 441840.00 | 140.00 | 515480.00 | 441840.00 | Naresh Kumar Gupta and Co Pvt Ltd
7.18 | Providing and applying white cement based putty of average thickness 1 mm, of approved brand and manufacturer, over the plastered wall surface to prepare the surface even and smooth complete. | 3712.00 | Sqm | 10.00 | 151.00 | 560512.00 | 80.00 | 296960.00 | 124.00 | 460288.00 | 135.00 | 501120.00 | 100.00 | 371200.00 | 110.00 | 408320.00 | 296960.00 | SRISHTI ENTERPRISES
7.19 | Painting with synthetic enamel paint of approved brand and manufacture to give an even shade : Two or more coats on new work | 1100.00 | Sqm | 10.00 | 125.00 | 137500.00 | 200.00 | 220000.00 | 132.00 | 145200.00 | 260.00 | 286000.00 | 125.00 | 137500.00 | 169.00 | 185900.00 | 137500.00 | SGB INFRA LTD, Naresh Kumar Gupta and Co Pvt Ltd
7.20 | Add for using extra cement in the items of design mix over and above the specified cement content therein. | 404.00 | quintal | 10.00 | 810.00 | 327240.00 | 1000.00 | 404000.00 | 689.00 | 278356.00 | 475.00 | 191900.00 | 800.00 | 323200.00 | 600.00 | 242400.00 | 191900.00 | Mid India Civil Erectors Pvt. Ltd
7.21 | Providing and applying integral crystalline slurry of hydrophilic in nature for waterproofing treatment to the RCC structures like retaining walls of the basement, water tanks, roof slabs, podiums, reservior, sewage & water treatment plant, tunnels / subway and bridge deck etc., prepared by mixing in the ratio of 5 : 2 (5 parts integral crystalline slurry : 2 parts water) for vertical surfaces and 3 : 1 (3 parts integral crystalline slurry : 1 part water) for horizontal surfaces and applying the same from negative (internal) side with the help of synthetic fiber brush. The material shall meet the requirements as specified in ACI- 212-3R-2010 i.e by reducing permeability of concrete by more than 90% compared with control concrete as per DIN 1048 and resistant to 16 bar hydrostatic pressure on negative side. The crystalline slurry shall be capable of self-healing of cracks up to a width of 0.50mm. The work shall be carried out all complete as per specification and the direction of the engineer-in-charge. The product performance shall carry guarantee for 10 years against any leakage. For horizontal surface one coat @1.10 kg per sqm. | 314.00 | Sqm | 10.00 | 300.00 | 94200.00 | 900.00 | 282600.00 | 311.00 | 97654.00 | 280.00 | 87920.00 | 150.00 | 47100.00 | 250.00 | 78500.00 | 47100.00 | Naresh Kumar Gupta and Co Pvt Ltd
7.22 | Providing and applying of swellable type water stop tape, 19mm x 25mm thick in linear meter (expansive nature) for construction joints treatment of RCC structure such as raft slab, retaining walls, water storage tank and at the junctions of raft slab with the retaining walls etc.. After cleaning the surface, one coat of required primer for swellable water stop tape shall be applied throughout the length of the joint @3.78 litre per 240 running meter. Over the primed surface swellable type water stop tape shall be placed. The work shall be carried out all complete as per specification and the direction of the Engineer-In Charge. The product performance shall carry guarantee for 10 years against any leakage. | 106.00 | metre | 10.00 | 500.00 | 53000.00 | 200.00 | 21200.00 | 496.00 | 52576.00 | 350.00 | 37100.00 | 200.00 | 21200.00 | 450.00 | 47700.00 | 21200.00 | SRISHTI ENTERPRISES, Naresh Kumar Gupta and Co Pvt Ltd
8.00 | Sub Heading 8 - Miscellaneous Works
8.01 | Providing and fixing 19mm thick both side balancing lamination factory pressed BWP grade marine ply as per IS 710 of approved brand boxes,shelves,racks,almirah,cupboard and drawer etc. including necessary nails,screws etc. complete as per direction of Engineer-in?charge. | 272.00 | Sqm | 100.00 | 2500.00 | 680000.00 | 2990.00 | 813280.00 | 2340.00 | 636480.00 | 1960.00 | 533120.00 | 2000.00 | 544000.00 | 1950.00 | 530400.00 | 530400.00 | SR39 ENGINEERS PVT LTD
8.02 | Providing and fixing stainless steel soft closing heavy type telescopic drawer channels of approved make 500 mm long with screws etc. complete as per directions of Engineer- in-charge. | 24.00 | Set | 100.00 | 750.00 | 18000.00 | 500.00 | 12000.00 | 750.00 | 18000.00 | 480.00 | 11520.00 | 1000.00 | 24000.00 | 40.00 | 960.00 | 960.00 | SR39 ENGINEERS PVT LTD
8.03 | Providing and fixing magnetic catcher of approved quality in cupboard / ward robe shutters, including fixing with necessary screws etc. complete. Double strip (horizontal type) | 47.00 | Each | 10.00 | 28.00 | 1316.00 | 100.00 | 4700.00 | 35.00 | 1645.00 | 380.00 | 17860.00 | 200.00 | 9400.00 | 30.00 | 1410.00 | 1316.00 | SGB INFRA LTD
8.04 | Providing and fixing stainless steel soft closing spring hinges at 0 degree hinges (hydraulic type) of approved make/brand to cupboard shutters with full threaded steel screws including making necessary recess in board and finished etc. complete as per direction of Engineer-in-charge. | 93.00 | Each | 10.00 | 150.00 | 13950.00 | 250.00 | 23250.00 | 227.00 | 21111.00 | 480.00 | 44640.00 | 500.00 | 46500.00 | 205.00 | 19065.00 | 13950.00 | SGB INFRA LTD
8.05 | Providing and fixing stainless steel fancy handle of approved make fixed with SS screws etc. complete as per direction of Engineer-in-charge. 200 mm | 93.00 | Each | 10.00 | 200.00 | 18600.00 | 400.00 | 37200.00 | 154.00 | 14322.00 | 380.00 | 35340.00 | 500.00 | 46500.00 | 140.00 | 13020.00 | 13020.00 | SR39 ENGINEERS PVT LTD
8.06 | Providing & fixing 12mm thick 100% acrylic solid surface of approved make and colour over 19mm thik marine ply backing for check-in counters. The above work shall be carried out by an agency having sufficient experience in concerned work and should ensure a guarantee for any defective installation and material composition for a period of 10 years from the date of completion of the said work. Only skilled and experienced persons shall be employed for this purpose etc. complete as per direction of engineer in charge. | 75.00 | Sqm | 10.00 | 2000.00 | 150000.00 | 12900.00 | 967500.00 | 12900.00 | 967500.00 | 10200.00 | 765000.00 | 10000.00 | 750000.00 | 10800.00 | 810000.00 | 150000.00 | SGB INFRA LTD
8.07 | Providing and fixing in position tactile directional strips as per the approved lay out made of stainless steel material of grade SS 316 having antiskid linear grooves with plain bevel edges. The dimensions of the strip should be 280mmx35mmx4.5mm and dimesnions of the stem should be 6mm x 12mm (with groove in the centre) having 3 no stem adn the centre to centre distance between the stem of one strip shound be 120mm. The tactile strip must be installed along the direction of travel with correct spacing between each unit @ 4 tactile strips within a spacing of 300mmx300mm. For installation of the strips. the floor needs to be drilled for aabout 12mm depth without breaking the floor and after cleaning the floor epoxy grout need to be injected and the tractile strips should be placed over the holes complete as per the particular specification and directions of EIC. | 1650.00 | Each | 10.00 | 1350.00 | 2227500.00 | 690.00 | 1138500.00 | 540.00 | 891000.00 | 350.00 | 577500.00 | 300.00 | 495000.00 | 350.00 | 577500.00 | 495000.00 | Naresh Kumar Gupta and Co Pvt Ltd
8.08 | Providing and fixing in position tactile warning studs as per the approved layout made of stainless steel material of grade SS 316 having antisld concentric circles with plain bevel edges.The dimesions of the studs should be 35mm reduced to 25mm x4.5mm and dimensions of the stem should be 6mm x 1.2mm(with groove in the centre) having 1 no stem. The tactile stud must be installed with correct spaicn between ezch unit @36 tactile studs within a spacing of 300mmx300mm . For installation of studs the floor need to be drilled for about 12 mm depth without damaging breaking the floor and after cleaning the floor epoxy grout needs to be injected and e the tactile stud should be placed ove the holes complete as per the particular specification and direction of EIC. | 1650.00 | Each | 10.00 | 300.00 | 495000.00 | 190.00 | 313500.00 | 180.00 | 297000.00 | 200.00 | 330000.00 | 100.00 | 165000.00 | 110.00 | 181500.00 | 165000.00 | Naresh Kumar Gupta and Co Pvt Ltd
8.09 | Providing and Fixing Non-Reflective Film of Garware or equivalent on glass including cleaning of glas etc complete as per direction of engineer in charge. | 110.00 | Sqm | 10.00 | 350.00 | 38500.00 | 720.00 | 79200.00 | 550.00 | 60500.00 | 760.00 | 83600.00 | 1000.00 | 110000.00 | 900.00 | 99000.00 | 38500.00 | SGB INFRA LTD
8.10 | Providing and Fixing Reflective Film of Garware or equivalent on glass including cleaning of glas etc complete as per direction of engineer in charge. | 110.00 | Sqm | 10.00 | 450.00 | 49500.00 | 750.00 | 82500.00 | 1200.00 | 132000.00 | 950.00 | 104500.00 | 1000.00 | 110000.00 | 1100.00 | 121000.00 | 49500.00 | SGB INFRA LTD
8.11 | Providing and Fixing Opaque /Frosted Film of Garware or equivalent on glass including cleaning of glas etc complete as per direction of engineer in charge. | 110.00 | Sqm | 10.00 | 450.00 | 49500.00 | 750.00 | 82500.00 | 900.00 | 99000.00 | 1430.00 | 157300.00 | 1000.00 | 110000.00 | 1600.00 | 176000.00 | 49500.00 | SGB INFRA LTD
8.12 | Providing and fixing Roller blinds (Black Out) of approved make as per manufacturer's specification and size complete in all respect as per direction of Engineer-in-charge. | 220.00 | Sqm | 100.00 | 2200.00 | 484000.00 | 1600.00 | 352000.00 | 2700.00 | 594000.00 | 1900.00 | 418000.00 | 1500.00 | 330000.00 | 2000.00 | 440000.00 | 330000.00 | Naresh Kumar Gupta and Co Pvt Ltd
8.13 | Providing and Fixing HIT-RE500V3 with HIT-V Threaded Rod.The product should be approved by ETA, ICC, CSTB, COLA, BZS with Shock approval, Seismic (C1 & C2) approval, Fatigue and Fire Approvals in anchors to use in cracked/un-cracked concrete, tested for service temperature of -40 deg C to +80 deg C. Anchoring with HIT-V with RE500V3 to be designed as per ETAG guidelines of post installation of anchors and TR 029. Drilling hole with double flute type drill bits/hollow drill bits to the required depth by rotary hammer drill, cleaning with brush and jet of clean air, filling resin and hardener using serrated nozzle to eliminate mixing error with standard HDE A22 battery dispenser along with piston plug. The installation and the setting instructions should be strictly followed as per the manufacturer’s recommendations. The adequate embedment depth & number of anchors to be calculated as per PROFIS Anchor Software & the report to be submitted to the project manager, design engineer for approval. Scanning before drilling to be done with Hilti Scanner to avoid hitting existing rebars. For zones with high seismicity , seismic designs are mandatory. For shear loads , base plate designed by SOFA , filling sets are mandatory . Anchor rod Anchor rod HAS-U A4 M24*300 with Hilti Adhesive Capsule HVU2 M24*210 | 110.00 | Each | 100.00 | 7100.00 | 781000.00 | 1990.00 | 218900.00 | 2500.00 | 275000.00 | 5400.00 | 594000.00 | 3500.00 | 385000.00 | 6300.00 | 693000.00 | 218900.00 | SRISHTI ENTERPRISES
8.14 | Providing and Fixing HIT-RE500V3 with HIT-V Threaded Rod.The product should be approved by ETA, ICC, CSTB, COLA, BZS with Shock approval, Seismic (C1 & C2) approval, Fatigue and Fire Approvals in anchors to use in cracked/un-cracked concrete, tested for service temperature of -40 deg C to +80 deg C. Anchoring with HIT-V with RE500V3 to be designed as per ETAG guidelines of post installation of anchors and TR 029. Drilling hole with double flute type drill bits/hollow drill bits to the required depth by rotary hammer drill, cleaning with brush and jet of clean air, filling resin and hardener using serrated nozzle to eliminate mixing error with standard HDE A22 battery dispenser along with piston plug. The installation and the setting instructions should be strictly followed as per the manufacturer’s recommendations. The adequate embedment depth & number of anchors to be calculated as per PROFIS Anchor Software & the report to be submitted to the project manager, design engineer for approval. Scanning before drilling to be done with Hilti Scanner to avoid hitting existing rebars. For zones with high seismicity , seismic designs are mandatory. For shear loads , base plate designed by SOFA , filling sets are mandatory . With Anchor rod HAS-U A4 M20*240 with Hilti Adhesive Capsule HVU2 M20*170 adhesive capsule | 110.00 | Each | 10.00 | 8100.00 | 891000.00 | 1000.00 | 110000.00 | 2700.00 | 297000.00 | 3900.00 | 429000.00 | 3000.00 | 330000.00 | 4350.00 | 478500.00 | 110000.00 | SRISHTI ENTERPRISES
8.15 | Providing and Fixing HIT-RE500V3 with HIT-V Threaded Rod.The product should be approved by ETA, ICC, CSTB, COLA, BZS with Shock approval, Seismic (C1 & C2) approval, Fatigue and Fire Approvals in anchors to use in cracked/un-cracked concrete, tested for service temperature of -40 deg C to +80 deg C. Anchoring with HIT-V with RE500V3 to be designed as per ETAG guidelines of post installation of anchors and TR 029. Drilling hole with double flute type drill bits/hollow drill bits to the required depth by rotary hammer drill, cleaning with brush and jet of clean air, filling resin and hardener using serrated nozzle to eliminate mixing error with standard HDE A22 battery dispenser along with piston plug. The installation and the setting instructions should be strictly followed as per the manufacturer’s recommendations. The adequate embedment depth & number of anchors to be calculated as per PROFIS Anchor Software & the report to be submitted to the project manager, design engineer for approval. Scanning before drilling to be done with Hilti Scanner to avoid hitting existing rebars. For zones with high seismicity , seismic designs are mandatory. For shear loads , base plate designed by SOFA , filling sets are mandatory . With Anchor rod HAS-U A4 M16*165 with Hilti Adhesive Capsule HVU2 M16*125 | 715.00 | Each | 10.00 | 9200.00 | 6578000.00 | 550.00 | 393250.00 | 1800.00 | 1287000.00 | 2450.00 | 1751750.00 | 2500.00 | 1787500.00 | 2500.00 | 1787500.00 | 393250.00 | SRISHTI ENTERPRISES
9.00 | Sub Heading 9 - Road Work
9.01 | Earth work in excavation by mechanical means (Hydraulic excavator)/ manual means over areas (exceeding 30 cm in depth, 1.5 m in width as well as 10 sqm on plan) including getting out and disposal of excavated earth lead upto 50 m and lift upto 1.5 m, as directed by Engineer-in?charge. All kinds of soil | 1120.00 | Cum | 100.00 | 150.00 | 168000.00 | 220.00 | 246400.00 | 206.00 | 230720.00 | 245.00 | 274400.00 | 125.00 | 140000.00 | 180.00 | 201600.00 | 140000.00 | Naresh Kumar Gupta and Co Pvt Ltd
9.02 | Providing, laying, spreading and compacting graded stone aggregate (size range 53 mm to 0.075 mm ) to wet mix macadam (WMM) specification including premixing the material with water at OMC in for all leads & lifts, laying in uniform layers with mechanical paver finisher in sub- base / base course on well prepared surface and compacting with vibratory roller of 8 to 10 tonne capacity to achieve the desired density, complete as per specifications and directions of Engineer-in-Charge. | 252.00 | Cum | 100.00 | 2300.00 | 579600.00 | 2900.00 | 730800.00 | 2804.00 | 706608.00 | 1900.00 | 478800.00 | 2200.00 | 554400.00 | 2450.00 | 617400.00 | 478800.00 | Mid India Civil Erectors Pvt. Ltd
9.03 | Construction of dry lean cement concrete sub base over a prepared sub-grade with coarse and fine aggregate conforming to IS:383, the size of coarse aggregate not exceeding 25 mm, aggregate cement ratio not to exceed 15:1, aggregate gradation after blending to be as per specifications, cement content not to be less than 150 Kg/cum, optimum moisture content to be determined during trial length construction, concrete strength not to be less than 10 Mpa at 7 days, mixed in a batching plant, transported to site, for all leads & lifts, laid with a mechanical paver, compacting with 8-10 tonne vibratory roller, finishing and curing etc. complete as per direction of Engineerin- in-charge. | 252.00 | Cum | 10.00 | 4300.00 | 1083600.00 | 5000.00 | 1260000.00 | 4131.00 | 1041012.00 | 2860.00 | 720720.00 | 3500.00 | 882000.00 | 3500.00 | 882000.00 | 720720.00 | Mid India Civil Erectors Pvt. Ltd
9.04 | Providing and laying design mix cement concrete of M-30 grade, in roads/ taxi tracks/ runways, using cement content as per design mix, using coarse sand and graded stone aggregate of 40 mm nominal size in appropriate proportions as per approved & specified design criteria, providing dowel bars with sleeve/ tie bars wherever required, laying at site, spreading and compacting mechanically by using needle and surface vibrators, levelling to required slope/ camber, finishing with required texture, including steel form work with sturdy M.S. channel sections, curing, making provision for contraction/ expansion, construction & longitudinal joints (10 mm wide x 50 mm deep) by groove cutting machine, providing and filling joints with approved joint filler and sealants, complete all as per direction of Engineer-in-charge (Item of joint fillers, sealants, dowel bars with sleeve/ tie bars to be paid separately). Note:- Cement content considered in M-30 is @ 340 kg/cum. Excess/ less cement used as per design mix is payable/ recoverable separately. Cement concrete manufactured in automatic batching plant (RMC plant) i/c transportation to site in transit mixer | 420.00 | Cum | 10.00 | 6200.00 | 2604000.00 | 10800.00 | 4536000.00 | 8500.00 | 3570000.00 | 6850.00 | 2877000.00 | 7000.00 | 2940000.00 | 8500.00 | 3570000.00 | 2604000.00 | SGB INFRA LTD
9.05 | Providing and laying factory made chamfered edge Cement Concrete paver blocks in footpath, parks, lawns, drive ways or light traffic parking etc, of required strength, thickness & size/ shape, made by table vibratory method using PU mould, laid in required colour & pattern over 50mm thick compacted bed of sand, compacting and proper embedding/laying of inter locking paver blocks into the sand bedding layer through vibratory compaction by using plate vibrator, filling the joints with sand and cutting of paver blocks as per required size and pattern, finishing and sweeping extra sand. complete all as per direction of Engineer-in-Charge. 80 mm thick C.C. paver block of M-30 grade with approved color design and pattern. | 4070.00 | Sqm | 10.00 | 855.00 | 3479850.00 | 800.00 | 3256000.00 | 1012.00 | 4118840.00 | 815.00 | 3317050.00 | 850.00 | 3459500.00 | 800.00 | 3256000.00 | 3256000.00 | SR39 ENGINEERS PVT LTD, SRISHTI ENTERPRISES
9.06 | Providing and applying 2.5 mm thick road marking strips (retro?reflective) of specified shade/ colour using hot thermoplastic material by fully/ semi automatic thermoplastic paint applicator machine fitted with profile shoe, glass beads dispenser, propane tank heater and profile shoe heater, driven by experienced operator on road surface including cost of material, labour, T&P, cleaning the road surface of all dirt, seals, oil, grease and foreign material etc. complete as per direction of Engineer-in-charge and accordance with applicable specifications. | 724.00 | Sqm | 10.00 | 300.00 | 217200.00 | 500.00 | 362000.00 | 624.00 | 451776.00 | 590.00 | 427160.00 | 400.00 | 289600.00 | 500.00 | 362000.00 | 217200.00 | SGB INFRA LTD
9.07 | Providing and laying at or near ground level factory made kerb stone of M-25 grade cement concrete in position to the required line, leveland curvature, jointed with cement mortar 1:3 (1 cement: 3 coarse sand), including making joints with or without grooves (thickness of joints except at sharp curve shall not to more than 5mm), including making drainage opening wherever required complete etc. as per direction of Engineer-in-charge (length of finished kerb edging shall be measured for payment). (Precast C.C. kerb stone shall be approved by Engineer-in-charge). | 28.00 | Cum | 10.00 | 6500.00 | 182000.00 | 14900.00 | 417200.00 | 8614.00 | 241192.00 | 6500.00 | 182000.00 | 7000.00 | 196000.00 | 7500.00 | 210000.00 | 182000.00 | Mid India Civil Erectors Pvt. Ltd, SGB INFRA LTD
9.08 | Providing and fixing PVC speed breakers (Vectus or Equivaleent) having pieces of size 250 mm long x 350 mm wide x 50 mm high with back side hollow section for filling of plain cement concrete (1:2:4) (1 cement : 2 Coarse sand : 4 graded stone aggregate 20 mm normal size). The speed breakers shall be fixed with the help of dash fastner. Size of dash fastner shall be 10 mm dia and 80 mm long and no. of dash fastner in each piece shall be 04. Rate includes all material / labour transport, fixing all taxes etc. complete as per the direction & satisfaction of EIC. | 165.00 | Meter | 10.00 | 200.00 | 33000.00 | 1000.00 | 165000.00 | 1800.00 | 297000.00 | 960.00 | 158400.00 | 800.00 | 132000.00 | 850.00 | 140250.00 | 33000.00 | SGB INFRA LTD
9.09 | Providing and fixing Glow studs of size 100x20 mm made of heavy duty body shall be moulded ASA (Acrylic styrene Acryloretrite ) or HIP (High impact polystyrene) or ABS having electronically welded micro- prismatic lens with abrasion resistant coating as approved by Engineer in charge. The glow stud shall support a load of 13635 kg tested in accordance with ASTM D4280. The slope of retro- reflective surface shall be 35 (+/-5) degress to base .The reflective panels on both sides with at least 12 cm of reflective area up each side. The luminance intensity should be as per the specification and shall be tested as described in ASTM I: 809 as recommended in BS: 873 part 4 : 1973. The studs shall be fixed to the Road surface using the adhesive conforming to IS, as per procedure recommended by the manufacturer complete and as per direction of Engineer-in-charge. | 880.00 | Each | 10.00 | 350.00 | 308000.00 | 250.00 | 220000.00 | 176.00 | 154880.00 | 170.00 | 149600.00 | 130.00 | 114400.00 | 150.00 | 132000.00 | 114400.00 | Naresh Kumar Gupta and Co Pvt Ltd
9.10 | Extra for every additional lift of 1.5 m or part thereof in excavation / banking excavated or stacked materials. All kinds of soil | 225.00 | Cum | 10.00 | 175.00 | 39375.00 | 350.00 | 78750.00 | 105.00 | 23625.00 | 100.00 | 22500.00 | 70.00 | 15750.00 | 90.00 | 20250.00 | 15750.00 | Naresh Kumar Gupta and Co Pvt Ltd
9.11 | Filling available excavated earth (excluding rock) in trenches, plinth, sides of foundations etc. in layers not exceeding 20cm in depth, consolidating each deposited layer by ramming and watering, lead up to 50 m and lift upto 1.5 m. | 204.00 | Cum | 10.00 | 100.00 | 20400.00 | 350.00 | 71400.00 | 254.00 | 51816.00 | 145.00 | 29580.00 | 150.00 | 30600.00 | 200.00 | 40800.00 | 20400.00 | SGB INFRA LTD
10.00 | Sub Heading 10 - Engineering Consultancy Service
10.10 | Providing Complete Structural, Consultancy and Vetting of Structural changes for ensuring the Structural safety o fthe existing New Integrated Terminal Building (NITB) for the proposed "Reconfiguration of the existing Terminal building of DABH Airport Indore", by providing services of the Structural Consultant of the existing New Integrated Terminal Builing (NITB) at DABH Airport Indore. Design and Drawings after investigating and studying the proposed structure/building and getting approval of proposed Reconfiguration from NIT/IIT. (i) Structural Designs and drawings must be prepared as per the latest provisions of Naional Building Code and all other relevant BIS codes and Green Building norms as specified in GRIHA. If any substitute/ extra items will be proposed by any consultant then it must be submitted with proper justification of cost. Market rate analysis along with the price list/quotations etc. for approval of EIC before finalising Designs and drawings. (ii) Contractor shall arrange the structural drawings shall be get vetted from NIT/IIT at his own cost. (iii) In case any clarifications/modifications in designs and drawings is required to be done during vetting or during execution of the work, it shall be got done by the contractor through the consultants for which nothing extra shall be paid. The consultant must visit the site during execution atleast once or as directed by EIC and the cost of the same to be borne by the contractor. (iv) After vetting/approval of Structural designs and drawings, 06 (Six) sets of Good for construction drawings showing all relevant details duly signed by consultants shall be submitted to EIC. He shall also submit 03 (Three) sets of all the drawings in soft copy in USB Drive at his own cost. (v) The rate quoted by contractor shall be for complete consultancy job work to complete the "Reconfiguration of Existing Terminal building at D.A.B.H. Airport, Indore" work including all statutory fees and the fees to be paid by the contractor to the Structural consultants; Structural designs and drawings, vetting charges; Site visits by consultants; Submission of required no. of copies of designs, reports and drawings and all applicable taxes EXCLUDING GST. Nothing extra shall be payable over the quoted rate. | 1.00 | Each | 100.00 | 1000000.00 | 1000000.00 | 1500000.00 | 1500000.00 | 2500000.00 | 2500000.00 | 1460000.00 | 1460000.00 | 1500000.00 | 1500000.00 | 1800000.00 | 1800000.00 | 1000000.00 | SGB INFRA LTD
11.00 | Electrical Works
11.00 | Sub Heading 11 - I/II Internal and External Electrification Works.
11.01 | Wiring for light point/ fan point/ exhaust fan point/ call bell point with 1.5 sq.mm FRLSH PVC insulated copper conductor single core cable in surface / recessed steel conduit, with modular switch, modular plate, suitable GI box and earthing the point with 1.5 sq.mm FRLSH PVC insulated copper conductor single core cable etc. as required.(Group -C) | 600.00 | Point | 100.00 | 1100.00 | 660000.00 | 1000.00 | 600000.00 | 1300.00 | 780000.00 | 1635.00 | 981000.00 | 1300.00 | 780000.00 | 1300.00 | 780000.00 | 600000.00 | SRISHTI ENTERPRISES
11.02 | Wiring for twin control light point with 1.5 sq.mm FRLSH PVC insulated copper conductor single core cable in surface / recessed steel conduit, 2 way modular switch, modular plate, suitable GI box and earthing the point with 1.5 sq.mm FRLSH PVC insulated copper conductor single core cable etc. as required. | 4.00 | Point | 100.00 | 2500.00 | 10000.00 | 1900.00 | 7600.00 | 1981.00 | 7924.00 | 3190.00 | 12760.00 | 1800.00 | 7200.00 | 1800.00 | 7200.00 | 7200.00 | SR39 ENGINEERS PVT LTD, Naresh Kumar Gupta and Co Pvt Ltd
11.03 | Wiring for light/ power plug with 2X4 sq. mm FRLSH PVC insulated copper conductor single core cable in surface/ recessed steel conduit alongwith 1 No. 4 sq. mm FRLSH PVC insulated copper conductor single core cable for loop earthing as required | 700.00 | Mtr | 10.00 | 350.00 | 245000.00 | 346.92 | 242844.00 | 350.00 | 245000.00 | 290.00 | 203000.00 | 300.00 | 210000.00 | 300.00 | 210000.00 | 203000.00 | Mid India Civil Erectors Pvt. Ltd
11.04 | Wiring for light/ power plug with 4X4 sq. mm FRLSH PVC insulated copper conductor single core cable in surface/ recessed steel conduit alongwith 2 Nos. 4 sq. mm FRLSH PVC insulated copper conductor single core cable for loop earthing as required. | 500.00 | Mtr | 10.00 | 500.00 | 250000.00 | 520.00 | 260000.00 | 525.00 | 262500.00 | 550.00 | 275000.00 | 475.00 | 237500.00 | 490.00 | 245000.00 | 237500.00 | Naresh Kumar Gupta and Co Pvt Ltd
11.05 | Wiring for circuit/ submain wiring alongwith earth wire with the following sizes of FRLSH PVC insulated copper conductor, single core cable in surface/ recessed steel conduit as required. 2 X 1.5 sq. mm + 1 X 1.5 sq. mm earth wire | 2000.00 | Mtr | 10.00 | 250.00 | 500000.00 | 181.72 | 363440.00 | 275.00 | 550000.00 | 175.00 | 350000.00 | 200.00 | 400000.00 | 240.00 | 480000.00 | 350000.00 | Mid India Civil Erectors Pvt. Ltd
11.06 | Wiring for circuit/ submain wiring alongwith earth wire with the following sizes of FRLSH PVC insulated copper conductor, single core cable in surface/ recessed steel conduit as required. 2 X 2.5 sq. mm + 1 X 2.5 sq. mm earth wire | 1000.00 | Mtr | 10.00 | 311.00 | 311000.00 | 231.28 | 231280.00 | 295.00 | 295000.00 | 250.00 | 250000.00 | 225.00 | 225000.00 | 300.00 | 300000.00 | 225000.00 | Naresh Kumar Gupta and Co Pvt Ltd
11.07 | Supplying and drawing following sizes of FRLSH PVC insulated copper conductor, single core cable in the existing surface/ recessed steel/ PVC conduit/Raceway as required. 3 x 2.5 sq. Mm | 1000.00 | Mtr | 10.00 | 200.00 | 200000.00 | 123.90 | 123900.00 | 110.00 | 110000.00 | 115.00 | 115000.00 | 100.00 | 100000.00 | 105.00 | 105000.00 | 100000.00 | Naresh Kumar Gupta and Co Pvt Ltd
11.08 | Supplying and drawing following sizes of FRLSH PVC insulated copper conductor, single core cable in the existing surface/ recessed steel/ PVC conduit/Raceway as required. 3x 4 sq. Mm | 300.00 | Mtr | 10.00 | 250.00 | 75000.00 | 173.46 | 52038.00 | 175.00 | 52500.00 | 170.00 | 51000.00 | 125.00 | 37500.00 | 190.00 | 57000.00 | 37500.00 | Naresh Kumar Gupta and Co Pvt Ltd
11.09 | Supplying and fixing following modular switch/ socket on the existing modular plate & switch box including connections but excluding modular plate etc. as required. 5/6 A switch | 310.00 | Each | 10.00 | 450.00 | 139500.00 | 123.90 | 38409.00 | 103.00 | 31930.00 | 110.00 | 34100.00 | 75.00 | 23250.00 | 100.00 | 31000.00 | 23250.00 | Naresh Kumar Gupta and Co Pvt Ltd
11.10 | Supplying and fixing following modular switch/ socket on the existing modular plate & switch box including connections but excluding modular plate etc. as required. 15/16 A switch | 15.00 | Each | 10.00 | 500.00 | 7500.00 | 272.58 | 4088.70 | 156.00 | 2340.00 | 235.00 | 3525.00 | 125.00 | 1875.00 | 200.00 | 3000.00 | 1875.00 | Naresh Kumar Gupta and Co Pvt Ltd
11.11 | Supplying and fixing following modular switch/ socket on the existing modular plate & switch box including connections but excluding modular plate etc. as required. 3 pin 5/6 A socket outlet | 310.00 | Each | 10.00 | 500.00 | 155000.00 | 123.90 | 38409.00 | 122.00 | 37820.00 | 190.00 | 58900.00 | 100.00 | 31000.00 | 95.00 | 29450.00 | 29450.00 | SR39 ENGINEERS PVT LTD
11.12 | Supplying and fixing following modular switch/ socket on the existing modular plate & switch box including connections but excluding modular plate etc. as required. 6 pin 15/16 A socket outlet | 15.00 | Each | 100.00 | 500.00 | 7500.00 | 272.58 | 4088.70 | 197.00 | 2955.00 | 450.00 | 6750.00 | 150.00 | 2250.00 | 225.00 | 3375.00 | 2250.00 | Naresh Kumar Gupta and Co Pvt Ltd
11.13 | Supply and fixing of pop up box (floor mounted) on floor including connection & all accessories etc. complete as required. 3 Module ( 6 amps ) | 110.00 | Each | 100.00 | 450.00 | 49500.00 | 6029.80 | 663278.00 | 1500.00 | 165000.00 | 3450.00 | 379500.00 | 300.00 | 33000.00 | 1090.00 | 119900.00 | 33000.00 | Naresh Kumar Gupta and Co Pvt Ltd
11.14 | Supply and fixing of pop up box (floor mounted) on floor including connection & all accessories etc. complete as required. 4 Module ( 6 / 16 amps) | 15.00 | Each | 10.00 | 500.00 | 7500.00 | 7900.00 | 118500.00 | 2000.00 | 30000.00 | 4725.00 | 70875.00 | 500.00 | 7500.00 | 1325.00 | 19875.00 | 7500.00 | SGB INFRA LTD, Naresh Kumar Gupta and Co Pvt Ltd
11.15 | Supplying and fixing following size/ modules, GI box alongwith modular base & cover plate for modular switches in recess etc. as required. 3 Module (100 mmX75 mm) | 100.00 | Each | 10.00 | 500.00 | 50000.00 | 140.42 | 14042.00 | 327.00 | 32700.00 | 100.00 | 10000.00 | 250.00 | 25000.00 | 280.00 | 28000.00 | 10000.00 | Mid India Civil Erectors Pvt. Ltd
11.16 | Supplying and fixing following size/ modules, GI box alongwith modular base & cover plate for modular switches in recess etc. as required. 6 Module (200 mmX75 mm) | 50.00 | Each | 10.00 | 550.00 | 27500.00 | 261.02 | 13050.80 | 402.00 | 20100.00 | 230.00 | 11500.00 | 300.00 | 15000.00 | 425.00 | 21250.00 | 11500.00 | Mid India Civil Erectors Pvt. Ltd
11.17 | Supplying and fixing suitable size GI box with modular plate and cover in front on surface or in recess, including providing and fixing 6 pin 5/6 A & 15/16 A modular socket outlet and 15/16 A modular switch, connections etc. as required. | 260.00 | Each | 10.00 | 550.00 | 143000.00 | 792.96 | 206169.60 | 300.00 | 78000.00 | 1400.00 | 364000.00 | 440.00 | 114400.00 | 400.00 | 104000.00 | 78000.00 | M I A CONSTRUCTION PVT LTD
11.18 | Installation, testing and commissioning of pre-wired, fluorescent fitting / compact fluorescent/LED fitting of all types, complete with all accessories and tube/lamp etc. directly on ceiling/ wall, including connections with 1.5 sq. mm FRLSH PVC insulated, copper conductor, single core cable and earthing etc. as required. | 2000.00 | Each | 10.00 | 250.00 | 500000.00 | 100.00 | 200000.00 | 90.00 | 180000.00 | 445.00 | 890000.00 | 150.00 | 300000.00 | 100.00 | 200000.00 | 180000.00 | M I A CONSTRUCTION PVT LTD
11.19 | Installation of wall fan upto 600 mm sweep including, connection, testing, commissioning etc as required. | 200.00 | Each | 10.00 | 500.00 | 100000.00 | 100.00 | 20000.00 | 2200.00 | 440000.00 | 445.00 | 89000.00 | 250.00 | 50000.00 | 100.00 | 20000.00 | 20000.00 | SR39 ENGINEERS PVT LTD, SRISHTI ENTERPRISES
11.20 | Wiring for group controlled (looped) light point/fan point/exhaust fan point/ call bell point (without independent switch etc.) with 1.5 sq. mm FRLSH PVC insulated copper conductor single core cable in surface/ recessed steel conduit, and earthing the point with 1.5 sq. mm FRLSH PVC insulated copper conductor single core cable etc. as required.(Group C) | 1600.00 | Point | 10.00 | 1000.00 | 1600000.00 | 165.20 | 264320.00 | 820.00 | 1312000.00 | 1200.00 | 1920000.00 | 700.00 | 1120000.00 | 740.00 | 1184000.00 | 264320.00 | SRISHTI ENTERPRISES
11.21 | Supply of following sizes of Copper Power Cables,multi stranded conductor, XLPE Insulated, Armoured, FRLSZH at outer sheathed,1100V grade as per IS 7098(Part 1) 1988. 3 core x 4 sq.mm. | 200.00 | Mtr | 10.00 | 250.00 | 50000.00 | 223.02 | 44604.00 | 300.00 | 60000.00 | 200.00 | 40000.00 | 219.00 | 43800.00 | 425.00 | 85000.00 | 40000.00 | Mid India Civil Erectors Pvt. Ltd
11.22 | Supply of following sizes of Copper Power Cables,multi stranded conductor, XLPE Insulated, Armoured, FRLSZH at outer sheathed,1100V grade as per IS 7098(Part 1) 1988. 4 core x 6 sq.mm. | 500.00 | Mtr | 10.00 | 380.00 | 190000.00 | 644.28 | 322140.00 | 550.00 | 275000.00 | 400.00 | 200000.00 | 388.00 | 194000.00 | 750.00 | 375000.00 | 190000.00 | SGB INFRA LTD
11.23 | Supply of following sizes of Copper Power Cables,multi stranded conductor, XLPE Insulated, Armoured, FRLSZH at outer sheathed,1100V grade as per IS 7098(Part 1) 1988. 4 core x 10 sq.mm. | 500.00 | Mtr | 100.00 | 610.00 | 305000.00 | 1490.00 | 745000.00 | 910.00 | 455000.00 | 640.00 | 320000.00 | 634.00 | 317000.00 | 1150.00 | 575000.00 | 305000.00 | SGB INFRA LTD
11.24 | Supply and fixing of following size of under floor GI raceways for distributing cabling in screed floor installations particularly suitable for application requiring EMC screening. Raceway should be made up of Pre galvanized sheet with thickness of 1.6mm consist of body and cover. It should have average of 120GSM zinc coating. Raceway should be openable from top. Cover fitted on to the body with self forming screw and can be opened easily if required. Raceway should be supplied with required accessories such as fixing brackets and coupling plates as required. Raceway should be confirmed with the standard EN 50085-2-2 including all accessories complete as required 300 mm wide x 38 mm deep raceway (3 compartment) | 150.00 | Mtr | 100.00 | 2400.00 | 360000.00 | 2450.00 | 367500.00 | 3000.00 | 450000.00 | 4300.00 | 645000.00 | 3000.00 | 450000.00 | 2800.00 | 420000.00 | 360000.00 | SGB INFRA LTD
11.25 | Supply and fixing of following size of Height adjustable under floor crossover Junction box with flyover for Raceways for direct access to cables at the intersection of Raceways supplied completely with base and cover plate(lid). Junction box should be made of Pre galvanized sheet consist of body and cover. Height of the junction box should be adjustable from minimum 60mm. Junction box should be supplied with the metal cover for protecting the junction box during constructions at site. It should be confirmed with the standard EN 50085-2-2s including all accessories complete as required: 300 x 300 x 50 mm | 50.00 | Each | 10.00 | 1500.00 | 75000.00 | 4900.00 | 245000.00 | 3250.00 | 162500.00 | 4450.00 | 222500.00 | 3000.00 | 150000.00 | 3600.00 | 180000.00 | 75000.00 | SGB INFRA LTD
11.26 | Supplying and fixing following way, single pole and neutral, sheet steel, MCB distribution board, 240 V, on surface/ recess, complete with tinned copper bus bar, neutral bus bar, earth bar, din bar, interconnections, powder painted including earthing etc. as required. (But without MCB/RCCB/Isolator) 8 way, Double door | 6.00 | Each | 10.00 | 15000.00 | 90000.00 | 1485.15 | 8910.89 | 2573.00 | 15438.00 | 2300.00 | 13800.00 | 2100.00 | 12600.00 | 2500.00 | 15000.00 | 8910.89 | SRISHTI ENTERPRISES
11.27 | Supplying and fixing following way, horizontal type three pole and neutral, sheet steel, MCB distribution board, 415 V, on surface/ recess, complete with tinned copper bus bar, neutral bus bar, earth bar, din bar, interconnections, powder painted including earthing etc. as required (But without MCB/RCCB/ Isolator). 8 way (4 + 24), Double door | 24.00 | Each | 10.00 | 18000.00 | 432000.00 | 4480.22 | 107525.38 | 5967.00 | 143208.00 | 6600.00 | 158400.00 | 4500.00 | 108000.00 | 5000.00 | 120000.00 | 107525.38 | SRISHTI ENTERPRISES
11.28 | Supplying and fixing of following ways surface/ recess mounting, vertical type, 415 V, TPN MCB distribution board of sheet steel, dust protected, duly powder painted, inclusive of 200 A, tinned copper bus bar, common neutral link, earth bar, din bar for mounting MCBs (but without MCBs and incomer) as required. (Note : Vertical type MCB TPDB is normally used where 3 phase outlets are required.) 12 way (4 + 36), Double door | 4.00 | Each | 10.00 | 20000.00 | 80000.00 | 13306.86 | 53227.44 | 12833.00 | 51332.00 | 13400.00 | 53600.00 | 8500.00 | 34000.00 | 1400.00 | 5600.00 | 5600.00 | SR39 ENGINEERS PVT LTD
11.29 | Supplying and fixing 5 A to 32 A rating, 240/415 V, 10 kA, “C” curve, miniature circuit breaker suitable for inductive load of following poles in the existing MCB DB complete with connections, testing and commissioning etc. as required. Single pole | 552.00 | Each | 10.00 | 250.00 | 138000.00 | 163.55 | 90278.50 | 256.00 | 141312.00 | 250.00 | 138000.00 | 175.00 | 96600.00 | 180.00 | 99360.00 | 90278.50 | SRISHTI ENTERPRISES
11.30 | Supplying and fixing 5 A to 32 A rating, 240/415 V, 10 kA, “C” curve, miniature circuit breaker suitable for inductive load of following poles in the existing MCB DB complete with connections, testing and commissioning etc. as required. Single pole and neutral | 24.00 | Each | 10.00 | 500.00 | 12000.00 | 535.25 | 12845.95 | 599.00 | 14376.00 | 750.00 | 18000.00 | 450.00 | 10800.00 | 600.00 | 14400.00 | 10800.00 | Naresh Kumar Gupta and Co Pvt Ltd
11.31 | Supplying and fixing single pole blanking plate in the existing MCB DB complete etc. as required. | 50.00 | Each | 10.00 | 25.00 | 1250.00 | 24.78 | 1239.00 | 13.00 | 650.00 | 30.00 | 1500.00 | 13.00 | 650.00 | 30.00 | 1500.00 | 650.00 | Naresh Kumar Gupta and Co Pvt Ltd, M I A CONSTRUCTION PVT LTD
11.32 | Supplying and fixing following rating, double pole / four pole, 240 / 415 volts, RCBO having a sensitivity current upto 300 milliamperes in the existing MCB DB complete with connections, testing and commissioning etc. as required. 25 amps DP 2 module | 6.00 | Each | 10.00 | 7000.00 | 42000.00 | 3003.34 | 18020.02 | 4000.00 | 24000.00 | 830.00 | 4980.00 | 1500.00 | 9000.00 | 4200.00 | 25200.00 | 4980.00 | Mid India Civil Erectors Pvt. Ltd
11.33 | Supplying and fixing following rating, double pole / four pole, 240 / 415 volts, RCBO having a sensitivity current upto 300 milliamperes in the existing MCB DB complete with connections, testing and commissioning etc. as required. 40 amps FP 4 module | 24.00 | Each | 10.00 | 7000.00 | 168000.00 | 3667.44 | 88018.56 | 3600.00 | 86400.00 | 2620.00 | 62880.00 | 2300.00 | 55200.00 | 4250.00 | 102000.00 | 55200.00 | Naresh Kumar Gupta and Co Pvt Ltd
11.34 | Supplying and fixing following rating, double pole / four pole, 240 / 415 volts, RCBO having a sensitivity current upto 300 milliamperes in the existing MCB DB complete with connections, testing and commissioning etc. as required. 63 amps FP 4 module | 4.00 | Each | 100.00 | 9000.00 | 36000.00 | 4148.17 | 16592.69 | 5000.00 | 20000.00 | 2620.00 | 10480.00 | 2500.00 | 10000.00 | 5200.00 | 20800.00 | 10000.00 | Naresh Kumar Gupta and Co Pvt Ltd
11.35 | Laying of one number PVC insulated and PVC sheathed / XLPE power cable of 1.1 KV grade of following size in the existing masonry open duct as required. Upto 35 sq. mm | 400.00 | Mtr | 100.00 | 100.00 | 40000.00 | 100.00 | 40000.00 | 28.00 | 11200.00 | 65.00 | 26000.00 | 250.00 | 100000.00 | 60.00 | 24000.00 | 11200.00 | M I A CONSTRUCTION PVT LTD
11.36 | Laying and fixing of one number PVC insulated and PVC sheathed / XLPE power cable of 1.1 KV grade of following size on wall surface as required. Upto 35 sq. mm (clamped with 1mm thick saddle) | 400.00 | Mtr | 10.00 | 100.00 | 40000.00 | 100.00 | 40000.00 | 55.00 | 22000.00 | 65.00 | 26000.00 | 400.00 | 160000.00 | 55.00 | 22000.00 | 22000.00 | SR39 ENGINEERS PVT LTD, M I A CONSTRUCTION PVT LTD
11.37 | Laying and fixing of one number PVC insulated and PVC sheathed / XLPE power cable of 1.1 KV grade of following size on cable tray as required. Upto 35 sq. mm (clamped with 1mm thick saddle) | 400.00 | Mtr | 10.00 | 100.00 | 40000.00 | 100.00 | 40000.00 | 45.00 | 18000.00 | 65.00 | 26000.00 | 400.00 | 160000.00 | 65.00 | 26000.00 | 18000.00 | M I A CONSTRUCTION PVT LTD
11.38 | Supplying and installing following size of perforated painted with powder coating M.S. cable trays with perforation not more than 17.5%, in convenient sections, joined with connectors, suspended from the ceiling with M.S. suspenders including bolts & nuts, painting suspenders etc as required. 150 X 50 X 1.6 mm | 200.00 | Metre | 10.00 | 1100.00 | 220000.00 | 426.45 | 85290.40 | 604.00 | 120800.00 | 760.00 | 152000.00 | 400.00 | 80000.00 | 600.00 | 120000.00 | 80000.00 | Naresh Kumar Gupta and Co Pvt Ltd
11.39 | Supplying and installing following size of perforated painted with powder coating M.S. cable trays with perforation not more than 17.5%, in convenient sections, joined with connectors, suspended from the ceiling with M.S. suspenders including bolts & nuts, painting suspenders etc as required. 300 X 62.5 X 2 mm | 300.00 | Metre | 10.00 | 1600.00 | 480000.00 | 1900.00 | 570000.00 | 720.00 | 216000.00 | 1150.00 | 345000.00 | 700.00 | 210000.00 | 860.00 | 258000.00 | 210000.00 | Naresh Kumar Gupta and Co Pvt Ltd
11.40 | Supplying and installing following size of perforated painted with powder coating M.S. cable trays with perforation not more than 17.5%, in convenient sections, joined with connectors, suspended from the ceiling with M.S. suspenders including bolts & nuts, painting suspenders etc as required. 450 X 62.5 X 2 mm | 50.00 | Metre | 10.00 | 2500.00 | 125000.00 | 2900.00 | 145000.00 | 1224.00 | 61200.00 | 1600.00 | 80000.00 | 950.00 | 47500.00 | 1090.00 | 54500.00 | 47500.00 | Naresh Kumar Gupta and Co Pvt Ltd
11.41 | Supplying and installing following size of perforated Hot Dipped Galvanised Iron cable tray bend with perforation not more than 17.5%, in convenient sections, joined with connectors, suspended from the ceiling with G.I. suspenders including G.I. bolts & nuts,etc as required. 150 X 50 X 1.6 mm | 10.00 | Each | 10.00 | 1500.00 | 15000.00 | 767.00 | 7670.00 | 716.00 | 7160.00 | 1270.00 | 12700.00 | 750.00 | 7500.00 | 650.00 | 6500.00 | 6500.00 | SR39 ENGINEERS PVT LTD
11.42 | Supplying and installing following size of perforated Hot Dipped Galvanised Iron cable tray bend with perforation not more than 17.5%, in convenient sections, joined with connectors, suspended from the ceiling with G.I. suspenders including G.I. bolts & nuts,etc as required. 300 X 62.5 X 2 mm | 15.00 | Each | 10.00 | 2800.00 | 42000.00 | 2900.00 | 43500.00 | 1190.00 | 17850.00 | 2550.00 | 38250.00 | 1300.00 | 19500.00 | 1270.00 | 19050.00 | 17850.00 | M I A CONSTRUCTION PVT LTD
11.43 | Supplying and installing following size of perforated Hot Dipped Galvanised Iron cable tray bend with perforation not more than 17.5%, in convenient sections, joined with connectors, suspended from the ceiling with G.I. suspenders including G.I. bolts & nuts,etc as required. 450 X 62.5 X 2 mm | 10.00 | Each | 10.00 | 3500.00 | 35000.00 | 3900.00 | 39000.00 | 1574.00 | 15740.00 | 3830.00 | 38300.00 | 1700.00 | 17000.00 | 2100.00 | 21000.00 | 15740.00 | M I A CONSTRUCTION PVT LTD
11.44 | Supplying and installing following size of perforated painted with powder coating M.S. cable trays Reducer with perforation not more than 17.5%, joined with connectors, suspended from the ceiling with M.S.suspenders including bolts & nuts, painting suspenders etc as reguired. 150 X 50 X 1.6 mm | 10.00 | Each | 10.00 | 1900.00 | 19000.00 | 674.96 | 6749.60 | 1186.00 | 11860.00 | 1000.00 | 10000.00 | 800.00 | 8000.00 | 950.00 | 9500.00 | 6749.60 | SRISHTI ENTERPRISES
11.45 | Supplying and installing following size of perforated painted with powder coating M.S. cable trays Reducer with perforation not more than 17.5%, joined with connectors, suspended from the ceiling with M.S.suspenders including bolts & nuts, painting suspenders etc as reguired. 300 X 62.5 X 2 mm | 10.00 | Each | 10.00 | 2500.00 | 25000.00 | 1900.00 | 19000.00 | 2167.00 | 21670.00 | 1660.00 | 16600.00 | 1600.00 | 16000.00 | 1850.00 | 18500.00 | 16000.00 | Naresh Kumar Gupta and Co Pvt Ltd
11.46 | Supplying and installing following size of perforated painted with powder coating M.S. cable trays Reducer with perforation not more than 17.5%, joined with connectors, suspended from the ceiling with M.S.suspenders including bolts & nuts, painting suspenders etc as reguired. 450 X 62.5 X 2 mm | 5.00 | Each | 100.00 | 2800.00 | 14000.00 | 2900.00 | 14500.00 | 2966.00 | 14830.00 | 2680.00 | 13400.00 | 2300.00 | 11500.00 | 2550.00 | 12750.00 | 11500.00 | Naresh Kumar Gupta and Co Pvt Ltd
11.47 | Supplying and installing following size of perforated painted with powder coating M.S. cable trays Tee with perforation not more than 17.5%, joined with connectors, suspended from the ceiling with M.S. suspenders including bolts & nuts, painting suspenders etc as required. 150 X 50 X 1.6 mm | 10.00 | Each | 100.00 | 1500.00 | 15000.00 | 843.70 | 8437.00 | 1186.00 | 11860.00 | 1260.00 | 12600.00 | 800.00 | 8000.00 | 950.00 | 9500.00 | 8000.00 | Naresh Kumar Gupta and Co Pvt Ltd
11.48 | Supplying and installing following size of perforated painted with powder coating M.S. cable trays Tee with perforation not more than 17.5%, joined with connectors, suspended from the ceiling with M.S. suspenders including bolts & nuts, painting suspenders etc as required. 300 X 62.5 X 2 mm | 10.00 | Each | 10.00 | 1500.00 | 15000.00 | 2900.00 | 29000.00 | 2167.00 | 21670.00 | 2800.00 | 28000.00 | 1600.00 | 16000.00 | 1850.00 | 18500.00 | 15000.00 | SGB INFRA LTD
11.49 | Supplying and installing following size of perforated painted with powder coating M.S. cable trays Tee with perforation not more than 17.5%, joined with connectors, suspended from the ceiling with M.S. suspenders including bolts & nuts, painting suspenders etc as required. 450 X 62.5 X 2 mm | 5.00 | Each | 10.00 | 3500.00 | 17500.00 | 3900.00 | 19500.00 | 2966.00 | 14830.00 | 3830.00 | 19150.00 | 2300.00 | 11500.00 | 3250.00 | 16250.00 | 11500.00 | Naresh Kumar Gupta and Co Pvt Ltd
11.50 | Supply of recessed type 18 watt LED downlighter with LEDs of approved makes having high efficiency PmmA diffuser. Specially designed flat opal diffuser fixed to housing, driver installed on housing or externally and prewired upto the terminal block. It has a system lumen output not less than 1980 lumens with luminaire efficacy of not less than 110 lm/W, complete as per Technical Specifications suitable for indoor applications. | 350.00 | Each | 10.00 | 1251.00 | 437850.00 | 2290.00 | 801500.00 | 900.00 | 315000.00 | 1500.00 | 525000.00 | 1200.00 | 420000.00 | 750.00 | 262500.00 | 262500.00 | SR39 ENGINEERS PVT LTD
11.51 | Supply of 600mm x 600mm recess Mounted 36 watt LED fixture with high efficiency PMMA diffuser complete with driver and accessories having lumen output not less than 3960 Lumens with luminaire efficacy not less than 110 Lumens / watt, suitable for indoor applications complete as per techhncial specificaitons | 1600.00 | Each | 10.00 | 2000.00 | 3200000.00 | 1610.00 | 2576000.00 | 1200.00 | 1920000.00 | 3200.00 | 5120000.00 | 4000.00 | 6400000.00 | 1430.00 | 2288000.00 | 1920000.00 | M I A CONSTRUCTION PVT LTD
11.52 | Supply of Mirror 06 watt LED Light with heat dissipation capability with Opal diffuser which creates optimum light uniformity with minimum glare with integral constant current led driver , suitable for indoor applications complete as per technical specifications. | 40.00 | Each | 10.00 | 500.00 | 20000.00 | 590.00 | 23600.00 | 715.00 | 28600.00 | 320.00 | 12800.00 | 600.00 | 24000.00 | 185.00 | 7400.00 | 7400.00 | SR39 ENGINEERS PVT LTD
11.53 | Supply of 350 Wattage LED Flood light Luminaires of Epoxy powder coated pressure die-cast aluminium housing with elegantly designed heat sink for efficient thermal management, sturdiness & excellent corrosion resistant, suitable to operate on 230 V, 50 Hz AC power supply with LED fittings efficacy not less than 110 Lumen/w, IP66 rating & as per technical specifications. | 20.00 | Nos | 10.00 | 19000.00 | 380000.00 | 29000.00 | 580000.00 | 10450.00 | 209000.00 | 17600.00 | 352000.00 | 15000.00 | 300000.00 | 13000.00 | 260000.00 | 209000.00 | M I A CONSTRUCTION PVT LTD
11.54 | Supply of 70 Wattage LED Flood light Luminaires of Epoxy powder coated pressure die-cast aluminium housing with elegantly designed heat sink for efficient thermal management, sturdiness & excellent corrosion resistant, suitable to operate on 230 V, 50 Hz AC power supply with LED fittings efficacy not less than 110 Lumen/w, IP66 rating & as per technical specifications. | 10.00 | Nos | 10.00 | 5500.00 | 55000.00 | 8900.00 | 89000.00 | 2882.00 | 28820.00 | 3830.00 | 38300.00 | 4000.00 | 40000.00 | 2800.00 | 28000.00 | 28000.00 | SR39 ENGINEERS PVT LTD
11.55 | Supply of 3 watt wall mounting Indoor Type LED highlighter light fitting for decorative purpose ,suitable to operate on 220 -240 Volt AC supply, gooseneck finish with over all light output upto 150 lumens and life time upto 25000 hrs ,IP-20 complete as required. | 30.00 | Nos | 10.00 | 2000.00 | 60000.00 | 590.00 | 17700.00 | 2178.00 | 65340.00 | 1915.00 | 57450.00 | 800.00 | 24000.00 | 1580.00 | 47400.00 | 17700.00 | SRISHTI ENTERPRISES
11.56 | Supply of warm white 25 Watt Indoor type LED strip for decorative purpose, each of length of 5 mtr. with minimum 72 Lumen/ Watt with suitable driver suitable to operate on 220-240 Volt AC Supply etc. complete as required. | 20.00 | Nos | 10.00 | 1800.00 | 36000.00 | 3900.00 | 78000.00 | 825.00 | 16500.00 | 2550.00 | 51000.00 | 1000.00 | 20000.00 | 1820.00 | 36400.00 | 16500.00 | M I A CONSTRUCTION PVT LTD
11.57 | Installation of 9 mtr. street light Hexagonal pole including making suitable RCC foundation with 1:2:4 concrete , J bolts , cable entry pipe and all other accessories as recommended by OEM of pole complete as required. | 10.00 | Nos | 100.00 | 25000.00 | 250000.00 | 13860.00 | 138600.00 | 36960.00 | 369600.00 | 5700.00 | 57000.00 | 5000.00 | 50000.00 | 3900.00 | 39000.00 | 39000.00 | SR39 ENGINEERS PVT LTD
11.58 | Installation, testing and commissioning of 70/350 W LED Flood light Luminaries as per requirement on flood light high masts/ poles i/c connection, interconnection and allied accessories etc. complete as required. | 30.00 | Nos | 100.00 | 2000.00 | 60000.00 | 500.00 | 15000.00 | 9000.00 | 270000.00 | 500.00 | 15000.00 | 750.00 | 22500.00 | 425.00 | 12750.00 | 12750.00 | SR39 ENGINEERS PVT LTD
11.59 | Supply, Installation, Testing and Commissioning of bi-level drinking water fountain and one alcove bottle filling station consisting of Storage type 50 LPH Capacity RO water filter cum purifier including on line water cooling system(chiller), pressure boosting pump and other accessories etc.complete system in all respect and suitable for operation on 230 V AC, 50 Hz,1-phase supply and as per attached technical specifications. | 6.00 | Nos | 10.00 | 200000.00 | 1200000.00 | 152100.00 | 912600.00 | 120000.00 | 720000.00 | 27500.00 | 165000.00 | 300000.00 | 1800000.00 | 225000.00 | 1350000.00 | 165000.00 | Mid India Civil Erectors Pvt. Ltd
11.60 | ​​Supply, Installation, Testing and Commissioning of Water cooler with Inbuilt RO , Storage type 80 LTR + 50 LTR Dispensing Capacity, RO having minimum 60 LPH capacity , suitable for operation on 230 V AC, 50 Hz,1-phase, i and other accessories etc. complete as required. | 2.00 | Nos | 10.00 | 125000.00 | 250000.00 | 87100.00 | 174200.00 | 96250.00 | 192500.00 | 194000.00 | 388000.00 | 200000.00 | 400000.00 | 228000.00 | 456000.00 | 174200.00 | SRISHTI ENTERPRISES
11.61 | Design, supply, installation, Testing and Commissioning of 1X20 KVA Capacity, 3 phase in / 3 Phase out online UPS in Stand alone configuration, suitable to operate at 415V, 50Hz, 3 Phase AC supplyas per technical specifications/data sheet The job also includes SITC of 12V, VRLA SMF batteries to give a backup time of minimum 30 minutes along with MS battery rack, connectors, wiring between battery bank and UPS with insulated copper conductor of required size as per site requirement etc. as required. | 2.00 | Nos | 10.00 | 800000.00 | 1600000.00 | 590000.00 | 1180000.00 | 451000.00 | 902000.00 | 600000.00 | 1200000.00 | 300000.00 | 600000.00 | 330000.00 | 660000.00 | 600000.00 | Naresh Kumar Gupta and Co Pvt Ltd
11.62 | Supply of jet hand drier with ABS body , brushless type heavy duty motor ,suitable to operate on 230 V ac Supply etc as required. | 15.00 | Nos | 10.00 | 13500.00 | 202500.00 | 35000.00 | 525000.00 | 2915.00 | 43725.00 | 10000.00 | 150000.00 | 50000.00 | 750000.00 | 29000.00 | 435000.00 | 43725.00 | M I A CONSTRUCTION PVT LTD
11.63 | Sub Heading 11 - II/II AICMC OF UPS
11.63 | All inclusive comprehensive maintenanace contract(AICMC) of 1X20 KVA Capacity, 3 phase in / 3 Phase out online UPS after completion of defect liability period including all spares and consumables, etc as mentioned in SCC of AICMC of the equipments. First Year - (after Completion of DLP ) | 2.00 | Job | 10.00 | 100000.00 | 200000.00 | 30000.00 | 60000.00 | 60000.00 | 120000.00 | 23000.00 | 46000.00 | 20000.00 | 40000.00 | 35000.00 | 70000.00 | 40000.00 | Naresh Kumar Gupta and Co Pvt Ltd
11.64 | All inclusive comprehensive maintenanace contract(AICMC) of 1X20 KVA Capacity, 3 phase in / 3 Phase out online UPS after completion of defect liability period including all spares and consumables, etc as mentioned in SCC of AICMC of the equipments. Second Year (after Completion of DLP ) | 2.00 | Job | 10.00 | 100000.00 | 200000.00 | 35000.00 | 70000.00 | 90000.00 | 180000.00 | 26800.00 | 53600.00 | 21000.00 | 42000.00 | 40000.00 | 80000.00 | 42000.00 | Naresh Kumar Gupta and Co Pvt Ltd
11.65 | All inclusive comprehensive maintenanace contract(AICMC) of 1X20 KVA Capacity, 3 phase in / 3 Phase out online UPS after completion of defect liability period including all spares and consumables, etc as mentioned in SCC of AICMC of the equipments. Third Year- (after completion of DLP) | 2.00 | Job | 10.00 | 100000.00 | 200000.00 | 40000.00 | 80000.00 | 120000.00 | 240000.00 | 30600.00 | 61200.00 | 22000.00 | 44000.00 | 45500.00 | 91000.00 | 44000.00 | Naresh Kumar Gupta and Co Pvt Ltd
11.66 | All inclusive comprehensive maintenanace contract(AICMC) of 1X20 KVA Capacity, 3 phase in / 3 Phase out online UPS after completion of defect liability period including all spares and consumables, etc as mentioned in SCC of AICMC of the equipments. Fourth Year- (after completion of DLP) | 2.00 | Job | 10.00 | 100000.00 | 200000.00 | 45000.00 | 90000.00 | 150000.00 | 300000.00 | 31900.00 | 63800.00 | 23000.00 | 46000.00 | 50000.00 | 100000.00 | 46000.00 | Naresh Kumar Gupta and Co Pvt Ltd
11.67 | All inclusive comprehensive maintenanace contract(AICMC) of 1X20 KVA Capacity, 3 phase in / 3 Phase out online UPS after completion of defect liability period including all spares and consumables, etc as mentioned in SCC of AICMC of the equipments. Fifth Year- (after completion of DLP) | 2.00 | Job | 10.00 | 200000.00 | 400000.00 | 50000.00 | 100000.00 | 175000.00 | 350000.00 | 35700.00 | 71400.00 | 24000.00 | 48000.00 | 56000.00 | 112000.00 | 48000.00 | Naresh Kumar Gupta and Co Pvt Ltd
12.00 | Sub Heading 12 - FIRE ALARM SYSTEM AND DETECTION SYSTEM
12.01 | Microprocessor based Multi-loop, True Peer-to-Peer Networkable Addressable Fire Alarm Control Panel with Required no of loops with 10% spare capacity in loop, minimum 600 characters LCD display, 4000 event plus 1000 alarm log history events, QWERTY keypad for programming. The panel should be equipped with sufficient numbers of loops considering 20% spare capacity in each loop. Each loop shall have a capacity of minimum 300 analog addressable devices. The panel shall work in degrade mode in case of CPU failure, Products not having this feature may offer Redundant CPU. Four access levels, flash EPROM, 240 volts AC power supply, automatic battery charger, 24 volts sealed lead acid batteries sufficient for 24 hours normal working and 30 mins in alarm condition. The panel shall be complete with Integrated 8 channel Digital Voice Evacuation System Controller capable of broadcasting Evacuation Messages on same peer-to-peer Network and 2 ways Communication Fire Fighters System capable of supervising all the speaker circuits with adequate zone control and accessories. Failure of Fire Panel CPU shall not result in failure of DVC operation. The Fire Fighters Telephone System shall be capable of having minimum 30 Telephones in conference in multiple FFT Risers. 04 Loop Fire alarm Panel | 1.00 | Nos | 100.00 | 900000.00 | 900000.00 | 390000.00 | 390000.00 | 1078000.00 | 1078000.00 | 280000.00 | 280000.00 | 300000.00 | 300000.00 | 435000.00 | 435000.00 | 280000.00 | Mid India Civil Erectors Pvt. Ltd
12.02 | Network Repeater Panel with minimum 10" Color Touch Screen display with QWERTY Keypad, mapping minimum 2,00,000 points on network. The NRP shall act as an independent node communicating on the peer to peer network and shall not be dependant on the Fire Panel CPU for operation. Failure of Fire Panel CPU shall not result in failure of NRP operation. | 1.00 | Nos | 100.00 | 200000.00 | 200000.00 | 190000.00 | 190000.00 | 616000.00 | 616000.00 | 81600.00 | 81600.00 | 125000.00 | 125000.00 | 120000.00 | 120000.00 | 81600.00 | Mid India Civil Erectors Pvt. Ltd
12.03 | Addressable Multi-criteria Photo-Thermal Detector with sensitivity range of 0.5 to 4.0% obs/ft.The intelligent multi criteria detection device shall include the ability to combine the signal of the thermal sensor with the signal of the photoelectric signal in an effort to react hastily in the event of a fire situation. It shall also include the inherent ability to distinguish between a fire condition and a false alarm condition by examining the characteristics of the thermal and smoke sensing chambers and comparing them to a database of actual fire and deceptive phenomena. The detector shall have twin bi-colour LED for 360 deg viewing. Addressing shall be with user friendly rotary decimal switches. | 191.00 | Nos | 10.00 | 2800.00 | 534800.00 | 4900.00 | 935900.00 | 2365.00 | 451715.00 | 3300.00 | 630300.00 | 2500.00 | 477500.00 | 4000.00 | 764000.00 | 451715.00 | M I A CONSTRUCTION PVT LTD
12.04 | Addressable Rate of Rise Heat Detector rated at 8.3 deg C/min. The detector shall have twin bi-colour LED for 360 deg viewing. Addressing shall be with user friendly rotary decimal switches. | 10.00 | Nos | 10.00 | 3750.00 | 37500.00 | 4800.00 | 48000.00 | 10780.00 | 107800.00 | 2980.00 | 29800.00 | 2500.00 | 25000.00 | 3950.00 | 39500.00 | 25000.00 | Naresh Kumar Gupta and Co Pvt Ltd
12.05 | Addressable Duct Smoke Detector. The duct detector shall have an air velocity rating from 100 to 4000 ft/min. The detector shall have twin bi-colour LED for 360 deg viewing. Addressing shall be with user friendly rotary decimal switches. | 12.00 | Nos | 10.00 | 3800.00 | 45600.00 | 49000.00 | 588000.00 | 20790.00 | 249480.00 | 8000.00 | 96000.00 | 10000.00 | 120000.00 | 4200.00 | 50400.00 | 45600.00 | SGB INFRA LTD
12.06 | Addressable Manual Call Point (Pull down / Break Glass Type). The device shall have an LED which shall blink in normal state & get steady on activation to monitor the heath status of the device. | 15.00 | Nos | 10.00 | 3500.00 | 52500.00 | 5900.00 | 88500.00 | 3795.00 | 56925.00 | 5100.00 | 76500.00 | 5000.00 | 75000.00 | 3550.00 | 53250.00 | 52500.00 | SGB INFRA LTD
12.07 | Addressable Control Module for Sounders / Strobes / Sounder cum Strobes. The control module shall provide supervised NAC output rated at 24v DC, 2A. The device shall have an LED which shall blink in normal state & get steady on activation to monitor the heath status of the device. Addressing shall be with user friendly rotary decimal switches. Module shall be supplied with mounting plate from OEM for ease of installation & maintenance. | 15.00 | Nos | 10.00 | 3500.00 | 52500.00 | 9900.00 | 148500.00 | 4620.00 | 69300.00 | 4700.00 | 70500.00 | 4200.00 | 63000.00 | 4500.00 | 67500.00 | 52500.00 | SGB INFRA LTD
12.08 | Addressable Relay Module for AHU, Access Control, Lifts, Staircase Pressurization, Fire Suppression & other Third Party Outputs. The relay module shall provide contact rated at 24v DC, 2A. The device shall have an LED which shall blink in normal state & get steady on activation to monitor the heath status of the device. Addressing shall be with user friendly rotary decimal switches. Module shall be supplied with mounting plate from OEM for ease of installation & maintenance. | 15.00 | Nos | 10.00 | 5000.00 | 75000.00 | 6900.00 | 103500.00 | 2695.00 | 40425.00 | 4700.00 | 70500.00 | 4200.00 | 63000.00 | 4200.00 | 63000.00 | 40425.00 | M I A CONSTRUCTION PVT LTD
12.09 | Addressable Monitor Module for Sprinklers, Panic Bars & other Third Party Inputs. The monitor module shall monitor potential free contacts. The device shall have an LED which shall blink in normal state & get steady on activation to monitor the heath status of the device. Addressing shall be with user friendly rotary decimal switches. Module shall be supplied with mounting plate from OEM for ease of installation & maintenance. | 15.00 | Nos | 10.00 | 5500.00 | 82500.00 | 5500.00 | 82500.00 | 3960.00 | 59400.00 | 4350.00 | 65250.00 | 4200.00 | 63000.00 | 4150.00 | 62250.00 | 59400.00 | M I A CONSTRUCTION PVT LTD
12.10 | Isolator Module for Isolating short / dewired / loose circuits with automatic resetting arrangement. Isolator Base can also be proposed, however in that case needs to be considered with each detector & module. The device shall have an LED which shall blink in normal state & get steady on activation to monitor the heath status of the device. Module shall be supplied with mounting plate from OEM for ease of installation & maintenance. | 31.00 | Nos | 10.00 | 5000.00 | 155000.00 | 4634.50 | 143669.50 | 3685.00 | 114235.00 | 3180.00 | 98580.00 | 2000.00 | 62000.00 | 3800.00 | 117800.00 | 62000.00 | Naresh Kumar Gupta and Co Pvt Ltd
12.11 | Sounder cum Strobe rated at 80 dBA @ 3m for Audible annunciation and 115 cd flashintg at 1 Hz for visual indication. UL Listed | 15.00 | Nos | 10.00 | 5000.00 | 75000.00 | 4407.00 | 66105.00 | 5060.00 | 75900.00 | 6850.00 | 102750.00 | 7500.00 | 112500.00 | 3600.00 | 54000.00 | 54000.00 | SR39 ENGINEERS PVT LTD
12.12 | Supplying & laying of 2 X 1.5 sqmm Fire Survival Armoured Cable, 600/1000V rated with annealed copper conductor having glass mica fire barrier tape covered by an extruded layer of Cross Linkable Ethylene Propylene Rubber (EPR) insulation and LSZH inner bedding, steel wire armouring & LSZH outer sheath complete on wall/ surface etc as required. | 1500.00 | Meters | 100.00 | 250.00 | 375000.00 | 290.00 | 435000.00 | 359.00 | 538500.00 | 160.00 | 240000.00 | 200.00 | 300000.00 | 135.00 | 202500.00 | 202500.00 | SR39 ENGINEERS PVT LTD
13.00 | Sub Heading 13 - Fire Fighting Systems, Fire Supression System and Fire Extinguisher
13.01 | Providing laying, testing & commissioning of 'C' class heavy duty MS Pipe conforming to IS 1239/3589 i/c fittings like elbows, tees, flanges, tapers, nuts bolts, gaskets etc. in ground including welding, excavation & providing cement concrete blocks as supports, anticorrosive treatment with coaltar/asphalt tape as per IS 10221, refilling the trench etc. of following sizes complete as required. 200mm dia (wall thickness = 6.3mm) | 20.00 | Metre | 100.00 | 5000.00 | 100000.00 | 4485.00 | 89700.00 | 4304.00 | 86080.00 | 2990.00 | 59800.00 | 4000.00 | 80000.00 | 3200.00 | 64000.00 | 59800.00 | Mid India Civil Erectors Pvt. Ltd
13.02 | Providing laying, testing & commissioning of 'C' class heavy duty MS Pipe conforming to IS 1239/3589 i/c fittings like elbows, tees, flanges, tapers, nuts bolts, gaskets etc. in ground including welding, excavation & providing cement concrete blocks as supports, anticorrosive treatment with coaltar/asphalt tape as per IS 10221, refilling the trench etc. of following sizes complete as required. 150 mm dia | 450.00 | Metre | 100.00 | 3000.00 | 1350000.00 | 4490.00 | 2020500.00 | 2955.00 | 1329750.00 | 2459.00 | 1106550.00 | 3000.00 | 1350000.00 | 2250.00 | 1012500.00 | 1012500.00 | SR39 ENGINEERS PVT LTD
13.03 | Providing, laying, testing & commissioning of 'C' class heavy duty MS pipe conforming to IS 3589/IS 1239 including Welding, fittings like elbows, tees, flanges, tapers, nuts bolts, gaskets etc. and fixing the pipe on the wall/ceiling with suitable clamp/support frame and painting with two or more coats of synthetic enamel paint of required shade complete as required : 25 mm dia | 780.00 | Metre | 10.00 | 470.00 | 366600.00 | 650.00 | 507000.00 | 313.00 | 244140.00 | 600.00 | 468000.00 | 600.00 | 468000.00 | 425.00 | 331500.00 | 244140.00 | M I A CONSTRUCTION PVT LTD
13.04 | Providing, laying, testing & commissioning of 'C' class heavy duty MS pipe conforming to IS 3589/IS 1239 including Welding, fittings like elbows, tees, flanges, tapers, nuts bolts, gaskets etc. and fixing the pipe on the wall/ceiling with suitable clamp/support frame and painting with two or more coats of synthetic enamel paint of required shade complete as required : 32 mm dia | 625.00 | Metre | 10.00 | 590.00 | 368750.00 | 663.00 | 414375.00 | 447.00 | 279375.00 | 705.00 | 440625.00 | 650.00 | 406250.00 | 545.00 | 340625.00 | 279375.00 | M I A CONSTRUCTION PVT LTD
13.05 | Providing, laying, testing & commissioning of 'C' class heavy duty MS pipe conforming to IS 3589/IS 1239 including Welding, fittings like elbows, tees, flanges, tapers, nuts bolts, gaskets etc. and fixing the pipe on the wall/ceiling with suitable clamp/support frame and painting with two or more coats of synthetic enamel paint of required shade complete as required : 40 mm dia | 250.00 | Metre | 10.00 | 690.00 | 172500.00 | 767.00 | 191750.00 | 519.00 | 129750.00 | 800.00 | 200000.00 | 800.00 | 200000.00 | 735.00 | 183750.00 | 129750.00 | M I A CONSTRUCTION PVT LTD
13.06 | Providing, laying, testing & commissioning of 'C' class heavy duty MS pipe conforming to IS 3589/IS 1239 including Welding, fittings like elbows, tees, flanges, tapers, nuts bolts, gaskets etc. and fixing the pipe on the wall/ceiling with suitable clamp/support frame and painting with two or more coats of synthetic enamel paint of required shade complete as required : 50 mm dia | 75.00 | Metre | 10.00 | 930.00 | 69750.00 | 936.00 | 70200.00 | 716.00 | 53700.00 | 1050.00 | 78750.00 | 1000.00 | 75000.00 | 790.00 | 59250.00 | 53700.00 | M I A CONSTRUCTION PVT LTD
13.07 | Providing, laying, testing & commissioning of 'C' class heavy duty MS pipe conforming to IS 3589/IS 1239 including Welding, fittings like elbows, tees, flanges, tapers, nuts bolts, gaskets etc. and fixing the pipe on the wall/ceiling with suitable clamp/support frame and painting with two or more coats of synthetic enamel paint of required shade complete as required : 65 mm dia | 310.00 | Metre | 10.00 | 1190.00 | 368900.00 | 1235.00 | 382850.00 | 882.00 | 273420.00 | 1226.00 | 380060.00 | 1200.00 | 372000.00 | 970.00 | 300700.00 | 273420.00 | M I A CONSTRUCTION PVT LTD
13.08 | Providing, laying, testing & commissioning of 'C' class heavy duty MS pipe conforming to IS 3589/IS 1239 including Welding, fittings like elbows, tees, flanges, tapers, nuts bolts, gaskets etc. and fixing the pipe on the wall/ceiling with suitable clamp/support frame and painting with two or more coats of synthetic enamel paint of required shade complete as required : 80 mm dia | 220.00 | Metre | 10.00 | 1480.00 | 325600.00 | 1885.00 | 414700.00 | 1065.00 | 234300.00 | 1560.00 | 343200.00 | 1400.00 | 308000.00 | 1350.00 | 297000.00 | 234300.00 | M I A CONSTRUCTION PVT LTD
13.09 | Providing, laying, testing & commissioning of 'C' class heavy duty MS pipe conforming to IS 3589/IS 1239 including Welding, fittings like elbows, tees, flanges, tapers, nuts bolts, gaskets etc. and fixing the pipe on the wall/ceiling with suitable clamp/support frame and painting with two or more coats of synthetic enamel paint of required shade complete as required : 100 mm dia | 100.00 | Metre | 10.00 | 2151.00 | 215100.00 | 2690.00 | 269000.00 | 1595.00 | 159500.00 | 1670.00 | 167000.00 | 1800.00 | 180000.00 | 1800.00 | 180000.00 | 159500.00 | M I A CONSTRUCTION PVT LTD
13.10 | Providing, laying, testing & commissioning of 'C' class heavy duty MS pipe conforming to IS 3589/IS 1239 including Welding, fittings like elbows, tees, flanges, tapers, nuts bolts, gaskets etc. and fixing the pipe on the wall/ceiling with suitable clamp/support frame and painting with two or more coats of synthetic enamel paint of required shade complete as required : 150 mm dia | 500.00 | Metre | 10.00 | 2600.00 | 1300000.00 | 2795.00 | 1397500.00 | 2355.00 | 1177500.00 | 2805.00 | 1402500.00 | 3000.00 | 1500000.00 | 2350.00 | 1175000.00 | 1175000.00 | SR39 ENGINEERS PVT LTD
13.11 | Providing, laying, testing & commissioning of 'C' class heavy duty MS pipe conforming to IS 3589/IS 1239 including Welding, fittings like elbows, tees, flanges, tapers, nuts bolts, gaskets etc. and fixing the pipe on the wall/ceiling with suitable clamp/support frame and painting with two or more coats of synthetic enamel paint of required shade complete as required : 200 mm dia | 25.00 | Metre | 10.00 | 4800.00 | 120000.00 | 4095.00 | 102375.00 | 3704.00 | 92600.00 | 3000.00 | 75000.00 | 4000.00 | 100000.00 | 3600.00 | 90000.00 | 75000.00 | Mid India Civil Erectors Pvt. Ltd
13.12 | Providing, laying, testing & commissioning of 'C' class heavy duty MS pipe conforming to IS 3589/IS 1239 including Welding, fittings like elbows, tees, flanges, tapers, nuts bolts, gaskets etc. and fixing the pipe on the wall/ceiling with suitable clamp/support frame and painting with two or more coats of synthetic enamel paint of required shade complete as required : 250 mm dia | 10.00 | Metre | 100.00 | 7000.00 | 70000.00 | 5395.00 | 53950.00 | 4521.00 | 45210.00 | 3600.00 | 36000.00 | 5000.00 | 50000.00 | 5000.00 | 50000.00 | 36000.00 | Mid India Civil Erectors Pvt. Ltd
13.13 | Supplying and fixing single headed internal hydrant valve with instantaneous Gunmetal/Stainless Steel coupling of 63 mm dia with cast iron wheel ISI marked conforming to IS 5290 (Type -A) with blank Gunmetal/Stainless Steel cap and chain as required : Single headed Gunmetal | 8.00 | set | 100.00 | 7000.00 | 56000.00 | 7605.00 | 60840.00 | 6310.00 | 50480.00 | 7000.00 | 56000.00 | 6000.00 | 48000.00 | 8000.00 | 64000.00 | 48000.00 | Naresh Kumar Gupta and Co Pvt Ltd
13.14 | Supplying and fixing Single headed external yard hydrant valve with 1 No. 63 mm dia instantaneous FM Gunmetal/Stainless Steel coupling and cast iron wheel, ISI marked, conforming to IS 5290 (type A) with blank Gunmetal/Stainless Steel cap and chain as required : Single headed Gunmetal | 10.00 | set | 10.00 | 6500.00 | 65000.00 | 7605.00 | 76050.00 | 6310.00 | 63100.00 | 7000.00 | 70000.00 | 6000.00 | 60000.00 | 8100.00 | 81000.00 | 60000.00 | Naresh Kumar Gupta and Co Pvt Ltd
13.15 | Supplying, fixing, testing and commissioning of butterfly valve of PN 1.6 rating with bronze/gunmetal seat duly ISI marked complete with nuts, bolts, washers, gaskets conforming to IS 13095 of following sizes as required : 40 mm dia | 5.00 | set | 10.00 | 4500.00 | 22500.00 | 2795.00 | 13975.00 | 2547.00 | 12735.00 | 6850.00 | 34250.00 | 3000.00 | 15000.00 | 4000.00 | 20000.00 | 12735.00 | M I A CONSTRUCTION PVT LTD
13.16 | Supplying, fixing, testing and commissioning of butterfly valve of PN 1.6 rating with bronze/gunmetal seat duly ISI marked complete with nuts, bolts, washers, gaskets conforming to IS 13095 of following sizes as required : 50mm dia | 5.00 | set | 10.00 | 5000.00 | 25000.00 | 3445.00 | 17225.00 | 3073.00 | 15365.00 | 6850.00 | 34250.00 | 3200.00 | 16000.00 | 5000.00 | 25000.00 | 15365.00 | M I A CONSTRUCTION PVT LTD
13.17 | Supplying, fixing, testing and commissioning of butterfly valve of PN 1.6 rating with bronze/gunmetal seat duly ISI marked complete with nuts, bolts, washers, gaskets conforming to IS 13095 of following sizes as required : 65 mm dia | 10.00 | set | 10.00 | 5500.00 | 55000.00 | 4225.00 | 42250.00 | 3450.00 | 34500.00 | 7000.00 | 70000.00 | 3600.00 | 36000.00 | 4500.00 | 45000.00 | 34500.00 | M I A CONSTRUCTION PVT LTD
13.18 | Supplying, fixing, testing and commissioning of butterfly valve of PN 1.6 rating with bronze/gunmetal seat duly ISI marked complete with nuts, bolts, washers, gaskets conforming to IS 13095 of following sizes as required : 80 mm dia | 17.00 | set | 10.00 | 6000.00 | 102000.00 | 5785.00 | 98345.00 | 3822.00 | 64974.00 | 8100.00 | 137700.00 | 3800.00 | 64600.00 | 4500.00 | 76500.00 | 64600.00 | Naresh Kumar Gupta and Co Pvt Ltd
13.19 | Supplying, fixing, testing and commissioning of butterfly valve of PN 1.6 rating with bronze/gunmetal seat duly ISI marked complete with nuts, bolts, washers, gaskets conforming to IS 13095 of following sizes as required : 100 mm dia | 5.00 | set | 10.00 | 6500.00 | 32500.00 | 6773.00 | 33865.00 | 4898.00 | 24490.00 | 9300.00 | 46500.00 | 4300.00 | 21500.00 | 5000.00 | 25000.00 | 21500.00 | Naresh Kumar Gupta and Co Pvt Ltd
13.20 | Supplying, fixing, testing and commissioning of butterfly valve of PN 1.6 rating with bronze/gunmetal seat duly ISI marked complete with nuts, bolts, washers, gaskets conforming to IS 13095 of following sizes as required : 150 mm dia | 10.00 | set | 10.00 | 9000.00 | 90000.00 | 8385.00 | 83850.00 | 9696.00 | 96960.00 | 10900.00 | 109000.00 | 5000.00 | 50000.00 | 6500.00 | 65000.00 | 50000.00 | Naresh Kumar Gupta and Co Pvt Ltd
13.21 | Supplying, fixing, testing and commissioning of butterfly valve of PN 1.6 rating with bronze/gunmetal seat duly ISI marked complete with nuts, bolts, washers, gaskets conforming to IS 13095 of following sizes as required : 200mm dia | 2.00 | set | 10.00 | 25000.00 | 50000.00 | 16250.00 | 32500.00 | 16070.00 | 32140.00 | 14300.00 | 28600.00 | 12000.00 | 24000.00 | 13700.00 | 27400.00 | 24000.00 | Naresh Kumar Gupta and Co Pvt Ltd
13.22 | Supplying, fixing, testing and commissioning of butterfly valve of PN 1.6 rating with bronze/gunmetal seat duly ISI marked complete with nuts, bolts, washers, gaskets conforming to IS 13095 of following sizes as required : 250mm dia | 2.00 | set | 10.00 | 30000.00 | 60000.00 | 24050.00 | 48100.00 | 26870.00 | 53740.00 | 16000.00 | 32000.00 | 15000.00 | 30000.00 | 26000.00 | 52000.00 | 30000.00 | Naresh Kumar Gupta and Co Pvt Ltd
13.23 | Supplying, fixing, testing and commissioning of Double flanged Sluice valve of PN 1.6 rating with non rising spindle bronze/gunmetal seat ISI marked complete with nuts, bolts, washers, gaskets conforming to IS 780 of following sizes as required : 40 mm dia | 5.00 | set | 100.00 | 11000.00 | 55000.00 | 6305.00 | 31525.00 | 6865.00 | 34325.00 | 6850.00 | 34250.00 | 4500.00 | 22500.00 | 12000.00 | 60000.00 | 22500.00 | Naresh Kumar Gupta and Co Pvt Ltd
13.24 | Supplying, fixing, testing and commissioning of Double flanged Sluice valve of PN 1.6 rating with non rising spindle bronze/gunmetal seat ISI marked complete with nuts, bolts, washers, gaskets conforming to IS 780 of following sizes as required : 50mm dia | 5.00 | set | 100.00 | 15000.00 | 75000.00 | 8905.00 | 44525.00 | 6865.00 | 34325.00 | 8100.00 | 40500.00 | 5500.00 | 27500.00 | 17500.00 | 87500.00 | 27500.00 | Naresh Kumar Gupta and Co Pvt Ltd
13.25 | Supplying, fixing, testing and commissioning of Double flanged Sluice valve of PN 1.6 rating with non rising spindle bronze/gunmetal seat ISI marked complete with nuts, bolts, washers, gaskets conforming to IS 780 of following sizes as required : 65 mm dia | 10.00 | set | 10.00 | 18000.00 | 180000.00 | 10205.00 | 102050.00 | 8425.00 | 84250.00 | 9300.00 | 93000.00 | 7000.00 | 70000.00 | 8000.00 | 80000.00 | 70000.00 | Naresh Kumar Gupta and Co Pvt Ltd
13.26 | Supplying, fixing, testing and commissioning of Double flanged Sluice valve of PN 1.6 rating with non rising spindle bronze/gunmetal seat ISI marked complete with nuts, bolts, washers, gaskets conforming to IS 780 of following sizes as required : 100 mm dia | 4.00 | set | 10.00 | 25000.00 | 100000.00 | 16250.00 | 65000.00 | 14865.00 | 59460.00 | 13500.00 | 54000.00 | 11000.00 | 44000.00 | 14000.00 | 56000.00 | 44000.00 | Naresh Kumar Gupta and Co Pvt Ltd
13.27 | Supplying, fixing, testing and commissioning of Double flanged Sluice valve of PN 1.6 rating with non rising spindle bronze/gunmetal seat ISI marked complete with nuts, bolts, washers, gaskets conforming to IS 780 of following sizes as required : 150 mm dia | 8.00 | set | 10.00 | 35000.00 | 280000.00 | 37050.00 | 296400.00 | 22545.00 | 180360.00 | 16200.00 | 129600.00 | 18000.00 | 144000.00 | 16000.00 | 128000.00 | 128000.00 | SR39 ENGINEERS PVT LTD
13.28 | Supplying, fixing, testing and commissioning of Double flanged Sluice valve of PN 1.6 rating with non rising spindle bronze/gunmetal seat ISI marked complete with nuts, bolts, washers, gaskets conforming to IS 780 of following sizes as required : 200mm dia | 2.00 | set | 10.00 | 45000.00 | 90000.00 | 50050.00 | 100100.00 | 36500.00 | 73000.00 | 19900.00 | 39800.00 | 30000.00 | 60000.00 | 1500.00 | 3000.00 | 3000.00 | SR39 ENGINEERS PVT LTD
13.29 | Supplying, fixing, testing and commissioning of Double flanged Sluice valve of PN 1.6 rating with non rising spindle bronze/gunmetal seat ISI marked complete with nuts, bolts, washers, gaskets conforming to IS 780 of following sizes as required : 250mm dia | 2.00 | set | 10.00 | 48000.00 | 96000.00 | 68055.00 | 136110.00 | 53575.00 | 107150.00 | 27400.00 | 54800.00 | 35000.00 | 70000.00 | 46000.00 | 92000.00 | 54800.00 | Mid India Civil Erectors Pvt. Ltd
13.30 | Supplying and fixing orifice platemade out of 6 mm thick stainless steel ( Grade 304 )with orificeof required size to be fitted between flange & landing valve of external and internal hydrants to reduce pressure at the out let to the level of 3.5 kg ?sq cm. complete as required. | 15.00 | each | 10.00 | 5000.00 | 75000.00 | 195.00 | 2925.00 | 1250.00 | 18750.00 | 2500.00 | 37500.00 | 1000.00 | 15000.00 | 2000.00 | 30000.00 | 2925.00 | SRISHTI ENTERPRISES
13.31 | Providing, installation, testing and commissioning of non-return valve of following sizes confirming to IS: 5312 complete with rubber,gasket,GI bolts,nuts, washers etc.as required : 65mm dia | 5.00 | set | 10.00 | 5000.00 | 25000.00 | 5005.00 | 25025.00 | 4675.00 | 23375.00 | 4350.00 | 21750.00 | 4000.00 | 20000.00 | 4650.00 | 23250.00 | 20000.00 | Naresh Kumar Gupta and Co Pvt Ltd
13.32 | Providing, installation, testing and commissioning of non-return valve of following sizes confirming to IS: 5312 complete with rubber,gasket,GI bolts,nuts, washers etc.as required : 80mm dia | 5.00 | set | 10.00 | 5400.00 | 27000.00 | 6305.00 | 31525.00 | 7400.00 | 37000.00 | 5000.00 | 25000.00 | 4500.00 | 22500.00 | 5000.00 | 25000.00 | 22500.00 | Naresh Kumar Gupta and Co Pvt Ltd
13.33 | Providing, installation, testing and commissioning of non-return valve of following sizes confirming to IS: 5312 complete with rubber,gasket,GI bolts,nuts, washers etc.as required : 100mm dia | 5.00 | set | 10.00 | 7000.00 | 35000.00 | 7098.00 | 35490.00 | 10127.00 | 50635.00 | 6200.00 | 31000.00 | 5000.00 | 25000.00 | 6000.00 | 30000.00 | 25000.00 | Naresh Kumar Gupta and Co Pvt Ltd
13.34 | Providing, installation, testing and commissioning of non-return valve of following sizes confirming to IS: 5312 complete with rubber,gasket,GI bolts,nuts, washers etc.as required : 150mm dia | 5.00 | set | 100.00 | 12500.00 | 62500.00 | 9295.00 | 46475.00 | 18790.00 | 93950.00 | 8700.00 | 43500.00 | 5500.00 | 27500.00 | 7000.00 | 35000.00 | 27500.00 | Naresh Kumar Gupta and Co Pvt Ltd
13.35 | Providing, installation, testing and commissioning of stainless steel Y stainer fabricated out of 1.6 mm thick stainless steel grade 304 sheet with 3 mm dia holes with stainless steel flange. valve of following sizes confirming to IS: 5312 complete with rubber,gasket,GI bolts,nuts, washers etc.as required : 80 mm dia.cidf | 3.00 | set | 100.00 | 35000.00 | 105000.00 | 12818.00 | 38454.00 | 5500.00 | 16500.00 | 12400.00 | 37200.00 | 20000.00 | 60000.00 | 8000.00 | 24000.00 | 16500.00 | M I A CONSTRUCTION PVT LTD
13.36 | Providing, installation, testing and commissioning of stainless steel Y stainer fabricated out of 1.6 mm thick stainless steel grade 304 sheet with 3 mm dia holes with stainless steel flange. valve of following sizes confirming to IS: 5312 complete with rubber,gasket,GI bolts,nuts, washers etc.as required : 150 mm dia. | 4.00 | set | 10.00 | 35000.00 | 140000.00 | 21450.00 | 85800.00 | 9500.00 | 38000.00 | 15000.00 | 60000.00 | 25000.00 | 100000.00 | 14500.00 | 58000.00 | 38000.00 | M I A CONSTRUCTION PVT LTD
13.37 | Supplying and fixing 63 mm dia, 15 m long RRL hose pipe with 63 mm dia male and female couplings duly bound with GI wire, rivets etc. conforming to IS 636 (type-A) as required : Gun Metal | 36.00 | set | 10.00 | 5500.00 | 198000.00 | 6825.00 | 245700.00 | 4902.00 | 176472.00 | 6200.00 | 223200.00 | 10000.00 | 360000.00 | 4100.00 | 147600.00 | 147600.00 | SR39 ENGINEERS PVT LTD
13.38 | Supplying and fixing first-aid Hose Reel with MS construction spray painted in post office red, conforming to IS 884 complete with the following as required. 20 mm nominal internal dia water hose thermoplastic (Textile reinforced) type -2 as per IS: 12585 20 mm nominal internal dia gun metal globe valve & nozzle. Drum and brackets for fixing the equipmets on wall. Connections from riser with 25 mm dia stop gun metal valve & M.S. Pipe and socket. 30 m | 8.00 | set | 10.00 | 7000.00 | 56000.00 | 9815.00 | 78520.00 | 8170.00 | 65360.00 | 6200.00 | 49600.00 | 7000.00 | 56000.00 | 8200.00 | 65600.00 | 49600.00 | Mid India Civil Erectors Pvt. Ltd
13.39 | Supplying & fixing 63 mm dia gun metal short branch pipe with 20 mm nominal internal diameter size nozzle conforming to IS 903 suitable for instantaneous connection to interconnect hose pipe coupling as required : Gun Metal | 15.00 | Nos. | 10.00 | 2400.00 | 36000.00 | 3185.00 | 47775.00 | 2152.00 | 32280.00 | 3100.00 | 46500.00 | 2000.00 | 30000.00 | 2750.00 | 41250.00 | 30000.00 | Naresh Kumar Gupta and Co Pvt Ltd
13.40 | Supplying and fixing of fire brigade connection of cast iron body with gun metal male instantaneous inlet couplings complete with cap and chain as reqd. for suitable dia MS pipe connection conforming to IS 904 as required : 2 way-100 mm dia M.S. Pipe | 1.00 | Set | 10.00 | 6500.00 | 6500.00 | 12740.00 | 12740.00 | 7000.00 | 7000.00 | 10000.00 | 10000.00 | 5500.00 | 5500.00 | 11000.00 | 11000.00 | 5500.00 | Naresh Kumar Gupta and Co Pvt Ltd
13.41 | Supplying and fixing of fire brigade connection of cast iron body with gun metal male instantaneous inlet couplings complete with cap and chain as reqd. for suitable dia MS pipe connection conforming to IS 904 as required : 4 way - 150 mm dia M.S. Pipe | 1.00 | Set | 10.00 | 12000.00 | 12000.00 | 16250.00 | 16250.00 | 9000.00 | 9000.00 | 10000.00 | 10000.00 | 11000.00 | 11000.00 | 16000.00 | 16000.00 | 9000.00 | M I A CONSTRUCTION PVT LTD
13.42 | Supplying and fixing air vessel made of 250 mm dia, 8 mm thick MS sheet, 1200 mm in height with air release valve on top and flanged connection to riser, drain arrangement with 25 mm dia gun metal wheel valve with required accessories, pressure gauge and paintingwith synthetic enamel paint of approved shade as required. | 1.00 | Nos. | 10.00 | 35000.00 | 35000.00 | 29250.00 | 29250.00 | 15000.00 | 15000.00 | 23000.00 | 23000.00 | 14000.00 | 14000.00 | 31000.00 | 31000.00 | 14000.00 | Naresh Kumar Gupta and Co Pvt Ltd
13.43 | Providing, fixing, testing & commissioning of 15mm dia quartzoid bulb type sprinklers of rating 68 degree centigrade with required accessories : Pendent Sprinkler | 600.00 | Each | 10.00 | 550.00 | 330000.00 | 455.00 | 273000.00 | 265.00 | 159000.00 | 500.00 | 300000.00 | 400.00 | 240000.00 | 460.00 | 276000.00 | 159000.00 | M I A CONSTRUCTION PVT LTD
13.44 | Providing, fixing, testing & commissioning of 15mm dia quartzoid bulb type sprinklers of rating 68 degree centigrade with required accessories : Horizontal side wall sprinkler | 10.00 | Each | 10.00 | 600.00 | 6000.00 | 585.00 | 5850.00 | 275.00 | 2750.00 | 550.00 | 5500.00 | 500.00 | 5000.00 | 600.00 | 6000.00 | 2750.00 | M I A CONSTRUCTION PVT LTD
13.45 | Providing & fixing of pressure switch in M.S. pipe line including connection etc. as required. | 5.00 | Nos. | 10.00 | 2000.00 | 10000.00 | 3185.00 | 15925.00 | 1650.00 | 8250.00 | 2740.00 | 13700.00 | 1200.00 | 6000.00 | 3200.00 | 16000.00 | 6000.00 | Naresh Kumar Gupta and Co Pvt Ltd
13.46 | Providing & fixing flow switch in following sizes M.S. pipe including connection etc as required. 100mm dia | 7.00 | Each | 100.00 | 5800.00 | 40600.00 | 5915.00 | 41405.00 | 2100.00 | 14700.00 | 6200.00 | 43400.00 | 6000.00 | 42000.00 | 4300.00 | 30100.00 | 14700.00 | M I A CONSTRUCTION PVT LTD
13.47 | Providing & fixing flow switch in following sizes M.S. pipe including connection etc as required. 150mm dia | 8.00 | Each | 100.00 | 7200.00 | 57600.00 | 8450.00 | 67600.00 | 2250.00 | 18000.00 | 6850.00 | 54800.00 | 7000.00 | 56000.00 | 4600.00 | 36800.00 | 18000.00 | M I A CONSTRUCTION PVT LTD
13.48 | Providing, fixing, testing & commissioning of installation control valve of cast iron body, brass/bronze working parts comprising of water motor alarm, bronze seat clapper, clapper arm and hydraulically driven mechanical gong bell to sound continuous alarm when the wet riser/sprinkler system activates, pressure gauges, emergency releases, strainer, pressure switch, cock valve complete with drain valve and bypass, test control box, ball valves, MS pipe of required size, flanges, orifice plate, gasket etc of follwing sizes as required : 150mm dia | 1.00 | set | 10.00 | 100000.00 | 100000.00 | 63050.00 | 63050.00 | 55460.00 | 55460.00 | 53000.00 | 53000.00 | 36000.00 | 36000.00 | 50000.00 | 50000.00 | 36000.00 | Naresh Kumar Gupta and Co Pvt Ltd
13.49 | Supplying, installation, testing & commissioning of sprinkler flexible pipe (UL Listed) of stainless steel complete with 15 NPT on reducer thread with maximum working pressure of 175 PSI test pressure of 875 PSI (Burst) with branch line (Inlet) 25mm NPT male thread to sprinkler head (Outlet) 15mm NPT female thread with reducer, nipple, 2 side brackets, center bracket, stockbar of following sizes complete as required. 700mm | 20.00 | set | 10.00 | 1000.00 | 20000.00 | 700.00 | 14000.00 | 1660.00 | 33200.00 | 800.00 | 16000.00 | 1100.00 | 22000.00 | 1400.00 | 28000.00 | 14000.00 | SRISHTI ENTERPRISES
13.50 | Supplying, installation, testing & commissioning of sprinkler flexible pipe (UL Listed) of stainless steel complete with 15 NPT on reducer thread with maximum working pressure of 175 PSI test pressure of 875 PSI (Burst) with branch line (Inlet) 25mm NPT male thread to sprinkler head (Outlet) 15mm NPT female thread with reducer, nipple, 2 side brackets, center bracket, stockbar of following sizes complete as required. 1000mm | 20.00 | set | 10.00 | 1200.00 | 24000.00 | 800.00 | 16000.00 | 1850.00 | 37000.00 | 1000.00 | 20000.00 | 1200.00 | 24000.00 | 1300.00 | 26000.00 | 16000.00 | SRISHTI ENTERPRISES
13.51 | Supplying, installation, testing & commissioning of sprinkler flexible pipe (UL Listed) of stainless steel complete with 15 NPT on reducer thread with maximum working pressure of 175 PSI test pressure of 875 PSI (Burst) with branch line (Inlet) 25mm NPT male thread to sprinkler head (Outlet) 15mm NPT female thread with reducer, nipple, 2 side brackets, center bracket, stockbar of following sizes complete as required. 1200mm | 400.00 | set | 10.00 | 1400.00 | 560000.00 | 850.00 | 340000.00 | 2100.00 | 840000.00 | 1000.00 | 400000.00 | 1350.00 | 540000.00 | 1000.00 | 400000.00 | 340000.00 | SRISHTI ENTERPRISES
13.52 | Supplying, installation, testing & commissioning of sprinkler flexible pipe (UL Listed) of stainless steel complete with 15 NPT on reducer thread with maximum working pressure of 175 PSI test pressure of 875 PSI (Burst) with branch line (Inlet) 25mm NPT male thread to sprinkler head (Outlet) 15mm NPT female thread with reducer, nipple, 2 side brackets, center bracket, stockbar of following sizes complete as required. 1500mm | 200.00 | set | 10.00 | 1600.00 | 320000.00 | 2950.00 | 590000.00 | 2500.00 | 500000.00 | 1400.00 | 280000.00 | 1450.00 | 290000.00 | 1260.00 | 252000.00 | 252000.00 | SR39 ENGINEERS PVT LTD
13.53 | Providing, installation, testing & commissioning of adjustable rosette plate for 15mm dia in white finish UL Listed or FM approved complete as required. | 600.00 | Each | 10.00 | 300.00 | 180000.00 | 195.00 | 117000.00 | 350.00 | 210000.00 | 140.00 | 84000.00 | 150.00 | 90000.00 | 160.00 | 96000.00 | 84000.00 | Mid India Civil Erectors Pvt. Ltd
13.54 | Providing, installation, testing & commissioning of extra coverage sprinkler for 15mm dia in white finish UL Listed or FM approved complete as required. | 10.00 | Each | 10.00 | 225.00 | 2250.00 | 1495.00 | 14950.00 | 800.00 | 8000.00 | 400.00 | 4000.00 | 200.00 | 2000.00 | 600.00 | 6000.00 | 2000.00 | Naresh Kumar Gupta and Co Pvt Ltd
13.55 | Supplying, installation, testing and commissioning of Electric driven Main Fire fydrant Pump and sprinkler pump suitable for automatic operation and consisting of following, complete in all respects, as required : (a)Gunmetal/Stainless Steel cap and chain as required (b) :Horizontal type, single stage, centrifugal, split casing pump of cast iron body & bronze impeller with stainless steel shaft, mechanical seal conforming to IS 1520.Suitable HP Squirrel cage induction motor, TEFC, synchronous speed 1500 RPM, suitable for operation on 415 volts, 3 phase 50 Hz, AC supply with IP 55 protection for enclosure, horizontal foot mounted type with Class-'F' insulation, conforming to IS-325. (c)M.S. fabricated Common base plate, coupling, coupling guard, foundation bolts etc. as required. (d)Suitable cement concrete foundation duly plastered with anti vibration pads. 2850 lpm at 88 m Head | 2.00 | Set | 10.00 | 450000.00 | 900000.00 | 773500.00 | 1547000.00 | 415580.00 | 831160.00 | 600000.00 | 1200000.00 | 400000.00 | 800000.00 | 450000.00 | 900000.00 | 800000.00 | Naresh Kumar Gupta and Co Pvt Ltd
13.56 | Supplying, installation, testing and commissioning of diesel engine driven main fire pump suitable for automatic operation and consisting of following, complete in all respects, as required : (Diesel Driven Pump) (a) Horizontal type, single stage, centrifugal pump of cast of iron body and bronze impeller with stainless steel shaft, mechanical seal conforming to IS 1520. (b)Suitable HP, 1500 RPM water cooled with radiator, diesel engine conforming to relevant IS standard complete with auto starting mechanism, 12 /24 volts electric starting equipment, diesel tank, exhaust pipe extended upto 10 m outside pump house duly insulated with 50 mm thick glass wool with 1.0 mm thick aluminium sheet cladding, residential silencer, instruments and protection as per standard specification, stop solenoid for auto stop in the event of fault with audio indications, painted with post office red colour etc. as required. (c)M.S fabricated, common base plate, coupling, coupling guard, foundation bolts etc. as required. (d)Suitable cement concrete foundation duly plastered and with anti vibration pads.2850 lpm at 88 m Head | 1.00 | Set | 10.00 | 700000.00 | 700000.00 | 923000.00 | 923000.00 | 620000.00 | 620000.00 | 890000.00 | 890000.00 | 500000.00 | 500000.00 | 645000.00 | 645000.00 | 500000.00 | Naresh Kumar Gupta and Co Pvt Ltd
13.57 | Supplying, installation, testing and commissioning of electric driven pressurisation pump suitable for automatic operation and consisting of following,complete in all respects, as required : (Jockey Pump) (a)Horizontal type, single stage, centrifugal pump of cast iron body and bronze impeller with stainless steel shaft, mechanical seal conforming to IS : 1520. (b)Suitable HP squirell cage induction motor TEFC type suitable for operation on 415 volts, 3 phase 50 Hz AC supply with IP 55 class of protection for enclosure, horizontal foot mounted type with Class-'F' insulation, conforming to IS : 325. (c)M.S.fabricated Common base plate, coupling, coupling guard, foundation bolts etc. as required. (d)Suitable cement concrete foundation duly plastered and with anti vibration pads.180 lpm at 88 m Head | 2.00 | Set | 100.00 | 150000.00 | 300000.00 | 143000.00 | 286000.00 | 131200.00 | 262400.00 | 125000.00 | 250000.00 | 125000.00 | 250000.00 | 100000.00 | 200000.00 | 200000.00 | SR39 ENGINEERS PVT LTD
13.58 | Supply, Installation, Testing and Commissioning of cubicle type fire panel , as per 61439-1 & 61439-2, suitable for 415V+/-10%, 3 Phase, 4 wire 50 Hz AC supply system, fabricated in compartmentalized 4b bolted modular design IP 42 from CRCA sheet steel of 2 mm thick for frame work and covers, 3 mm thick for gland, plates i/c cleaning & finishing complete with 9 tank process for powder coating in approved shade, having TPN Aluminium alloy bus bars for high conductivity, SMC bus bar supports,with short circuit withstand capacity of 50 KA for 1 sec & Internal arc withstand of 50kA for 0.3 second ,bottom base channel of MS section not less than 100 mm x 50 mm x 5 mm thick, fabrication shall be done in transportable sections, entire panel shall have a common GI earth bar of size 50 mm x 6 mm at the rear with 2 Nos. earth stud, solid / flexible connections from main bus bar to switchgears and from switchgear output to cable termination in cable alley with required size of AL conductors / bus bars and control wiring with 2.5 sqmm PVC insulated copper conductor cable (FRLS), cable alleys, cable gland plates in two half, i/c providing following switchgears / accessories as per specifications. Incomings 02 Nos. 400A, 35kA 4 Pole MCCB, Ics=100% Icu rating Digital Voltmeter 0-500V with selector switch Ammeter (0-630 A) with selector swtich & CTs etc.LED type RYB phase indicating lamps, ON, OFF, trip indicating lamps Set . Buscoupler 01 Nos. 400 A, 35 kA, 4 Pole, microprocessor release with O/L, S/C & inbuilt E/F protection with interlocked door, automatic safety shutters, mechanical ON/OFF and service/ test/isolated position indicators and frame earthing contact, conforming to IS-13947-2 1993 as amended up-to-date complete with neccessary Auxillary contact & MCB as per Drawing/specification. Buscoupler shall have - i) Phase Indication Lamps, LED type, for RYB with 2 Amp control MCB. ii) Breaker 'ON' , 'OFF', & spring charged LED lamps with 2 Amp MCB for controlling. iii) Electrical & Mechnical Interlocking between both incomers & Buscoupler Busbars 4P aluminium bus bars of 600 A capacity with heat shrinkable coloured sleeves incl. SMC bus bars supports at required intervals complete for cross section, size supports & their spacing etc. for withstanding fault level of 50 KA for 1 sec. Outgoings ( Note : All outgoing feeders for pumps should have digital Ammeter with selector switches, and LED type ON, OFF, trip indicating lamps) Main Fire Pump & Sprinkler Pump 02 Nos.160 A, 35kA TPN MCCB, thermal magnetic release with adjustable thermal setting (Ics = Icu =35 KA) with inbuilt O/L & S/C protection. with fully automatic Star/Delta starter suitable for 100 hp pump with overload protection, current sensing type single phase preventor complete with all acceessories and internal wiring required for automatic operation, selector switch for local/remote, auto/manual/OFF operation. Jockey Pump. 02 Nos. 63 A, 35kA TPN MCCB,thermal magnetic release with adjustable thermal setting (Ics = Icu =35 KA) with inbuilt O/L & S/C protection., with Suitable HP fully automatic Star/Delta starter with overload protection, current sensing type single phase preventor complete with all acceessories and internal wiring required for automatic operation, selector switch for local/remote, auto/manual/OFF operation. Spare Outgoings 03 Nos.63 A 35kA TPN MCCB, thermal magnetic release with adjustable thermal setting (Ics = Icu =35 KA) with inbuilt O/L & S/C protection. Diesel Engine Control Control for diesel engine comprising -Automatic/Manual selctor switch & 3 attempts starting device, timers and relays as required, push buttons, start/stop in manual mode Indicating lamp for high/ Low Lub. Oil pressure, High Water Temp and Engine on indication Battery charger suitbale for 12V/24 V DC with boost and trickle selector switch, 0-30 V DC volt meter, and 0- 20 A DC Ammeter All standard relays and accessories for automatic operation of diesel engine System Controller Designing, Supply, Installation, Testing and commissioning of system controller to control operation of main electric fire pump, diesel pump, Pressurization pump, Terrace pump in sequence as per specification consisting of relays, timers. Sensors, annunciation window for fault indication, complete as per specification | 1.00 | Set | 100.00 | 500000.00 | 500000.00 | 290000.00 | 290000.00 | 550000.00 | 550000.00 | 490000.00 | 490000.00 | 220000.00 | 220000.00 | 410000.00 | 410000.00 | 220000.00 | Naresh Kumar Gupta and Co Pvt Ltd
13.59 | SITC of Clean Agent Based Fire Suppression System comprising of Gases/Agents approved NOVEC 1230 as the extinguishing agent complete as per NBC 2016 & NFPA standard with up-to date amendments ets as required. Server/Equipments /UPS room of approx area 14-16 sqm room size | 3.00 | Nos | 10.00 | 100000.00 | 300000.00 | 500000.00 | 1500000.00 | 55000.00 | 165000.00 | 350000.00 | 1050000.00 | 400000.00 | 1200000.00 | 310000.00 | 930000.00 | 165000.00 | M I A CONSTRUCTION PVT LTD
13.60 | Supply and Fixing of Portable fire extinguishers shall conform to IS: 2190-1979. complete as required ABC TYPE DRY POWDER (The Extinguisher shall be filled with ABC Grade 40, Mono Ammonium Phosphate (MAP base) from approved manufacturer. It shall bear IS 15683 marking. EXTINGUISHER.The Capacity of the extinguisher when filled with Dry Chemical Powder (First filling) as per IS 4308, part II 8/ IS 2171, shall be 6 kg +2 %.) | 10.00 | Nos | 10.00 | 12500.00 | 125000.00 | 2795.00 | 27950.00 | 3300.00 | 33000.00 | 2990.00 | 29900.00 | 3000.00 | 30000.00 | 3700.00 | 37000.00 | 27950.00 | SRISHTI ENTERPRISES
13.61 | Supply and Fixing of Portable fire extinguishers shall conform to IS: 2190-1979. complete as required WATER TYPE EXTINGUISHER (GAS PRESSURE TYPE). (The Extinguisher medium shall be primarily water stored under normal pressure.The capacity of Extinguisher, when filled upto the indicated level, shall be 9 liters and shall be IS 15683 marked.) | 15.00 | Nos | 10.00 | 8100.00 | 121500.00 | 2275.00 | 34125.00 | 2250.00 | 33750.00 | 2500.00 | 37500.00 | 3500.00 | 52500.00 | 3900.00 | 58500.00 | 33750.00 | M I A CONSTRUCTION PVT LTD
13.62 | Supply and Fixing of Portable fire extinguishers shall conform to IS: 2190-1979. complete as required CARBON DIOXIDE EXTINGUISHER.The Carbon Dioxide Extinguisher shall be as per IS: 15683. The Body shall be constructed of seamless tube conforming to IS: 7285, and having a convex dome and flat base. Its dia shall be maximum 140 mm, and the overlay height shall not exceed 720 mm. | 15.00 | Nos | 10.00 | 6500.00 | 97500.00 | 6825.00 | 102375.00 | 5500.00 | 82500.00 | 6000.00 | 90000.00 | 4000.00 | 60000.00 | 6000.00 | 90000.00 | 60000.00 | Naresh Kumar Gupta and Co Pvt Ltd
14.00 | Sub Heading 14 - VRV/VRF Airconditioning System
14.01 | Supply of modular type Variable Refrigerant Flow/Variable Refrigerant Volume air cooled Outdoor units suitable for cooling having all hermetically sealed inverter type Scroll Compressor(s), R 410A/ecofriendly green refrigerant, minimum two compressors for above 14 HP modules, microprocessor based Controller, top discharge type condensing unit(s), vibration isolators, etc. complete as required. The unit shall deliver the rated capacity at AHRI Conditions and work even at 50°C ambient temperature without tripping. The unit shall be suitable to work on 415V +/- 10%, 3 Phase, 50Hz AC power supply. The unit shall be filled with first charge of the refrigerant and ready for use as required. The COP at AHRI conditions shall not be less than 3.1 and IEER not less than 6.5 complete as required. 60HP (03x20HP) | 10.00 | Nos | 100.00 | 960000.00 | 9600000.00 | 1190000.00 | 11900000.00 | 1125000.00 | 11250000.00 | 1530000.00 | 15300000.00 | 1160000.00 | 11600000.00 | 1000000.00 | 10000000.00 | 9600000.00 | SGB INFRA LTD
14.02 | Supply of modular type Variable Refrigerant Flow/Variable Refrigerant Volume air cooled Outdoor units suitable for cooling having all hermetically sealed inverter type Scroll Compressor(s), R 410A/ecofriendly green refrigerant, minimum two compressors for above 14 HP modules, microprocessor based Controller, top discharge type condensing unit(s), vibration isolators, etc. complete as required. The unit shall deliver the rated capacity at AHRI Conditions and work even at 50°C ambient temperature without tripping. The unit shall be suitable to work on 415V +/- 10%, 3 Phase, 50Hz AC power supply. The unit shall be filled with first charge of the refrigerant and ready for use as required. The COP at AHRI conditions shall not be less than 3.1 and IEER not less than 6.5 complete as required. 80HP (03x20HP) | 1.00 | Nos | 100.00 | 1400000.00 | 1400000.00 | 2290000.00 | 2290000.00 | 1500000.00 | 1500000.00 | 1030000.00 | 1030000.00 | 1584000.00 | 1584000.00 | 1400000.00 | 1400000.00 | 1030000.00 | Mid India Civil Erectors Pvt. Ltd
14.03 | VRF /VRV INDOOR AC UNIT (CEILING MOUNTED 4 WAY) ;- Supply of 4 Way Ceiling Suspended / Mounted Cassette type Unit comprising of copper evaporator, electronic expansion valve, blower, motor, filter pad, auto air swing louvers, temperature & ON/OFF display with inbuilt drain pump , including internal wiring, controls., with wireless remote controller. (Single Phase 3.30 TR | 10.00 | Nos | 10.00 | 41000.00 | 410000.00 | 59000.00 | 590000.00 | 4500.00 | 45000.00 | 70500.00 | 705000.00 | 46000.00 | 460000.00 | 45000.00 | 450000.00 | 45000.00 | M I A CONSTRUCTION PVT LTD
14.04 | VRF /VRV INDOOR AC UNIT (CEILING MOUNTED 4 WAY) ;- Supply of 4 Way Ceiling Suspended / Mounted Cassette type Unit comprising of copper evaporator, electronic expansion valve, blower, motor, filter pad, auto air swing louvers, temperature & ON/OFF display with inbuilt drain pump , including internal wiring, controls., with wireless remote controller. (Single Phase 1.60 tr | 12.00 | Nos | 10.00 | 36000.00 | 432000.00 | 49000.00 | 588000.00 | 49000.00 | 588000.00 | 60000.00 | 720000.00 | 39000.00 | 468000.00 | 30000.00 | 360000.00 | 360000.00 | SR39 ENGINEERS PVT LTD
14.05 | VRF /VRV INDOOR AC UNIT (WALL MOUNTED) Comprising of copper evaporator, electronic expansion valve, blower, motor, filter pad, auto air swing louvers, temperature & ON/OFF display with inbuilt drain pump , including internal wiring, controls., with wireless remote controller. (Single Phase) 2.0 tr | 11.00 | Nos | 10.00 | 26000.00 | 286000.00 | 39000.00 | 429000.00 | 45440.00 | 499840.00 | 42000.00 | 462000.00 | 22000.00 | 242000.00 | 30000.00 | 330000.00 | 242000.00 | Naresh Kumar Gupta and Co Pvt Ltd
14.06 | VRF /VRV INDOOR AC UNIT (WALL MOUNTED) Comprising of copper evaporator, electronic expansion valve, blower, motor, filter pad, auto air swing louvers, temperature & ON/OFF display with inbuilt drain pump , including internal wiring, controls., with wireless remote controller. (Single Phase) 1.6 tr | 4.00 | Nos | 10.00 | 26000.00 | 104000.00 | 35000.00 | 140000.00 | 30000.00 | 120000.00 | 41000.00 | 164000.00 | 20000.00 | 80000.00 | 30000.00 | 120000.00 | 80000.00 | Naresh Kumar Gupta and Co Pvt Ltd
14.07 | Supply of factory built floor mounted, VRF regrigerant type, double skin type horizontal Air Handling Unit made of 45±2 mm thick panels consisting of pre plasticized G.I. casing of thickness 0.6 mm outside layer and 0.8 mm inside layer with polyurethane foam (PUF) insulation 40 Kg/M³ factory injected between them by injection moulding machine , complete with blower section with blower suitable for static pressure as required , Mixing chamber section of minimum 600 mm length of fresh air and return air, , cooling coil section with anti corrosive hydrophillic blue aluminium finned copper tubes ( tubes thickness not less than 0.5 mm ) cooling coil of 06 row deep, fresh air filter with damper , filter section with 50 mm thick metal viscous , belt drive package with TEFC drive motor of efficiency class IE3 suitable for 415±10% volts , 50 Hz , 3 phase AC supply suitably designed for variable frequency drive applications , industrial type thermometers ( 02 nos. ) at the inlet and outlet of coil , Plug type direct drive supply air fans 2 Nos shall be provided with variable speed drives. The blowers shall be selected as per below requirement, Fan section with dynamically balanced direct-driven, Plug type Backward SA fans, TEFC squirrel cage induction drive motors., necessary vibration isolation arrangement, drain connections, stainless steel ( 18G) drain pan with PUF insulation , Marine light (LED) with limit switch across all fan sections, door shall be provided with switch for marine light on / off outside the unit. There should be Provision for View Glass in the Fan Section, supply & Installation of suitable capacity UVGI system etc. as per specification and of following capacities complete as required, including AHU kit to integrate with AHUs to various combination of static and CFM requirement shall be connected to ODUs of VRF as per specification complete as required . 45 TR-18000 cfm--80 mm ESP (dual coil 1w+1s) | 5.00 | Nos | 10.00 | 83000.00 | 415000.00 | 890000.00 | 4450000.00 | 1890000.00 | 9450000.00 | 1450000.00 | 7250000.00 | 1680000.00 | 8400000.00 | 690000.00 | 3450000.00 | 415000.00 | SGB INFRA LTD
14.08 | Supply of factory built floor mounted, VRF regrigerant type, double skin type horizontal Air Handling Unit made of 45±2 mm thick panels consisting of pre plasticized G.I. casing of thickness 0.6 mm outside layer and 0.8 mm inside layer with polyurethane foam (PUF) insulation 40 Kg/M³ factory injected between them by injection moulding machine , complete with blower section with blower suitable for static pressure as required , Mixing chamber section of minimum 600 mm length of fresh air and return air, , cooling coil section with anti corrosive hydrophillic blue aluminium finned copper tubes ( tubes thickness not less than 0.5 mm ) cooling coil of 06 row deep, fresh air filter with damper , filter section with 50 mm thick metal viscous , belt drive package with TEFC drive motor of efficiency class IE3 suitable for 415±10% volts , 50 Hz , 3 phase AC supply suitably designed for variable frequency drive applications , industrial type thermometers ( 02 nos. ) at the inlet and outlet of coil , Plug type direct drive supply air fans 2 Nos shall be provided with variable speed drives. The blowers shall be selected as per below requirement, Fan section with dynamically balanced direct-driven, Plug type Backward SA fans, TEFC squirrel cage induction drive motors., necessary vibration isolation arrangement, drain connections, stainless steel ( 18G) drain pan with PUF insulation , Marine light (LED) with limit switch across all fan sections, door shall be provided with switch for marine light on / off outside the unit. There should be Provision for View Glass in the Fan Section, supply & Installation of suitable capacity UVGI system etc. as per specification and of following capacities complete as required, including AHU kit to integrate with AHUs to various combination of static and CFM requirement shall be connected to ODUs of VRF as per specification complete as required . 64 TR-22000 cfm--65 mm ESP (dual coil 1w+1s) | 1.00 | Nos | 10.00 | 9500000.00 | 9500000.00 | 1890000.00 | 1890000.00 | 2100000.00 | 2100000.00 | 1800000.00 | 1800000.00 | 1800000.00 | 1800000.00 | 900000.00 | 900000.00 | 900000.00 | SR39 ENGINEERS PVT LTD
14.09 | Y JOINTS :- Supply, Installation, testing & commissioning of Ref Nut / Y-joints brass for indoor and outdoor units of suitable size as per requirement, | 35.00 | Nos | 10.00 | 3400.00 | 119000.00 | 5070.00 | 177450.00 | 7000.00 | 245000.00 | 4100.00 | 143500.00 | 4300.00 | 150500.00 | 4200.00 | 147000.00 | 119000.00 | SGB INFRA LTD
14.10 | COPPER PIPING :- Supply installation testing commissioning of interconnecting copper refrigerant pipe work (19mm / 13mm thick ) duly insulated with elastomeric nitrile rubber type tubular insulation between indoor & outdoor units as per specifications. All exposed pipe shall have UV coating on insulation & cost to be included in the piping. The piping shall be properly supported with 6mm full threaded rods over channel with Fasteners, Nuts & washer at 1m distance with firm supporting using PVC sleeve and cable tie. Extra support for Y-joints/Bends etc. to be given as per specifications. All piping shall be pressure tested for 1.5 times the working pressure. . 41.3 mm dia wall thinkness ≥ 1.6mm (insulation – 19 mm thick) | 800.00 | Rmt | 10.00 | 2600.00 | 2080000.00 | 1600.00 | 1280000.00 | 1500.00 | 1200000.00 | 2500.00 | 2000000.00 | 2200.00 | 1760000.00 | 2200.00 | 1760000.00 | 1200000.00 | M I A CONSTRUCTION PVT LTD
14.11 | COPPER PIPING :- Supply installation testing commissioning of interconnecting copper refrigerant pipe work (19mm / 13mm thick ) duly insulated with elastomeric nitrile rubber type tubular insulation between indoor & outdoor units as per specifications. All exposed pipe shall have UV coating on insulation & cost to be included in the piping. The piping shall be properly supported with 6mm full threaded rods over channel with Fasteners, Nuts & washer at 1m distance with firm supporting using PVC sleeve and cable tie. Extra support for Y-joints/Bends etc. to be given as per specifications. All piping shall be pressure tested for 1.5 times the working pressure. . 34.9mm dia wall thinkness ≥ 1.6mm (insulation – 19 mm thick) | 15.00 | Rmt | 10.00 | 1900.00 | 28500.00 | 2990.00 | 44850.00 | 2700.00 | 40500.00 | 2200.00 | 33000.00 | 1800.00 | 27000.00 | 1900.00 | 28500.00 | 27000.00 | Naresh Kumar Gupta and Co Pvt Ltd
14.12 | COPPER PIPING :- Supply installation testing commissioning of interconnecting copper refrigerant pipe work (19mm / 13mm thick ) duly insulated with elastomeric nitrile rubber type tubular insulation between indoor & outdoor units as per specifications. All exposed pipe shall have UV coating on insulation & cost to be included in the piping. The piping shall be properly supported with 6mm full threaded rods over channel with Fasteners, Nuts & washer at 1m distance with firm supporting using PVC sleeve and cable tie. Extra support for Y-joints/Bends etc. to be given as per specifications. All piping shall be pressure tested for 1.5 times the working pressure. . 28.6mm dia wall thinkness ≥ 1.2mm (insulation – 19 mm thick) | 50.00 | Rmt | 100.00 | 1500.00 | 75000.00 | 2790.00 | 139500.00 | 2500.00 | 125000.00 | 2000.00 | 100000.00 | 1400.00 | 70000.00 | 1600.00 | 80000.00 | 70000.00 | Naresh Kumar Gupta and Co Pvt Ltd
14.13 | COPPER PIPING :- Supply installation testing commissioning of interconnecting copper refrigerant pipe work (19mm / 13mm thick ) duly insulated with elastomeric nitrile rubber type tubular insulation between indoor & outdoor units as per specifications. All exposed pipe shall have UV coating on insulation & cost to be included in the piping. The piping shall be properly supported with 6mm full threaded rods over channel with Fasteners, Nuts & washer at 1m distance with firm supporting using PVC sleeve and cable tie. Extra support for Y-joints/Bends etc. to be given as per specifications. All piping shall be pressure tested for 1.5 times the working pressure. . 22.2mm dia wall thickness >/= 1.0 mm (insulation – 19 mm thick) | 10.00 | Rmt | 100.00 | 950.00 | 9500.00 | 2590.00 | 25900.00 | 3000.00 | 30000.00 | 1400.00 | 14000.00 | 850.00 | 8500.00 | 1200.00 | 12000.00 | 8500.00 | Naresh Kumar Gupta and Co Pvt Ltd
14.14 | COPPER PIPING :- Supply installation testing commissioning of interconnecting copper refrigerant pipe work (19mm / 13mm thick ) duly insulated with elastomeric nitrile rubber type tubular insulation between indoor & outdoor units as per specifications. All exposed pipe shall have UV coating on insulation & cost to be included in the piping. The piping shall be properly supported with 6mm full threaded rods over channel with Fasteners, Nuts & washer at 1m distance with firm supporting using PVC sleeve and cable tie. Extra support for Y-joints/Bends etc. to be given as per specifications. All piping shall be pressure tested for 1.5 times the working pressure. . 19.1mm dia wall thickness >/= 0.1 mm (insulation – 13 mm thick) | 820.00 | Rmt | 10.00 | 950.00 | 779000.00 | 798.00 | 654360.00 | 3000.00 | 2460000.00 | 1270.00 | 1041400.00 | 700.00 | 574000.00 | 825.00 | 676500.00 | 574000.00 | Naresh Kumar Gupta and Co Pvt Ltd
14.15 | COPPER PIPING :- Supply installation testing commissioning of interconnecting copper refrigerant pipe work (19mm / 13mm thick ) duly insulated with elastomeric nitrile rubber type tubular insulation between indoor & outdoor units as per specifications. All exposed pipe shall have UV coating on insulation & cost to be included in the piping. The piping shall be properly supported with 6mm full threaded rods over channel with Fasteners, Nuts & washer at 1m distance with firm supporting using PVC sleeve and cable tie. Extra support for Y-joints/Bends etc. to be given as per specifications. All piping shall be pressure tested for 1.5 times the working pressure. . 15.9mm dia wall thickness >/= 0.8 mm (insulation – 13 mm thick) | 80.00 | Rmt | 10.00 | 880.00 | 70400.00 | 780.00 | 62400.00 | 2700.00 | 216000.00 | 1150.00 | 92000.00 | 550.00 | 44000.00 | 900.00 | 72000.00 | 44000.00 | Naresh Kumar Gupta and Co Pvt Ltd
14.16 | COPPER PIPING :- Supply installation testing commissioning of interconnecting copper refrigerant pipe work (19mm / 13mm thick ) duly insulated with elastomeric nitrile rubber type tubular insulation between indoor & outdoor units as per specifications. All exposed pipe shall have UV coating on insulation & cost to be included in the piping. The piping shall be properly supported with 6mm full threaded rods over channel with Fasteners, Nuts & washer at 1m distance with firm supporting using PVC sleeve and cable tie. Extra support for Y-joints/Bends etc. to be given as per specifications. All piping shall be pressure tested for 1.5 times the working pressure. . 12.7mm dia wall thickness >/= 0.8 mm (insulation – 13 mm thick) | 180.00 | Rmt | 10.00 | 625.00 | 112500.00 | 760.00 | 136800.00 | 900.00 | 162000.00 | 950.00 | 171000.00 | 400.00 | 72000.00 | 700.00 | 126000.00 | 72000.00 | Naresh Kumar Gupta and Co Pvt Ltd
14.17 | COPPER PIPING :- Supply installation testing commissioning of interconnecting copper refrigerant pipe work (19mm / 13mm thick ) duly insulated with elastomeric nitrile rubber type tubular insulation between indoor & outdoor units as per specifications. All exposed pipe shall have UV coating on insulation & cost to be included in the piping. The piping shall be properly supported with 6mm full threaded rods over channel with Fasteners, Nuts & washer at 1m distance with firm supporting using PVC sleeve and cable tie. Extra support for Y-joints/Bends etc. to be given as per specifications. All piping shall be pressure tested for 1.5 times the working pressure. . 9.5mm dia wall thickness >/= 0.8 mm (insulation – 13 mm thick) | 35.00 | Rmt | 10.00 | 435.00 | 15225.00 | 740.00 | 25900.00 | 450.00 | 15750.00 | 750.00 | 26250.00 | 350.00 | 12250.00 | 625.00 | 21875.00 | 12250.00 | Naresh Kumar Gupta and Co Pvt Ltd
14.18 | COPPER PIPING :- Supply installation testing commissioning of interconnecting copper refrigerant pipe work (19mm / 13mm thick ) duly insulated with elastomeric nitrile rubber type tubular insulation between indoor & outdoor units as per specifications. All exposed pipe shall have UV coating on insulation & cost to be included in the piping. The piping shall be properly supported with 6mm full threaded rods over channel with Fasteners, Nuts & washer at 1m distance with firm supporting using PVC sleeve and cable tie. Extra support for Y-joints/Bends etc. to be given as per specifications. All piping shall be pressure tested for 1.5 times the working pressure. . 6.4mm dia wall thickness >/= 0.8 mm (insulation – 13 mm thick) | 165.00 | Rmt | 10.00 | 330.00 | 54450.00 | 600.00 | 99000.00 | 390.00 | 64350.00 | 500.00 | 82500.00 | 300.00 | 49500.00 | 450.00 | 74250.00 | 49500.00 | Naresh Kumar Gupta and Co Pvt Ltd
14.19 | Supply, installation, testing and commissioning of Inline Fans of following rating suitable to operate on 230 V A.C supply etc complete as required. 2500cfm--15mm esp | 1.00 | Nos | 10.00 | 25000.00 | 25000.00 | 129000.00 | 129000.00 | 29290.00 | 29290.00 | 93900.00 | 93900.00 | 24000.00 | 24000.00 | 27000.00 | 27000.00 | 24000.00 | Naresh Kumar Gupta and Co Pvt Ltd
14.20 | Supply, installation, testing and commissioning of Inline Fans of following rating suitable to operate on 230 V A.C supply etc complete as required. 1750 cfm--15mm esp | 3.00 | Nos | 10.00 | 21000.00 | 63000.00 | 56550.00 | 169650.00 | 19290.00 | 57870.00 | 67000.00 | 201000.00 | 22000.00 | 66000.00 | 25000.00 | 75000.00 | 57870.00 | M I A CONSTRUCTION PVT LTD
14.21 | Supply, installation, testing and commissioning of Inline Fans of following rating suitable to operate on 230 V A.C supply etc complete as required. 1650 cfm--15mm esp | 2.00 | Nos | 10.00 | 20000.00 | 40000.00 | 54600.00 | 109200.00 | 19290.00 | 38580.00 | 61000.00 | 122000.00 | 20000.00 | 40000.00 | 20000.00 | 40000.00 | 38580.00 | M I A CONSTRUCTION PVT LTD
14.22 | Supply, installation, testing and commissioning of Inline Fans of following rating suitable to operate on 230 V A.C supply etc complete as required. 1400 cfm--15mm esp | 1.00 | Nos | 10.00 | 18000.00 | 18000.00 | 44200.00 | 44200.00 | 19290.00 | 19290.00 | 53000.00 | 53000.00 | 17000.00 | 17000.00 | 16000.00 | 16000.00 | 16000.00 | SR39 ENGINEERS PVT LTD
14.23 | Supply, installation, testing and commissioning of Inline Fans of following rating suitable to operate on 230 V A.C supply etc complete as required. 1300 cfm--15mm esp | 1.00 | Nos | 100.00 | 18000.00 | 18000.00 | 36660.00 | 36660.00 | 19290.00 | 19290.00 | 49000.00 | 49000.00 | 15000.00 | 15000.00 | 17000.00 | 17000.00 | 15000.00 | Naresh Kumar Gupta and Co Pvt Ltd
14.24 | Supply, installation, testing and commissioning of Inline Fans of following rating suitable to operate on 230 V A.C supply etc complete as required. 1200 cfm--15mm esp | 1.00 | Nos | 100.00 | 17000.00 | 17000.00 | 36660.00 | 36660.00 | 19290.00 | 19290.00 | 49000.00 | 49000.00 | 11000.00 | 11000.00 | 12500.00 | 12500.00 | 11000.00 | Naresh Kumar Gupta and Co Pvt Ltd
14.25 | Supply, installation, testing and commissioning of Inline Fans of following rating suitable to operate on 230 V A.C supply etc complete as required. 1000 cfm--15mm esp | 1.00 | Nos | 10.00 | 16431.00 | 16431.00 | 36660.00 | 36660.00 | 19290.00 | 19290.00 | 38000.00 | 38000.00 | 10000.00 | 10000.00 | 13000.00 | 13000.00 | 10000.00 | Naresh Kumar Gupta and Co Pvt Ltd
14.26 | Supply, installation, testing and commissioning of Inline Fans of following rating suitable to operate on 230 V A.C supply etc complete as required. 500 cfm--15mm esp | 2.00 | Nos | 10.00 | 12000.00 | 24000.00 | 15600.00 | 31200.00 | 9000.00 | 18000.00 | 33500.00 | 67000.00 | 8000.00 | 16000.00 | 9000.00 | 18000.00 | 16000.00 | Naresh Kumar Gupta and Co Pvt Ltd
14.27 | Supply, installation, testing and commissioning of Inline Fans of following rating suitable to operate on 230 V A.C supply etc complete as required. 24 Gauge | 1200.00 | Sqmt | 10.00 | 1050.00 | 1260000.00 | 1365.00 | 1638000.00 | 1058.00 | 1269600.00 | 1550.00 | 1860000.00 | 900.00 | 1080000.00 | 150.00 | 180000.00 | 180000.00 | SR39 ENGINEERS PVT LTD
14.28 | Supply, installation, testing and commissioning of Inline Fans of following rating suitable to operate on 230 V A.C supply etc complete as required. 22 Gauge | 400.00 | Sqmt | 10.00 | 1200.00 | 480000.00 | 1495.00 | 598000.00 | 1229.00 | 491600.00 | 1800.00 | 720000.00 | 1000.00 | 400000.00 | 825.00 | 330000.00 | 330000.00 | SR39 ENGINEERS PVT LTD
14.29 | Supply, installation, testing and commissioning of Inline Fans of following rating suitable to operate on 230 V A.C supply etc complete as required. 20 Gauge | 400.00 | Sqmt | 10.00 | 1350.00 | 540000.00 | 1755.00 | 702000.00 | 1629.00 | 651600.00 | 2100.00 | 840000.00 | 1100.00 | 440000.00 | 840.00 | 336000.00 | 336000.00 | SR39 ENGINEERS PVT LTD
14.30 | Supply, installation, testing and commissioning of Inline Fans of following rating suitable to operate on 230 V A.C supply etc complete as required. 18 Gauge | 170.00 | Sqmt | 10.00 | 1500.00 | 255000.00 | 2015.00 | 342550.00 | 1793.00 | 304810.00 | 2500.00 | 425000.00 | 1250.00 | 212500.00 | 995.00 | 169150.00 | 169150.00 | SR39 ENGINEERS PVT LTD
14.31 | Supplying and fixing of following thickness duct acoustic lining of Open Cell Nitrile rubber insulation. Duct acoustic lining material shall be Nitrile Rubber open cell foam. 15mm thick | 600.00 | Sqmt | 10.00 | 690.00 | 414000.00 | 1625.00 | 975000.00 | 800.00 | 480000.00 | 1550.00 | 930000.00 | 775.00 | 465000.00 | 640.00 | 384000.00 | 384000.00 | SR39 ENGINEERS PVT LTD
14.32 | Supplying and fixing of following thickness Duct Insulation .The Thermal insulation material for Duct shall be Closed Cell Nitrile Rubber Foam insulation. 13 mm Thickness | 1450.00 | Sqmt | 10.00 | 600.00 | 870000.00 | 585.00 | 848250.00 | 500.00 | 725000.00 | 1250.00 | 1812500.00 | 475.00 | 688750.00 | 480.00 | 696000.00 | 688750.00 | Naresh Kumar Gupta and Co Pvt Ltd
14.33 | SITC of Underdeck insulation—25mm thick Nitrile rubber insulation | 4200.00 | Sqmt | 10.00 | 790.00 | 3318000.00 | 845.00 | 3549000.00 | 540.00 | 2268000.00 | 1000.00 | 4200000.00 | 700.00 | 2940000.00 | 600.00 | 2520000.00 | 2268000.00 | M I A CONSTRUCTION PVT LTD
14.34 | Supply, installation, testing and commissioning of Volume Control Damper. | 8.00 | Sqmt | 100.00 | 7700.00 | 61600.00 | 8450.00 | 67600.00 | 6000.00 | 48000.00 | 14000.00 | 112000.00 | 4500.00 | 36000.00 | 9000.00 | 72000.00 | 36000.00 | Naresh Kumar Gupta and Co Pvt Ltd
14.35 | Supply, installation, testing and commissioning of Motorised Fire Damper Smoke & Fire Damper | 17.00 | Sqm | 100.00 | 7800.00 | 132600.00 | 11440.00 | 194480.00 | 12000.00 | 204000.00 | 21000.00 | 357000.00 | 11000.00 | 187000.00 | 10000.00 | 170000.00 | 132600.00 | SGB INFRA LTD
14.36 | Supply, installation, testing and commissioning of Motorised Fire Damper Actuator | 12.00 | Nos. | 10.00 | 16000.00 | 192000.00 | 14300.00 | 171600.00 | 15000.00 | 180000.00 | 11000.00 | 132000.00 | 11000.00 | 132000.00 | 11100.00 | 133200.00 | 132000.00 | Mid India Civil Erectors Pvt. Ltd, Naresh Kumar Gupta and Co Pvt Ltd
14.37 | Supplying & fixing of celling mounted Supply Air Diffuser. | 20.00 | Nos | 10.00 | 13500.00 | 270000.00 | 19370.00 | 387400.00 | 13500.00 | 270000.00 | 1550.00 | 31000.00 | 6000.00 | 120000.00 | 4000.00 | 80000.00 | 31000.00 | Mid India Civil Erectors Pvt. Ltd
14.38 | Supplying & fixing of celling mounted Return Air Diffuser. | 20.00 | Nos | 10.00 | 10000.00 | 200000.00 | 13455.00 | 269100.00 | 9000.00 | 180000.00 | 1550.00 | 31000.00 | 6600.00 | 132000.00 | 3000.00 | 60000.00 | 31000.00 | Mid India Civil Erectors Pvt. Ltd
14.39 | Supplying & fixing of powder coated extruded aluminium return Air Grills with out aluminium volume control dampers as per specifications, complete in all respect. | 35.00 | Sqm | 10.00 | 7700.00 | 269500.00 | 8320.00 | 291200.00 | 5500.00 | 192500.00 | 12000.00 | 420000.00 | 5600.00 | 196000.00 | 6800.00 | 238000.00 | 192500.00 | M I A CONSTRUCTION PVT LTD
14.40 | Supplying & fixing of Collar damper. | 10.00 | Sqm | 10.00 | 4500.00 | 45000.00 | 7150.00 | 71500.00 | 4500.00 | 45000.00 | 8400.00 | 84000.00 | 2100.00 | 21000.00 | 4000.00 | 40000.00 | 21000.00 | Naresh Kumar Gupta and Co Pvt Ltd
14.41 | Supplying, installing and testing of fresh air GI outlet louvers with bird screen but with VCD complete as per specification, complete in all respect. | 4.50 | Sqm | 10.00 | 14000.00 | 63000.00 | 16250.00 | 73125.00 | 13000.00 | 58500.00 | 11000.00 | 49500.00 | 4300.00 | 19350.00 | 6000.00 | 27000.00 | 19350.00 | Naresh Kumar Gupta and Co Pvt Ltd
14.42 | Supplying, installing and testing of exhaust air GI outlet louvers with bird screen complete as per specification, complete in all respect.. | 4.50 | Sqm | 10.00 | 11000.00 | 49500.00 | 11050.00 | 49725.00 | 7500.00 | 33750.00 | 5800.00 | 26100.00 | 4300.00 | 19350.00 | 6500.00 | 29250.00 | 19350.00 | Naresh Kumar Gupta and Co Pvt Ltd
14.43 | Supply, Installation, Testing ,Balancing and commissioning of Eye Ball Jet Nozzle complete as required. 300mm Dia | 150.00 | Nos | 10.00 | 4100.00 | 615000.00 | 7540.00 | 1131000.00 | 3300.00 | 495000.00 | 9200.00 | 1380000.00 | 4280.00 | 642000.00 | 4400.00 | 660000.00 | 495000.00 | M I A CONSTRUCTION PVT LTD
14.44 | Supply, Installation, Testing ,Balancing and commissioning of Eye Ball Jet Nozzle complete as required. 400mm Dia | 20.00 | Nos | 10.00 | 5000.00 | 100000.00 | 7540.00 | 150800.00 | 4000.00 | 80000.00 | 13000.00 | 260000.00 | 4800.00 | 96000.00 | 1800.00 | 36000.00 | 36000.00 | SR39 ENGINEERS PVT LTD
14.45 | SITC of flexible canvass connection. | 6.00 | Nos | 10.00 | 1800.00 | 10800.00 | 2340.00 | 14040.00 | 10000.00 | 60000.00 | 3400.00 | 20400.00 | 3000.00 | 18000.00 | 5000.00 | 30000.00 | 10800.00 | SGB INFRA LTD
14.46 | Supplying and laying uPVC drain pipe of 40 mm dia. from AHU to drain point for AHU unit complete as required. | 100.00 | Rmt | 100.00 | 270.00 | 27000.00 | 435.50 | 43550.00 | 220.00 | 22000.00 | 350.00 | 35000.00 | 180.00 | 18000.00 | 525.00 | 52500.00 | 18000.00 | Naresh Kumar Gupta and Co Pvt Ltd
14.47 | SITC of drain piping upvc along inlusive of nitrile rubber insulation--9mm 50mm | 50.00 | Rmt | 100.00 | 300.00 | 15000.00 | 559.00 | 27950.00 | 380.00 | 19000.00 | 400.00 | 20000.00 | 220.00 | 11000.00 | 600.00 | 30000.00 | 11000.00 | Naresh Kumar Gupta and Co Pvt Ltd
14.48 | SITC of drain piping upvc along inlusive of nitrile rubber insulation--9mm 32mm | 80.00 | Rmt | 10.00 | 215.00 | 17200.00 | 377.00 | 30160.00 | 300.00 | 24000.00 | 290.00 | 23200.00 | 170.00 | 13600.00 | 425.00 | 34000.00 | 13600.00 | Naresh Kumar Gupta and Co Pvt Ltd
14.49 | SITC of drain piping upvc along inlusive of nitrile rubber insulation--9mm 25mm | 35.00 | Rmt | 10.00 | 200.00 | 7000.00 | 286.00 | 10010.00 | 250.00 | 8750.00 | 250.00 | 8750.00 | 150.00 | 5250.00 | 350.00 | 12250.00 | 5250.00 | Naresh Kumar Gupta and Co Pvt Ltd
14.50 | SITC of disc valve--100mm. | 85.00 | Nos | 10.00 | 700.00 | 59500.00 | 3250.00 | 276250.00 | 590.00 | 50150.00 | 10200.00 | 867000.00 | 2000.00 | 170000.00 | 1220.00 | 103700.00 | 50150.00 | M I A CONSTRUCTION PVT LTD
14.51 | SITC of drain pump. | 5.00 | Nos | 10.00 | 5200.00 | 26000.00 | 5850.00 | 29250.00 | 2500.00 | 12500.00 | 16000.00 | 80000.00 | 4000.00 | 20000.00 | 4300.00 | 21500.00 | 12500.00 | M I A CONSTRUCTION PVT LTD
14.52 | SITC Of control wiring between VRV indoor and outdoor unit. | 850.00 | Rmt | 10.00 | 150.00 | 127500.00 | 208.00 | 176800.00 | 120.00 | 102000.00 | 110.00 | 93500.00 | 94.00 | 79900.00 | 150.00 | 127500.00 | 79900.00 | Naresh Kumar Gupta and Co Pvt Ltd
14.53 | Supply of following sizes of Copper Power Cables,multi stranded conductor, XLPE Insulated, Armoured, FRLSZH at outer sheathed,1100V grade as per IS 7098(Part 1) 1988. 4C x 10 MM | 300.00 | Rmt | 10.00 | 550.00 | 165000.00 | 845.00 | 253500.00 | 250.00 | 75000.00 | 850.00 | 255000.00 | 476.00 | 142800.00 | 340.00 | 102000.00 | 75000.00 | M I A CONSTRUCTION PVT LTD
14.54 | Supply of following sizes of Copper Power Cables,multi stranded conductor, XLPE Insulated, Armoured, FRLSZH at outer sheathed,1100V grade as per IS 7098(Part 1) 1988. 3C x 2.5 MM | 1700.00 | Rmt | 10.00 | 200.00 | 340000.00 | 286.00 | 486200.00 | 150.00 | 255000.00 | 280.00 | 476000.00 | 150.00 | 255000.00 | 205.00 | 348500.00 | 255000.00 | Naresh Kumar Gupta and Co Pvt Ltd, M I A CONSTRUCTION PVT LTD
14.55 | SITC of Air curtain 1500 MM suitable for operate on 230 V,50 hz complete as required. | 14.00 | Nos | 10.00 | 15000.00 | 210000.00 | 45000.00 | 630000.00 | 26000.00 | 364000.00 | 8405.00 | 117670.00 | 22000.00 | 308000.00 | 37000.00 | 518000.00 | 117670.00 | Mid India Civil Erectors Pvt. Ltd
14.56 | Panel for VRV Outdoor unit for NITB:- Supply, Installation, Testing and Commissioning of dust and vermin proof cubicle free floor, indoor type factory built sheet steel enclosed modular bolted construction, suitable for operation on 415 +10% volts, 50 Hz AC 3 phase 4 wire supply system fabricated out of CRCA sheet steel of 2.0 mm thick for frame work and 2.0 mm thick for doors/ covers, 3mm thick for gland plates i/c cleaning & finishing complete with 7 tank process for powder coating in approved shade, having TPN Aluminium bus bars of high conductivity, DMC/SMC bus bar suppons, bottom base channel of section not less than ISMC 75mm, entire panel shall have a common copper earth bar of suitable size with 2 nos earth studs, including control wiring with 1.5sqmm. PVC insulated FRLS copper conductor Single Core cable for voltage & 2.5sq.mm for current circuits, cable alleys, cable gland plates, danger notice plates, etc. necessary metering protections & indications and mounted with the following switch gears etc. complete as required as per EIC. INCOMER i) 200 Amps. 4P , MCCB '36KA, (Ics = Icu= 36KA) with thermal magnetic release having O/L & S/C protection equipped with extendable rotary Handle and Spreader Terminals - 02 Set a) 6 Nos. Phase indication LED lamps with 2Amp MCB, 'ON/OFF' indicating light with 2A MCB. b) Multifunction meter, class 0.5 with LCD Display shown V,A,Hz & PF - 02 Nos. c) Current Transformer CT 250/5A , CL-1, 5 VA - 06 Nos. BUS BAR : TPN aluminium main bus bars of minimum of 300 Amp capacity with heat shrinkable coloured sleeves and i/c DMC/SMC bus bars supports at required intervals complete. Buscoupler 01 Nos. 200 A, 35 kA, 4 Pole, ,thermal magnetic release with adjustable thermal setting (Ics = Icu =35 KA) with inbuilt O/L & S/C protection with interlocked door, automatic safety shutters, mechanical ON/OFF and service/ test/isolated position indicators and frame earthing contact, conforming to IS-13947-2 1993 as amended up-to-date complete with neccessary Auxillary contact & MCB as per Drawing/specification. Buscoupler shall have - i) Phase Indication Lamps, LED type, for RYB with 2 Amp control MCB. ii) Breaker 'ON' , 'OFF', & spring charged LED lamps with 2 Amp MCB for controlling. iii) Electrical & Mechnical Interlocking between both incomers & Buscoupler OUTGOING i) 100 Amps. 4P, MCCB ’35KA, (Ics = Icu= 35KA) with thermal magnetic release having O/L & S/C protection equipped extendable rotary Handle and Spreader Terminals - 02 Set ii) 63A MCB WITH 300mA ELCB ( For VRF Outdoor Units) Nos=06 Nos | 1.00 | Nos. | 10.00 | 500000.00 | 500000.00 | 260000.00 | 260000.00 | 450000.00 | 450000.00 | 837000.00 | 837000.00 | 160000.00 | 160000.00 | 78000.00 | 78000.00 | 78000.00 | SR39 ENGINEERS PVT LTD
14.57 | Panel for VRV Outdoor unit for OTB:- Supply, Installation, Testing and Commissioning of dust and vermin proof cubicle free floor, indoor type factory built sheet steel enclosed modular bolted construction, suitable for operation on 415 +10% volts, 50 Hz AC 3 phase 4 wire supply system fabricated out of CRCA sheet steel of 2.0 mm thick for frame work and 2.0 mm thick for doors/ covers, 3mm thick for gland plates i/c cleaning & finishing complete with 7 tank process for powder coating in approved shade, having TPN Aluminium bus bars of high conductivity, DMC/SMC bus bar suppons, bottom base channel of section not less than ISMC 75mm, entire panel shall have a common copper earth bar of suitable size with 2 nos earth studs, including control wiring with 1.5sqmm. PVC insulated FRLS copper conductor Single Core cable for voltage & 2.5sq.mm for current circuits, cable alleys, cable gland plates, danger notice plates, etc. necessary metering protections & indications and mounted with the following switch gears etc. complete as required as per EIC. INCOMER i) 400 Amps. 4P , MCCB '36KA, (Ics = Icu= 36KA) with thermal magnetic release having O/L & S/C protection equipped with extendable rotary Handle and Spreader Terminals - 02 Set a) 6 Nos. Phase indication LED lamps with 2Amp MCB, 'ON/OFF' indicating light with 2A MCB. b) Multifunction meter, class 0.5 with LCD Display shown V,A,Hz & PF - 02 Nos. c) Current Transformer CT 250/5A , CL-1, 5 VA - 06 Nos. BUS BAR : TPN aluminium main bus bars of minimum of 600 Amp capacity with heat shrinkable coloured sleeves and i/c DMC/SMC bus bars supports at required intervals complete. Buscoupler 01 Nos. 400 A, 35 kA, 4 Pole, ,thermal magnetic release with adjustable thermal setting (Ics = Icu =35 KA) with inbuilt O/L & S/C protection with interlocked door, automatic safety shutters, mechanical ON/OFF and service/ test/isolated position indicators and frame earthing contact, conforming to IS-13947-2 1993 as amended up-to-date complete with neccessary Auxillary contact & MCB as per Drawing/specification. Buscoupler shall have - i) Phase Indication Lamps, LED type, for RYB with 2 Amp control MCB. ii) Breaker 'ON' , 'OFF', & spring charged LED lamps with 2 Amp MCB for controlling. iii) Electrical & Mechnical Interlocking between both incomers & Buscoupler OUTGOING i) 100 Amps. 4P, MCCB ’35KA, (Ics = Icu= 35KA) with thermal magnetic release having O/L & S/C protection equipped extendable rotary Handle and Spreader Terminals - 02 Set ii) 63A MCB WITH 300mA ELCB ( For VRF Outdoor Units) Nos=18 Nos | 2.00 | Nos. | 100.00 | 600000.00 | 1200000.00 | 325000.00 | 650000.00 | 540000.00 | 1080000.00 | 1020000.00 | 2040000.00 | 275000.00 | 550000.00 | 220000.00 | 440000.00 | 440000.00 | SR39 ENGINEERS PVT LTD
14.58 | All inclusive comprehensive maintenanace contract(AICMC) of above VRF/VRV system after completion of defect liability period including all spares and consumables, etc as mentioned in SCC of AICMC of the package. First Year - (after Completion of DLP ) | 1.00 | Job | 10.00 | 200000.00 | 200000.00 | 1000000.00 | 1000000.00 | 1500000.00 | 1500000.00 | 1750000.00 | 1750000.00 | 1000000.00 | 1000000.00 | 1900000.00 | 1900000.00 | 200000.00 | SGB INFRA LTD
14.59 | All inclusive comprehensive maintenanace contract(AICMC) of above VRF/VRV system after completion of defect liability period including all spares and consumables, etc as mentioned in SCC of AICMC of the package. Second Year (after Completion of DLP ) | 1.00 | Job | 10.00 | 250000.00 | 250000.00 | 1200000.00 | 1200000.00 | 1650000.00 | 1650000.00 | 2240000.00 | 2240000.00 | 1300000.00 | 1300000.00 | 2050000.00 | 2050000.00 | 250000.00 | SGB INFRA LTD
14.60 | All inclusive comprehensive maintenanace contract(AICMC) of above VRF/VRV system after completion of defect liability period including all spares and consumables, etc as mentioned in SCC of AICMC of the package. Third Year- (after completion of DLP) | 1.00 | Job | 10.00 | 275000.00 | 275000.00 | 1400000.00 | 1400000.00 | 1710000.00 | 1710000.00 | 2550000.00 | 2550000.00 | 1400000.00 | 1400000.00 | 2350000.00 | 2350000.00 | 275000.00 | SGB INFRA LTD
14.61 | All inclusive comprehensive maintenanace contract(AICMC) of above VRF/VRV system after completion of defect liability period including all spares and consumables, etc as mentioned in SCC of AICMC of the package. Fourth Year- (after completion of DLP) | 1.00 | Job | 10.00 | 300000.00 | 300000.00 | 1600000.00 | 1600000.00 | 1825000.00 | 1825000.00 | 2850000.00 | 2850000.00 | 1500000.00 | 1500000.00 | 2700000.00 | 2700000.00 | 300000.00 | SGB INFRA LTD
14.62 | All inclusive comprehensive maintenanace contract(AICMC) of above VRF/VRV system after completion of defect liability period including all spares and consumables, etc as mentioned in SCC of AICMC of the package. Fifth Year- (after completion of DLP) | 1.00 | Job | 10.00 | 350000.00 | 350000.00 | 1800000.00 | 1800000.00 | 1875000.00 | 1875000.00 | 3250000.00 | 3250000.00 | 1600000.00 | 1600000.00 | 3000000.00 | 3000000.00 | 350000.00 | SGB INFRA LTD
15.00 | Sub Heading 15 - Provision of 75 KLD MBR based Sewage Treatment Plant.
15.10 | Design, Engineering, Construction/ Installation, Testing and Commissioning of 75 KLD capacity Sewage Treatment Plant based on MBR Technology complete with including Civil works etc as per technical specifications complete as required. | 1.00 | Job | 100.00 | 7200000.00 | 7200000.00 | 6240000.00 | 6240000.00 | 8000000.00 | 8000000.00 | 4400000.00 | 4400000.00 | 9000000.00 | 9000000.00 | 6500000.00 | 6500000.00 | 4400000.00 | Mid India Civil Erectors Pvt. Ltd
16.00 | Sub Heading 16 - I/II SITC OF Bollards & Tyre Killer
16.01 | Supply, Installation, Testing and Commissioning of “Electro- Hydraulic tyre killer" of blocking width of minimum 6.0 meter length. The system shall consist of hydraulic automatic spike barrier made of galvanized steel as per IS 4759. The spike should be of a nominal dia of 25mm, with spacing between spikes not more then 100 mm at an angle of 60 & 90 deg. , suitable to work on 230V / 415V, 50Hz AC supply along with all other accessories like provision of Manual Operation during power off, Hydraulic Power Pack / Unit with accumulator, safety interlock detector and Control panel having incomer MCCB of suitable rating, control and logic circuit placed inside a weather proof enclosure, with lock and key arrangement. The enclose should be equipped with LED Light at the Tope indicating serviceability of electric systems. Work includes all civil and electrical works such as excavation of existing PQC / bitumen road, fixing the Spike systems, concrete work and making good the same after installation of Spike arrestor, provision of Self priming sump pump of suitable rating to drain the accumulated water, supply & laying of cables in suitable HDPE/DWC/GI Pipes (upto 30 Meter) and interconnection, complete as per the technical specification of contract agreement as required.- | 1.00 | Job | 100.00 | 125000.00 | 125000.00 | 1574690.00 | 1574690.00 | 800000.00 | 800000.00 | 775000.00 | 775000.00 | 600000.00 | 600000.00 | 925000.00 | 925000.00 | 125000.00 | SGB INFRA LTD
16.02 | Supply, Installation, Testing and Commissioning of “Electro- Hydraulic Bollard Systems" comprising of Set of 05 (Five) numbers of bollards, with minimum K4 crash rating with less than 01 meter penetration, physically crash tested from reputed testing agency under DOS/ASTM/PAS68/IWA 14:2013 standards. bollards should be of minimum 900 mm height and 220 mm dia made up of heavy steel cylindrical weldment. The bollards should have an Axle load bearing capacity of Road / Base plate of minimum 20 tons with a provision of Operational alert with Blinking LED, Audio signal during operation along with all other accessories like provision of Manual operation during power off, Hydraulic Power Pack / Unit with accumulator, safety interlock detector and Control panel having incomer MCCB of suitable rating, control and logic circuit placed inside a weather proof enclosure, with lock and key arrangement. The enclose should be equipped with LED Light at the Tope indicating serviceability of electric systems. Work includes all civil and electrical works such as excavation of existing PQC / bitumen road, fixing the bollards systems, concrete work and making good the same after installation of bollards, provision of Self priming sump pump of suitable rating to drain the accumulated water, supply & laying of cables in suitable HDPE/DWC/GI Pipes (upto 30 Meter) and interconnection, complete as per the technical specification of contract agreement as required | 1.00 | Job | 100.00 | 500000.00 | 500000.00 | 2520700.00 | 2520700.00 | 1200000.00 | 1200000.00 | 1450000.00 | 1450000.00 | 1600000.00 | 1600000.00 | 2100000.00 | 2100000.00 | 500000.00 | SGB INFRA LTD
16.03 | Sub Heading 16 - II/II AICMC OF Bollards & Tyre Killer
16.03 | All inclusive comprehensive maintenanace contract(AICMC) of 01 sets of Hydraulic Tyre Killer and Bollard (As mentioned in BOQ item No:1.1 and Item No: 1.2 )after completion of defect liability period including all spares and consumables, etc as mentioned in SCC of AICMC of the equipments. First Year - (after Completion of DLP ) | 1.00 | Job | 10.00 | 25000.00 | 25000.00 | 50000.00 | 50000.00 | 200000.00 | 200000.00 | 200000.00 | 200000.00 | 200000.00 | 200000.00 | 225000.00 | 225000.00 | 25000.00 | SGB INFRA LTD
16.04 | All inclusive comprehensive maintenanace contract(AICMC) of 01 sets of Hydraulic Tyre Killer and Bollard (As mentioned in BOQ item No:1.1 and Item No: 1.2 )after completion of defect liability period including all spares and consumables, etc as mentioned in SCC of AICMC of the equipments. Second Year (after Completion of DLP ) | 1.00 | Job | 10.00 | 27500.00 | 27500.00 | 60000.00 | 60000.00 | 250000.00 | 250000.00 | 215000.00 | 215000.00 | 225000.00 | 225000.00 | 260000.00 | 260000.00 | 27500.00 | SGB INFRA LTD
16.05 | All inclusive comprehensive maintenanace contract(AICMC) of 01 sets of Hydraulic Tyre Killer and Bollard (As mentioned in BOQ item No:1.1 and Item No: 1.2 )after completion of defect liability period including all spares and consumables, etc as mentioned in SCC of AICMC of the equipments. Third Year- (after completion of DLP) | 1.00 | Job | 10.00 | 30000.00 | 30000.00 | 70000.00 | 70000.00 | 250000.00 | 250000.00 | 270000.00 | 270000.00 | 250000.00 | 250000.00 | 300000.00 | 300000.00 | 30000.00 | SGB INFRA LTD
16.06 | All inclusive comprehensive maintenanace contract(AICMC) of 01 sets of Hydraulic Tyre Killer and Bollard (As mentioned in BOQ item No:1.1 and Item No: 1.2 )after completion of defect liability period including all spares and consumables, etc as mentioned in SCC of AICMC of the equipments. Fourth Year- (after completion of DLP) | 1.00 | Job | 10.00 | 33000.00 | 33000.00 | 80000.00 | 80000.00 | 250000.00 | 250000.00 | 275000.00 | 275000.00 | 275000.00 | 275000.00 | 315000.00 | 315000.00 | 33000.00 | SGB INFRA LTD
16.07 | All inclusive comprehensive maintenanace contract(AICMC) of 01 sets of Hydraulic Tyre Killer and Bollard (As mentioned in BOQ item No:1.1 and Item No: 1.2 )after completion of defect liability period including all spares and consumables, etc as mentioned in SCC of AICMC of the equipments. Fifth Year- (after completion of DLP) | 1.00 | Job | 10.00 | 35000.00 | 35000.00 | 90000.00 | 90000.00 | 250000.00 | 250000.00 | 300000.00 | 300000.00 | 300000.00 | 300000.00 | 360000.00 | 360000.00 | 35000.00 | SGB INFRA LTD
| Total in Figures |  |  |  |  | 320011111.00 |  | 299445940.72 |  | 316250613.00 |  | 304764450.00 |  | 265634909.00 |  | 263401441.00
Lowest Amount Quoted BY: SR39 ENGINEERS PVT LTD(263401441.00)

## BOQ Summary
BOQ Summary Details Tender Title: Reconfiguration of New Integrated Terminal Building And Renovation of Old Terminal Building at D.A.B.H. Airport Indore SH - Civil and internal Electrification works. Tender ID: 2023_AAI_177393_1
Sheet Name | Sl.No | Bidder Name | Amount | Bid Rank
BoQ1 | 1 | SR39 ENGINEERS PVT LTD | 263401441.00 | L1
| 2 | Naresh Kumar Gupta and Co Pvt Ltd | 265634909.00 | L2
| 3 | SRISHTI ENTERPRISES | 299445940.72 | L3
| 4 | Mid India Civil Erectors Pvt. Ltd | 304764450.00 | L4
| 5 | M I A CONSTRUCTION PVT LTD | 316250613.00 | L5
| 6 | SGB INFRA LTD | 320011111.00 | L6