## BoQ1
Government eProcurement System Created By: RAKESH SHARMA Created Date/Time: 23-Feb-2023 11:42 AM Tender Title: BALANCE WORKS OF TERMINALS/STATIONS OF DHMARA-ANGUL PIPELINE SECTION (RT PARADIP AND SV-03P) UNDER JHDBPL (PHASE- II) Tender ID: 2023_GAIL_140774_1
Tender Inviting Authority:
Name of Work: Project : TERMINALS/STATIONS OF DHAMRA - ANGUL PIPELINE SECTION OF JHBDPL Phase II RT PARADIP & BALANCE WORKS AT SV-03P Doc no- MEC.05.11.23SF.DAPL.001 R1
Contract No:
SCHEDULE OF WORK / ITEM(S)
Sl.No | Description of Work / Item(s) | No.of Qty | Units | Estimated Rate | RAJ CONSTRUCTION(GSTN-09AAIFR3131M1ZY) |  | Baishnab Charan Nayak(GSTN-21AAVPN1976F1ZG) |  | NOPS INFRASTRUCTURE PVT. LTD.(GSTN-NA) |  | Sarthak Contracts Pvt Ltd(GSTN-NA) |  | BRAHMANI DEVELOPERS PRIVATE LIMITED(GSTN-NA)
[5 empty] | Rate | Amount | Rate | Amount | Rate | Amount | Rate | Amount | Rate | Amount | L1 Amount | L1 Vendor
2.00 | SECTION-A (CIVIL WORKS)
3.00 | SITE CLEARANCE
4.00 | DEMOLITION OF R.C.C./BRICKS/STONE MASONARY
5.00 | Site clearance by demolition of R.C.C./PCC/Brickwork/Stone Masonry/Stone Soling, Flexible pavements etc. along with removing the debris and disposal of unserviceable material to any lead and staking of serviceable materials, handing over serviceable material to concerned department if required as per technical specifications and direction of Engineer-in-charge. | 5.00 | CUM |  | 4800.00 | 24000.00 | 500.00 | 2500.00 | 1500.00 | 7500.00 | 2200.00 | 11000.00 | 5255.25 | 26276.25 | 2500.00 | Baishnab Charan Nayak
6.00 | Note:
7.00 | 1. Rate includes cost of all labour, tools, tackles, hire charges, royalties, levies, leads, loading/unloading, transportation, water, electric power, illumination etc. complete in all respects as per scope of work, detailed construction drawings, technical specifications and direction of Engineer-in-charge.
8.00 | 2. Demolition of RCC/PCC/Brick Masonry/Road will be paid in NET CUM as demolished.
9.00 | CLEANING VEGETATION
10.00 | Cleaning bushes including uprooting of rank vegetation, green bush wood, trees and saplings of girth upto 30cms (measured at a height of 1m above ground), stacking the serviceable materials and disposal of the same including rubbish etc. upto any lead and all lift as per specification and direction of the Engineer-n-charge. (payment will be made for actual site clearance area only). | 2400.00 | SQM |  | 30.00 | 72000.00 | 2.00 | 4800.00 | 50.00 | 120000.00 | 40.00 | 96000.00 | 8.59 | 20616.00 | 4800.00 | Baishnab Charan Nayak
11.00 | TREE CUTTING
12.00 | Tree cutting (only of girth more than 30 cm) along with removal of roots and stumps and handing over the same to Owner / Owner's Representative including paying royalties, disposal, taking approval from competent authorities etc. all complete, as per technical specifications and direction of Engineer-in- charge. | 5.00 | Nos |  | 1800.00 | 9000.00 | 50.00 | 250.00 | 5000.00 | 25000.00 | 5000.00 | 25000.00 | 429.98 | 2149.90 | 250.00 | Baishnab Charan Nayak
13.00 | Note:
14.00 | 1.Rate includes cost of all labour, tools, tackles, hire charges, royalties, levies,loading/unloading, transportation, electric power, illumination and cost of handingover to owner/or his representative etc. complete in all respects as per scope of workand direction of Engineer-in-charge.
15.00 | ANTI TERMITE TREATMENT
16.00 | Material and labour for treating the top surface of filled earth using emulsion of Chlorpyriphos/Lindane E.C. 20% with 1% concentration at the rate of 05 litres of emulsion per square meter of surface . | 900.00 | SQM |  | 264.00 | 237600.00 | 400.00 | 360000.00 | 400.00 | 360000.00 | 375.00 | 337500.00 | 453.86 | 408474.00 | 237600.00 | RAJ CONSTRUCTION
17.00 | All as per Item no. CIV-2a) above but treating the soil under plinth protection using chemical emulsion at the rate of 05 litres of emulsion per Sq M of the surface area. | 200.00 | SQM |  | 264.00 | 52800.00 | 180.00 | 36000.00 | 400.00 | 80000.00 | 375.00 | 75000.00 | 214.98 | 42996.00 | 36000.00 | Baishnab Charan Nayak
18.00 | All as per Item no. CIV-2a) above but treating the soil along with external perimeter of buildings using chemical emulsion at the rate of 2.25 litres of emulsion per RM of the perimetre wall. | 210.00 | RM |  | 72.00 | 15120.00 | 85.00 | 17850.00 | 400.00 | 84000.00 | 375.00 | 78750.00 | 95.55 | 20065.50 | 15120.00 | RAJ CONSTRUCTION
19.00 | All as per Item no. CIV-2a) above but treating the backfill in contact with foundation using chemical emulsion at the rate of 7.50 litres of emulsion per Sq M of vertical surface ( area of surface in contact with backfill to be measured). | 130.00 | SQM |  | 384.00 | 49920.00 | 180.00 | 23400.00 | 400.00 | 52000.00 | 375.00 | 48750.00 | 214.98 | 27947.40 | 23400.00 | Baishnab Charan Nayak
20.00 | NOTE: For Items (2a) To (2d) Contractor shall give at least 10 years performance guarantee for anti termite treatment works
21.00 | EARTH WORK IN EXCAVATION AND BACKFILLING
22.00 | Earthwork in excavation for foundations in ordinary soils including soft rock / disintegrated rock in both dry and wet conditions including pumping and bailing out surface and subsoil water, shoring, strutting, slush removal including backfilling in all positions in layers of 300mm at all heights and depths as per drawings and specifications wherever required, in Foundation pits and other places with excavated suitable surplus earth including reclaiming from spoil heaps kept within the plot including dressing and levelling, watering and mechanical compaction etc.,transporting surplus unserviceable soil upto a lead of 1 km and spreading in layers and as per specifications and direction of Engineer in charge. The Measurement for payment shall be for the theoretical volume only and it shall be the volume of the block of the excavation having maximum bottom dimension of the levelling course/PCC as per drawing and to actual depth.
23.00 | For depth upto 1.5 m. | 950.00 | CUM |  | 660.00 | 627000.00 | 300.00 | 285000.00 | 450.00 | 427500.00 | 399.00 | 379050.00 | 334.43 | 317708.50 | 285000.00 | Baishnab Charan Nayak
24.00 | For depth beyond 1.5 m | 50.00 | CUM |  | 240.00 | 12000.00 | 400.00 | 20000.00 | 450.00 | 22500.00 | 399.00 | 19950.00 | 429.98 | 21499.00 | 12000.00 | RAJ CONSTRUCTION
25.00 | Note:
26.00 | 1. The Contractor shall take into account in his rate, the provision for excess excavation required for necessary working space, cutting in slopes etc., which may be required for excavation and other allied works and refilling the side slopes and working space in layers as per requirement.
27.00 | EARTH WORK IN FILLING
28.00 | Controlled earth filling with good quality imported earth from approved source under floors and other places with special compaction to achieve dry density of 95% standard proctor density as per instruction of the Engineer at all heights/depths upto a lead of 1 KM transporting, depositing, compacting and dressing, trimming complete as desired in layers not exceeding 30cm including watering, consolidating by mechanical means as per specifications and instructions of the Engineer. | 1000.00 | CUM |  | 720.00 | 720000.00 | 329.00 | 329000.00 | 900.00 | 900000.00 | 786.00 | 786000.00 | 358.31 | 358310.00 | 329000.00 | Baishnab Charan Nayak
29.00 | EARTH WORK IN BOX CUTTING FOR ROADS
30.00 | Earth work in Box cutting for roads in embankment/existing ground, in all kinds of soils for formation of subgrade to required camber, gradient including rolling, compaction with 8 to 10 t power roller to get 95% proctor density and dressing up the surface, breaking clods, removal of slush and water, transporting and depositing or stacking unserviceable earth elsewhere within plant boundary as directed by Engineer in charge for all heights etc., complete as per specification. | 300.00 | CUM |  | 540.00 | 162000.00 | 4400.00 | 1320000.00 | 300.00 | 90000.00 | 333.00 | 99900.00 | 4777.50 | 1433250.00 | 90000.00 | NOPS INFRASTRUCTURE PVT. LTD.
31.00 | SAND FILLING
32.00 | Supplying and filling approved quality coarse sand/M sand (Zone II or Zone III) in foundation or under floor, trenches, pits and other places, at all locations in layers of 150 mm thickness including watering and ramming, all lead, lift and depth complete as per drawing and specification and direction of the Engineer. | 5100.00 | CUM |  | 2280.00 | 11628000.00 | 1050.00 | 5355000.00 | 1500.00 | 7650000.00 | 1999.00 | 10194900.00 | 1146.60 | 5847660.00 | 5355000.00 | Baishnab Charan Nayak
33.00 | Note:
34.00 | 1. Rate to include cost of all labour, tools, tackles, equipment, hire charges, cost of sand, right of way, cess, and backfilling using sand in all conditions, etc.
35.00 | PLAIN CEMENT CONCRETE
36.00 | Supplying and laying plain cement concrete of grade 1:2:4 (M 15) with stone aggregate 20mm down grade (including shuttering if required) in foundations, floors, roof screed, aprons, pits, drains and other mass concrete works, steps, coping of wall, sill etc., at all depths and heights/levels as per drawings, specifications and directions of the Engineer-in-charge. | 100.00 | CUM |  | 9600.00 | 960000.00 | 7500.00 | 750000.00 | 7500.00 | 750000.00 | 7999.00 | 799900.00 | 7882.88 | 788288.00 | 750000.00 | NOPS INFRASTRUCTURE PVT. LTD., Baishnab Charan Nayak
37.00 | Note:
38.00 | Rate to include cost of all labour, tools, tackles, equipment, hire charges, supply of all materials, shuttering in all conditions etc. with all bye works and sundry works.
39.00 | Supplying and laying plain cement concrete of grade 1:3:6 (M 10) with stone aggregate 40mm down grade (including shuttering if required) in all levelling courses under foundations, mass concrete works, chambers, trenches,floors and any other locations at all depths complete in all respects as per drawings, specifications and directions of the Engineer-in-charge. | 140.00 | CUM |  | 9360.00 | 1310400.00 | 7500.00 | 1050000.00 | 7000.00 | 980000.00 | 7999.00 | 1119860.00 | 7835.10 | 1096914.00 | 980000.00 | NOPS INFRASTRUCTURE PVT. LTD.
40.00 | Note:
41.00 | Rate to include cost of all labour, tools, tackles, equipment, hire charges, supply of all materials, shuttering in all conditions etc. with all bye works and sundry works.
42.00 | REINFORCED CEMENT CONCRETE
43.00 | Providing and Laying in position Machine batched and machine mixed Design mix/ Ready mixed for Reinforced Cement Concrete work of grade M-25 using 20mm down size graded aggregate at all depths and heights using cement content as per approved design mix manufactured in fully automatic batching plant and transported to site of work in transit mixer for all leads, having continuous agitated mixer, manufactured as per mix design of specified grade for reinforced cement concrete work including pumping of RMC as applicable, including cost of centering, shuttering and admixtures in recommended proportions as per IS: 9103 to accelerate/retard setting of concrete (improve workability without impairing strength and durability) but excluding cost of reinforcement as per direction of Engineer-in-charge. Mechanical mixers with Hopper along with Weigh Batcher shall also be permitted for use at site with the approval of Engineer-Incharge to produce Design Mix Concrete of specified grade. | 550.00 | CUM |  | 12600.00 | 6930000.00 | 7500.00 | 4125000.00 | 10500.00 | 5775000.00 | 11000.00 | 6050000.00 | 11074.00 | 6090700.00 | 4125000.00 | Baishnab Charan Nayak
44.00 | Note:
45.00 | 1. Rate to include cost of all labour, tools, tackles, equipment, hire charges, supply of all materials such as, minimum 43 grade OPC cement including sulphate resistant cement if required, coarse and fine aggregates, admixtures, other minor construction materials, testing of concrete, curing etc. with all bye works complete.
46.00 | 2. The reinforcement shall be paid separately vide respective item.
47.00 | REINFORCEMENT STEEL
48.00 | Supplying, Fabricating and Fixing in position TMT Grade Fe 500D reinforcement conforming to IS1786 at all levels and positions including the cost of transport, straightening, cutting, bending, cranking, welding, provision of necessary chairs and spacers, preparation of bar bending schedule and getting the same approved by EIC etc., complete as per drawings and specifications and including cost of binding wire, labour, testing etc., all complete in all respects as per detailed construction drawings, technical specifications and direction of Engineer-in-charge. The chairs and spacer bars provided will not be measured for payment. | 95.00 | MT |  | 108000.00 | 10260000.00 | 86000.00 | 8170000.00 | 85000.00 | 8075000.00 | 88000.00 | 8360000.00 | 85039.50 | 8078752.50 | 8075000.00 | NOPS INFRASTRUCTURE PVT. LTD.
49.00 | Note:
50.00 | 1. Rate to include cost of all labour, tools, tackles, equipment, hire charges, supply of all materials such as reinforcement steel, binding wire etc. with all bye works and sundry works complete.
51.00 | 2. Chairs, Unauthorised Laps, Spacers, Binding wire, Wastage etc. shall be to contractor's account.
52.00 | DAMP PROOF COURSE
53.00 | Providing 40 mm thick Damp proof course over plinth with cement concrete grade 1:1.5:3 using aggregate of 10 mm and down graded and mixing approved water proof admixture with cement as per manufacturer's specification including necessary formwork/ shuttering, one coat of hot bitumen of grade VG-10 over the top surface of Damp proof coarse and all necessary byeworks complete as per specification, drawing and as directed by the Engineer. | 50.00 | CUM |  | 10200.00 | 510000.00 | 11000.00 | 550000.00 | 600.00 | 30000.00 | 12000.00 | 600000.00 | 11943.75 | 597187.50 | 30000.00 | NOPS INFRASTRUCTURE PVT. LTD.
54.00 | BRICK WORK
55.00 | Providing and laying BRICK WORK straight or curved on plan to any radius using best quality bricks with frog/indent, conforming to sub-class A as per IS:1077 having crushing strength of not less than 50 kg/cm2 in cement mortar 1 :6 (1 Cement : 6 Coarse Sand) in all types of foundation and superstructure at all depths/heights including projections, pillars, parapets, ornamentals of any shape, cornices, all complete including cut work, curing, scaffolding,including filling of joints with Cement Mortar 1:6 and racking of joints, etc. as per specifications, drawings and directions of the Engineer. | 230.00 | CUM |  | 8400.00 | 1932000.00 | 7200.00 | 1656000.00 | 8500.00 | 1955000.00 | 9000.00 | 2070000.00 | 6955.06 | 1599663.80 | 1599663.80 | BRAHMANI DEVELOPERS PRIVATE LIMITED
56.00 | Note:
57.00 | Rate to include cost of all labour, tools, tackles, equipment, hire charges, supply of all materials such as minimum 43 grade cement (OPC), bricks, finishes, bitumen, other minor construction materials, shuttering, staging, masonry work, painting with bitumen on faces in contact with soil etc. as per requirement with all bye-works and sundry works complete as per drawings.
58.00 | AUTOCLAVED AERATED CEMENT BLOCKS
59.00 | Providing and laying autoclaved aerated blocks (AAC) masonary works consisting of flyash mixed with lime, water & aerating agent in 1:4 cement mortar using locally manufactured (within 800 kms from project site) AAC blocks of 250 mm thickness and Length shall be 400 mm, 500 mm or 600 mm. Minimum compressive strength of 4N/mm2 conforming to IS:2185(Part 3) for all types of masonary worksabove substructure at all depths and heights including providing openings and projections, raking of joints, scaffolding and curing etc. complete as per specifications, drawings and direction of Engineer-in-charge. | 320.00 | CUM |  | 7800.00 | 2496000.00 | 8800.00 | 2816000.00 | 8000.00 | 2560000.00 | 9000.00 | 2880000.00 | 8575.00 | 2744000.00 | 2496000.00 | RAJ CONSTRUCTION
60.00 | Providing and constructing Autoclaved Aerated Block A.A.C BLOCK MASONRY WORKS 150 mm thick consisting of 70% of fly ash content and manufactured locally (within 800 kms form project site) and Length shall be 400 mm, 500 mm or 600 mm, having minimum Compressive strength of 4 N/mm2 and conforming to IS:2185 ( Part - 3 ), in 1:4 cement mortar, including providing reinforcement at every 3rd courses with 2 MS bars of 6 mm dia. and distribution 6 mm dia at 30 cm centres to centres in all locations and heights, as per drawing and as directed by engineer including filling of joints with CM 1:4 and racking of joints.(Reinforcement will not be paid separately) | 55.00 | CUM |  | 7800.00 | 429000.00 | 7900.00 | 434500.00 | 9000.00 | 495000.00 | 1500.00 | 82500.00 | 8599.50 | 472972.50 | 82500.00 | Sarthak Contracts Pvt Ltd
61.00 | INSERTS
62.00 | Supplying, Fabricating, Fixing at all levels and positions Steel embedments/ Inserts like Plates, Angle, Channels, Anchor boxes, MS pipe Sleeves including threading etc., including two coats of approved quality Synthetic enamel paint over a primer coat on the exposed Surfaces wherever necessary, complete as per Drawings, Specifications and directions of the Engineer-in-charge. (Jigs, Templates and Fixtures will not be paid seperately). | 2100.00 | KG |  | 216.00 | 453600.00 | 130.00 | 273000.00 | 100.00 | 210000.00 | 110.00 | 231000.00 | 128.99 | 270879.00 | 210000.00 | NOPS INFRASTRUCTURE PVT. LTD.
63.00 | PLINTH PROTECTION
64.00 | Making plinth protection 50mm thick of cement concrete 1:3:6 (1 cement : 3 coarse sand : 6 graded stone aggregate 20 mm nominal size) over 75mm thick bed of dry brick ballast 40 mm nominal size, well rammed and consolidated and grouted with fine sand, including necessary excavation, levelling & dressing & finishing the top smooth. | 85.00 | CUM |  | 10800.00 | 918000.00 | 8775.00 | 745875.00 | 1500.00 | 127500.00 | 8000.00 | 680000.00 | 9555.00 | 812175.00 | 127500.00 | NOPS INFRASTRUCTURE PVT. LTD.
65.00 | G.I.PIPES
66.00 | Providing and fixing of following size of G.I. pipes (medium duty) as per IS 1239 complete with G.I. fittings and clamps including cutting by hack saw, bending by hydraulic machine, trenching and refilling etc. including all labour and material complete as per approved drawing and direction of EIC.
67.00 | 100 mm nominal bore | 85.00 | RM |  | 1080.00 | 91800.00 | 1050.00 | 89250.00 | 1000.00 | 85000.00 | 1800.00 | 153000.00 | 1146.60 | 97461.00 | 85000.00 | NOPS INFRASTRUCTURE PVT. LTD.
68.00 | 150 mm nominal bore | 35.00 | RM |  | 1620.00 | 56700.00 | 1650.00 | 57750.00 | 1200.00 | 42000.00 | 1800.00 | 63000.00 | 1767.68 | 61868.80 | 42000.00 | NOPS INFRASTRUCTURE PVT. LTD.
69.00 | PRE CAST COVERS
70.00 | Providing, hoisting and fixing up precast reinforced cement concrete of M-25 grade (20mm nominal size) in trenches, pits, tanks and the like including the cost of required centering, shuttering (with smooth surface) complete but excluding cost of reinforcement. | 3.00 | CUM |  | 13200.00 | 39600.00 | 11000.00 | 33000.00 | 25000.00 | 75000.00 | 15000.00 | 45000.00 | 11943.75 | 35831.25 | 33000.00 | Baishnab Charan Nayak
71.00 | Note :-
72.00 | 1. The reinforcement shall be paid separately vide respective item.
73.00 | KHURRAS
74.00 | Making Khurras 45cm x 45cm with average thickness of 50mm in PCC (1:2:4) using 20mm and down stone chips over PVC sheet 1m x 1m x 400micron, finished with 12mm cement plaster (1:3) and a coat of neat cement rounding the edges and making, finishing the outlet. | 15.00 | NOS |  | 450.00 | 6750.00 | 4000.00 | 60000.00 | 500.00 | 7500.00 | 2000.00 | 30000.00 | 4299.75 | 64496.25 | 6750.00 | RAJ CONSTRUCTION
75.00 | CONCRETE PIPES (NP3 TYPE)
76.00 | Providing and laying non-pressure NP3 class (medium duty) R.C.C. pipes with collars jointed with stiff mixture of cement mortar in the proportion of 1:2 (1 cement : 2 fine sand) including trenching and filling complete as per direction of Engineer in charge.
77.00 | 150mm dia | 12.00 | RM |  | 1200.00 | 14400.00 | 1900.00 | 22800.00 | 1000.00 | 12000.00 | 1500.00 | 18000.00 | 1911.00 | 22932.00 | 12000.00 | NOPS INFRASTRUCTURE PVT. LTD.
78.00 | 300 mm dia | 42.00 | RM |  | 4200.00 | 176400.00 | 3400.00 | 142800.00 | 1200.00 | 50400.00 | 2750.00 | 115500.00 | 3344.25 | 140458.50 | 50400.00 | NOPS INFRASTRUCTURE PVT. LTD.
79.00 | CONCERTINA COIL
80.00 | Providing and fixing Concertina Coil fencing with Punched tape concertina coil 600mm dia 10 metre openable length (total length 90 m), having 50 nos. rounds per 6 m length, upto 3 m height of wall with existing angle iron Y- shaped placed 3 m apart and with 9 horizontal RBT reinforced barbed wire, stud tied with GI staples and GI clips to retain horizontal, including necessary bolts or GI barbed wire tied to angle iron, all complete as per direction of Engineer-in-charge, with reinforced barbed tape(RBT)/spring core(2.5mm thick) wire of high tensile strength of 165 kg/sq.mm with tape(0.52mm thick) and weight 43.478gm/metre(cost of MS angle, CC blocks shall be paid separately) | 172.00 | RM |  | 780.00 | 134160.00 | 380.00 | 65360.00 | 800.00 | 137600.00 | 1450.00 | 249400.00 | 358.31 | 61629.32 | 61629.32 | BRAHMANI DEVELOPERS PRIVATE LIMITED
81.00 | Supplying, Fabricating, Fixing at all levels and positions Steel Y angle embedments/ Inserts in boundary wall column with CC blocks including two coats of approved quality Synthetic enamel paint over a primer coat on the exposed Surfaces wherever necessary, complete as per Drawings, Specifications and directions of the Engineer-in-charge. | 64.00 | RM |  | 1260.00 | 80640.00 | 5800.00 | 371200.00 | 1500.00 | 96000.00 | 2100.00 | 134400.00 | 5733.00 | 366912.00 | 80640.00 | RAJ CONSTRUCTION
82.00 | Note- Read this item along with tender drawing MEC/05/11/STD/022.
83.00 | RAIN WATER HARVESTING PIT
84.00 | Providing,constructing and finishing of rain water harvesting pit including boring up to ground water table, provision of filter media and construction of pit complete as per scope of work, detailed construction drawings and directions of the Engineer-in-charge. | 2.00 | NOS |  | 780000.00 | 1560000.00 | 110000.00 | 220000.00 | 180000.00 | 360000.00 | 700000.00 | 1400000.00 | 120656.25 | 241312.50 | 220000.00 | Baishnab Charan Nayak
85.00 | [Rate to include cost of all labour, tools, tackles, equipment, hire charges, supply of all materials, such as minimum 43 grade OPC cement, bricks of class designation M-7.5 of IS: 1077 in CM 1:4 (1 cement ;4 sand),bitumen,other minor construction materials, shuttering, staging,providing and placing R/F steel, inserts etc. with all by works and sundry works complete.
86.00 | BOULDER SOLING
87.00 | Providing and laying stone boulder soling with stone boulders of size 125 mm including packing filling interstices with smaller size stones dry and wet consolidition with moorum as coarse aggregate in foundation, trenches,pavements including ramming, consolidating with mechanical means and tamping etc. completed as directed at the site (Compacted thickness shall be measured for payment) | 70.00 | CUM |  | 3600.00 | 252000.00 | 5700.00 | 399000.00 | 3000.00 | 210000.00 | 4500.00 | 315000.00 | 6210.75 | 434752.50 | 210000.00 | NOPS INFRASTRUCTURE PVT. LTD.
88.00 | STONE AGGREGATE
89.00 | Supplying, stacking and spreading of stone aggregate of size 53 mm to 22.4 mm at desired locations inside the plot over well compacted earth complete as per construction drawing and as directed by Engineer-in-charge. | 875.00 | CUM |  | 4200.00 | 3675000.00 | 2300.00 | 2012500.00 | 2500.00 | 2187500.00 | 4500.00 | 3937500.00 | 2293.20 | 2006550.00 | 2006550.00 | BRAHMANI DEVELOPERS PRIVATE LIMITED
90.00 | PLASTERING IN DRAINS
91.00 | Providing and applying 15mm thick cement plaster 1 : 4 (1 cement : 4 medium coarse sand) smooth finish (1 neat coat of cement) with waterproofing compound at all depths & heights on faces of walls, pillars, projection, bands, etc., including raking out joints if any left out, necessary dabbing, curing, scaffolding complete at all heights as per specification and drawings. | 800.00 | SQM |  | 640.00 | 512000.00 | 360.00 | 288000.00 | 400.00 | 320000.00 | 650.00 | 520000.00 | 382.20 | 305760.00 | 288000.00 | Baishnab Charan Nayak
92.00 | Note:
93.00 | Rate to include cost of all labour, tools, tackles, equipment, hire charges, supply of all materials such as minimum 43 grade cement (OPC), coarse sand and other minor construction materials as per requirement with all bye-works and sundry works complete as per drawings.
94.00 | JOINT FILLER
95.00 | Providing and filling expansion joints in boundary walll with 25mm thick bitumen impregnated fibre board conforming to IS 1838 including cost of primer all complete. | 25.00 | RM |  | 960.00 | 24000.00 | 500.00 | 12500.00 | 500.00 | 12500.00 | 700.00 | 17500.00 | 525.53 | 13138.25 | 12500.00 | NOPS INFRASTRUCTURE PVT. LTD., Baishnab Charan Nayak
96.00 | Providing and filling 12mm deep groove on top and on both sides of vertical surafce with bitumenous sealant all complete. | 50.00 | RM |  | 240.00 | 12000.00 | 680.00 | 34000.00 | 500.00 | 25000.00 | 700.00 | 35000.00 | 716.63 | 35831.50 | 12000.00 | RAJ CONSTRUCTION
97.00 | Note- Read this item along with tender drawing no MEC/05/11/STD/022.
98.00 | ROAD WORKS
99.00 | Providing 100mm thick Water Bound Macadam using 90 mm to 45 mm size hard granite metal/Crushed Stone and approved quality binding material (Plasticity index shall be between 4 to 6), laid to proper camber and gradient with templates to correct profile, including filling undulations/pot holes in the scarified existing road surface, dry and wet rolling by 8 to 10 T power roller, all complete as per specifications, drawings and instructions of Engineer.(Joint measusurements/levels to be made for the undulations/pot holes in the scarified surface before and after the work started and the volume shall be calculated considering area multiplied by average compacted thickness) | 65.00 | CUM |  | 4200.00 | 273000.00 | 4500.00 | 292500.00 | 4000.00 | 260000.00 | 5500.00 | 357500.00 | 4586.40 | 298116.00 | 260000.00 | NOPS INFRASTRUCTURE PVT. LTD.
100.00 | Providing 75mm thick Water Bound Macadam 2 layers (after rolling the subgrade soling with 8 to 10 T roller to required camber) using 63 mm to 45 mm quality metal, laid to proper camber and gradient with templates, filling voids with approved quality moorum (Plasticity index shall be between 4 to 9), dry and wet rolling by 8 to 10 T roller, including surface preperation etc.for new roads all complete as per specifications drawings and instructions of Engineer in-Charge. | 120.00 | CUM |  | 4200.00 | 504000.00 | 4800.00 | 576000.00 | 5000.00 | 600000.00 | 5500.00 | 660000.00 | 5255.25 | 630630.00 | 504000.00 | RAJ CONSTRUCTION
101.00 | Providing and applying tack coat using hot straight run bitumen of grade VG - 10, including heating the bitumen, spraying the bitumen with/without mechanically operated spray unit fitted on bitumen boiler, cleaning and preparing the existing road surface as per specifications.
102.00 | On W.B.M. @ 0.75 Kg / sqm | 405.00 | SQM |  | 42.00 | 17010.00 | 92.00 | 37260.00 | 200.00 | 81000.00 | 700.00 | 283500.00 | 95.55 | 38697.75 | 17010.00 | RAJ CONSTRUCTION
103.00 | On Bituminous Surface @ 0.50 Kg / sqm | 405.00 | SQM |  | 38.00 | 15390.00 | 110.00 | 44550.00 | 200.00 | 81000.00 | 500.00 | 202500.00 | 114.66 | 46437.30 | 15390.00 | RAJ CONSTRUCTION
104.00 | Providing and laying 50 mm thick premix carpet (hot process) using paving bitumen grade VG-10 and mechanical paver machine and rolling by 8 to 10 T roller including scarification of WBM surface and finishing with 12 mm thick seal coat as per drawing,specification and instruction of Engineer Incharge. | 405.00 | SQM |  | 78.00 | 31590.00 | 720.00 | 291600.00 | 1800.00 | 729000.00 | 700.00 | 283500.00 | 716.63 | 290235.15 | 31590.00 | RAJ CONSTRUCTION
105.00 | CONCRETE PAVEMENT
106.00 | Providing and laying reinforced cement concrete pavement 150 mm thick in M- 25 grade with 20 mm and down grade crushed stone aggregate in pavement, including earthwork in excavation, preparation of base (i.e. compacted subgrade, 200 thk sand and 100 thk PCC M-10 grade), leaving pockets if necessary, making recess, projections, fixing inserts conduit pipes (GI, PVC, HDPE, etc.) laying in alternate panels, filling the gaps between the panels with bitumen sand mix filler material etc., making slopes, finishing edges, leaving bars for pedestals & sleepers including providing sand fill isolation , shuttering, providing and fixing reinforcing steel, curing, chipping and modification works etc. as specified in any shape, thickness, position and finishing the top surface smooth as per requirement etc. all complete as per drawings, specifications and directions of the Engineer-in-charge.
107.00 | 150mm thick in Pavements in Approach Roads | 625.00 | SQM |  | 4200.00 | 2625000.00 | 1550.00 | 968750.00 | 2800.00 | 1750000.00 | 4500.00 | 2812500.00 | 1470.00 | 918750.00 | 918750.00 | BRAHMANI DEVELOPERS PRIVATE LIMITED
108.00 | Note :-
109.00 | 1.Rate to include cost of all labour, tools, tackles, equipment, hire charges, supply of all materials, providing and fixing reinforcement steel, shuttering, earthwork in excavation and backfilling using serviceable earth in all conditions, preparation of base, etc. with all bye works and sundry works. Cost of works towards pipe supports & sleepers being raised from pavement is covered under respective RCC items.
110.00 | EXPANSION JOINT
111.00 | Providing & laying expansion joint 25 mm thick with approved bitumen impregnated fibre board in between & sealing the top 25 mm depth with bituminous sealant at all heights & location with all byeworks complete as per drawing, standard practice and as directed by the Engineer-in-charge. | 26.00 | RM |  | 960.00 | 24960.00 | 219.00 | 5694.00 | 500.00 | 13000.00 | 2100.00 | 54600.00 | 238.88 | 6210.88 | 5694.00 | Baishnab Charan Nayak
112.00 | Providing & laying 25 mm dowel bars with metal cap @200 mm c/c across the full road width at expansion joint location as per drawing, standard practice and as directed by the Engineer-in charge. | 130.00 | NOS |  | 168.00 | 21840.00 | 270.00 | 35100.00 | 400.00 | 52000.00 | 2000.00 | 260000.00 | 286.65 | 37264.50 | 21840.00 | RAJ CONSTRUCTION
113.00 | PAVER BLOCK FLOORING
114.00 | Supplying and placing in position as per approved pattern of Cement Concrete Inter locking/grass jointed paver block 60 mm thick of approved shape, rough finish, M-30 strength of approved brand laid over the sand bed of minimum 100 mm thick. The CC interlocking blocks to be of uniform Grey colour or as approved by EIC complete in all respects as per scope of work, detailed construction drawings, technical specifications and directions of the Engineer- in-charge. | 700.00 | SQM |  | 1800.00 | 1260000.00 | 1710.00 | 1197000.00 | 1500.00 | 1050000.00 | 1750.00 | 1225000.00 | 1863.23 | 1304261.00 | 1050000.00 | NOPS INFRASTRUCTURE PVT. LTD.
115.00 | Note :-
116.00 | 1. Rate to include cost of all labour, tools, tackles, equipment, hire charges, supply of all materials such paver blocks, sand, earth work in excavation in cutting earth in all conditions, shuttering with all bye works and sundry works.
117.00 | 2.PCC below paver shall be paid separately vide respective item.
118.00 | KERB STONE FIXING
119.00 | Providing and fixing precast concrete Kerb stones (125 wide X 300 deep) of M- 30 grade or equivalent of approved make and shape at or near ground level as per approved pattern and setting in position with cement mortar 1:3 (1 cement : 3 coarse sand) including the cost of required centering, shuttering and finishing smooth with 6 mm thick cement plaster 1:3 (1 cement : 3 fine sand) wherever required over 75 mm thick PCC M-10 levelling course, complete in all respects as per scope of work, detailed construction drawings, technical specifications and directions of the Engineer-In-Charge. | 400.00 | RM |  | 1740.00 | 696000.00 | 700.00 | 280000.00 | 600.00 | 240000.00 | 2000.00 | 800000.00 | 754.85 | 301940.00 | 240000.00 | NOPS INFRASTRUCTURE PVT. LTD.
120.00 | 1. Rate to include all labour, tools, tackles, factory manufactured & steam cured Kerb Stones, shuttering, transportation, water charges, earth work if any, PCC etc complete.
121.00 | CPVC PIPES - EXPOSED WORK
122.00 | Providing and fixing Chlorinated Polyvinyl Chloride (CPVC) pipes of approved make having thermal stability for hot & cold water supply, including all CPVC plain & brass threaded fittings, including fixing the pipe with clamps at 1.00 m spacing. This includes jointing of pipes & fittings with one step CPVC solvent cement and testing of joints complete as per direction of Engineer in Charge - Exposed Work.
123.00 | 32 mm nominal bore | 55.00 | RM |  | 570.00 | 31350.00 | 480.00 | 26400.00 | 600.00 | 33000.00 | 1750.00 | 96250.00 | 525.53 | 28904.15 | 26400.00 | Baishnab Charan Nayak
124.00 | 25 mm nominal bore | 12.00 | RM |  | 540.00 | 6480.00 | 400.00 | 4800.00 | 500.00 | 6000.00 | 1750.00 | 21000.00 | 477.75 | 5733.00 | 4800.00 | Baishnab Charan Nayak
125.00 | 20 mm nominal bore | 12.00 | RM |  | 510.00 | 6120.00 | 400.00 | 4800.00 | 400.00 | 4800.00 | 1750.00 | 21000.00 | 429.98 | 5159.76 | 4800.00 | NOPS INFRASTRUCTURE PVT. LTD., Baishnab Charan Nayak
126.00 | 15 mm nominal bore | 12.00 | RM |  | 480.00 | 5760.00 | 400.00 | 4800.00 | 300.00 | 3600.00 | 1750.00 | 21000.00 | 382.20 | 4586.40 | 3600.00 | NOPS INFRASTRUCTURE PVT. LTD.
127.00 | CPVC PIPES - CONCEALED WORK
128.00 | Providing and fixing Chlorinated Polyvinyl Chloride (CPVC) pipes of approved make having thermal stability for hot & cold water supply, including all CPVC plain & brass threaded fittings, including fixing the pipe with clamps at 1.00 m spacing. This includes jointing of pipes & fittings with one step CPVC solvent
129.00 | 25 mm nominal bore | 13.00 | RM |  | 540.00 | 7020.00 | 570.00 | 7410.00 | 900.00 | 11700.00 | 1750.00 | 22750.00 | 621.08 | 8074.04 | 7020.00 | RAJ CONSTRUCTION
130.00 | 20 mm nominal bore | 15.00 | RM |  | 510.00 | 7650.00 | 490.00 | 7350.00 | 700.00 | 10500.00 | 1750.00 | 26250.00 | 525.53 | 7882.95 | 7350.00 | Baishnab Charan Nayak
131.00 | 15 mm nominal bore | 7.00 | RM |  | 480.00 | 3360.00 | 440.00 | 3080.00 | 700.00 | 4900.00 | 1750.00 | 12250.00 | 477.75 | 3344.25 | 3080.00 | Baishnab Charan Nayak
132.00 | NON RETURN VALVE
133.00 | Supplying, fitting and fixing superior quality Gun metal non return valve of approved quality
134.00 | 32mm dia | 3.00 | NOS |  | 1680.00 | 5040.00 | 11000.00 | 33000.00 | 3000.00 | 9000.00 | 6000.00 | 18000.00 | 11943.75 | 35831.25 | 5040.00 | RAJ CONSTRUCTION
135.00 | 25mm dia | 2.00 | NOS |  | 2280.00 | 4560.00 | 9900.00 | 19800.00 | 3000.00 | 6000.00 | 6000.00 | 12000.00 | 10988.25 | 21976.50 | 4560.00 | RAJ CONSTRUCTION
136.00 | SINTEX OR EQUIVALENT HDPE WATER TANK
137.00 | Providing and fixing 1000 litres capacity SINTEX or equivalent approved HDPE water tank ISI : 12701 marked with PVC fittings for inlet, outlet, over flow, scour float valve, air lock release pipe, connections of required size and diameter including connections and fixing the tank on roof at all heights with all bye-works complete as per manufacturer's specification and direction of the Engineer. (Support of tank on Brick/RCC/PCC will be paid under relevent items) | 3.00 | NOS |  | 18000.00 | 54000.00 | 13000.00 | 39000.00 | 25000.00 | 75000.00 | 22000.00 | 66000.00 | 14332.50 | 42997.50 | 39000.00 | Baishnab Charan Nayak
138.00 | SAND CAST IRON/ CAST SPUN SOIL,WASTE & VENT PIPE AND FITTINGS
139.00 | Providing, laying and jointing in position sand cast iron/ cast iron spun soil, waste and vent pipe conforming to IS 1729 including all fittings like offsets, bends, tees etc. including lead caulked joints 45 mm deep and fixing them on floors or vertically against walls by M.S. brackets or clamps so as to keep the pipes away from the wall. Rate to include scaffolding, water testing after laying the pipes and painting with two coats of paint of any colour such as chocolate grey, buff etc. over a coat of primer of approved quality all complete.
140.00 | 100 MM DIA | 37.00 | RM |  | 1080.00 | 39960.00 | 1050.00 | 38850.00 | 300.00 | 11100.00 | 2400.00 | 88800.00 | 1146.60 | 42424.20 | 11100.00 | NOPS INFRASTRUCTURE PVT. LTD.
141.00 | 75 MM DIA | 23.00 | RM |  | 960.00 | 22080.00 | 700.00 | 16100.00 | 250.00 | 5750.00 | 2400.00 | 55200.00 | 764.40 | 17581.20 | 5750.00 | NOPS INFRASTRUCTURE PVT. LTD.
142.00 | GULLY TRAP
143.00 | Providing and fixing square mouth S.W. 100x100 mm size P type gully trap class SP-1 complete with C.I. grating brick masonry chamber with water tight C.I. cover with frame of 300x300 mm size (inside) the weight of cover to be not less than 4.5 kg and frame to be not less than 2.70 kg as per standard design with common burnt clay bricks of class designation 5.0 | 3.00 | NOS |  | 3840.00 | 11520.00 | 1350.00 | 4050.00 | 2000.00 | 6000.00 | 8500.00 | 25500.00 | 1433.25 | 4299.75 | 4050.00 | Baishnab Charan Nayak
144.00 | BRICK MASONRY MANHOLES
145.00 | Constructing brick masonry manhole in cement mortar 1:4 ( 1 cement : 4 coarse sand ) with RCC top slab with 1:2:4 mix (1 cement : 2 coarse sand : 4 graded stone aggregate 20 mm nominal size), foundation concrete 1:4:8 mix (1 cement : 4 coarse sand : 8 graded stone aggregate 40 mm nominal size), inside plastering 12 mm thick with cement mortar 1:3 (1 cement : 3 coarse sand) finished with floating coat of neat cement and making channels in cement concrete 1:2:4 (1 cement : 2 coarse sand : 4 graded stone aggregate 20 mm nominal size) finished with a floating coat of neat cement complete as per standard design including excavation,backfilling and disposal of surplus earth complete as per specifications, drawings and direction of Engineer-in- Charge.
146.00 | Inside size 90x80 cm and 45 cm deep including C.I. cover with frame (light duty) 455x610 mm internal dimensions, total weight of cover and frame to be not less than 38 kg with common burnt clay bricks of class designation 5.0 | 7.00 | NOS |  | 15600.00 | 109200.00 | 20000.00 | 140000.00 | 15000.00 | 105000.00 | 22000.00 | 154000.00 | 21498.75 | 150491.25 | 105000.00 | NOPS INFRASTRUCTURE PVT. LTD.
147.00 | Extra for depth for manholes | 7.00 | RM |  | 360.00 | 2520.00 | 7500.00 | 52500.00 | 1500.00 | 10500.00 | 8500.00 | 59500.00 | 8121.75 | 56852.25 | 2520.00 | RAJ CONSTRUCTION
148.00 | GLAZED STONEWARE PIPES
149.00 | Providing, laying and jointing glazed stone ware pipe class SP-1 with stiff mixture of cement mortar in the proportion of 1:1 ( 1 Cement : 1 Fine Sand) including embedding in PCC M-10, making haunches, necessary excavation, backfilling and testing of joints etc complete as per specification and upto 1.5m depth. (PCC shall be paid separately).
150.00 | 100 mm dia | 20.00 | RM |  | 1440.00 | 28800.00 | 1600.00 | 32000.00 | 200.00 | 4000.00 | 1300.00 | 26000.00 | 1719.90 | 34398.00 | 4000.00 | NOPS INFRASTRUCTURE PVT. LTD.
151.00 | 150 mm dia | 55.00 | RM |  | 1800.00 | 99000.00 | 1650.00 | 90750.00 | 300.00 | 16500.00 | 1300.00 | 71500.00 | 1767.68 | 97222.40 | 16500.00 | NOPS INFRASTRUCTURE PVT. LTD.
152.00 | FLOOR TRAP
153.00 | Providing and fixing PVC floor trap of self cleansing design conforming to IS specs with 100mm inlet, 75mm outlet and 150mm CP hinged heavy brass grating of 6mm thick with rim. Rate shall include making all necessary leak proof connections etc. | 9.00 | NOS |  | 1320.00 | 11880.00 | 1300.00 | 11700.00 | 2000.00 | 18000.00 | 7500.00 | 67500.00 | 1433.25 | 12899.25 | 11700.00 | Baishnab Charan Nayak
154.00 | SEPTIC TANK
155.00 | Providing and construction of septic tank in brick masonry with common burnt clay bricks of class designation 5.0 and base and top slab in RCC M25 complete in all respect as per scope of work, detailed construction drawings , technical specifications and directions of the Engineer-in-charge.
156.00 | TYPE-I for 20 Users | 2.00 | NOS |  | 180000.00 | 360000.00 | 219000.00 | 438000.00 | 150000.00 | 300000.00 | 700000.00 | 1400000.00 | 238875.00 | 477750.00 | 300000.00 | NOPS INFRASTRUCTURE PVT. LTD.
157.00 | Note:
158.00 | Rate to include cost of all labour, tools, tackles, equipment, hire charges, supply of all materials such as minimum 43 grade cement including CI vent, CI manhole cover, SW fittings, PVC coated rungs, brick, inserts, bolts covers, aggregates / sand fill conduits finishes in excavation and backfilling using strutting, bailing and pumping out water, masonry work, plastering, plumbing, sanitation, etc. with al bye works and sundry works. Scope of construction is from inlet chamber to outlet chamber. Over all depth of chamber may very as per site condition.
159.00 | SOAK PIT
160.00 | Making soak pit 2.5 m outside diameter and effective depth of 2.5m with 45 x 45 cm dry brick honey comb shaft with bricks and S.W. drain pipe 100 mm diameter, 1.8 m long complete as per standard design with common burnt clay bricks of class designation 7.5. | 2.00 | NOS |  | 120000.00 | 240000.00 | 219000.00 | 438000.00 | 100000.00 | 200000.00 | 300000.00 | 600000.00 | 238875.00 | 477750.00 | 200000.00 | NOPS INFRASTRUCTURE PVT. LTD.
161.00 | BORE WELL
162.00 | Supply,laying,drilling and commissioning of G.I.Bore well of 150 mm diameter and up to 100 m depth including submersible pump with all accessories, panel, wiring and all other works required to make it operational all complete in all respects as per scope of work and directions of the Engineer-in-charge. | 2.00 | NOS |  | 960000.00 | 1920000.00 | 190000.00 | 380000.00 | 300000.00 | 600000.00 | 500000.00 | 1000000.00 | 588000.00 | 1176000.00 | 380000.00 | Baishnab Charan Nayak
163.00 | Extra over and above for more than 100 M depth. | 100.00 | RM |  | 1200.00 | 120000.00 | 1900.00 | 190000.00 | 1500.00 | 150000.00 | 3500.00 | 350000.00 | 2149.88 | 214988.00 | 120000.00 | RAJ CONSTRUCTION
164.00 | Note:
165.00 | 1. Rate to include cost of all labour, tools, tackles, equipment, hire charges, supply of all materials including pipes, water meter, valves, boring, priming, cabling, pumps, clearing, earth work, etc. with all bye works and sundry works and consumables.
166.00 | HAND PUMP
167.00 | Supply, providing, placing in position Deep Well hand pump of approved quality & make ( as per IS 9301 and installation as per IS 11004 Part-1 ) for 40 mm dia GI pipe (medium class) complete with all accessories, fittings including providing and placing in position filter of 40 mm dia GI pipe (medium class) with brass strainer of approved quality. Boring shall be 100 mm dia including casing pipe up to required depth for Hand pump in all soils and tested up to a depth of 50.0 m complete in all respects as per scope of work and directions of the Engineer-in-charge. | 1.00 | NOS |  | 120000.00 | 120000.00 | 60000.00 | 60000.00 | 125000.00 | 125000.00 | 400000.00 | 400000.00 | 62107.50 | 62107.50 | 60000.00 | Baishnab Charan Nayak
168.00 | Note:
169.00 | 1. Rate to include cost of all labour, tools, tackles, equipment, hire charges, supply of all materials including pipes,boring, priming, clearing, earth work, etc. with all bye works and sundry works and consumables.
170.00 | Extra over and above 50 m Depth. | 50.00 | RM |  | 240.00 | 12000.00 | 1600.00 | 80000.00 | 500.00 | 25000.00 | 1500.00 | 75000.00 | 1672.13 | 83606.50 | 12000.00 | RAJ CONSTRUCTION
171.00 | Note:
172.00 | 1. Rate to include cost of all labour, tools, tackles, equipment, hire charges, supply of all materials including pipes,boring, priming, clearing, earth work, etc. with all bye works and sundry works and consumables.
173.00 | PILING UNDER FOUNDATION
174.00 | Providing and fixing in position "Bored cast in situ RCC piles skin friction/end bearing type upto 500 mm diameter and 30 T capacity in M 25 Concrete " excluding the cost of reinforcement and getting the designs of same approved by GAIL/ MECON including driving in ground at specified locations by using standard tools for construcing a rigid support base for supporting the pipe line, boundary wall, buildings etc including initial load testing and routine testings as per IS -2911 Part IV including all bye works, complete as per drawings, specification and directions of the Engineer-in-charge. | 30.00 | RM |  | 3000.00 | 90000.00 | 4750.00 | 142500.00 | 4000.00 | 120000.00 | 4999.00 | 149970.00 | 3797.50 | 113925.00 | 90000.00 | RAJ CONSTRUCTION
175.00 | Notes-1. Rate to include cost of all labour, tools, tackles, equipment, hire charges, supply of all materials, shuttering, providing and fixing reinforcement steel testing etc. with all bye works and sundry works and consumables.
176.00 | 2. Reinforcement will be paid seperately in respective SOR item.
177.00 | Sub-Total Section A
178.00 | SECTION-B [ARCHITECTURALWORKS]
179.00 | Providing and laying Polished Granite stone flooring in required design and patterns, in linear as well as curvilinear portions of the building, all complete as per the architectural drawings, with 18 mm thick stone slab over 20 mm (average) thick base of cement mortar 1:4 (1 cement : 4 coarse sand), laid and jointed with cement slurry and pointing with white cement slurry admixed with pigment of matching shade, including rubbing, curing and polishing etc. all complete as specified and as directed by the Engineer-in-Charge | 40.00 | sqm |  | 4200.00 | 168000.00 | 1800.00 | 72000.00 | 5000.00 | 200000.00 | 7500.00 | 300000.00 | 4900.00 | 196000.00 | 72000.00 | Baishnab Charan Nayak
180.00 | Providing and laying Stone tile (polished) work for wall lining including dado, skirting, risers of steps, planter walls, etc., over 12 mm thick bed of cement mortar 1:3 (1 cement : 3 coarse sand) and cement slurry @ 3.3 kg/sqm including pointing in white cement complete. 8mm thick | 85.00 | sqm |  | 4800.00 | 408000.00 | 1700.00 | 144500.00 | 5000.00 | 425000.00 | 4999.00 | 424915.00 | 1862.00 | 158270.00 | 144500.00 | Baishnab Charan Nayak
181.00 | Providing and laying kota stone slab flooring over 20 mm (average) thick base laid over and jointed with grey cement slurry mixed with pigment to match the shade of the slab including rubbing and polishing complete with base of cement mortar 1 : 4 (1 cement : 4 coarse sand) : 25 mm thick | 125.00 | sqm |  | 2640.00 | 330000.00 | 1750.00 | 218750.00 | 2500.00 | 312500.00 | 4999.00 | 624875.00 | 1911.00 | 238875.00 | 218750.00 | Baishnab Charan Nayak
182.00 | Providing and laying mirror polished Kota stone slabs 12 mm thick in risers of steps, skirting, dado, pillars, external cladding laid on 12 mm (average) thick cement mortar 1:3 (1 cement : 3 coarse sand) and jointed with grey cement slurry mixed with pigment to match the shade of the slabs, including rubbing and polishing complete. | 75.00 | sqm |  | 3000.00 | 225000.00 | 1800.00 | 135000.00 | 2500.00 | 187500.00 | 4999.00 | 374925.00 | 1958.78 | 146908.50 | 135000.00 | Baishnab Charan Nayak
183.00 | Extra for nosing in treads of steps of Granite stone slab | 15.00 | m |  | 210.00 | 3150.00 | 1900.00 | 28500.00 | 200.00 | 3000.00 | 333.00 | 4995.00 | 274.40 | 4116.00 | 3000.00 | NOPS INFRASTRUCTURE PVT. LTD.
184.00 | Extra for nosing in treads of steps of Kota stone slab | 110.00 | m |  | 210.00 | 23100.00 | 400.00 | 44000.00 | 200.00 | 22000.00 | 333.00 | 36630.00 | 429.98 | 47297.80 | 22000.00 | NOPS INFRASTRUCTURE PVT. LTD.
185.00 | Providing and fixing 20mm thick polished granite stone of 300 mm wide of approved shades for window sills, coping, etc. & including 20mm thick mortar bed CM 1:4, curing, polishing of exposed surfaces and all bye works complete. | 105.00 | m |  | 1200.00 | 126000.00 | 400.00 | 42000.00 | 4500.00 | 472500.00 | 333.00 | 34965.00 | 5684.00 | 596820.00 | 34965.00 | Sarthak Contracts Pvt Ltd
186.00 | Providing & laying rectified Vitrified floor tile 1st quality of approved make in different sizes (thickness as per approved manufacturer’s detail) with water absorption's less than 0.08% and conforming to IS:15622 of approved quality,shade,range and pattern, using cementitious modified quick set tile adhesive, water based conforming to IS:15477 using 5kg adhesive per m2 area in average thickness of 3 mm, laid to proper level and joints pointed with tile jointing compound of approved make including curing, finishing and cleaning etc. complete as directed by the EIC. The measurements shall be based on laid area of floor and no extra payment shall be paid for wastage. The rates shall include cost of laying protective PVC sheets/ POP which shall keep the floor covered at all times till handing over of the site etc. complete. Item shall be inclusive of screed bed of minimum thickness 15mm in CM 1:4. Size of Tile 600x600 minimum and minimum thickness 9 mm. | 390.00 | sqm |  | 2100.00 | 819000.00 | 1750.00 | 682500.00 | 1500.00 | 585000.00 | 3499.00 | 1364610.00 | 1911.00 | 745290.00 | 585000.00 | NOPS INFRASTRUCTURE PVT. LTD.
187.00 | Providing and laying Vitified floor tiles 1st quality of approved make (thickness as per approved manufacture’s detail but not less than 7 mm) matching / same as the size and colour of flooring in skirting, riser, dados and wall facing (lining) and pillars using cementitious modified quick set tile adhesive, water based conforming to IS:15477 using 5kg adhesive per m2 area in average thickness of 3 mm, of approved make, laid to proper level and joints pointed with tile jointing compound of approved make including finishing and cleaning etc. complete as directed by the EIC. | 50.00 | sqm |  | 2100.00 | 105000.00 | 2650.00 | 132500.00 | 1400.00 | 70000.00 | 3499.00 | 174950.00 | 2376.50 | 118825.00 | 70000.00 | NOPS INFRASTRUCTURE PVT. LTD.
188.00 | Providing & laying approved make and colour heavy duty vitrified tiles in floors and skirting over 20 mm cement mortar bed 1:4 including cutting of tiles wherever required, pointing the joints in neat white cement with matching pigment, cleaning, washing, curing, etc., complete as per specification and direction of the engineer. Size of Tile 300x300 mm and minimum thickness 12 mm | 160.00 | sqm |  | 1800.00 | 288000.00 | 2650.00 | 424000.00 | 2000.00 | 320000.00 | 3499.00 | 559840.00 | 2401.00 | 384160.00 | 288000.00 | RAJ CONSTRUCTION
189.00 | Providing and laying glazed/ matte finish ceramic tiles for Dado with a recycle content of 35-55% of Group - I classification, conforming to IS:13754 of approved colour at all levels and locations with necessary specials etc. using approved first quality tiles as shown in the drawing laid over and including minimum 12 mm thk. CM 1:3 backing or tile fixing adhesive with volatile organic compounds not exceeding 65 g/l mixed to cement paste used for fixing the tiles, joints filled with white cement mixed with matching shade of pigment etc. at all leads and lifts, complete with all byeworks as per specification and direction of Engineer Incharge. - Size of tile 300 mm X 600 mm (approx.) | 140.00 | sqm |  | 1800.00 | 252000.00 | 2650.00 | 371000.00 | 1200.00 | 168000.00 | 2850.00 | 399000.00 | 1886.50 | 264110.00 | 168000.00 | NOPS INFRASTRUCTURE PVT. LTD.
190.00 | Providing and laying anti-skid matte finish ceramic tiles in flooring with a recycle content of 35-55% of Group - IV classification, conforming to IS:13754 and of approved colour at all levels and locations using approved first quality tiles in flooring of toilets, pantry etc. and as shown in the drawing laid over and including minimum 35 mm bed (CM 1:3) joints filled with white cement mixed with matching shade of pigment etc. at all leads and lifts, complete with all byeworks as per specification and direction of Engineer Incharge. Grooves to be filled with water proof grouting compounds.- Size of tile 30 cm X 30 cm (approx.) | 35.00 | sqm |  | 1800.00 | 63000.00 | 5800.00 | 203000.00 | 1400.00 | 49000.00 | 2850.00 | 99750.00 | 1862.00 | 65170.00 | 49000.00 | NOPS INFRASTRUCTURE PVT. LTD.
191.00 | Providing and laying Crazy ceramic tile flooring, with under layer 12 mm thick cement mortar 1:4 (1 cement: 4 coarse sand), with joints not exceeding 5 mm, including filling the gaps with ordinary cement mixture & mixing with synthetic polyester fibre, triangular in shape having specific gravity of 1.34 to 1.40, cross section size ranging from 10 to 40 micron & length upto 6 mm , mixing fibre @ 125 grams per 50 kg of cement in cement mortar, including providing and mixing water proofing material in mortar @ 1 kg per 50 kg of cement , all complete as per direction of Engineer-in-charge. | 890.00 | sqm |  | 1800.00 | 1602000.00 | 520.00 | 462800.00 | 1000.00 | 890000.00 | 2850.00 | 2536500.00 | 563.75 | 501737.50 | 462800.00 | Baishnab Charan Nayak
192.00 | Cement concrete flooring 1:2:4 (1 cement : 2 coarse sand : 4 graded stone aggregate) finished with a floating coat of neat cement, including cement slurry, but excluding the cost of nosing of steps etc. complete. - 40 mm thick with 20 mm nominal size stone aggregate | 20.00 | sqm |  | 960.00 | 19200.00 | 1050.00 | 21000.00 | 1000.00 | 20000.00 | 1200.00 | 24000.00 | 1146.60 | 22932.00 | 19200.00 | RAJ CONSTRUCTION
193.00 | Providing and fixing 10 mm thick acid and/or alkali resistant tiles of approved make and colour using acid and/or alkali resisting mortar bedding, and joints filled with acid and/or alkali resisting cement as per IS : 4457, complete as per the direction of Engineer-in- Charge. - In flooring on a bed of 10 mm thick mortar 1:4 (1 acid proof cement : 4 coarse sand) | 85.00 | sqm |  | 1980.00 | 168300.00 | 2200.00 | 187000.00 | 1200.00 | 102000.00 | 2850.00 | 242250.00 | 2388.75 | 203043.75 | 102000.00 | NOPS INFRASTRUCTURE PVT. LTD.
194.00 | Providing and fixing 10 mm thick acid and/or alkali resistant tiles of approved make and colour using acid and/or alkali resisting mortar bedding, and joints filled with acid and/or alkali resisting cement as per IS : 4457, complete as per the direction of Engineer-in- Charge.- In dado/skirting on 12 mm thick mortar 1:4 (1 acid proof cement : 4 coarse sand) | 135.00 | sqm |  | 1980.00 | 267300.00 | 2300.00 | 310500.00 | 1400.00 | 189000.00 | 2850.00 | 384750.00 | 2484.30 | 335380.50 | 189000.00 | NOPS INFRASTRUCTURE PVT. LTD.
195.00 | Providing 12 mm thick cement plaster 1:4 (1 cement : 4 sand) smooth finish with water proofing compound as per architectural shapes marked in the drawings, at all depths and heights in one layer on internal faces of walls, pillars, projection, bands, cornices etc., including necessary dabbing, curing, scaffolding, providing chicken mesh at junctions of columns,beams etc.,complete at all heights as per specification and drawings. | 2010.00 | sqm |  | 480.00 | 964800.00 | 200.00 | 402000.00 | 400.00 | 804000.00 | 600.00 | 1206000.00 | 210.21 | 422522.10 | 402000.00 | Baishnab Charan Nayak
196.00 | Providing 15 mm thick cement plaster 1:4 (1 cement : 4 sand) as per architectural shapes marked in the drawings, at all depths and heights, providing chicken mesh at junctions of columns,beams etc.,complete at all heights as per specification with water proofing compound. | 1400.00 | sqm |  | 498.00 | 697200.00 | 215.00 | 301000.00 | 350.00 | 490000.00 | 600.00 | 840000.00 | 229.32 | 321048.00 | 301000.00 | Baishnab Charan Nayak
197.00 | Providing 6 mm thick cement plaster 1:4 (1 cement : 4 sand) to ceiling of slabs, chajjas including drip course, bands, beams, columns, loft slabs, staircases, and any other location at all heights wherever required with all bye works dabbing, curing, scaffolding, including providing chicken mesh at junction of columns,beams etc.,complete at all heights and levels as per specification and drawings. | 970.00 | sqm |  | 480.00 | 465600.00 | 140.00 | 135800.00 | 400.00 | 388000.00 | 500.00 | 485000.00 | 133.77 | 129756.90 | 129756.90 | BRAHMANI DEVELOPERS PRIVATE LIMITED
198.00 | Providing drip mould of size 20mm x 8mm over cement plastering of chajjas, roof projections etc. at all heights and levels in cement mortar 1:3, hacking, curing, scaffolding etc at all heights and lifts, all complete as per specifications and instructions of the Engineer Incharge. | 75.00 | m |  | 96.00 | 7200.00 | 230.00 | 17250.00 | 500.00 | 37500.00 | 125.00 | 9375.00 | 238.88 | 17916.00 | 7200.00 | RAJ CONSTRUCTION
199.00 | Forming groove of uniform size from 10x10mm in plastered surface as per approved pattern using wooden battens, nailed to the under layer including removal of wooden battens, repairs to the edges of plaster panel and finishing the groove complete as per specifications and direction of the Engineer-in-Charge. | 950.00 | m |  | 120.00 | 114000.00 | 28.00 | 26600.00 | 100.00 | 95000.00 | 125.00 | 118750.00 | 28.67 | 27236.50 | 26600.00 | Baishnab Charan Nayak
200.00 | Providing and applying two coats of Expa Cool Premium Exterior Emulsion from British paints (Certified Green building product) or Exterior emulsion paint (Eco friendly paint with low Volatile Organic Compounds) of Asian paints or equivalent make of approved brand over a coat of approved primer consisting of volatile organic compounds less than 50g/L, at all heights and levels, including surface preparation, scaffolding at all locations and heights with all byeworks complete as per manufacturer's specification and direction of the Engineer Incharge. | 1650.00 | sqm |  | 390.00 | 643500.00 | 160.00 | 264000.00 | 500.00 | 825000.00 | 299.00 | 493350.00 | 171.99 | 283783.50 | 264000.00 | Baishnab Charan Nayak
201.00 | Providing and applying two coats of acrylic oil bound washable distemper- Eco friendly paint with low Volatile Organic Compounds (not exceeding 50 g/L ) over walls & ceilings, of approved shade & make over one coat of approved cement primer consisting of volatile organic compounds less than 50g/L as per specifications and as directed by Engineer Incharge etc. complete. | 2750.00 | sqm |  | 270.00 | 742500.00 | 160.00 | 440000.00 | 500.00 | 1375000.00 | 299.00 | 822250.00 | 171.99 | 472972.50 | 440000.00 | Baishnab Charan Nayak
202.00 | Providing and applying wallcare Putty on plastered surfaces on internal walls & ceilings for smooth and dry surface essential for painting, after removing all loosely adhering material from the wall surface. The substrate should be clean, free from dust, grease and loose materials. Dry and absorbent surfaces should be moistened with sufficient quantity of clean water. Apply the first coat on already moistened wall surface from bottom to upward direction uniformly. After drying of first coat of putty just rub the surface gently with west sponge or rub the surface very gently with the putty blade in order to remove the loose particles. Allow the surface to dry for atleast 3 hours and then apply second coat of putty. Leave the surface to dry completely. After drying of second coat remove marks if any with the help of moist sponge or rub the surface very gently with the putty blade. Leave the surface to dry preferably for overnight.The total thickness of the coats should be limited to maximum 1.5mm. | 2750.00 | sqm |  | 180.00 | 495000.00 | 160.00 | 440000.00 | 150.00 | 412500.00 | 199.00 | 547250.00 | 172.94 | 475585.00 | 412500.00 | NOPS INFRASTRUCTURE PVT. LTD.
203.00 | Painting with synthetic enamel paint - Eco friendly paint with low volatile organic compounds ( limit not exceeding 50g/L) over a coat of primer consisting of volatile organic compounds less than 50g/L of approved brand as per approved manufacturer's spec. to give an even shade Two coats of synthetic enamel paint on new work over one coat of zinc chromate primer. | 70.00 | sqm |  | 210.00 | 14700.00 | 215.00 | 15050.00 | 400.00 | 28000.00 | 199.00 | 13930.00 | 234.09 | 16386.30 | 13930.00 | Sarthak Contracts Pvt Ltd
204.00 | Providing and installing acrylic backlit LED signage of company logo of size 900mm X 1200mm approx. on building façade wall. | 2.00 | no. |  | 9600.00 | 19200.00 | 7250.00 | 14500.00 | 25000.00 | 50000.00 | 175000.00 | 350000.00 | 7882.88 | 15765.76 | 14500.00 | Baishnab Charan Nayak
205.00 | Providing and fixing 18mm thick gang saw cut mirror polished premoulded and prepolished) machine cut for kitchen platforms, vanitycounters, window sills , planters facias and similar locations of required size of approved shade, colour and texture laid over 20mm thick base cement mortar 1:4 (1 cement : 4 coarse sand) using neat cement slurry @ 4 kg of cement per sqm with joints treated with white cement, mixed with matching pigment, epoxy touch ups, including rubbing, curing, edge moulding and polishing to edge to give high gloss finishetc. complete at all levels. Granite of any colour and shade Area of slab over 0.50 sqm | 5.00 | sqm |  | 4800.00 | 24000.00 | 3500.00 | 17500.00 | 6000.00 | 30000.00 | 4500.00 | 22500.00 | 3822.00 | 19110.00 | 17500.00 | Baishnab Charan Nayak
206.00 | Stone Work - Extra for providing edge moulding to granite stone counters including machine polishing to edge to give high gloss finish etc.. Complete in all respects | 195.00 | m |  | 180.00 | 35100.00 | 2200.00 | 429000.00 | 100.00 | 19500.00 | 1250.00 | 243750.00 | 2388.75 | 465806.25 | 19500.00 | NOPS INFRASTRUCTURE PVT. LTD.
207.00 | Extra for providing opening of required size & shape for wash basins/ kitchen sink in kitchen platform, vanity counters and similar location in marble/Granite/stone work including necessary holes for pillar taps etc. including rubbing and polishing of cut edges etc. complete. | 5.00 | no. |  | 720.00 | 3600.00 | 11000.00 | 55000.00 | 2000.00 | 10000.00 | 1250.00 | 6250.00 | 11943.75 | 59718.75 | 3600.00 | RAJ CONSTRUCTION
208.00 | Providing and fixing 18 mm thick granite stone slab of approved shade, table rubbed, edges rounded and polished of size 75x50 cm deep and 1.8 cm thick fixed in urinal partitions by cutting a chase of appropriate width with chase cutter and embedding the stone in the chase with epoxy grout or with cement concrete 1:2:4 (1 cement : 2 coarse sand : 4 graded stone aggregate 6 mm nominal size) as per direction of Engineer-in-charge and finished smooth. | 1.00 | no. |  | 4200.00 | 4200.00 | 12500.00 | 12500.00 | 7500.00 | 7500.00 | 6500.00 | 6500.00 | 14332.50 | 14332.50 | 4200.00 | RAJ CONSTRUCTION
209.00 | Providing and fixing circular/ Hexagonal cast iron or M.S. sheet box for ceiling fan clamp of internal dia. 140 mm, 73mm height, top lid of 1.5mm thick MS sheet with its top surface hacked for proper bonding, top lid shall be screwed into the Cast Iron/ MS sheet box by means of 3.3mm dia. round headed screws, one lock at the corners. Clamp shall be made of 12 mm dia M.S. bar bent to shape as per standard drawing. | 12.00 | no. |  | 240.00 | 2880.00 | 2650.00 | 31800.00 | 1500.00 | 18000.00 | 800.00 | 9600.00 | 2866.50 | 34398.00 | 2880.00 | RAJ CONSTRUCTION
210.00 | Steel work welded in built up sections/framed work including cutting hoisting, fixing in position and applying a priming coat of approved steel primer using structural steel etc.as required. - In stringers, treads, landings, balustrades etc. of staircases including use of chequered plate wherever required, all complete including all bye-works. | 600.00 | kg |  | 150.00 | 90000.00 | 130.00 | 78000.00 | 120.00 | 72000.00 | 125.00 | 75000.00 | 128.99 | 77394.00 | 72000.00 | NOPS INFRASTRUCTURE PVT. LTD.
211.00 | Steel work welded in built up sections/framed work including cutting hoisting, fixing in position and applying a priming coat of approved steel primer using structural steel etc.as required. - In gratings, frames, guard bar, ladders, brackets, gates, grill door and similar works. | 130.00 | kg |  | 150.00 | 19500.00 | 400.00 | 52000.00 | 150.00 | 19500.00 | 125.00 | 16250.00 | 406.08 | 52790.40 | 16250.00 | Sarthak Contracts Pvt Ltd
212.00 | Providing and fixing hand rail of approved size by welding etc. to steel ladder railing, balcony railing, landing railing, and staircase railing as per IS 4923 including applying a priming coat of approved steel primer.- 66x36x3.6 m.s. hollow section approximately. | 500.00 | kg |  | 150.00 | 75000.00 | 200.00 | 100000.00 | 130.00 | 65000.00 | 125.00 | 62500.00 | 200.66 | 100330.00 | 62500.00 | Sarthak Contracts Pvt Ltd
213.00 | Providing & fixing in position aluminium doors, windows, ventilators, louvres, fixed glazing, sliding/composite windows, aluminium rough ground etc. with extruded & integral colour powder coating with minimum 60 microns, Aluminium sections, Powder coated Aluminium beadings,Powder coated Aluminium profile panel sheets, manufactured to relevant I.S. codes & using minimum 2mm thick (or as specified) heavy sections from environmentally compatible products containing minimum of 15 to 25 % of recycled content and shall be manufactured within 500 kms from project site from approved make including cost of providing required no. of heavy duty stainless steel butt hinges, pivots, approved door and windows handles, EPDM Gasket, PVC/Neoprene Gasket Lining, Stainless steel screws, mastic filling, weather strips, tower bolts,nuts, washers, rollers etc. as required and as per drawing etc. all complete at all heights and as directed by the Engineer-in-Charge. The rate shall also include giving a coat of bitumastic paint on the aluminium surfaces in contact with masonry / concrete and closing the gaps around the frame and the adjoining surface with approved silicone sealant with volatile organic compounds content less than 250 g/l on both faces to achieve watertightness. All fitting shall be of matching colour powder coated aluminium sections.All doors, windows & ventilators shall have float glass of the following specifications SHGC - 0.25 to 0.3, U Value 3.8W/sqm-k or less, of approved make or / double side prelaminated paritcle board flat pressed three layer or graded wood particle board bonded with BWP type synthetic resin adhesive as per IS : 848 and prelaminated conforming to IS: 12823 Grade l Type ll, in panelling( for doors) as per design Casement windows, single or composite units and ventilators with 5.5 mm thick float / frosted glass, frame size of 44mm x 46mm x 1.1mm, weight 0.522 kg/m min. amd middle frame (horizontal & vertical) 59mm x 38mm x 1.4mm, weight 0.729 kg/m min(approx.), as per approved drawing and as per approved manufacturer’s detail. Fixed portion | 57.00 | sqm |  | 9000.00 | 513000.00 | 7450.00 | 424650.00 | 5000.00 | 285000.00 | 7999.00 | 455943.00 | 8121.75 | 462939.75 | 285000.00 | NOPS INFRASTRUCTURE PVT. LTD.
214.00 | Providing & fixing in position aluminium doors, windows, ventilators, louvres, fixed glazing, sliding/composite windows, aluminium rough ground etc. with extruded & integral colour powder coating with minimum 60 microns, Aluminium sections, Powder coated Aluminium beadings,Powder coated Aluminium profile panel sheets, manufactured to relevant I.S. codes & using minimum 2mm thick (or as specified) heavy sections from environmentally compatible products containing minimum of 15 to 25 % of recycled content and shall be manufactured within 500 kms from project site from approved make including cost of providing required no. of heavy duty stainless steel butt hinges, pivots, approved door and windows handles, EPDM Gasket, PVC/Neoprene Gasket Lining, Stainless steel screws, mastic filling, weather strips, tower bolts,nuts, washers, rollers etc. as required and as per drawing etc. all complete at all heights and as directed by the Engineer-in-Charge. The rate shall also include giving a coat of bitumastic paint on the aluminium surfaces in contact with masonry / concrete and closing the gaps around the frame and the adjoining surface with approved silicone sealant with volatile organic compounds content less than 250 g/l on both faces to achieve watertightness. All fitting shall be of matching colour powder coated aluminium sections.All doors, windows & ventilators shall have float glass of the following specifications SHGC - 0.25 to 0.3, U Value 3.8W/sqm-k or less, of approved make or / double side prelaminated paritcle board flat pressed three layer or graded wood particle board bonded with BWP type synthetic resin adhesive as per IS : 848 and prelaminated conforming to IS: 12823 Grade l Type ll, in panelling( for doors) as per design Casement windows, single or composite units and ventilators with 5.5 mm thick float / frosted glass, frame size of 44mm x 46mm x 1.1mm, weight 0.522 kg/m min. amd middle frame (horizontal & vertical) 59mm x 38mm x 1.4mm, weight 0.729 kg/m min(approx.), as per approved drawing and as per approved manufacturer’s detail. Openable portion, section size 44mm x 46mm x 1.4 mm, weight 0.575 kg/m min. as per approved drawing and as per approved manufacturer’s specification. | 3.00 | sqm |  | 10800.00 | 32400.00 | 13450.00 | 40350.00 | 7500.00 | 22500.00 | 7999.00 | 23997.00 | 14332.50 | 42997.50 | 22500.00 | NOPS INFRASTRUCTURE PVT. LTD.
215.00 | Providing & fixing in position aluminium doors, windows, ventilators, louvres, fixed glazing, sliding/composite windows, aluminium rough ground etc. with extruded & integral colour powder coating with minimum 60 microns, Aluminium sections, Powder coated Aluminium beadings,Powder coated Aluminium profile panel sheets, manufactured to relevant I.S. codes & using minimum 2mm thick (or as specified) heavy sections from environmentally compatible products containing minimum of 15 to 25 % of recycled content and shall be manufactured within 500 kms from project site from approved make including cost of providing required no. of heavy duty stainless steel butt hinges, pivots, approved door and windows handles, EPDM Gasket, PVC/Neoprene Gasket Lining, Stainless steel screws, mastic filling, weather strips, tower bolts,nuts, washers, rollers etc. as required and as per drawing etc. all complete at all heights and as directed by the Engineer-in-Charge. The rate shall also include giving a coat of bitumastic paint on the aluminium surfaces in contact with masonry / concrete and closing the gaps around the frame and the adjoining surface with approved silicone sealant with volatile organic compounds content less than 250 g/l on both faces to achieve watertightness. All fitting shall be of matching colour powder coated aluminium sections.All doors, windows & ventilators shall have float glass of the following specifications SHGC - 0.25 to 0.3, U Value 3.8W/sqm-k or less, of approved make or / double side prelaminated paritcle board flat pressed three layer or graded wood particle board bonded with BWP type synthetic resin adhesive as per IS : 848 and prelaminated conforming to IS: 12823 Grade l Type ll, in panelling( for doors) as per design Composite sliding windows with fixed and openable portion, fixed to frame size min. 101.6mm X 44.45mm x 2.01mm, weight 1.605 kg/m (approx.) and 63.5mm x 38.1mm x 1.5mm, weight 0.861 kg/m min. as per requirement. Sliding shutters fixed to frame size 92mm X 31.75mm x 1.5mm min. & weight 1.060 kg/m min and 61.85mm x 31.75mm x 1.5mm, wt. 0.784 kg/m min as per requirement. Shutter side, bottom and interlock shall be 40mm x 18mm x 1.55mm wt. 0547kg/m min., as per approved drawing and as per approved manufacturer’s detail. Frame for grill shall be 63.5mm x 38.1mm x 2mm & wt. 1.054kg/m. Windows shall have 5.5 mm thick float glass. The sliding fittings/ accessories shall be deraiilng wheels with Nylon brackets with SS pin – 2 Nos. per shutter. The lock handle, safety plates, nylon antilift and joinery shall be as per specification. | 85.00 | sqm |  | 9600.00 | 816000.00 | 6600.00 | 561000.00 | 5000.00 | 425000.00 | 7999.00 | 679915.00 | 7166.25 | 609131.25 | 425000.00 | NOPS INFRASTRUCTURE PVT. LTD.
216.00 | Providing & fixing in position aluminium doors, windows, ventilators, louvres, fixed glazing, sliding/composite windows, aluminium rough ground etc. with extruded & integral colour powder coating with minimum 60 microns, Aluminium sections, Powder coated Aluminium beadings,Powder coated Aluminium profile panel sheets, manufactured to relevant I.S. codes & using minimum 2mm thick (or as specified) heavy sections from environmentally compatible products containing minimum of 15 to 25 % of recycled content and shall be manufactured within 500 kms from project site from approved make including cost of providing required no. of heavy duty stainless steel butt hinges, pivots, approved door and windows handles, EPDM Gasket, PVC/Neoprene Gasket Lining, Stainless steel screws, mastic filling, weather strips, tower bolts,nuts, washers, rollers etc. as required and as per drawing etc. all complete at all heights and as directed by the Engineer-in-Charge. The rate shall also include giving a coat of bitumastic paint on the aluminium surfaces in contact with masonry / concrete and closing the gaps around the frame and the adjoining surface with approved silicone sealant with volatile organic compounds content less than 250 g/l on both faces to achieve watertightness. All fitting shall be of matching colour powder coated aluminium sections.All doors, windows & ventilators shall have float glass of the following specifications SHGC - 0.25 to 0.3, U Value 3.8W/sqm-k or less, of approved make or / double side prelaminated paritcle board flat pressed three layer or graded wood particle board bonded with BWP type synthetic resin adhesive as per IS : 848 and prelaminated conforming to IS: 12823 Grade l Type ll, in panelling( for doors) as per design Doors with 8.0mm minimum thick float glass panels/ aluminium louvre with wire mesh/ double side prelaminated paritcle board flat pressed three layer or graded wood particle board bonded with BWP type synthetic resin adhesive as per IS : 848 and prelaminated conforming to IS: 12823 Grade l Type ll, in panelling fixed with C.P. brass / stainless steel screws etc. complete as per architectural drawings and directions of E-I/C with decorative lamination on both sides of approved make; frames of size 101.6mm x 44.45mm x3.18mm minimum, weight 2.541 kg/m min(approx.). Fixed portion | 10.00 | sqm |  | 9600.00 | 96000.00 | 7000.00 | 70000.00 | 3800.00 | 38000.00 | 7999.00 | 79990.00 | 7644.00 | 76440.00 | 38000.00 | NOPS INFRASTRUCTURE PVT. LTD.
217.00 | Providing & fixing in position aluminium doors, windows, ventilators, louvres, fixed glazing, sliding/composite windows, aluminium rough ground etc. with extruded & integral colour powder coating with minimum 60 microns, Aluminium sections, Powder coated Aluminium beadings,Powder coated Aluminium profile panel sheets, manufactured to relevant I.S. codes & using minimum 2mm thick (or as specified) heavy sections from environmentally compatible products containing minimum of 15 to 25 % of recycled content and shall be manufactured within 500 kms from project site from approved make including cost of providing required no. of heavy duty stainless steel butt hinges, pivots, approved door and windows handles, EPDM Gasket, PVC/Neoprene Gasket Lining, Stainless steel screws, mastic filling, weather strips, tower bolts,nuts, washers, rollers etc. as required and as per drawing etc. all complete at all heights and as directed by the Engineer-in-Charge. The rate shall also include giving a coat of bitumastic paint on the aluminium surfaces in contact with masonry / concrete and closing the gaps around the frame and the adjoining surface with approved silicone sealant with volatile organic compounds content less than 250 g/l on both faces to achieve watertightness. All fitting shall be of matching colour powder coated aluminium sections.All doors, windows & ventilators shall have float glass of the following specifications SHGC - 0.25 to 0.3, U Value 3.8W/sqm-k or less, of approved make or / double side prelaminated paritcle board flat pressed three layer or graded wood particle board bonded with BWP type synthetic resin adhesive as per IS : 848 and prelaminated conforming to IS: 12823 Grade l Type ll, in panelling( for doors) as per design Doors with 8.0mm minimum thick float glass panels/ aluminium louvre with wire mesh/ double side prelaminated paritcle board flat pressed three layer or graded wood particle board bonded with BWP type synthetic resin adhesive as per IS : 848 and prelaminated conforming to IS: 12823 Grade l Type ll, in panelling fixed with C.P. brass / stainless steel screws etc. complete as per architectural drawings and directions of E-I/C with decorative lamination on both sides of approved make; frames of size 101.6mm x 44.45mm x3.18mm minimum, weight 2.541 kg/m min(approx.) Openable portion, section size 85.00mm x 44.45mm x 3.00mm weight 2.050 kg/m min.(approx.) for shutter vertical and top, 114.3mm x 44.5 x 3.18mm weight 2.646 kg/m min. for shutter bottom and 83.5mm x 44.5mm x 3.18mm weight 2.145 kg/m min. for shutter middle. | 67.00 | sqm |  | 9600.00 | 643200.00 | 6900.00 | 462300.00 | 4200.00 | 281400.00 | 7999.00 | 535933.00 | 6468.00 | 433356.00 | 281400.00 | NOPS INFRASTRUCTURE PVT. LTD.
218.00 | Providing and fixing double action hydraulic floor spring of approved brand and manufacturer, for doors including cost of cutting floors as required, embedding in floors and cover plates with brass / SS pivot and single piece M.S. sheet outer box with slide plate etc. complete as per the direction of Engineer-in-charge. - With stainless steel cover plate | 20.00 | no. |  | 7800.00 | 156000.00 | 7000.00 | 140000.00 | 20000.00 | 400000.00 | 4500.00 | 90000.00 | 7644.00 | 152880.00 | 90000.00 | Sarthak Contracts Pvt Ltd
219.00 | Providing and fixing aluminium extruded section body tubular type universal hydraulic door closer of approved brand and manufacturer (door weight upto 36 kg to 80 kg and door width from 701 mm to 1000 mm), with double speed adjustment with necessary accessories and screws etc. complete. | 11.00 | no. |  | 4200.00 | 46200.00 | 11000.00 | 121000.00 | 4000.00 | 44000.00 | 4500.00 | 49500.00 | 11943.75 | 131381.25 | 44000.00 | NOPS INFRASTRUCTURE PVT. LTD.
220.00 | Providing and fixing aluminium grills of approved make of approved design made up of 10 mm dia aluminium rod and maximum size of opening (diagonal/ hexagonal/ circular) 100 mm x 100 mm internal, and specification as per manufacturer's detail | 100.00 | sqm |  | 4200.00 | 420000.00 | 2500.00 | 250000.00 | 4000.00 | 400000.00 | 4250.00 | 425000.00 | 2723.18 | 272318.00 | 250000.00 | Baishnab Charan Nayak
221.00 | Providing and fixing factory made door frame (single rebate) made out of single piece extruded solid PVC foam profile with homogenous fine cellular structure having smooth outer integral skin having 62 mm width & 32 mm thickness, frame will be mitred & Jointed with self driven self tapping screws of size 38 mm x 4 mm & PVC solvent cement , including fixing the frame to wall with suitable dia & length anchor fastener as per manufacturer's specification and direction of Engineer-in-charge. | 36.00 | m |  | 180.00 | 6480.00 | 1100.00 | 39600.00 | 1000.00 | 36000.00 | 1450.00 | 52200.00 | 1146.60 | 41277.60 | 6480.00 | RAJ CONSTRUCTION
222.00 | Providing and fixing factory made 30 mm thick non decorative finish door shutter made of solid PVC foam profile. The styles & rails shall be of size 75 mm x 30 mm having wall thickness 5 mm. The styles, top & bottom rails shall have one side wall thickness of 15 mm integrally extruded on the hinge side of the profile for better screw holding power. The styles and rails shall be reinforced with M.S. tubes of size 33 mm x 17 mmx 1 mm, painted with primer , all four corners of reinforcement to be welded or sealed. Solid PVC extruded bidding (push fit type) will be set inside the styles and the rails with a cavity, to receive single piece extruded 5 mm PVC sheet as panel. The styles and rails will be mitred cut and joint with the help of PVC solvent cement & self driven self tapping screws. Single piece extruded solid PVC lock rail of size 100 mm x 30 mm with wall thickness 5 mm & 15 mm integrally extruded in the middle of the lock rail & fixed with styles with the help of PVC solvent cement & self driven self tapping screws of size 100 mm x 8 mm complete as per manufacturer's specifications and direction of Engineer-in-charge. | 12.00 | sqm |  | 3000.00 | 36000.00 | 4400.00 | 52800.00 | 3000.00 | 36000.00 | 4250.00 | 51000.00 | 4777.50 | 57330.00 | 36000.00 | NOPS INFRASTRUCTURE PVT. LTD., RAJ CONSTRUCTION
223.00 | Providing and fixing false ceiling at all heights with integral densified calcium silicate reinforced with fibre and natural filler false ceiling tiles of Size 595X595 mm of approved texture, design and patterns having NRC (Noise Reduction Coefficient) of of 0.50 (minimum) as per IS 8225:1987, Light reflectance of 85% (minimum), non combustible as per BS:476 (part-4), fire performance as per BS:476 (part-6 & 7), humidity resistance of 100%, thermal conductivity <0.043 W/m K as per ASTM 518:1991, in true horizontal level suspended on inter-locking metal powder coated T-Grid of hot dipped galvanised iron section of 0.40mm thick on Silhouette profile, rotary stiched double webbed white with 6mm reveal profile (white/black), comprising of main -T runners of size 15x42mm of length 3000mm, cross-T of size 15x42mm of length 1200mm and secondary intermediate cross-T of size 15x42mm of length 600mm to form grid module of size 600x600mm, suspended from ceiling using galvanised mild steel items (galvanised @ 80 grams per sqm) i.e. 50mm long, 8mm outer diameter M-6 dash fasteners, 6mm dia fully threaded hanger rod upto 1000mm length and L-shape level adjuster of size 85x25x2mm. Galvanised iron perimeter wall angle of size 22x19x0.40mm of length 3000mm to be fixed on periphery wall/ partition with the help of plastic rawl plugs at 450mm center to center and 40mm long dry wall S.S screws. The work shall be carried out as per specifications, drawing and as per directions of the Engineer-in-Charge. - With 15mm thick integral densified micro edge light weight calcium silicate false ceiling tiles. | 250.00 | sqm |  | 2400.00 | 600000.00 | 3000.00 | 750000.00 | 3000.00 | 750000.00 | 3500.00 | 875000.00 | 3248.70 | 812175.00 | 600000.00 | RAJ CONSTRUCTION
224.00 | Providing and fixing in position 12.5 mm thick gypsum board false ceiling confirming to IS 2095 -1982 with approved G.I Frame work and hangers including openings for lights, air conditioning grills, fire detectors, nozzles, recess for hanging blinds,etc. as per specification and description complete. Rate shall include vertical as well as horizontal surfaces as per design drawing and actual 'seen' surface of horizontal and vertical will be measured and paid for. Layout and design of false ceiling with cutouts & decorative mouldings etc.to be approved by EIC | 75.00 | sqm |  | 1800.00 | 135000.00 | 2600.00 | 195000.00 | 1800.00 | 135000.00 | 3500.00 | 262500.00 | 2770.95 | 207821.25 | 135000.00 | NOPS INFRASTRUCTURE PVT. LTD., RAJ CONSTRUCTION
225.00 | Providing and fixing on wall face unplasticised Rigid PVC rain water pipes conforming to IS : 13592 Type A, including jointing with seal ring conforming to IS : 5382, leaving 10 mm gap for thermal expansion (Single socketed pipes). - 110 mm diameter | 85.00 | m |  | 780.00 | 66300.00 | 265.00 | 22525.00 | 500.00 | 42500.00 | 1499.00 | 127415.00 | 227.85 | 19367.25 | 19367.25 | BRAHMANI DEVELOPERS PRIVATE LIMITED
226.00 | Waterproofing System for Roof Slab Surface Preparation: remove all surface laitance and contamination free from loose aggregate or other sharp protrusions with fairly smooth finish by wire brush and grinding method and surface shall be DRY for application of single component pitch modified polyurethane cures by reaction with atmospheric moisture to give a tough elastomeric waterproof membrane. System : Providing and applying 1.2 mm thick roller applied single component Bitumen Modified Polyurathene coating, having elongation capability of 450% as per ASTM D412, having Tensile strength 1.5N/mm² as per ASTM D 412, Tear Resistance of 15N as per ASTM D 624 and having shore A Hardness 50 as per ASTM D 2240. Waterproofing treatment to be provided after proper surface preparation as per manufacturer specification and making of coving at the junction of horizontal and vertical surface by Polymer Modified Mortar and treatment of crack if any on the surface by ow viscous epoxy resin injection. screed to slope : Providing and laying 100 mm to 40 mm thick screed concrete in slope of M20 grade mixed with approved water proofing compound like Integral waterproofing compound confirming to IS 2645) over the coated surface inculding application of 300 GSM geotextile layer over the waterproofing. | 890.00 | sqm |  | 1680.00 | 1495200.00 | 280.00 | 249200.00 | 1200.00 | 1068000.00 | 1450.00 | 1290500.00 | 4508.00 | 4012120.00 | 249200.00 | Baishnab Charan Nayak
227.00 | SHRUB PLANTATION Digging of beds of required size and 60 cms.depth in any type of soil. Refilling the pits after deweeding, with a mixture of good earth and cow dung organic manure in the ratio of 3:1 (Three part of good earth and one part of organic manure). Flooding the bed with water so that the earth and manure mixture settles down in pits. Supply and plantation of approved shrub species sapling of good quality, disease free, healthy, fully estabilished 1-2 year oil with well developed root system in the centre of pit, with a clear minimum height of 1 feet after plantation and spacing 1.5 feet. Maintaining & watering for 06 months regularaly as the minimum guarantee period, all complete including supplying & mixing of good earth & manure. Healthy properly grown shrubs (atleast 3 months old after planting at site) should be provided during handover on completion of the project. (Varietles : Approved local equivalent species). | 50.00 | no. |  | 720.00 | 36000.00 | 180.00 | 9000.00 | 500.00 | 25000.00 | 850.00 | 42500.00 | 191.10 | 9555.00 | 9000.00 | Baishnab Charan Nayak
228.00 | HEDGE PLANTATION Digging of trenches of size 60 cms x 45 cms x running mts length in all type of soil. Rest all the item are same as that of Shrub plantation except that the minimum 07 number of hedge sapling be planted per running metre (Varietles : Approved local equivalent species). | 250.00 | m |  | 1200.00 | 300000.00 | 280.00 | 70000.00 | 200.00 | 50000.00 | 850.00 | 212500.00 | 286.65 | 71662.50 | 50000.00 | NOPS INFRASTRUCTURE PVT. LTD.
229.00 | Providing and fixing vitreous chinaware white/ colour extended wall hung European water closet all complete with C.P. bolts & nuts with C.P. hinges, rubber buffers etc. complete in all respects. Cat No. CNS-WHT-353S with PP soft close seat cover, Hinges, Accessories Set of Jaquar or equivalent + Cistern with fittings - Cat No. CNS-WHT-203 of Jaquar or equivalent. | 2.00 | no. |  | 24000.00 | 48000.00 | 11000.00 | 22000.00 | 12000.00 | 24000.00 | 24000.00 | 48000.00 | 11943.75 | 23887.50 | 22000.00 | Baishnab Charan Nayak
230.00 | Providing & fixing C.P. brass health faucet : Jaquar cat no. ALD-CHR-583 or equivalent | 2.00 | no. |  | 2640.00 | 5280.00 | 1100.00 | 2200.00 | 7500.00 | 15000.00 | 24000.00 | 48000.00 | 1194.38 | 2388.76 | 2200.00 | Baishnab Charan Nayak
231.00 | Providing and fixing white vitreous china European water closet with all fittings and fixtures complete including cutting and making good the walls and floors wherever required. Cat no.CNS-WHT-353S of Jaquar or equivalent + attached Cistern Cat No. CNS-WHT-203 or approved equivalent. | 1.00 | no. |  | 14400.00 | 14400.00 | 6600.00 | 6600.00 | 15000.00 | 15000.00 | 24000.00 | 24000.00 | 7166.25 | 7166.25 | 6600.00 | Baishnab Charan Nayak
232.00 | Providing & fixing vitreous china ware white/ colour under counter wash basin with Cp brass waste, Cat No. CNS-WHT-705 of Jaquar or equivalent and pillar cock Cat No. KUP-CHR-35001PM of Jaquar or equivalent, complete in all respect. | 4.00 | no. |  | 9000.00 | 36000.00 | 3400.00 | 13600.00 | 5000.00 | 20000.00 | 24000.00 | 96000.00 | 3678.68 | 14714.72 | 13600.00 | Baishnab Charan Nayak
233.00 | Providing and fixing white vitreous china semi-pedestal type wash basin Cat. no. CNS-WHT-801 and pillar cock cat. no. CON-CHR-011KN of Jaquar or equivalent, complete in all respect completely recessed at the back for the reception of pipes and fittings all complete | 1.00 | no. |  | 8400.00 | 8400.00 | 3600.00 | 3600.00 | 10000.00 | 10000.00 | 24000.00 | 24000.00 | 4013.10 | 4013.10 | 3600.00 | Baishnab Charan Nayak
234.00 | Providing and fixing white vitreous china flat back half stall urinal with white PVC automatic flushing cistern, with fittings, standard size C.P. brass flush pipe, spreaders with unions and clamps (all in C.P. brass) with waste fitting as per IS : 2556, C.I. trap with outlet grating and other couplings in C.P. brass including painting of fittings and cutting and making good the walls and floors wherever required : Jaquar cat no. URS-WHT-13259 or equivalent. | 2.00 | no. |  | 24000.00 | 48000.00 | 7400.00 | 14800.00 | 9000.00 | 18000.00 | 24000.00 | 48000.00 | 8121.75 | 16243.50 | 14800.00 | Baishnab Charan Nayak
235.00 | Providing and fixing 5.5 mm thick float glass frameless mirror fixed with stainless steel studs, all complete | 4.00 | sqm |  | 3600.00 | 14400.00 | 2200.00 | 8800.00 | 5000.00 | 20000.00 | 2999.00 | 11996.00 | 2388.75 | 9555.00 | 8800.00 | Baishnab Charan Nayak
236.00 | Providing and fixing glass shelf of Jaquar cat. no. ACN-CHR-1171N or equivalent, complete with all respect. | 2.00 | no. |  | 3000.00 | 6000.00 | 1100.00 | 2200.00 | 5000.00 | 10000.00 | 5000.00 | 10000.00 | 1194.38 | 2388.76 | 2200.00 | Baishnab Charan Nayak
237.00 | Providing and fixing toilet paper holder : Jaquar cat. no. ACN-CHR-1151N or equivalent | 2.00 | no. |  | 2400.00 | 4800.00 | 1100.00 | 2200.00 | 5000.00 | 10000.00 | 5000.00 | 10000.00 | 1194.38 | 2388.76 | 2200.00 | Baishnab Charan Nayak
238.00 | Providing and fixing soap dish of Jaquar cat no. ACN-CHR-1131N or equivalent | 2.00 | no. |  | 1800.00 | 3600.00 | 1300.00 | 2600.00 | 4000.00 | 8000.00 | 5000.00 | 10000.00 | 1433.25 | 2866.50 | 2600.00 | Baishnab Charan Nayak
239.00 | Providing and fixing liquid soap dispenser with glass body of Jaquar Cat No. ACN-CHR-1135 N or equivalent complete with all respect. | 4.00 | no. |  | 1800.00 | 7200.00 | 1300.00 | 5200.00 | 5000.00 | 20000.00 | 5000.00 | 20000.00 | 1433.25 | 5733.00 | 5200.00 | Baishnab Charan Nayak
240.00 | Providing and fixing C.P. brass bib cock - Jaquar Cat No, CON-CHR-049NKN or approved equivalent | 2.00 | no. |  | 3000.00 | 6000.00 | 3900.00 | 7800.00 | 7500.00 | 15000.00 | 5000.00 | 10000.00 | 4299.75 | 8599.50 | 6000.00 | RAJ CONSTRUCTION
241.00 | Providing and fixing C.P. brass 2-in1 bib cock - Jaquar Cat No, KUP-CHR-35041PM or approved equivalent | 2.00 | no. |  | 4200.00 | 8400.00 | 1500.00 | 3000.00 | 5000.00 | 10000.00 | 5000.00 | 10000.00 | 1576.58 | 3153.16 | 3000.00 | Baishnab Charan Nayak
242.00 | Providing and fixing C.P. brass bib cock - Jaquar Cat No, CON-CHR-107KN (long body) or approved equivalent | 1.00 | no. |  | 3600.00 | 3600.00 | 3900.00 | 3900.00 | 6000.00 | 6000.00 | 5000.00 | 5000.00 | 1385.48 | 1385.48 | 1385.48 | BRAHMANI DEVELOPERS PRIVATE LIMITED
243.00 | Providing and fixing C.P. brass angular stop cock Jaquar cat. no. CON-CHR-053KN or approved equivalent | 11.00 | no. |  | 3000.00 | 33000.00 | 1250.00 | 13750.00 | 9000.00 | 99000.00 | 5000.00 | 55000.00 | 735.00 | 8085.00 | 8085.00 | BRAHMANI DEVELOPERS PRIVATE LIMITED
244.00 | Providing and fixing CP brass twin coat hook/ robe hook in position - Jaquar cat. no. AQN-CHR-7761 or equivalent | 2.00 | no. |  | 4200.00 | 8400.00 | 1350.00 | 2700.00 | 5000.00 | 10000.00 | 5000.00 | 10000.00 | 1767.68 | 3535.36 | 2700.00 | Baishnab Charan Nayak
245.00 | Providing and fixing CP Brass Waste Coupling for wash basin and sink, of JAQUAR Cat No. ALD-CHR-705 or equivalent | 6.00 | no. |  | 1200.00 | 7200.00 | 590.00 | 3540.00 | 4000.00 | 24000.00 | 5000.00 | 30000.00 | 668.85 | 4013.10 | 3540.00 | Baishnab Charan Nayak
246.00 | Providing and fixing CP brass Bottle Trap for Wash basin and sink of Jaquar Cat No. ALD-CHR-769L300x190 or equivalent | 6.00 | no. |  | 4800.00 | 28800.00 | 2160.00 | 12960.00 | 5000.00 | 30000.00 | 5000.00 | 30000.00 | 2388.75 | 14332.50 | 12960.00 | Baishnab Charan Nayak
247.00 | Providing and fixing CP brass towel rail 450mm long of Jaquar cat. no. ACN-CHR-1111BNM or equivalent | 3.00 | no. |  | 2400.00 | 7200.00 | 1550.00 | 4650.00 | 4000.00 | 12000.00 | 5000.00 | 15000.00 | 1672.13 | 5016.39 | 4650.00 | Baishnab Charan Nayak
248.00 | Providing and fixing towel ring of Jaquar cat. no. AQN-CHR-7721 or equivalent | 1.00 | no. |  | 1800.00 | 1800.00 | 1550.00 | 1550.00 | 5000.00 | 5000.00 | 5000.00 | 5000.00 | 1672.13 | 1672.13 | 1550.00 | Baishnab Charan Nayak
249.00 | Providing and fixing sinks (without drainboard) made of stainless steel 1mm thick kitchen with plugs, washers and wastes including bedding in Cement mortar to dwarf wall or including fixing cantilever brackets & connecting unions to pipe, coupling & strainer, painting of fittings and brackets, cutting and making good the walls wherever required. Overall size 610 mm x 510 mm Make : Celebrity 8" or India King 8" of Neelkanth or equivalent | 1.00 | no. |  | 10800.00 | 10800.00 | 5300.00 | 5300.00 | 7500.00 | 7500.00 | 5000.00 | 5000.00 | 5733.00 | 5733.00 | 5000.00 | Sarthak Contracts Pvt Ltd
250.00 | Providing and fixing C.P. brass long body sink cock with Regular Swinging Spout (Wall Mounted Model) With Wall Flange of Jaquar cat. no. ARI-CHR-39347 or equivalent. | 1.00 | no. |  | 4800.00 | 4800.00 | 2200.00 | 2200.00 | 2000.00 | 2000.00 | 5000.00 | 5000.00 | 2388.75 | 2388.75 | 2000.00 | NOPS INFRASTRUCTURE PVT. LTD.
251.00 | Providing and fixing Eye/face wash, model no.7001 pedestal-mounted from Tobit Engineers or equivalent (supply connection & provision of bottle trap and connection to nearest drain to be done) | 2.00 | no. |  | 54000.00 | 108000.00 | 22000.00 | 44000.00 | 10000.00 | 20000.00 | 125000.00 | 250000.00 | 23887.50 | 47775.00 | 20000.00 | NOPS INFRASTRUCTURE PVT. LTD.
252.00 | Sub-Total Section B
253.00 | SECTION-C [STRUCTURAL WORKS]
254.00 | Supply, fabrication & erection of Steel structure Supply, fabrication and erection of monorail beam, pipe supports, platforms, crossover structure, or any other structures required for works, etc. including surface preparation, painting as per specification, including loading, transportation and unloading delivery at erection site of all fabricated structures, storage and handling at site, site assembly and finally erection of structures at appropriate location, alignment and welding of all structures true to line, level, plumb and dimension. The work shall be completed in all respect as per drawings, technical specification and direction of the Engineer-in-Charge. (The cost & weight of MS bolts and nuts (permanent and service), washers, electrodes, putty, gases, shims, packs, cost of straightening of raw materials, Built up section at any shape, cutting of flats from plates and providing splices, paints, tools, plants, testing of materials, etc and all other consumables as required for the work shall be deemed to be included in the quoted rates.) | 1250.00 | KG |  | 168.00 | 210000.00 | 400.00 | 500000.00 | 120.00 | 150000.00 | 125.00 | 156250.00 | 439.53 | 549412.50 | 150000.00 | NOPS INFRASTRUCTURE PVT. LTD.
255.00 | Providing and fixing of chain link fencing Supply, fabrication and erection of structures such as angle iron post , Channel post,Strainer and strut,etc.with necessary holes for fixing the chain link fencing,site assembly and finally erection of structures at appropriate location including surface prepartion with painting as per specification,including 2.4m high G.I. Chain link fabric fencing mesh size 50x50x3.15 mm dia, with 0.6 m heigh barbed wire (type-A) as per IS:278-1978 shall be made from two strands of galvanized steel wire of nominal dia 2.5 mm twisted together fixed on angle iron posts with GI staples, turn buckles,all necessary fitting etc, including strengthening with 4 mm dia wire Nuts bolts and washer complete in all respects.All work as per Specification and drawings and as direction of the Engineer-In-Charge. (excluding foundation, Refer Tender drawing) | 185.00 | RM |  | 4800.00 | 888000.00 | 5700.00 | 1054500.00 | 4000.00 | 740000.00 | 8500.00 | 1572500.00 | 5255.25 | 972221.25 | 740000.00 | NOPS INFRASTRUCTURE PVT. LTD.
256.00 | Providing and fixing of chain link Fencing Gates 2M Wide Supply, fabrication & fixing of fencing Mild steel gate 3.0m high with Chian link fencing mesh (as per detail in item no 2 above) upto 2.4m height and 0.6m barbed wire fencing including all fixtures like MS Pivot, locking arrangement, tower bolt etc., complete in all respects including surface prepartion, painting as per specification. The work is to be completed in all respect as per drawings, technical specification and direction of the Engineer-In-Charge (excluding foundations) | 1.00 | Nos. |  | 120000.00 | 120000.00 | 42000.00 | 42000.00 | 15000.00 | 15000.00 | 25000.00 | 25000.00 | 42997.50 | 42997.50 | 15000.00 | NOPS INFRASTRUCTURE PVT. LTD.
257.00 | Supply, fabrication & erection of MS Gate 5.5m clear opening width of gate in two panels with 1.2 clear wide wicket gate Supply, fabrication and fixing in position steel entrance gate (as per the design shown in the tender drawing) supply of raw materials, transportation and delivery at site, unloading, storage and handling at site, site assembly and finally erection at appropriate locations. gates shall be fabricated out of channel and Sq Bar with all fixtures like MS Pivot, M.S sheet boxing ,locking arrangement, MS tower bolts, gate stopper, hold fast, MS wheel with ball bearing , MS tee bend to shape and embedded in the road surface for gate opening track , etc. including painting as per specification. The work is to be completed in all respect as per drawings and techanical specification and direction of the Engineer-in-Charge | 1.00 | Nos. |  | 360000.00 | 360000.00 | 70000.00 | 70000.00 | 25000.00 | 25000.00 | 175000.00 | 175000.00 | 95550.00 | 95550.00 | 25000.00 | NOPS INFRASTRUCTURE PVT. LTD.
258.00 | Supply, fabrication & erection of MS Gate 4.0m clear opening width of gate in two panels. Supply, fabrication and fixing in position steel entrance gate (as per the design shown in the tender drawing) supply of raw materials, transportation and delivery at site, unloading, storage and handling at site, site assembly and finally erection at appropriate locations. gates shall be fabricated out of channel and Sq Bar with all fixtures like MS Pivot, M.S sheet boxing ,locking arrangement, MS tower bolts, gate stopper, hold fast, MS wheel with ball bearing , MS tee bend to shape and embedded in the road surface for gate opening track , etc. including painting as per specification. The work is to be completed in all respect as per drawings and techanical specification and direction of the Engineer-in-Charge | 1.00 | Nos. |  | 240000.00 | 240000.00 | 95000.00 | 95000.00 | 100000.00 | 100000.00 | 375000.00 | 375000.00 | 71662.50 | 71662.50 | 71662.50 | BRAHMANI DEVELOPERS PRIVATE LIMITED
259.00 | Providing and fixing chequered plate covers Providing and fixing chequered plate in approved panel or over steel structure platform,cable and pipe trench including cutting, welding, hoisting, fixing in position,including painting as per specification, complete in all respect as per drawings , technical specifications and directions of the Engineer-In-Charge. | 1330.00 | KG |  | 216.00 | 287280.00 | 170.00 | 226100.00 | 110.00 | 146300.00 | 125.00 | 166250.00 | 167.21 | 222389.30 | 146300.00 | NOPS INFRASTRUCTURE PVT. LTD.
260.00 | Supply, fabrication & erection of Display/Information/Warning Sign Board Supply, fabrication and fixing in position of steel sign boards fabricated from pipes,angles, flats section including 3 mm thick plate with necessary cleat, clamps or necessary fixing arrangement including primer and paining of approved colour as per specification including Alphabets of approved size and font and Logo to be painted on Display,informatary,warning sign board with day glow paint shall be completed as per standard detail of GAIL/as per direction of E/C including fixing at appropriate location, ture alignment and embedded in PCC block .The work is to be completed in all respect as per drawings and techanical specification and direction of the Engineer-in-Charge(excluding PCC Block) | 1000.00 | KG |  | 168.00 | 168000.00 | 240.00 | 240000.00 | 150.00 | 150000.00 | 125.00 | 125000.00 | 238.88 | 238880.00 | 125000.00 | Sarthak Contracts Pvt Ltd
261.00 | Sub-Total Section C
262.00 | SECTION-D [ELECTRICAL WORKS)]
263.00 | Supply, installation, testing, commissioning of power distribution board (PDB) : 415 V, 30 KA single front type indoor PDB-1 to receive input power at RT-Paradip consisting of bus bar chamber, cable alley, 250 Amp incomer TPN MCCB (with LSIG & Shunt trip) & 5 nos. 100 Amp TPN MCCB, 5 nos. 63 Amp TPN MCCB, 5 nos. 32 Amp TPN MCB, 8 Nos 20/16 Amp TPN MCB & 10 Nos 20/16 Amp DP MCB outgoing complete with wiring, indication lamp, ammeter, voltmeter, MFM (Multi Function Meter) etc including all labour and materials with operating mechanism, all accessories, mandatory spares as per specification, auxiliaries etc complete in all respects as specified in technical specification, data sheet & SLD no. MEC/23SF/05/E9/E/1081A. All MCCBs shall have LSIG protection. | 1.00 | Nos. |  | 1320000.00 | 1320000.00 | 900000.00 | 900000.00 | 750000.00 | 750000.00 | 750000.00 | 750000.00 | 1003275.00 | 1003275.00 | 750000.00 | NOPS INFRASTRUCTURE PVT. LTD., Sarthak Contracts Pvt Ltd
264.00 | Installation, testing, commissioning of power distribution board (PDB) : Installation, testing & commissioning of free issued PDB-1 (415 V, 30 KA single front type indoor PDB-1) to receive input power at SV-3P cum DT stations consisting of bus bar chamber, cable alley, 250 Amp incomer TPN MCCB (with LSIG & Shunt trip) & 5 nos. 100 Amp TPN MCCB, 5 nos. 63 Amp TPN MCCB, 5 nos. 32 Amp TPN MCB, 8 Nos 20/16 Amp TPN MCB & 10 Nos 20/16 Amp DP MCB outgoing complete with wiring, indication lamp, ammeter, voltmeter, MFM (Multi Function Meter) etc including all labour and materials with operating mechanism, all accessories, auxiliaries etc complete in all respects as specified in specification ,datasheet and the direction of Engineer-in-charge. | 1.00 | Nos. |  | 840000.00 | 840000.00 | 60000.00 | 60000.00 | 800000.00 | 800000.00 | 750000.00 | 750000.00 | 1003275.00 | 1003275.00 | 60000.00 | Baishnab Charan Nayak
265.00 | Installation, testing, and commissioning of free issued Surface mounted Lighting Panel (I/E-LDB) for Building Lighting consisting of 2 nos. 32 Amp (100mA sensitivity) 4 Pole RCBO as incomer(Grid+Invertor supply) along with two isolated Cu busbar and 10 Nos. 10A DP MCBs & 10 Nos. 16A DP MCBs as out goings complete with ammeter ,indication lamp etc. including all labour and materials as per specification ,datasheet and the direction of Engineer-in-charge. | 2.00 | Nos. |  | 114000.00 | 228000.00 | 30000.00 | 60000.00 | 80000.00 | 160000.00 | 49000.00 | 98000.00 | 138547.50 | 277095.00 | 60000.00 | Baishnab Charan Nayak
266.00 | Installation, testing, and commissioning of free issued Surface mounted Building Power Point Panel (PP-LDB) for Building Power Points, AC's etc for RT & SV-3P cum DT station consisting of 100 Amp (100mA sensitivity) 4 Pole RCBO as incomer and 10 nos. 20A DP MCB & 8 nos. 16A DP MCBs as out goings complete with indication lamp etc. including all labour and materials as per specification ,datasheet and the direction of Engineer-in-charge. | 2.00 | Nos. |  | 102000.00 | 204000.00 | 30000.00 | 60000.00 | 75000.00 | 150000.00 | 49000.00 | 98000.00 | 138547.50 | 277095.00 | 60000.00 | Baishnab Charan Nayak
267.00 | Installation, testing, and commissioning of free issued Surface mounted Outdoor Lighting Panel (O-LDB) consisting of 80 Amp (100mA sensitivity) 4 Pole RCBO as incomer and 5 nos. 20/16A TPN MCBs & 5 nos. 20A DP MCBs as out goings complete with Contactor, timer, A/M switch, PB with timer and 5 Nos. 20/16 Amp DP MCB, 5 Nos. 20A TPN MCB without timer etc indication lamp. including all labour and materials as per specification ,datasheet and the direction of Engineer-in-charge. | 2.00 | Nos. |  | 222000.00 | 444000.00 | 30000.00 | 60000.00 | 100000.00 | 200000.00 | 49000.00 | 98000.00 | 138547.50 | 277095.00 | 60000.00 | Baishnab Charan Nayak
268.00 | Supply, installation, testing & commissioning of 1600VA sine wave Inverter system with 2x150Ah Battery backup tubular type battery for critical lighting in control room building & outdoor area (Make Inverter: Su-Kam, Genius, Luminus, Microtek, Battery: Exide, Amaraja). | 2.00 | Nos. |  | 96000.00 | 192000.00 | 160000.00 | 320000.00 | 75000.00 | 150000.00 | 95000.00 | 190000.00 | 157657.50 | 315315.00 | 150000.00 | NOPS INFRASTRUCTURE PVT. LTD.
269.00 | Supply, installation, testing, commissioning of the complete earthing and lightning protection system, earth electrodes/ pit, earth main ring, earthing of electrical equipments, instrument panels, field instruments, process equipments and pipes/ flanges including all associated civil work with all material and labour as per specification and drawings approved by the Owner/Consultant.: Earth Pits- GI PIPE Electrode with 6 mm thick chequered plate cover | 4.00 | Nos. |  | 12000.00 | 48000.00 | 35000.00 | 140000.00 | 18000.00 | 72000.00 | 35000.00 | 140000.00 | 42997.50 | 171990.00 | 48000.00 | RAJ CONSTRUCTION
270.00 | Supply, installation, testing, commissioning of the complete earthing and lightning protection system, earth electrodes/ pit, earth main ring, earthing of electrical equipments, instrument panels, field instruments, process equipments and pipes/ flanges including all associated civil work with all material and labour as per specification and drawings approved by the Owner/Consultant.: Earth Pits- Copper plate Electrode with 6 mm thick chequered plate cover | 6.00 | Nos. |  | 24000.00 | 144000.00 | 65000.00 | 390000.00 | 25000.00 | 150000.00 | 35000.00 | 210000.00 | 71662.50 | 429975.00 | 144000.00 | RAJ CONSTRUCTION
271.00 | Supply, installation, testing, commissioning of the complete earthing and lightning protection system, earth electrodes/ pit, earth main ring, earthing of electrical equipments, instrument panels, field instruments, process equipments and pipes/ flanges including all associated civil work with all material and labour as per specification and drawings approved by the Owner/Consultant.: Supply, installation, testing, commissioning of GI Strip (50X6) mm | 400.00 | Mtr |  | 360.00 | 144000.00 | 200.00 | 80000.00 | 100.00 | 40000.00 | 1050.00 | 420000.00 | 262.76 | 105104.00 | 40000.00 | NOPS INFRASTRUCTURE PVT. LTD.
272.00 | Installation, testing, commissioning of the complete earthing and lightning protection system, earth electrodes/ pit, earth main ring, earthing of electrical equipments, instrument panels, field instruments, process equipments and pipes/ flanges including all associated civil work with all material and labour as per specification and drawings approved by the Owner/Consultant.: Installation, testing, commissioning of free issued GI Strip (50X6) mm | 50.00 | Mtr |  | 60.00 | 3000.00 | 150.00 | 7500.00 | 400.00 | 20000.00 | 1050.00 | 52500.00 | 262.76 | 13138.00 | 3000.00 | RAJ CONSTRUCTION
273.00 | Supply, installation, testing, commissioning of the complete earthing and lightning protection system, earth electrodes/ pit, earth main ring, earthing of electrical equipments, instrument panels, field instruments, process equipments and pipes/ flanges including all associated civil work with all material and labour as per specification and drawings approved by the Owner/Consultant. Supply, installation, testing, commissioning of GI Strip (25X3) mm | 800.00 | Mtr |  | 312.00 | 249600.00 | 650.00 | 520000.00 | 350.00 | 280000.00 | 950.00 | 760000.00 | 200.66 | 160528.00 | 160528.00 | BRAHMANI DEVELOPERS PRIVATE LIMITED
274.00 | Installation, testing, commissioning of the complete earthing and lightning protection system, earth electrodes/ pit, earth main ring, earthing of electrical equipments, instrument panels, field instruments, process equipments and pipes/ flanges including all associated civil work with all material and labour as per specification and drawings approved by the Owner/Consultant. Installation, testing, commissioning of free issued GI Strip (25X3) mm | 150.00 | Mtr |  | 48.00 | 7200.00 | 50.00 | 7500.00 | 50.00 | 7500.00 | 99.00 | 14850.00 | 200.66 | 30099.00 | 7200.00 | RAJ CONSTRUCTION
275.00 | Supply, installation, testing, commissioning of the complete earthing and lightning protection system, earth electrodes/ pit, earth main ring, earthing of electrical equipments, instrument panels, field instruments, process equipments and pipes/ flanges including all associated civil work with all material and labour as per specification and drawings approved by the Owner/Consultant.: Supply, installation, testing, commissioning of Copper Strip (25X3) mm | 70.00 | Mtr |  | 840.00 | 58800.00 | 900.00 | 63000.00 | 1000.00 | 70000.00 | 99.00 | 6930.00 | 716.63 | 50164.10 | 6930.00 | Sarthak Contracts Pvt Ltd
276.00 | Installation, testing, commissioning of the complete earthing and lightning protection system, earth electrodes/ pit, earth main ring, earthing of electrical equipments, instrument panels, field instruments, process equipments and pipes/ flanges including all associated civil work with all material and labour as per specification and drawings approved by the Owner/Consultant.: Installation, testing, commissioning of free issued Copper Strip (25X3) mm | 30.00 | Mtr |  | 90.00 | 2700.00 | 60.00 | 1800.00 | 50.00 | 1500.00 | 99.00 | 2970.00 | 716.63 | 21498.90 | 1500.00 | NOPS INFRASTRUCTURE PVT. LTD.
277.00 | Supply, installation, testing, commissioning of the complete earthing and lightning protection system, earth electrodes/ pit, earth main ring, earthing of electrical equipments, instrument panels, field instruments, process equipments and pipes/ flanges including all associated civil work with all material and labour as per specification and drawings approved by the Owner/Consultant.: GI Wire (8mm- solid), Cu- wire rope (Min 8 mm dia solid) and all balance earthing material including copper strip (50 mm x 2 mm thick) jumper for flanges etc. as per the specification for all stations. | 1.00 | Lot |  | 12000.00 | 12000.00 | 20000.00 | 20000.00 | 15000.00 | 15000.00 | 175000.00 | 175000.00 | 71662.50 | 71662.50 | 12000.00 | RAJ CONSTRUCTION
278.00 | Supply, installation, testing, commissioning of the complete earthing and lightning protection system, earth electrodes/ pit, earth main ring, earthing of electrical equipments, instrument panels, field instruments, process equipments and pipes/ flanges including all associated civil work with all material and labour as per specification and drawings approved by the Owner/Consultant.: GI lightning rod 16 mm dia. 3000 mm long air termination road including supply of all mounting hardware (IEC 62305 approved) etc. complete as per approved drawings, specifications and directions of Engineer-In-Charge. | 4.00 | Set |  | 24000.00 | 96000.00 | 20000.00 | 80000.00 | 25000.00 | 100000.00 | 75000.00 | 300000.00 | 33442.50 | 133770.00 | 80000.00 | Baishnab Charan Nayak
279.00 | Supply, installation, testing, commissioning of the complete earthing and lightning protection system, earth electrodes/ pit, earth main ring, earthing of electrical equipments, instrument panels, field instruments, process equipments and pipes/ flanges including all associated civil work with all material and labour as per specification and drawings approved by the Owner/Consultant.: Supply, installation, testing, commissioning of Advance maintenance free earthing system with 3mtr earth electrode of low carbon steel with 250 micron copper coating with carbon based backfill compound (Resitivity of compound shall be less than 1 ohm-m) as per IS 3043/IEEE-80. | 15.00 | Nos. |  | 9600.00 | 144000.00 | 35000.00 | 525000.00 | 20000.00 | 300000.00 | 65000.00 | 975000.00 | 42997.50 | 644962.50 | 144000.00 | RAJ CONSTRUCTION
280.00 | Installation, testing, commissioning of the complete earthing and lightning protection system, earth electrodes/ pit, earth main ring, earthing of electrical equipments, instrument panels, field instruments, process equipments and pipes/ flanges including all associated civil work with all material and labour as per specification and drawings approved by the Owner/Consultant.: Installation, testing, commissioning of free issued Advance maintenance free earthing system with 3mtr earth electrode of low carbon steel with 250 micron copper coating with carbon based backfill compound (Resitivity of compound shall be less than 1 ohm-m) as per IS 3043/IEEE-80. | 3.00 | Nos. |  | 1200.00 | 3600.00 | 10000.00 | 30000.00 | 2000.00 | 6000.00 | 5000.00 | 15000.00 | 42997.50 | 128992.50 | 3600.00 | RAJ CONSTRUCTION
281.00 | Supply, laying, termination, testing and commissioning of 1.1kV grade XLPE insulated, PVC sheathed, FRLS power and control cables (conforming to IS:7098 and specification) of following sizes in trenches/ excavated under ground trench /trays, pulling through pipes and its proper sealing, cutting of paved area, roads etc.: Supply, laying, termination, testing and commissioning of cable of size 3.5x 120 mm2 A2XFY | 400.00 | Mtr. |  | 780.00 | 312000.00 | 1050.00 | 420000.00 | 1200.00 | 480000.00 | 2050.00 | 820000.00 | 1175.27 | 470108.00 | 312000.00 | RAJ CONSTRUCTION
282.00 | Supply, laying, termination, testing and commissioning of 1.1kV grade XLPE insulated, PVC sheathed, FRLS power and control cables (conforming to IS:7098 and specification) of following sizes in trenches/ excavated under ground trench /trays, pulling through pipes and its proper sealing, cutting of paved area, roads etc.: Supply, laying, termination, testing and commissioning of cable of size 3.5x 95 mm2 A2XFY | 50.00 | Mtr. |  | 660.00 | 33000.00 | 900.00 | 45000.00 | 1000.00 | 50000.00 | 2050.00 | 102500.00 | 940.21 | 47010.50 | 33000.00 | RAJ CONSTRUCTION
283.00 | Laying, termination, testing and commissioning of 1.1kV grade XLPE insulated, PVC sheathed, FRLS power and control cables (conforming to IS:7098 and specification) of following sizes in trenches/ excavated under ground trench /trays, pulling through pipes and its proper sealing, cutting of paved area, roads etc.: Laying, termination, testing and commissioning of free issued cable of size 3.5x 95 mm2 A2XFY | 215.00 | Mtr. |  | 60.00 | 12900.00 | 400.00 | 86000.00 | 50.00 | 10750.00 | 150.00 | 32250.00 | 940.21 | 202145.15 | 10750.00 | NOPS INFRASTRUCTURE PVT. LTD.
284.00 | Supply, laying, termination, testing and commissioning of 1.1kV grade XLPE insulated, PVC sheathed, FRLS power and control cables (conforming to IS:7098 and specification) of following sizes in trenches/ excavated under ground trench /trays, pulling through pipes and its proper sealing, cutting of paved area, roads etc.: Supply, laying, termination, testing and commissioning of cable of size 3.5x 70 mm2 A2XFY | 300.00 | Mtr. |  | 900.00 | 270000.00 | 700.00 | 210000.00 | 700.00 | 210000.00 | 1950.00 | 585000.00 | 745.29 | 223587.00 | 210000.00 | NOPS INFRASTRUCTURE PVT. LTD., Baishnab Charan Nayak
285.00 | Supply, laying, termination, testing and commissioning of 1.1kV grade XLPE insulated, PVC sheathed, FRLS power and control cables (conforming to IS:7098 and specification) of following sizes in trenches/ excavated under ground trench /trays, pulling through pipes and its proper sealing, cutting of paved area, roads etc.: Supply, laying, termination, testing and commissioning of cable of size 3.5x 35 mm2 A2XFY | 50.00 | Mtr. |  | 720.00 | 36000.00 | 500.00 | 25000.00 | 600.00 | 30000.00 | 1750.00 | 87500.00 | 577.12 | 28856.00 | 25000.00 | Baishnab Charan Nayak
286.00 | Laying, termination, testing and commissioning of 1.1kV grade XLPE insulated, PVC sheathed, FRLS power and control cables (conforming to IS:7098 and specification) of following sizes in trenches/ excavated under ground trench /trays, pulling through pipes and its proper sealing, cutting of paved area, roads etc.: Laying, termination, testing and commissioning of free issued cable of size 3.5x 35 mm2 A2XFY | 200.00 | Mtr. |  | 24.00 | 4800.00 | 400.00 | 80000.00 | 30.00 | 6000.00 | 150.00 | 30000.00 | 577.12 | 115424.00 | 4800.00 | RAJ CONSTRUCTION
287.00 | Supply, laying, termination, testing and commissioning of 1.1kV grade XLPE insulated, PVC sheathed, FRLS power and control cables (conforming to IS:7098 and specification) of following sizes in trenches/ excavated under ground trench /trays, pulling through pipes and its proper sealing, cutting of paved area, roads etc.: Supply, laying, termination, testing and commissioning of cable of size 3.5x 25 mm2 2XFY | 50.00 | Mtr. |  | 2160.00 | 108000.00 | 1280.00 | 64000.00 | 400.00 | 20000.00 | 2050.00 | 102500.00 | 1576.58 | 78829.00 | 20000.00 | NOPS INFRASTRUCTURE PVT. LTD.
288.00 | Laying, termination, testing and commissioning of 1.1kV grade XLPE insulated, PVC sheathed, FRLS power and control cables (conforming to IS:7098 and specification) of following sizes in trenches/ excavated under ground trench /trays, pulling through pipes and its proper sealing, cutting of paved area, roads etc.: Laying, termination, testing and commissioning of free issued cable of size 3.5x 25 mm2 2XFY | 200.00 | Mtr. |  | 24.00 | 4800.00 | 35.00 | 7000.00 | 50.00 | 10000.00 | 150.00 | 30000.00 | 1576.58 | 315316.00 | 4800.00 | RAJ CONSTRUCTION
289.00 | Supply, laying, termination, testing and commissioning of 1.1kV grade XLPE insulated, PVC sheathed, FRLS power and control cables (conforming to IS:7098 and specification) of following sizes in trenches/ excavated under ground trench /trays, pulling through pipes and its proper sealing, cutting of paved area, roads etc.: Supply, laying, termination, testing and commissioning of cable of size 4x 6 mm2 2XWY | 300.00 | Mtr. |  | 203.00 | 60900.00 | 450.00 | 135000.00 | 400.00 | 120000.00 | 1200.00 | 360000.00 | 536.03 | 160809.00 | 60900.00 | RAJ CONSTRUCTION
290.00 | Supply, laying, termination, testing and commissioning of 1.1kV grade XLPE insulated, PVC sheathed, FRLS power and control cables (conforming to IS:7098 and specification) of following sizes in trenches/ excavated under ground trench /trays, pulling through pipes and its proper sealing, cutting of paved area, roads etc.: Supply, laying, termination, testing and commissioning of cable of size 4x 4 mm2 2XWY | 100.00 | Mtr. |  | 480.00 | 48000.00 | 500.00 | 50000.00 | 300.00 | 30000.00 | 850.00 | 85000.00 | 668.85 | 66885.00 | 30000.00 | NOPS INFRASTRUCTURE PVT. LTD.
291.00 | Supply, laying, termination, testing and commissioning of 1.1kV grade XLPE insulated, PVC sheathed, FRLS power and control cables (conforming to IS:7098 and specification) of following sizes in trenches/ excavated under ground trench /trays, pulling through pipes and its proper sealing, cutting of paved area, roads etc.: Supply, laying, termination, testing and commissioning of cable of size 4x 2.5 mm2 2XWY | 1000.00 | Mtr. |  | 480.00 | 480000.00 | 1500.00 | 1500000.00 | 300.00 | 300000.00 | 699.00 | 699000.00 | 1719.90 | 1719900.00 | 300000.00 | NOPS INFRASTRUCTURE PVT. LTD.
292.00 | Laying, termination, testing and commissioning of 1.1kV grade XLPE insulated, PVC sheathed, FRLS power and control cables (conforming to IS:7098 and specification) of following sizes in trenches/ excavated under ground trench /trays, pulling through pipes and its proper sealing, cutting of paved area, roads etc.: Laying, termination, testing and commissioning of free issued cable of size 4x 2.5 mm2 2XWY | 750.00 | Mtr. |  | 24.00 | 18000.00 | 200.00 | 150000.00 | 20.00 | 15000.00 | 50.00 | 37500.00 | 1719.90 | 1289925.00 | 15000.00 | NOPS INFRASTRUCTURE PVT. LTD.
293.00 | Supply, laying, termination, testing and commissioning of 1.1kV grade XLPE insulated, PVC sheathed, FRLS power and control cables (conforming to IS:7098 and specification) of following sizes in trenches/ excavated under ground trench /trays, pulling through pipes and its proper sealing, cutting of paved area, roads etc.: Supply, laying, termination, testing and commissioning of cable of size 2x 4 mm2 2XWY | 50.00 | Mtr. |  | 420.00 | 21000.00 | 4000.00 | 200000.00 | 250.00 | 12500.00 | 650.00 | 32500.00 | 255.11 | 12755.50 | 12500.00 | NOPS INFRASTRUCTURE PVT. LTD.
294.00 | Laying, termination, testing and commissioning of 1.1kV grade XLPE insulated, PVC sheathed, FRLS power and control cables (conforming to IS:7098 and specification) of following sizes in trenches/ excavated under ground trench /trays, pulling through pipes and its proper sealing, cutting of paved area, roads etc.: Laying, termination, testing and commissioning of free issued cable of size 2x 4 mm2 2XWY | 200.00 | Mtr. |  | 24.00 | 4800.00 | 350.00 | 70000.00 | 20.00 | 4000.00 | 50.00 | 10000.00 | 255.11 | 51022.00 | 4000.00 | NOPS INFRASTRUCTURE PVT. LTD.
295.00 | Supply, laying, termination, testing and commissioning of 1.1kV grade XLPE insulated, PVC sheathed, FRLS power and control cables (conforming to IS:7098 and specification) of following sizes in trenches/ excavated under ground trench /trays, pulling through pipes and its proper sealing, cutting of paved area, roads etc.: 2.5 Sqmm Flame Retardant Low smoke(FRLSH) PVC Insulated Building wire | 450.00 | Mtr. |  | 780.00 | 351000.00 | 50.00 | 22500.00 | 100.00 | 45000.00 | 850.00 | 382500.00 | 2156.00 | 970200.00 | 22500.00 | Baishnab Charan Nayak
296.00 | Supply, laying, termination, testing and commissioning of 1.1kV grade XLPE insulated, PVC sheathed, FRLS power and control cables (conforming to IS:7098 and specification) of following sizes in trenches/ excavated under ground trench /trays, pulling through pipes and its proper sealing, cutting of paved area, roads etc.: 4 Sqmm Flame Retardant Low smoke(FRLSH) PVC Insulated Building wire | 350.00 | Mtr. |  | 960.00 | 336000.00 | 200.00 | 70000.00 | 100.00 | 35000.00 | 850.00 | 297500.00 | 1666.00 | 583100.00 | 35000.00 | NOPS INFRASTRUCTURE PVT. LTD.
297.00 | Supply, laying, termination, testing and commissioning of 1.1kV grade XLPE insulated, PVC sheathed, FRLS power and control cables (conforming to IS:7098 and specification) of following sizes in trenches/ excavated under ground trench /trays, pulling through pipes and its proper sealing, cutting of paved area, roads etc.: 6 Sqmm Flame Retardant Low smoke(FRLSH) PVC Insulated Building wire | 350.00 | Mtr. |  | 960.00 | 336000.00 | 650.00 | 227500.00 | 110.00 | 38500.00 | 850.00 | 297500.00 | 1862.00 | 651700.00 | 38500.00 | NOPS INFRASTRUCTURE PVT. LTD.
298.00 | Supply, installation, testing, commissioning of lighting fixtures complete with mounting bracket, flame proof/non flame proof, control gear box as per the type of fixture, lamps, 4 way junction boxes etc. including civil work with pipe inserts for cables and connecting work, with all material and labour as per specifications, drawings and instruction of Engineer-in-charge. Work to be completed in all respects.: Street lighting, integral flame proof well glass fixture (CMIFR approved for Zone-1/2 gas group IIA & IIB) with 72 W LED luminaire with flame proof control gear Model no. FLPW-1095 of Baliga make or equivalent) | 15.00 | Nos. |  | 24000.00 | 360000.00 | 8000.00 | 120000.00 | 12500.00 | 187500.00 | 36000.00 | 540000.00 | 8121.75 | 121826.25 | 120000.00 | Baishnab Charan Nayak
299.00 | Installation, testing, commissioning of free issued lighting fixtures complete with mounting bracket, flame proof/non flame proof, control gear box as per the type of fixture, lamps, 4 way junction boxes etc. including civil work with pipe inserts for cables and connecting work, with all material and labour as per specifications, drawings and instruction of Engineer-in-charge. Work to be completed in all respects.: Street lighting, integral flame proof well glass fixture (CMIFR approved for Zone-1/2 gas group IIA & IIB) with 72 W LED luminaire with flame proof control gear Model no. FLPW-1095 of Baliga make or equivalent) | 3.00 | Nos. |  | 120.00 | 360.00 | 3500.00 | 10500.00 | 1000.00 | 3000.00 | 1500.00 | 4500.00 | 8121.75 | 24365.25 | 360.00 | RAJ CONSTRUCTION
300.00 | Supply, installation, testing, commissioning of lighting fixtures complete with mounting bracket, flame proof/non flame proof, control gear box as per the type of fixture, lamps, 4 way junction boxes etc. including civil work with pipe inserts for cables and connecting work, with all material and labour as per specifications, drawings and instruction of Engineer-in-charge. Work to be completed in all respects.: Street lighting Non flame proof luminaire (lighting fixture : Type LSTP-45-CDL of M/s CG make or equivalent, with 45W LED). | 8.00 | Nos. |  | 16800.00 | 134400.00 | 8000.00 | 64000.00 | 7500.00 | 60000.00 | 28500.00 | 228000.00 | 4299.75 | 34398.00 | 34398.00 | BRAHMANI DEVELOPERS PRIVATE LIMITED
301.00 | Supply, installation, testing, commissioning of lighting fixtures complete with mounting bracket, flame proof/non flame proof, control gear box as per the type of fixture, lamps, 4 way junction boxes etc. including civil work with pipe inserts for cables and connecting work, with all material and labour as per specifications, drawings and instruction of Engineer-in-charge. Work to be completed in all respects.: Non flame proof Integral flood lighting fixture (for 72W LED) on building/ structure/pole, lighting fixture type : LSFN-72-CDL of M/s CG make or equivalent | 4.00 | Nos. |  | 6000.00 | 24000.00 | 8500.00 | 34000.00 | 1000.00 | 4000.00 | 32500.00 | 130000.00 | 9555.98 | 38223.92 | 4000.00 | NOPS INFRASTRUCTURE PVT. LTD.
302.00 | Supply, installation, testing, commissioning of lighting fixtures complete with mounting bracket, flame proof/non flame proof, control gear box as per the type of fixture, lamps, 4 way junction boxes etc. including civil work with pipe inserts for cables and connecting work, with all material and labour as per specifications, drawings and instruction of Engineer-in-charge. Work to be completed in all respects.: Flame proof Integral flood lighting fixture (for 150W LED) on building/ structure/pole, lighting fixture type : FLPW-2595 of M/s Baliga make or equivalent | 4.00 | Nos. |  | 12000.00 | 48000.00 | 10500.00 | 42000.00 | 15000.00 | 60000.00 | 32500.00 | 130000.00 | 11760.00 | 47040.00 | 42000.00 | Baishnab Charan Nayak
303.00 | Supply, installation, testing, commissioning of lighting fixtures complete with mounting bracket, flame proof/non flame proof, control gear box as per the type of fixture, lamps, 4 way junction boxes etc. including civil work with pipe inserts for cables and connecting work, with all material and labour as per specifications, drawings and instruction of Engineer-in-charge. Work to be completed in all respects.: Non flame proof bracket mounted integral LED lighting fixture on building/ structure, lighting fixture type : LSTP-45-CDL of M/s CG make or equivalent | 4.00 | Nos. |  | 6000.00 | 24000.00 | 5000.00 | 20000.00 | 10000.00 | 40000.00 | 32500.00 | 130000.00 | 118763.75 | 475055.00 | 20000.00 | Baishnab Charan Nayak
304.00 | Supply, installation, testing, commissioning of lighting fixtures complete with mounting bracket, flame proof/non flame proof, control gear box as per the type of fixture, lamps, 4 way junction boxes etc. including civil work with pipe inserts for cables and connecting work, with all material and labour as per specifications, drawings and instruction of Engineer-in-charge. Work to be completed in all respects.: Electric Illuminated Station detail board (6ftx3ft) alongwith mounting structure (Station detail will be decided in detail engineering). | 2.00 | Nos. |  | 24000.00 | 48000.00 | 65500.00 | 131000.00 | 50000.00 | 100000.00 | 175000.00 | 350000.00 | 71731.10 | 143462.20 | 48000.00 | RAJ CONSTRUCTION
305.00 | Supply, installation, testing, commissioning of lighting fixtures complete with mounting bracket, flame proof/non flame proof, control gear box as per the type of fixture, lamps, 4 way junction boxes etc. including civil work with pipe inserts for cables and connecting work, with all material and labour as per specifications, drawings and instruction of Engineer-in-charge. Work to be completed in all respects.: Street lighting pole 6mtr high GI octagonal pole (Type BOP-6030 of Bajaj make or equivalent) complete with bracket, GI clamps, FLP Cable glands, flame proof & weather proof (IP-55) junction boxes (4 way) as per standard drawing (MEC/SD/05/E9/77/04) & specification (MEC/TS/05/E9/077B). | 30.00 | Nos. |  | 30000.00 | 900000.00 | 9500.00 | 285000.00 | 20000.00 | 600000.00 | 75000.00 | 2250000.00 | 9555.00 | 286650.00 | 285000.00 | Baishnab Charan Nayak
306.00 | Supply, installation, testing, commissioning of lighting fixtures complete with mounting bracket, flame proof/non flame proof, control gear box as per the type of fixture, lamps, 4 way junction boxes etc. including civil work with pipe inserts for cables and connecting work, with all material and labour as per specifications, drawings and instruction of Engineer-in-charge. Work to be completed in all respects.: High Mast Lighting system on 20m high pole consisting for 8 nos. of lighting fixtures (200W LED Lamp Type LFLN-120-CDL/60 of CG make or equivalent) & FLP type Feeder Pillar panel as per standard datasheet No. MEC/DS/05/E9/077A. | 1.00 | Nos. |  | 540000.00 | 540000.00 | 1500000.00 | 1500000.00 | 1200000.00 | 1200000.00 | 900000.00 | 900000.00 | 7166250.00 | 7166250.00 | 540000.00 | RAJ CONSTRUCTION
307.00 | Erection, testing & commissioning of free issued Outdoor type dust & weather proof sheet steel (2 mm thick) enclosed MCCB of following rating for mounting on wall or pedestal. 250A, 415V, 3 Pole & Neutral AC-23 duty and suitable for termination of 3.5 x 120 sq.mm A2XFY cable on incomer terminals and outgoing terminals. | 1.00 | Nos. |  | 600.00 | 600.00 | 10000.00 | 10000.00 | 75000.00 | 75000.00 | 7500.00 | 7500.00 | 33452.30 | 33452.30 | 600.00 | RAJ CONSTRUCTION
308.00 | Supply, Installation, testing & commissioning of point wiring as per details in construction drawing & specification includes PVC conduits in ceiling, complete wiring including flexible wire (FRLSH PVC), switch boxes & switches (ANCHOR ROMA make or equivalent), Multi strand Flexible FRLSH PVC insulated copper conductor wires/cables for following items (Wiring from DB to Switchboard is included in the point wiring)- : Surface/ recess mounted LED light fixrure with LED lamp (type LCTL-18 -CDL of CG make or equivalent). | 170.00 | Nos. |  | 8400.00 | 1428000.00 | 2700.00 | 459000.00 | 2000.00 | 340000.00 | 23500.00 | 3995000.00 | 2866.50 | 487305.00 | 340000.00 | NOPS INFRASTRUCTURE PVT. LTD.
309.00 | Supply, Installation, testing & commissioning of point wiring as per details in construction drawing & specification includes PVC conduits in ceiling, complete wiring including flexible wire (FRLSH PVC), switch boxes & switches (ANCHOR ROMA make or equivalent), Multi strand Flexible FRLSH PVC insulated copper conductor wires/cables for following items (Wiring from DB to Switchboard is included in the point wiring)- : Industrial Flame proof fluorescent lamp fitting with LED lamp (type EXTN2LT8-20 of CG make or equivalent). | 7.00 | Nos. |  | 15600.00 | 109200.00 | 12000.00 | 84000.00 | 5000.00 | 35000.00 | 32500.00 | 227500.00 | 12972.75 | 90809.25 | 35000.00 | NOPS INFRASTRUCTURE PVT. LTD.
310.00 | Supply, Installation, testing & commissioning of point wiring as per details in construction drawing & specification includes PVC conduits in ceiling, complete wiring including flexible wire (FRLSH PVC), switch boxes & switches (ANCHOR ROMA make or equivalent), Multi strand Flexible FRLSH PVC insulated copper conductor wires/cables for following items (Wiring from DB to Switchboard is included in the point wiring)- : Integral LED Post top lantern Non flame proof luminaire (lighting fixture : Type LPTO-40/CDL of M/s CG make or equivalent on post top at Main Enterance gate of station with all mounting aggangements. | 4.00 | Nos. |  | 21600.00 | 86400.00 | 8000.00 | 32000.00 | 10000.00 | 40000.00 | 23500.00 | 94000.00 | 14810.25 | 59241.00 | 32000.00 | Baishnab Charan Nayak
311.00 | Supply, Installation, testing & commissioning of point wiring as per details in construction drawing & specification includes PVC conduits in ceiling, complete wiring including flexible wire (FRLSH PVC), switch boxes & switches (ANCHOR ROMA make or equivalent), Multi strand Flexible FRLSH PVC insulated copper conductor wires/cables for following items (Wiring from DB to Switchboard is included in the point wiring)- : Exhaust fan (Industrial type 300 mm sweep) with louvers,950 rpm,55watt. | 11.00 | Nos. |  | 7200.00 | 79200.00 | 5000.00 | 55000.00 | 7500.00 | 82500.00 | 12500.00 | 137500.00 | 6210.75 | 68318.25 | 55000.00 | Baishnab Charan Nayak
312.00 | Supply, Installation, testing & commissioning of point wiring as per details in construction drawing & specification includes PVC conduits in ceiling, complete wiring including flexible wire (FRLSH PVC), switch boxes & switches (ANCHOR ROMA make or equivalent), Multi strand Flexible FRLSH PVC insulated copper conductor wires/cables for following items (Wiring from DB to Switchboard is included in the point wiring)- : Exhaust fan (Industrial type 450 mm sweep) with louvers,950 rpm,145watt. | 3.00 | Nos. |  | 7200.00 | 21600.00 | 5200.00 | 15600.00 | 9000.00 | 27000.00 | 12500.00 | 37500.00 | 6210.75 | 18632.25 | 15600.00 | Baishnab Charan Nayak
313.00 | Supply, Installation, testing & commissioning of point wiring as per details in construction drawing & specification includes PVC conduits in ceiling, complete wiring including flexible wire (FRLSH PVC), switch boxes & switches (ANCHOR ROMA make or equivalent), Multi strand Flexible FRLSH PVC insulated copper conductor wires/cables for following items (Wiring from DB to Switchboard is included in the point wiring)- : Flame Proof (CMIFR approved) 12" Exhaust Fan.0.25HP motor,1440 rpm. (Preferred Make: Baliga, FCG, CGL, Prompt) | 4.00 | Nos. |  | 18000.00 | 72000.00 | 6100.00 | 24400.00 | 5000.00 | 20000.00 | 37500.00 | 150000.00 | 5733.00 | 22932.00 | 20000.00 | NOPS INFRASTRUCTURE PVT. LTD.
314.00 | Supply, Installation, testing & commissioning of point wiring as per details in construction drawing & specification includes PVC conduits in ceiling, complete wiring including flexible wire (FRLSH PVC), switch boxes & switches (ANCHOR ROMA make or equivalent), Multi strand Flexible FRLSH PVC insulated copper conductor wires/cables for following items (Wiring from DB to Switchboard is included in the point wiring)- : Socket outlet (5/15 Amp combination) of ANCHOR ROMA make or equivalent | 35.00 | Nos. |  | 1200.00 | 42000.00 | 680.00 | 23800.00 | 1500.00 | 52500.00 | 6500.00 | 227500.00 | 764.40 | 26754.00 | 23800.00 | Baishnab Charan Nayak
315.00 | Supply, Installation, testing & commissioning of point wiring as per details in construction drawing & specification includes PVC conduits in ceiling, complete wiring including flexible wire (FRLSH PVC), switch boxes & switches (ANCHOR ROMA make or equivalent), Multi strand Flexible FRLSH PVC insulated copper conductor wires/cables for following items (Wiring from DB to Switchboard is included in the point wiring)- : 20 Amp sheet steel enclosed industrial type socket with 20 Amp DP MCB for AC. | 10.00 | Nos. |  | 3180.00 | 31800.00 | 2200.00 | 22000.00 | 1000.00 | 10000.00 | 6500.00 | 65000.00 | 2388.75 | 23887.50 | 10000.00 | NOPS INFRASTRUCTURE PVT. LTD.
316.00 | Installation, testing & commissioning of point wiring as per details in construction drawing & specification includes PVC conduits in ceiling, complete wiring including flexible wire (FRLSH PVC), switch boxes & switches (ANCHOR ROMA make or equivalent), Multi strand Flexible FRLSH PVC insulated copper conductor wires/cables for following items (Wiring from DB to Switchboard is included in the point wiring)- : Free issued 20 Amp sheet steel enclosed industrial type socket with 20 Amp DP MCB for AC. | 2.00 | Nos. |  | 60.00 | 120.00 | 600.00 | 1200.00 | 2500.00 | 5000.00 | 2500.00 | 5000.00 | 2388.75 | 4777.50 | 120.00 | RAJ CONSTRUCTION
317.00 | Supply, Installation, testing & commissioning of point wiring as per details in construction drawing & specification includes PVC conduits in ceiling, complete wiring including flexible wire (FRLSH PVC), switch boxes & switches (ANCHOR ROMA make or equivalent), Multi strand Flexible FRLSH PVC insulated copper conductor wires/cables for following items (Wiring from DB to Switchboard is included in the point wiring)- : Ceiling fan with electronic regulator ( Energy efficent, 50W, 1200 mm sweep) | 4.00 | Nos. |  | 4200.00 | 16800.00 | 2300.00 | 9200.00 | 2000.00 | 8000.00 | 9500.00 | 38000.00 | 2388.75 | 9555.00 | 8000.00 | NOPS INFRASTRUCTURE PVT. LTD.
318.00 | Supply, Installation, testing & commissioning of point wiring as per details in construction drawing & specification includes PVC conduits in ceiling, complete wiring including flexible wire (FRLSH PVC), switch boxes & switches (ANCHOR ROMA make or equivalent), Multi strand Flexible FRLSH PVC insulated copper conductor wires/cables for following items (Wiring from DB to Switchboard is included in the point wiring)- : Wall mounted fan with electronic regulator ( Energy efficent, 50W, 400 mm sweep, 1300 rpm) etc complete in all respect for wall mounting | 12.00 | Nos. |  | 4800.00 | 57600.00 | 2200.00 | 26400.00 | 5000.00 | 60000.00 | 11500.00 | 138000.00 | 3344.25 | 40131.00 | 26400.00 | Baishnab Charan Nayak
319.00 | Supply, Installation, testing and commissioning of Junction Boxes : IP-55 weather proof, structure/surface mounted junction box with canopy with 4 Sqmm terminals, cable glands & all other accessories required for termination of cables (4Way). | 4.00 | Nos. |  | 10800.00 | 43200.00 | 25000.00 | 100000.00 | 1000.00 | 4000.00 | 8500.00 | 34000.00 | 66640.00 | 266560.00 | 4000.00 | NOPS INFRASTRUCTURE PVT. LTD.
320.00 | Supply, Installation, testing and commissioning of Junction Boxes : FLP, IP-55 weather proof, structure/surface mounted junction box with 4 Sqmm terminals with cable glands & all other accessories required for termination of cables (2Way). | 4.00 | Nos. |  | 7200.00 | 28800.00 | 25000.00 | 100000.00 | 1500.00 | 6000.00 | 8500.00 | 34000.00 | 63700.00 | 254800.00 | 6000.00 | NOPS INFRASTRUCTURE PVT. LTD.
321.00 | Supply, Installation, testing and commissioning of latest model (5 stars BEE certified inverter AC) min 1.8 T industrial split AC complete with remote, 5 KVA stablizer, 8 Hr timer, MS Stand for outdoor unit etc. | 10.00 | Nos. |  | 96000.00 | 960000.00 | 110000.00 | 1100000.00 | 500.00 | 5000.00 | 165000.00 | 1650000.00 | 114660.00 | 1146600.00 | 5000.00 | NOPS INFRASTRUCTURE PVT. LTD.
322.00 | Installation, testing and commissioning of free issued latest model (5 stars BEE certified inverter AC) min 1.8 T industrial split AC complete with remote, 5 KVA stablizer, 8 Hr timer, MS Stand for outdoor unit etc. | 2.00 | Nos. |  | 1200.00 | 2400.00 | 110000.00 | 220000.00 | 100.00 | 200.00 | 2500.00 | 5000.00 | 114660.00 | 229320.00 | 200.00 | NOPS INFRASTRUCTURE PVT. LTD.
323.00 | Supply, erection and commissioning of Flame proof type 63 Amp. Welding socket | 3.00 | Nos. |  | 18000.00 | 54000.00 | 950.00 | 2850.00 | 500.00 | 1500.00 | 18500.00 | 55500.00 | 3221.75 | 9665.25 | 1500.00 | NOPS INFRASTRUCTURE PVT. LTD.
324.00 | Supply of flame proof type portable type emergency light fed by a self- contained SMF battery and charger operating on input supply 240 V AC. (Preferred make: Sudhir or equivalent) | 2.00 | Nos. |  | 10800.00 | 21600.00 | 12000.00 | 24000.00 | 500.00 | 1000.00 | 18500.00 | 37000.00 | 11943.75 | 23887.50 | 1000.00 | NOPS INFRASTRUCTURE PVT. LTD.
325.00 | Supply and laying of following sizes of class 'B' G.I.Pipe in required length fixed on steel, concrete or similar sructure, laid in trenches, ready to be buried in concrete including cutting, threading, bending and similar works, supply of clamps, small iron structures, spacers and installation of seats, plugs, bushings etc. small civil works, including all labour and materials complete as per approved drawings and directions of Engineer-In-Charge. : 50 mm NB | 100.00 | Mtr. |  | 840.00 | 84000.00 | 700.00 | 70000.00 | 600.00 | 60000.00 | 1600.00 | 160000.00 | 764.40 | 76440.00 | 60000.00 | NOPS INFRASTRUCTURE PVT. LTD.
326.00 | Supply and laying of following sizes of class 'B' G.I.Pipe in required length fixed on steel, concrete or similar sructure, laid in trenches, ready to be buried in concrete including cutting, threading, bending and similar works, supply of clamps, small iron structures, spacers and installation of seats, plugs, bushings etc. small civil works, including all labour and materials complete as per approved drawings and directions of Engineer-In-Charge. : 80 mm NB | 100.00 | Mtr. |  | 1080.00 | 108000.00 | 500.00 | 50000.00 | 800.00 | 80000.00 | 2000.00 | 200000.00 | 859.95 | 85995.00 | 50000.00 | Baishnab Charan Nayak
327.00 | Supply and laying of following sizes of class 'B' G.I.Pipe in required length fixed on steel, concrete or similar sructure, laid in trenches, ready to be buried in concrete including cutting, threading, bending and similar works, supply of clamps, small iron structures, spacers and installation of seats, plugs, bushings etc. small civil works, including all labour and materials complete as per approved drawings and directions of Engineer-In-Charge. : 100 mm NB | 100.00 | Mtr. |  | 1440.00 | 144000.00 | 1500.00 | 150000.00 | 1200.00 | 120000.00 | 2400.00 | 240000.00 | 945.95 | 94595.00 | 94595.00 | BRAHMANI DEVELOPERS PRIVATE LIMITED
328.00 | Supply, Installation, Erection of following Hot Dip Galvanized Ladder/Perforated Type cable trays (as per IS 2629) including bends, tee, crosses,horizontal and vertical splices etc. as required including supply of all G.I hardwares, all labour and material as required as per standard drawings, specification and direction of Engineer-in-charge Ladder type, made from 50mm height and 2.5 mm thick sheet steel & galvanized (86 microns) of following sizes.: 150 mm wide | 100.00 | Mtr. |  | 900.00 | 90000.00 | 600.00 | 60000.00 | 1500.00 | 150000.00 | 950.00 | 95000.00 | 621.08 | 62108.00 | 60000.00 | Baishnab Charan Nayak
329.00 | Supply, Installation, Erection of following Hot Dip Galvanized Ladder/Perforated Type cable trays (as per IS 2629) including bends, tee, crosses,horizontal and vertical splices etc. as required including supply of all G.I hardwares, all labour and material as required as per standard drawings, specification and direction of Engineer-in-charge Ladder type, made from 50mm height and 2.5 mm thick sheet steel & galvanized (86 microns) of following sizes.: 300 mm wide | 200.00 | Mtr. |  | 1320.00 | 264000.00 | 700.00 | 140000.00 | 1500.00 | 300000.00 | 1150.00 | 230000.00 | 716.63 | 143326.00 | 140000.00 | Baishnab Charan Nayak
330.00 | Supply, Installation, Erection of following Hot Dip Galvanized Ladder/Perforated Type cable trays (as per IS 2629) including bends, tee, crosses,horizontal and vertical splices etc. as required including supply of all G.I hardwares, all labour and material as required as per standard drawings, specification and direction of Engineer-in-charge Perforated type, made from 50mm height and 2.5 mm thick sheet steel & galvanized (86 microns) of following sizes.: 150mm wide | 100.00 | Mtr. |  | 900.00 | 90000.00 | 400.00 | 40000.00 | 2000.00 | 200000.00 | 1150.00 | 115000.00 | 382.20 | 38220.00 | 38220.00 | BRAHMANI DEVELOPERS PRIVATE LIMITED
331.00 | Supply, Installation, Erection of following Hot Dip Galvanized Ladder/Perforated Type cable trays (as per IS 2629) including bends, tee, crosses,horizontal and vertical splices etc. as required including supply of all G.I hardwares, all labour and material as required as per standard drawings, specification and direction of Engineer-in-charge Perforated type, made from 50mm height and 2.5 mm thick sheet steel & galvanized (86 microns) of following sizes.: 300mm wide | 200.00 | Mtr. |  | 1320.00 | 264000.00 | 500.00 | 100000.00 | 2200.00 | 440000.00 | 1150.00 | 230000.00 | 477.75 | 95550.00 | 95550.00 | BRAHMANI DEVELOPERS PRIVATE LIMITED
332.00 | Erection Material : Supply, Fabrication and errection of MS base frame support for switch gear and bracket for misc. electrical equipment, cable and cable tray support out of roled MS section,pipes,plates etc including welding, bolting, reveting, supply of necessary anchor bolts and grouting etc supply of paints applying one coat of anti rust primer two finish coats of approved synthetic enamel paints including bracking walls, floors etc for structure as required including supply of all GI hardware materials including all labour and materials complete as required and the direction of Engineer-in-charge for all stations. | 1.00 | Lot |  | 240000.00 | 240000.00 | 70000.00 | 70000.00 | 25000.00 | 25000.00 | 175000.00 | 175000.00 | 71662.50 | 71662.50 | 25000.00 | NOPS INFRASTRUCTURE PVT. LTD.
333.00 | Supply and installation of the following including the supply of necessary clamp, bolts, rawl plugs etc. breaking and making good of walls, if required , and including all labour and materials complete as per directions of Engineer-In-Charge, applicable standards and Indian Electricity rules. : Shock hazard charts complete with frame and glass | 2.00 | Nos. |  | 4800.00 | 9600.00 | 22000.00 | 44000.00 | 2000.00 | 4000.00 | 8500.00 | 17000.00 | 23887.50 | 47775.00 | 4000.00 | NOPS INFRASTRUCTURE PVT. LTD.
334.00 | Supply and installation of the following including the supply of necessary clamp, bolts, rawl plugs etc. breaking and making good of walls, if required , and including all labour and materials complete as per directions of Engineer-In-Charge, applicable standards and Indian Electricity rules. : First Aid Boxes | 2.00 | Nos. |  | 6000.00 | 12000.00 | 7000.00 | 14000.00 | 5000.00 | 10000.00 | 6500.00 | 13000.00 | 8217.30 | 16434.60 | 10000.00 | NOPS INFRASTRUCTURE PVT. LTD.
335.00 | Supply and installation of the following including the supply of necessary clamp, bolts, rawl plugs etc. breaking and making good of walls, if required , and including all labour and materials complete as per directions of Engineer-In-Charge, applicable standards and Indian Electricity rules. : Carbon-di-oxide(CO2) type fire extinguisher 4.5 Kg capacity Complete with gunmetal valve conforming to IS : 3224 With ISI mark , Discharge horn with bend & wall fixing Bracket With Mfg. Test certificate | 4.00 | Nos. |  | 18000.00 | 72000.00 | 40500.00 | 162000.00 | 7500.00 | 30000.00 | 12500.00 | 50000.00 | 42997.50 | 171990.00 | 30000.00 | NOPS INFRASTRUCTURE PVT. LTD.
336.00 | Supply and installation of the following including the supply of necessary clamp, bolts, rawl plugs etc. breaking and making good of walls, if required , and including all labour and materials complete as per directions of Engineer-In-Charge, applicable standards and Indian Electricity rules. : Caution boards (Danger, High Volatage) including supply of necessary clamps, bolts and other hardware. | 2.00 | Nos. |  | 4800.00 | 9600.00 | 22500.00 | 45000.00 | 1500.00 | 3000.00 | 6500.00 | 13000.00 | 23887.50 | 47775.00 | 3000.00 | NOPS INFRASTRUCTURE PVT. LTD.
337.00 | Supply and installation of the following including the supply of necessary clamp, bolts, rawl plugs etc. breaking and making good of walls, if required , and including all labour and materials complete as per directions of Engineer-In-Charge, applicable standards and Indian Electricity rules. : Single Line Diagram complete in glass frame. | 2.00 | Nos. |  | 8400.00 | 16800.00 | 15000.00 | 30000.00 | 7500.00 | 15000.00 | 6500.00 | 13000.00 | 16721.25 | 33442.50 | 13000.00 | Sarthak Contracts Pvt Ltd
338.00 | Supply of Tools and Instrument as per Annexure -A of scope of work. | 1.00 | Lot |  | 90000.00 | 90000.00 | 145000.00 | 145000.00 | 12000.00 | 12000.00 | 125000.00 | 125000.00 | 143325.00 | 143325.00 | 12000.00 | NOPS INFRASTRUCTURE PVT. LTD.
339.00 | Supply and laying of Insulating Mats 11kV grade (as per IS:15652 - 2006) of 1000mm width, required for maintenance of electrical equipment in substation as required including cutting to required shape in running length and including all labour and materials etc. complete and as per directions of Engineer-In-Charge as per applicable Indian or International standards and Indian Electricity Rules. | 80.00 | Mtr. |  | 6000.00 | 480000.00 | 2250.00 | 180000.00 | 2000.00 | 160000.00 | 6500.00 | 520000.00 | 2388.75 | 191100.00 | 160000.00 | NOPS INFRASTRUCTURE PVT. LTD.
340.00 | Supply and installation of electrical accessories including, cable tags, cable marker, MCT blocks of suitable size for cable entry in Electrical rooms/building, nickle plated lugs, double compressed brass cable glands,brass adaptar/reducers/nipples, fixing of metallic anchor fasteners for supporting of cable trays and misc. electrical switchgear including all labour and materials complete as required and as per directions of Engineer-In-Charge for all stations. | 1.00 | Lot |  | 90000.00 | 90000.00 | 135000.00 | 135000.00 | 25000.00 | 25000.00 | 75000.00 | 75000.00 | 143325.00 | 143325.00 | 25000.00 | NOPS INFRASTRUCTURE PVT. LTD.
341.00 | Supply, Installation, testing and commisisoning of telephone sockets (Piano reed Type) in recess PVC conduit including PVC conduit,telephone socket,cable,accessories etc as required. | 23.00 | Nos. |  | 3600.00 | 82800.00 | 3300.00 | 75900.00 | 1000.00 | 23000.00 | 3000.00 | 69000.00 | 3344.25 | 76917.75 | 23000.00 | NOPS INFRASTRUCTURE PVT. LTD.
342.00 | Supply, Installation, testing and commisisoning of LAN sockets (Piano reed Type) in recess PVC conduit including PVC conduit,telephone socket,cable,accessories etc as required. | 20.00 | Nos. |  | 4200.00 | 84000.00 | 3100.00 | 62000.00 | 500.00 | 10000.00 | 3000.00 | 60000.00 | 3105.38 | 62107.60 | 10000.00 | NOPS INFRASTRUCTURE PVT. LTD.
343.00 | Supply, Installation, testing and commisisoning of 10 pairs,0.61mm, jelly filled/aerial self supporting armoured Telephone Cable, including accessories etc as required. | 300.00 | Mtr. |  | 600.00 | 180000.00 | 120.00 | 36000.00 | 50.00 | 15000.00 | 650.00 | 195000.00 | 119.43 | 35829.00 | 15000.00 | NOPS INFRASTRUCTURE PVT. LTD.
344.00 | Supply, Installation, testing and commisisoning of 2 pairs,0.5mm, self supporting unarmoured Telephone Cable, including accessories etc as required. | 300.00 | Mtr. |  | 240.00 | 72000.00 | 600.00 | 180000.00 | 50.00 | 15000.00 | 550.00 | 165000.00 | 119.43 | 35829.00 | 15000.00 | NOPS INFRASTRUCTURE PVT. LTD.
345.00 | Supply, Installation, testing and commisisoning of UTP cable (CAT 6), Make : D Link/Amp/Lucent | 300.00 | Mtr. |  | 600.00 | 180000.00 | 105.00 | 31500.00 | 50.00 | 15000.00 | 450.00 | 135000.00 | 105.11 | 31533.00 | 15000.00 | NOPS INFRASTRUCTURE PVT. LTD.
346.00 | Supply, Installation, testing and commisisoning of Main Distribution Frame - 20 pair | 2.00 | Nos. |  | 8400.00 | 16800.00 | 3200.00 | 6400.00 | 100.00 | 200.00 | 17500.00 | 35000.00 | 3057.60 | 6115.20 | 200.00 | NOPS INFRASTRUCTURE PVT. LTD.
347.00 | Supply, Installation, testing and commisisoning of Manged LAN switch with single incomer and 8 nos out going port complete in all respect. | 1.00 | Nos. |  | 2400.00 | 2400.00 | 3800.00 | 3800.00 | 200.00 | 200.00 | 17500.00 | 17500.00 | 3822.00 | 3822.00 | 200.00 | NOPS INFRASTRUCTURE PVT. LTD.
348.00 | Supply, Installation, testing and commisisoning of Managed LAN switch with single incomer and 16 nos out going port complete in all respect. | 1.00 | Nos. |  | 4800.00 | 4800.00 | 4000.00 | 4000.00 | 200.00 | 200.00 | 17500.00 | 17500.00 | 3822.00 | 3822.00 | 200.00 | NOPS INFRASTRUCTURE PVT. LTD.
349.00 | Burried Trench : Excavation to required width and depth (in all types of soil including rock cutting, jungle / debris clearing whever required along the cable route) filling with 150 mm sand above and below cables and good quality approved bricks (75 mm thick) covering the cables through out the trench, back filling (after cable laying), and finally compacting as per tender specification and approved drawings, including one run of warning tape. : 300mm wide x 1000mm depth | 700.00 | Mtr. |  | 1200.00 | 840000.00 | 3200.00 | 2240000.00 | 100.00 | 70000.00 | 1150.00 | 805000.00 | 310.53 | 217371.00 | 70000.00 | NOPS INFRASTRUCTURE PVT. LTD.
350.00 | Burried Trench : Excavation to required width and depth (in all types of soil including rock cutting, jungle / debris clearing whever required along the cable route) filling with 150 mm sand above and below cables and good quality approved bricks (75 mm thick) covering the cables through out the trench, back filling (after cable laying), and finally compacting as per tender specification and approved drawings, including one run of warning tape. : 600mm wide x 1000mm depth | 200.00 | Mtr. |  | 1800.00 | 360000.00 | 5000.00 | 1000000.00 | 50.00 | 10000.00 | 1150.00 | 230000.00 | 525.53 | 105106.00 | 10000.00 | NOPS INFRASTRUCTURE PVT. LTD.
351.00 | Design, Detailed Engineering, procurement of material, Inspection/FAT (Factory acceptance test), Supply, Transportation, loading/unloading, insurance,installation, testing, commissioning & performance at site of Solar Street lighting system complete with GI pole and GI mounting bracket, control gear box, internal cable from fitting to junction box, and min 1x20W LED fixture (Bajaj Make or equivalent), three days battery backup with low maintenance flooded battery with box, solar PV Module, earthing, electronics, charger, dusk-dawn operation, GI -pole etc including pipe inserts for cables and connecting work, civil work and commissioning spares as required, with all material and labour as per specifications, drawings and instruction of Engineer-in-charge. Nominal height of GI pole shall be 6m.Work to be completed in all respects. | 2.00 | Nos. |  | 120000.00 | 240000.00 | 35000.00 | 70000.00 | 2000.00 | 4000.00 | 75000.00 | 150000.00 | 238875.00 | 477750.00 | 4000.00 | NOPS INFRASTRUCTURE PVT. LTD.
352.00 | Supply of rust, fire & dust proof light-weighted step ladder of Aluminium suitable for 6 Mtr street lighting poels. | 2.00 | Nos. |  | 12000.00 | 24000.00 | 18000.00 | 36000.00 | 20000.00 | 40000.00 | 45000.00 | 90000.00 | 49980.00 | 99960.00 | 24000.00 | RAJ CONSTRUCTION
353.00 | All works relating to statutory approvals, laisioning from competent authority like Electrical Inspectorate, CEA, SEB etc including carrying out of all required modifications in design / Manufacturer / Installation to meet the requirement of Indian Electricity rules and other statutory regulations in force, carrying out necessary paper work and liasion with the authorities to obtain all necessary clearances for charging of installation as per relevant national standards. However, on submission of bills alongwith documenatry evidences against any fee paid to the statutory authority in this regard/towards the approvals, shall be reimbursed by the client for all stations. | 1.00 | LS |  | 960000.00 | 960000.00 | 150000.00 | 150000.00 | 500000.00 | 500000.00 | 200000.00 | 200000.00 | 98000.00 | 98000.00 | 98000.00 | BRAHMANI DEVELOPERS PRIVATE LIMITED
354.00 | Design, Detailed Engineering, Manufacturing, Inspection/FAT (Factory acceptance test), Supply, Transportation, loading/unloading, insurance, fabrication, assembly, all mechanical works for installation, erection, commissioning and performance test at site of complete UPS system alongwith battery set mentioned below & as per tender specification, data sheet, drawings enclosed including commissioning spares as required at terminals. Work shall be carried out as per relevant international & national standard, scope of work & specifications, approved drawings & documents for following UPS system items : : 5KVA, 230 V Single phase, 50 Hz, parallel redundant industrial type, UPS system suitable for input Power supply voltage of 320 V-460V- TPN (184-265V/Ph), output 230 V +/- 1%, AC with solid state voltage stabilizer for Bypass supply, ACDB and 12.0 hrs. Battery backup (Ni-Cd, 1.2V) and battery capacity shall not be less than 93 KVAh (where KVAH = battery AH x 1.2 V x No. of cells). Charger rating Shall not be Less than 27 KW. | 1.00 | Nos. |  | 4500000.00 | 4500000.00 | 165900.00 | 165900.00 | 600000.00 | 600000.00 | 400000.00 | 400000.00 | 162582.00 | 162582.00 | 162582.00 | BRAHMANI DEVELOPERS PRIVATE LIMITED
355.00 | Design, Detailed Engineering, Manufacturing, Inspection/FAT (Factory acceptance test), Supply, Transportation, loading/unloading, insurance, fabrication, assembly, all mechanical works for installation, erection, commissioning and performance test at site of complete UPS system alongwith battery set mentioned below & as per tender specification, data sheet, drawings enclosed including commissioning spares as required at terminals. Work shall be carried out as per relevant international & national standard, scope of work & specifications, approved drawings & documents for following UPS system items : : Dual redundant Rectifier system (AC to DC) and DCDB as per specification and following rating : (i) 48 V DCDB (1000 W) (ii) 24 V DCDB (2500W) | 1.00 | Nos. |  | 3200000.00 | 3200000.00 | 80000.00 | 80000.00 | 200000.00 | 200000.00 | 175000.00 | 175000.00 | 78400.00 | 78400.00 | 78400.00 | BRAHMANI DEVELOPERS PRIVATE LIMITED
356.00 | Design, Detailed Engineering, Manufacturing, Inspection/FAT (Factory acceptance test), Supply, Transportation, loading/unloading, insurance, fabrication, assembly, all mechanical works for installation, erection, commissioning and performance test at site of complete UPS system alongwith battery set mentioned below & as per tender specification, data sheet, drawings enclosed including commissioning spares as required at terminals. Work shall be carried out as per relevant international & national standard, scope of work & specifications, approved drawings & documents for following UPS system items : : All interconnecting cables among UPS, Rectifier, battery stand, ACDB/DCDB etc (50 mtr shall be considered between battery bank and UPS panel, 30 mtr cable shall be considered between ACDB/DCDB and UPS panel). | 1.00 | Set |  | 700000.00 | 700000.00 | 79000.00 | 79000.00 | 100000.00 | 100000.00 | 300000.00 | 300000.00 | 77420.00 | 77420.00 | 77420.00 | BRAHMANI DEVELOPERS PRIVATE LIMITED
357.00 | Sub-Total Section D
358.00 | SECTION-E [INSTRUMENTATION WORKS]
359.00 | Installation, testing and commissioning of Pressure Transmitters as per tender document (inclusive of yoke, supports for impulse lines (wherever required), SS manifolds/ SS impulse lines & SS valves & fittings with supports, as per installation std. no. MEC/05/E5/SD/PT/001) | 6.00 | Nos. |  | 120000.00 | 720000.00 | 73000.00 | 438000.00 | 42500.00 | 255000.00 | 175000.00 | 1050000.00 | 71662.50 | 429975.00 | 255000.00 | NOPS INFRASTRUCTURE PVT. LTD.
360.00 | Supply of Temperature Transmitters as per tender document (inclusive of supply of yoke, supports, etc) | 1.00 | Nos. |  | 42000.00 | 42000.00 | 60000.00 | 60000.00 | 28700.00 | 28700.00 | 95000.00 | 95000.00 | 62107.50 | 62107.50 | 28700.00 | NOPS INFRASTRUCTURE PVT. LTD.
361.00 | Installation, testing and commissioning of Temperature Transmitters as per tender document (inclusive of yoke, supports, etc) | 4.00 | Nos. |  | 24000.00 | 96000.00 | 4000.00 | 16000.00 | 18000.00 | 72000.00 | 25000.00 | 100000.00 | 1433.25 | 5733.00 | 5733.00 | BRAHMANI DEVELOPERS PRIVATE LIMITED
362.00 | Supply, Installation, testing and commissioning of all the components and accessories of the LEL Detection System comprising of Monitoring card (in Control Panel) & LEL Detectors (in the field) as per tender document (inclusive of yoke, supports, calibration kit, etc).
363.00 | Supply of LEL Sensor (point type) with controller cards | 3.00 | Sets |  | 270000.00 | 810000.00 | 80000.00 | 240000.00 | 48500.00 | 145500.00 | 250000.00 | 750000.00 | 81217.50 | 243652.50 | 145500.00 | NOPS INFRASTRUCTURE PVT. LTD.
364.00 | Installation, testing and commissioning of LEL Sensor (point type) with controller cards | 4.00 | Sets |  | 24000.00 | 96000.00 | 900.00 | 3600.00 | 18500.00 | 74000.00 | 25000.00 | 100000.00 | 955.50 | 3822.00 | 3600.00 | Baishnab Charan Nayak
365.00 | FULLY WIRED PANELS ALONGWITH ACCESSORIES
366.00 | Installation, testing and commissioning of Fully wired Control Panel cum TIC Panel (Free standing type, 2115 (mm) H (including 100 mm base + 15 mm anti-vibration pad) x 1200 (mm) W x 800 (mm) D) alongwith all accessories including clock for time, valve auto-closure and environment temperature monitoring and Panel Mounted Instruments as indicated below, including commissioning spares with special tools and tackles as required, as per tender Document but exclusive of below indicated panel mounted items. All the signals of electrical, instrumentation, RTU/SCADA, CP, metering skid, etc. are to be interfaced through TIC Panel and necessary TBs alongwith accessories shall be provided for the same. | 1.00 | Nos. |  | 54000.00 | 54000.00 | 40000.00 | 40000.00 | 325000.00 | 325000.00 | 425000.00 | 425000.00 | 1218262.50 | 1218262.50 | 40000.00 | Baishnab Charan Nayak
367.00 | Installation, testing and commissioning of Fully wired TIC Panel (Free standing type, 2115 (mm) H (including 100 mm base + 15 mm anti-vibration pad) x 1200 (mm) W x 800 (mm) D) alongwith all accessories, including supply of commissioning spares with special tools and tackles as required, as per tender Document. All the signals of electrical, instrumentation, RTU/SCADA, CP, metering skid, etc. are to be interfaced through TIC Panel and necessary TBs alongwith accessories shall be provided for the same. | 1.00 | Nos. |  | 54000.00 | 54000.00 | 40000.00 | 40000.00 | 350000.00 | 350000.00 | 42500.00 | 42500.00 | 47775.00 | 47775.00 | 40000.00 | Baishnab Charan Nayak
368.00 | Installation, testing and commissioning of Fully wired Control Panel (Free standing type, 2115 (mm) H (including 100 mm base + 15 mm anti-vibration pad) x 1200 (mm) W x 800 (mm) D) alongwith all accessories including clock for time, valve auto-closure and environment temperature monitoring and Panel Mounted Instruments as indicated below, including commissioning spares with special tools and tackles as required, as per tender Document but exclusive of panel mounted items. | 1.00 | Nos. |  | 42000.00 | 42000.00 | 40000.00 | 40000.00 | 348500.00 | 348500.00 | 600000.00 | 600000.00 | 1003275.00 | 1003275.00 | 40000.00 | Baishnab Charan Nayak
369.00 | Supply, laying, testing of FRLS cables (control, signal, power, triad cables) including supply of all required cable glands (Explosion proof double compression type) and consumables like ferrules, clamps, PVC tubes, aluminium/SS tag plates etc., clamping , ferruling, glanding of the cables, termination at both ends, including shield/drain/ communication wire, providing/fixing of identifying tags and megger testing and loop testing but exclusive of supply & erection of GI Perforated tray. Supply and installation of GI pipes / Hume pipes (in road crossings, buildings, etc.), MCT blocks (for cable entry in control room / building) and PVC pipes (for crossing of electrical cables) is included in the scope of cable laying.
370.00 | Supply of 1 P x 1.5 mm² (Type I), Signal Cable | 235.00 | Mtrs. |  | 300.00 | 70500.00 | 500.00 | 117500.00 | 400.00 | 94000.00 | 750.00 | 176250.00 | 621.08 | 145953.80 | 70500.00 | RAJ CONSTRUCTION
371.00 | Installation, testing and commissioning of 1 P x 1.5 mm² (Type I), Signal Cable | 605.00 | Mtrs. |  | 180.00 | 108900.00 | 40.00 | 24200.00 | 50.00 | 30250.00 | 150.00 | 90750.00 | 47.78 | 28906.90 | 24200.00 | Baishnab Charan Nayak
372.00 | Supply of 6 P x 0.5 mm² (Type II) Signal Cable | 1035.00 | Mtrs. |  | 540.00 | 558900.00 | 600.00 | 621000.00 | 700.00 | 724500.00 | 750.00 | 776250.00 | 905.81 | 937513.35 | 558900.00 | RAJ CONSTRUCTION
373.00 | Installation, testing and commissioning of 6 P x 0.5 mm² (Type II) Signal Cable | 775.00 | Mtrs. |  | 180.00 | 139500.00 | 40.00 | 31000.00 | 50.00 | 38750.00 | 125.00 | 96875.00 | 47.78 | 37029.50 | 31000.00 | Baishnab Charan Nayak
374.00 | Supply of 4C x 1.5 mm² - Quad Cable (Type-I) , RTD Cables | 170.00 | Mtrs. |  | 540.00 | 91800.00 | 500.00 | 85000.00 | 250.00 | 42500.00 | 1000.00 | 170000.00 | 573.30 | 97461.00 | 42500.00 | NOPS INFRASTRUCTURE PVT. LTD.
375.00 | Installation, testing and commissioning of 4C x 1.5 mm² - Quad Cable (Type-I) , RTD Cables | 210.00 | Mtrs. |  | 180.00 | 37800.00 | 40.00 | 8400.00 | 50.00 | 10500.00 | 200.00 | 42000.00 | 47.78 | 10033.80 | 8400.00 | Baishnab Charan Nayak
376.00 | Installation, testing and commissioning of 6 TRIAD x 1.5 mm² (Type IV) , Signal Cables | 150.00 | Mtrs. |  | 180.00 | 27000.00 | 1000.00 | 150000.00 | 50.00 | 7500.00 | 950.00 | 142500.00 | 1949.22 | 292383.00 | 7500.00 | NOPS INFRASTRUCTURE PVT. LTD.
377.00 | Supply of 12C x 1.5 mm² ( Type - I ) , Control Cable | 80.00 | Mtrs. |  | 780.00 | 62400.00 | 2200.00 | 176000.00 | 750.00 | 60000.00 | 1150.00 | 92000.00 | 2388.75 | 191100.00 | 60000.00 | NOPS INFRASTRUCTURE PVT. LTD.
378.00 | Installation, testing and commissioning of 12C x 1.5 mm² ( Type - I ) , Control Cable | 875.00 | Mtrs. |  | 180.00 | 157500.00 | 40.00 | 35000.00 | 50.00 | 43750.00 | 1250.00 | 1093750.00 | 47.78 | 41807.50 | 35000.00 | Baishnab Charan Nayak
379.00 | Supply of 3C x 1.5 mm² , ( Type - I )Control Cable | 245.00 | Mtrs. |  | 780.00 | 191100.00 | 700.00 | 171500.00 | 250.00 | 61250.00 | 1250.00 | 306250.00 | 907.73 | 222393.85 | 61250.00 | NOPS INFRASTRUCTURE PVT. LTD.
380.00 | Installation, testing and commissioning of 3C x 1.5 mm² , ( Type - I )Control Cable | 575.00 | Mtrs. |  | 180.00 | 103500.00 | 40.00 | 23000.00 | 50.00 | 28750.00 | 350.00 | 201250.00 | 47.78 | 27473.50 | 23000.00 | Baishnab Charan Nayak
381.00 | Supply of 1 TRIAD x 1.5 mm² (Type I) , Signal Cables | 240.00 | Mtrs. |  | 600.00 | 144000.00 | 700.00 | 168000.00 | 300.00 | 72000.00 | 1250.00 | 300000.00 | 812.18 | 194923.20 | 72000.00 | NOPS INFRASTRUCTURE PVT. LTD.
382.00 | Installation, testing and commissioning of 1 TRIAD x 1.5 mm² (Type I) , Signal Cables | 250.00 | Mtrs. |  | 180.00 | 45000.00 | 40.00 | 10000.00 | 50.00 | 12500.00 | 350.00 | 87500.00 | 47.78 | 11945.00 | 10000.00 | Baishnab Charan Nayak
383.00 | Installation, testing and commissioning of 3C x 4 mm² Power Cable (Copper conductor) | 60.00 | Mtrs. |  | 1800.00 | 108000.00 | 40.00 | 2400.00 | 50.00 | 3000.00 | 1250.00 | 75000.00 | 955.50 | 57330.00 | 2400.00 | Baishnab Charan Nayak
384.00 | Installation, testing and commissioning of RS-485 serial communication Cable | 60.00 | Mtrs. |  | 600.00 | 36000.00 | 40.00 | 2400.00 | 50.00 | 3000.00 | 1500.00 | 90000.00 | 47.78 | 2866.80 | 2400.00 | Baishnab Charan Nayak
385.00 | Supply of Canopies fabricated out of powder coated MS for electronic transmitters including supply, fabrication of support and reflective painting. | 15.00 | Nos. |  | 14400.00 | 216000.00 | 4500.00 | 67500.00 | 7500.00 | 112500.00 | 45000.00 | 675000.00 | 573.30 | 8599.50 | 8599.50 | BRAHMANI DEVELOPERS PRIVATE LIMITED
386.00 | Installation, testing and commissioning of Canopies fabricated out of powder coated MS for electronic transmitters including installation of canopy with support and reflective painting. | 25.00 | Nos. |  | 3600.00 | 90000.00 | 4500.00 | 112500.00 | 15500.00 | 387500.00 | 25000.00 | 625000.00 | 4777.50 | 119437.50 | 90000.00 | RAJ CONSTRUCTION
387.00 | Installation of Junction Boxes including Supply of Junction Boxes with plugs for unused entries, supply, fabrication and installation of supports, plugging of unused entries and painting.
388.00 | Supply of Explosionproof electrical junction boxes for 6 pair/ 6 triad / 12 Core cable entry | 9.00 | Nos. |  | 21600.00 | 194400.00 | 60000.00 | 540000.00 | 28700.00 | 258300.00 | 11000.00 | 99000.00 | 71589.38 | 644304.42 | 99000.00 | Sarthak Contracts Pvt Ltd
389.00 | Installation, testing and commissioning of Explosionproof electrical junction boxes for 6 pair/ 6 triad cable entry | 11.00 | Nos. |  | 4800.00 | 52800.00 | 3500.00 | 38500.00 | 12500.00 | 137500.00 | 11000.00 | 121000.00 | 3344.25 | 36786.75 | 36786.75 | BRAHMANI DEVELOPERS PRIVATE LIMITED
390.00 | Supply and erection of prefabricated perforated GI trays of thickness 2.5mm including tees, bends and elbows, supply, fabrication and erection of required supports and painting of supports with one coat of primer as per IS:2074 and 2 coats of finished paint including supply of paint as per std. and direction of Engineer In-Charge.
391.00 | Supply of 60 mm wide X 30 mm high | 580.00 | Mtrs. |  | 549.00 | 318420.00 | 200.00 | 116000.00 | 500.00 | 290000.00 | 1250.00 | 725000.00 | 191.10 | 110838.00 | 110838.00 | BRAHMANI DEVELOPERS PRIVATE LIMITED
392.00 | Installation, testing and commissioning of 60 mm wide X 30 mm high | 580.00 | Mtrs. |  | 180.00 | 104400.00 | 50.00 | 29000.00 | 50.00 | 29000.00 | 250.00 | 145000.00 | 19.11 | 11083.80 | 11083.80 | BRAHMANI DEVELOPERS PRIVATE LIMITED
393.00 | Supply of 100 mm wide X 30 mm high | 250.00 | Mtrs. |  | 720.00 | 180000.00 | 500.00 | 125000.00 | 600.00 | 150000.00 | 1250.00 | 312500.00 | 429.98 | 107495.00 | 107495.00 | BRAHMANI DEVELOPERS PRIVATE LIMITED
394.00 | Installation, testing and commissioning of 100 mm wide X 30 mm high | 250.00 | Mtrs. |  | 180.00 | 45000.00 | 50.00 | 12500.00 | 50.00 | 12500.00 | 250.00 | 62500.00 | 23.88 | 5970.00 | 5970.00 | BRAHMANI DEVELOPERS PRIVATE LIMITED
395.00 | Supply of 200 mm wide X 30 mm high | 200.00 | Mtrs. |  | 960.00 | 192000.00 | 500.00 | 100000.00 | 800.00 | 160000.00 | 1500.00 | 300000.00 | 573.30 | 114660.00 | 100000.00 | Baishnab Charan Nayak
396.00 | Installation, testing and commissioning of 200 mm wide X 30 mm high | 200.00 | Mtrs. |  | 180.00 | 36000.00 | 50.00 | 10000.00 | 50.00 | 10000.00 | 200.00 | 40000.00 | 28.67 | 5734.00 | 5734.00 | BRAHMANI DEVELOPERS PRIVATE LIMITED
397.00 | Supply of 300 mm wide X 30 mm high | 400.00 | Mtrs. |  | 1200.00 | 480000.00 | 800.00 | 320000.00 | 1000.00 | 400000.00 | 1250.00 | 500000.00 | 812.18 | 324872.00 | 320000.00 | Baishnab Charan Nayak
398.00 | Installation, testing and commissioning of 300 mm wide X 30 mm high | 400.00 | Mtrs. |  | 180.00 | 72000.00 | 50.00 | 20000.00 | 50.00 | 20000.00 | 200.00 | 80000.00 | 33.44 | 13376.00 | 13376.00 | BRAHMANI DEVELOPERS PRIVATE LIMITED
399.00 | Excavation of trenches for burying the cables, preparation of same for laying of cable, filling with river sand, laying of brick, back filling and compacting of the excavated earth, cable route markers, etc. as per specifications including supply of sand and bricks and removal of surplus earth as per instructions of Engineer-in-Charge. Size of Trench : 600 mm (Width) X 675 mm ( Depth) | 650.00 | Mtrs. |  | 480.00 | 312000.00 | 600.00 | 390000.00 | 500.00 | 325000.00 | 1250.00 | 812500.00 | 621.08 | 403702.00 | 312000.00 | RAJ CONSTRUCTION
400.00 | EARTHING
401.00 | Supply, Laying, testing and Termination of 8 SWG G.I. Wire from earth grid to Field instruments/JBs/Control Panel (in tray and conduits as required) and 4 sq. mm. PVC insulated armoured copper cable from earth pit to the barrier earth bus bar (in trays/conduits/trenches as required) required for the complete terminal. | 1.00 | Lumpsum |  | 138000.00 | 138000.00 | 50000.00 | 50000.00 | 20000.00 | 20000.00 | 125000.00 | 125000.00 | 52016.25 | 52016.25 | 20000.00 | NOPS INFRASTRUCTURE PVT. LTD.
402.00 | Start up & Commissioning of complete terminal instruments, including all labour, test equipments and other auxiliaries as required, tagging of all the instrumentation items including cables, etc., complete in all respects as per specifications/ drawings/ directions of Engineer-in-Charge. All necessary Testing and commissioning reports, as-built drawings etc., shall also be prepared and to be submitted to the purchaser/consultant | 1.00 | Lumpsum |  | 48000.00 | 48000.00 | 80000.00 | 80000.00 | 20000.00 | 20000.00 | 125000.00 | 125000.00 | 94575.00 | 94575.00 | 20000.00 | NOPS INFRASTRUCTURE PVT. LTD.
403.00 | Sub-Total Section E
404.00 | SECTION-F [TELECOM WORKS]
405.00 | Telecommunication Work related to OFC Network has to be carried out by the Bidder as defined in Scope of Work of Job specification, other specifications, drawings, other provisions of Contract and instructions of Engineer-in-Charge including but not limited to followings works. For all supply the scope covers design, manufacturing ,factory testing, inspection, packaging, forwarding, transportation, insurance, handling and storage at site etc: Any free issue materials has to be taken from designated store of GAIL after testing / physical verification is in bidder's scope:
406.00 | Blowing / Laying of Optical Fiber Cable in HDPE Duct All activities pertaining to Blowing / Laying of optical fiber cable in HDPE Duct laid in separate trench inside the terminal upto FTC at telecom room, testing of OFC after Blowing/laying, cable sealing etc. using all materials required complete as per specifications and drawing provided in the bid document & as per direction of EIC. The work include supply and laying of all erection accessories, HDPE Telecom duct of 40 mm size, OFC marker, trenching, backfilling, earthing as required. Spare loop placed in wiremesh/pit will not be considered for payment purpose. | 600.00 | Meter |  | 900.00 | 540000.00 | 240.00 | 144000.00 | 115.00 | 69000.00 | 1500.00 | 900000.00 | 238.88 | 143328.00 | 69000.00 | NOPS INFRASTRUCTURE PVT. LTD.
407.00 | Supply of OFC Blowing pits / Jointing pit (RCC pit as per dwg) including sand, etc. all complete as per spec and the direction of consultant. | 2.00 | Nos. |  | 48000.00 | 96000.00 | 25000.00 | 50000.00 | 25500.00 | 51000.00 | 125000.00 | 250000.00 | 23765.63 | 47531.26 | 47531.26 | BRAHMANI DEVELOPERS PRIVATE LIMITED
408.00 | Identification of fault by Testing of laid OFC, Rectification and Restoration of damaged Optic Fibre Cable (All works including Identification of the fault location at field, splicing, jointing, Test of the fibre for the smooth operation on wavelength, Power Testing of laid OFC & ready for Telecom equipments ) as defined in the scope of work. The work also include supply of Jointing closure, electronic marker, Jointing marker as required. | 5.00 | Nos. |  | 48000.00 | 240000.00 | 14000.00 | 70000.00 | 18700.00 | 93500.00 | 125000.00 | 625000.00 | 14332.50 | 71662.50 | 70000.00 | Baishnab Charan Nayak
409.00 | Supply & installation of set of FTC (in & out) (approved Make) with zero dB connectors & wiremesh (structural size 1.5 Mtr x 1 mtr and mesh size 15 cm x 15 cm) and other accessories for termination of OFC - 24 fibre in the equipment room (at all control room locations) (tentative). At SV / IP locations contractor has to provide FTC for 48 F with Zero dB conmector for both direction OFC termination as per channeling plan. The channeling plan will be provided to succesful bidder during detailed engineering. | 3.00 | Nos. |  | 24000.00 | 72000.00 | 14000.00 | 42000.00 | 28500.00 | 85500.00 | 165000.00 | 495000.00 | 14332.50 | 42997.50 | 42000.00 | Baishnab Charan Nayak
410.00 | Termination of OFC on FTC inside the equipement control room, splicing with steet fibre, test of the fibre for the smooth operation system on wavelength. Power Testing of laid OFC,(end to end), Identification of the fault,Rectification of terminal OFC, Earthing, final testing & commissioning , preparation of reports etc. work complete in all respect with all necessary accessories for all location, final acceptance / Handing over of the same to GAIL and as per the direction of Engineers in charge.Drawings and documentation as per specification & contract agreement. (applicable for all control room installtion as define above including part A & B section end point OFC). | 1.00 | LUMPSUM |  | 180000.00 | 180000.00 | 50000.00 | 50000.00 | 65700.00 | 65700.00 | 100000.00 | 100000.00 | 47677.50 | 47677.50 | 47677.50 | BRAHMANI DEVELOPERS PRIVATE LIMITED
411.00 | Sub-Total Section F
412.00 | Total of Section A + B + C + D + E + F
413.00 | GST (CGST&SGST/UTGST or IGST) in percentage (%) on Total of Section A + B + C + D + E + F above | 1.00 | percentage |  | 18.00 | 18942669.00 | 18.00 | 12967047.72 | 18.00 | 12983679.00 | 18.00 | 20765592.72 | 18.00 | 16718029.10 | 12967047.72 | Baishnab Charan Nayak
| Total in Figures |  |  |  |  | 124179719.00 |  | 85006201.72 |  | 85115229.00 |  | 136129996.72 |  | 109595968.53
Lowest Amount Quoted BY: Baishnab Charan Nayak(85006201.72)

## BOQ Summary
BOQ Summary Details Tender Title: BALANCE WORKS OF TERMINALS/STATIONS OF DHMARA-ANGUL PIPELINE SECTION (RT PARADIP AND SV-03P) UNDER JHDBPL (PHASE- II) Tender ID: 2023_GAIL_140774_1
Sheet Name | Sl.No | Bidder Name | Amount | Bid Rank
BoQ1 | 1 | Baishnab Charan Nayak | 85006201.72 | L1
| 2 | NOPS INFRASTRUCTURE PVT. LTD. | 85115229.00 | L2
| 3 | BRAHMANI DEVELOPERS PRIVATE LIMITED | 109595968.53 | L3
| 4 | RAJ CONSTRUCTION | 124179719.00 | L4
| 5 | Sarthak Contracts Pvt Ltd | 136129996.72 | L5