## BoQ1
Government eProcurement System Created By: DEVESH KUMAR Created Date/Time: 05-Jun-2023 11:59 AM Tender Title: AS/B558-019-PK-TN-3010/1002 Tender ID: 2023_GAIL_146657_1
Tender Inviting Authority: ENGINEERS INDIA LIMITED
Name of Work: COMPOSITE WORKS FOR SETTING UP OF 4.3 TPD PEM ELECTROLYSER AT GAIL VIJAIPUR, M.P.
Contract No: AS/B558-019-PK-TN-3010/1002
SCHEDULE OF WORK / ITEM(S)
Sl.No | Description of Work / Item(s) | No.of Qty | Units | Estimated Rate | oval projects engineering pvt ltd(GSTN-16AABCO9053D1ZL) |  | CROSS COUNTRY CONTRACTORS PRIVATE LIMITED(GSTN-NA)
[5 empty] | Rate | Amount | Rate | Amount | L1 Amount | L1 Vendor
1.00 | Total of BoQ2 - Mechanical Works (Please Enter GST in Percentage on total amount of BoQ) | 1.00 | Total | 0.00 | .18 | 134052389.60 | .18 | 118581304.58 | 118581304.58 | CROSS COUNTRY CONTRACTORS PRIVATE LIMITED
2.00 | Total of BoQ3 - Electrical Works (Please Enter GST in Percentage on total amount of BoQ) | 1.00 | Total | 0.00 | .18 | 41964104.00 | .18 | 44935041.63 | 41964104.00 | oval projects engineering pvt ltd
3.00 | Total of BoQ4 - Instrumentation Works (Please Enter GST in Percentage on total amount of BoQ) | 1.00 | Total | 0.00 | .18 | 43852570.10 | .18 | 38156640.48 | 38156640.48 | CROSS COUNTRY CONTRACTORS PRIVATE LIMITED
4.00 | Total of BoQ5 - Civil Works (Please Enter GST in Percentage on total amount of BoQ) | 1.00 | Total | 0.00 | .18 | 87865756.61 | .18 | 91213023.53 | 87865756.61 | oval projects engineering pvt ltd
| Total in Figures |  |  |  |  | 307734820.31 |  | 292886010.22
Lowest Amount Quoted BY: CROSS COUNTRY CONTRACTORS PRIVATE LIMITED(292886010.22)

## BoQ2
Government eProcurement System Created By: DEVESH KUMAR Created Date/Time: 05-Jun-2023 11:59 AM Tender Title: AS/B558-019-PK-TN-3010/1002 Tender ID: 2023_GAIL_146657_1
Tender Inviting Authority: ENGINEERS INDIA LIMITED
Name of Work: COMPOSITE WORKS FOR SETTING UP OF 4.3 TPD PEM ELECTROLYSER AT GAIL VIJAIPUR, M.P.
Contract No: AS/B558-019-PK-TN-3010/1002
SCHEDULE OF WORK / ITEM(S)
Sl.No | Description of Work / Item(s) | No.of Qty | Units | Estimated Rate | oval projects engineering pvt ltd(GSTN-16AABCO9053D1ZL) |  | CROSS COUNTRY CONTRACTORS PRIVATE LIMITED(GSTN-NA)
[5 empty] | Rate | Amount | Rate | Amount | L1 Amount | L1 Vendor
1.00 | NB 16.000 INCHES | 34.00 | Nos |  | 44000.00 | 1496000.00 | 36000.00 | 1224000.00 | 1224000.00 | CROSS COUNTRY CONTRACTORS PRIVATE LIMITED
2.00 | NB 16.000 INCHES | 4.00 | Nos |  | 22000.00 | 88000.00 | 36000.00 | 144000.00 | 88000.00 | oval projects engineering pvt ltd
3.00 | NB UPTO 1.5 INCH | 20.00 | Inch Dia |  | 850.00 | 17000.00 | 720.00 | 14400.00 | 14400.00 | CROSS COUNTRY CONTRACTORS PRIVATE LIMITED
4.00 | NB 2 INCH - 6 INCH | 2130.00 | Inch Dia |  | 750.00 | 1597500.00 | 630.00 | 1341900.00 | 1341900.00 | CROSS COUNTRY CONTRACTORS PRIVATE LIMITED
5.00 | NB 8 INCH - 14 INCH | 840.00 | Inch Dia |  | 825.00 | 693000.00 | 630.00 | 529200.00 | 529200.00 | CROSS COUNTRY CONTRACTORS PRIVATE LIMITED
6.00 | NB 16 INCH - 24 INCH | 2285.00 | Inch Dia |  | 1020.00 | 2330700.00 | 630.00 | 1439550.00 | 1439550.00 | CROSS COUNTRY CONTRACTORS PRIVATE LIMITED
7.00 | NB UPTO 1.5 INCH | 970.00 | Inch Dia |  | 850.00 | 824500.00 | 900.00 | 873000.00 | 824500.00 | oval projects engineering pvt ltd
8.00 | NB 2 INCH - 6 INCH | 30.00 | Inch Dia |  | 750.00 | 22500.00 | 720.00 | 21600.00 | 21600.00 | CROSS COUNTRY CONTRACTORS PRIVATE LIMITED
9.00 | NB 8 INCH - 14 INCH | 20.00 | Inch Dia |  | 825.00 | 16500.00 | 720.00 | 14400.00 | 14400.00 | CROSS COUNTRY CONTRACTORS PRIVATE LIMITED
10.00 | NB 16 INCH - 24 INCH | 105.00 | Inch Dia |  | 1020.00 | 107100.00 | 720.00 | 75600.00 | 75600.00 | CROSS COUNTRY CONTRACTORS PRIVATE LIMITED
11.00 | NB UPTO 1.5 INCH | 385.00 | Inch M |  | 400.00 | 154000.00 | 360.00 | 138600.00 | 138600.00 | CROSS COUNTRY CONTRACTORS PRIVATE LIMITED
12.00 | NB 2 INCH - 6 INCH | 7725.00 | Inch M |  | 400.00 | 3090000.00 | 360.00 | 2781000.00 | 2781000.00 | CROSS COUNTRY CONTRACTORS PRIVATE LIMITED
13.00 | NB 8 INCH - 14 INCH | 3150.00 | Inch M |  | 550.00 | 1732500.00 | 360.00 | 1134000.00 | 1134000.00 | CROSS COUNTRY CONTRACTORS PRIVATE LIMITED
14.00 | NB 16 INCH - 24 INCH | 11325.00 | Inch M |  | 800.00 | 9060000.00 | 360.00 | 4077000.00 | 4077000.00 | CROSS COUNTRY CONTRACTORS PRIVATE LIMITED
15.00 | NB 2 INCH - 6 INCH | 760.00 | Inch Dia |  | 750.00 | 570000.00 | 900.00 | 684000.00 | 570000.00 | oval projects engineering pvt ltd
16.00 | NB UPTO 1.5 INCH | 20.00 | Inch Dia |  | 850.00 | 17000.00 | 720.00 | 14400.00 | 14400.00 | CROSS COUNTRY CONTRACTORS PRIVATE LIMITED
17.00 | NB UPTO 1.5 INCH | 15.00 | Inch M |  | 400.00 | 6000.00 | 360.00 | 5400.00 | 5400.00 | CROSS COUNTRY CONTRACTORS PRIVATE LIMITED
18.00 | NB 2 INCH - 6 INCH | 4440.00 | Inch M |  | 400.00 | 1776000.00 | 360.00 | 1598400.00 | 1598400.00 | CROSS COUNTRY CONTRACTORS PRIVATE LIMITED
19.00 | NB 2.000 INCHES | 24.00 | Nos |  | 3300.00 | 79200.00 | 1800.00 | 43200.00 | 43200.00 | CROSS COUNTRY CONTRACTORS PRIVATE LIMITED
20.00 | NB 3.000 INCHES | 4.00 | Nos |  | 4900.00 | 19600.00 | 2700.00 | 10800.00 | 10800.00 | CROSS COUNTRY CONTRACTORS PRIVATE LIMITED
21.00 | NB 4.000 INCHES | 3.00 | Nos |  | 5800.00 | 17400.00 | 3600.00 | 10800.00 | 10800.00 | CROSS COUNTRY CONTRACTORS PRIVATE LIMITED
22.00 | NB 6.000 INCHES | 1.00 | Nos |  | 6500.00 | 6500.00 | 16000.00 | 16000.00 | 6500.00 | oval projects engineering pvt ltd
23.00 | NB 16.000 INCHES | 2.00 | Nos |  | 18500.00 | 37000.00 | 45000.00 | 90000.00 | 37000.00 | oval projects engineering pvt ltd
24.00 | NB 1.000 INCHES | 5.00 | Nos |  | 89000.00 | 445000.00 | 1800.00 | 9000.00 | 9000.00 | CROSS COUNTRY CONTRACTORS PRIVATE LIMITED
25.00 | NB 1.000 INCHES | 2.00 | Nos |  | 84000.00 | 168000.00 | 1800.00 | 3600.00 | 3600.00 | CROSS COUNTRY CONTRACTORS PRIVATE LIMITED
26.00 | NB 1.500 INCHES | 3.00 | Nos |  | 96000.00 | 288000.00 | 2700.00 | 8100.00 | 8100.00 | CROSS COUNTRY CONTRACTORS PRIVATE LIMITED
27.00 | NB 1.000 INCHES | 4.00 | Nos |  | 57000.00 | 228000.00 | 900.00 | 3600.00 | 3600.00 | CROSS COUNTRY CONTRACTORS PRIVATE LIMITED
28.00 | NB 2.000 INCHES | 2.00 | Nos |  | 10000.00 | 20000.00 | 900.00 | 1800.00 | 1800.00 | CROSS COUNTRY CONTRACTORS PRIVATE LIMITED
29.00 | NB 3.000 INCHES | 2.00 | Nos |  | 15000.00 | 30000.00 | 1350.00 | 2700.00 | 2700.00 | CROSS COUNTRY CONTRACTORS PRIVATE LIMITED
30.00 | NB 4.000 INCHES | 2.00 | Nos |  | 15000.00 | 30000.00 | 1800.00 | 3600.00 | 3600.00 | CROSS COUNTRY CONTRACTORS PRIVATE LIMITED
31.00 | NB 1.500 INCHES | 1.00 | Nos |  | 650.00 | 650.00 | 540.00 | 540.00 | 540.00 | CROSS COUNTRY CONTRACTORS PRIVATE LIMITED
32.00 | NB 2.000 INCHES | 105.00 | Nos |  | 950.00 | 99750.00 | 720.00 | 75600.00 | 75600.00 | CROSS COUNTRY CONTRACTORS PRIVATE LIMITED
33.00 | NB 3.000 INCHES | 2.00 | Nos |  | 950.00 | 1900.00 | 1080.00 | 2160.00 | 1900.00 | oval projects engineering pvt ltd
34.00 | NB 4.000 INCHES | 4.00 | Nos |  | 950.00 | 3800.00 | 1440.00 | 5760.00 | 3800.00 | oval projects engineering pvt ltd
35.00 | DYE PENETRANT TEST | 504.00 | Inches |  | 450.00 | 226800.00 | 90.00 | 45360.00 | 45360.00 | CROSS COUNTRY CONTRACTORS PRIVATE LIMITED
36.00 | MAGNETIC PARTICLE TEST | 11.00 | Inches |  | 1120.00 | 12320.00 | 90.00 | 990.00 | 990.00 | CROSS COUNTRY CONTRACTORS PRIVATE LIMITED
37.00 | C.S STRUCTURAL STEEL (CONTRACTOR SUPPLIED) | 2.00 | MT |  | 200000.00 | 400000.00 | 180000.00 | 360000.00 | 360000.00 | CROSS COUNTRY CONTRACTORS PRIVATE LIMITED
38.00 | S.S STRUCTURAL STEEL (CONTRACTOR SUPPLIED) | .11 | MT |  | 300000.00 | 33000.00 | 360000.00 | 39600.00 | 33000.00 | oval projects engineering pvt ltd
39.00 | DUMMY PIPE SUPPORTS FOR C.S (CONTRACTOR SUPPLIED) | .11 | MT |  | 200000.00 | 22000.00 | 360000.00 | 39600.00 | 22000.00 | oval projects engineering pvt ltd
40.00 | DUMMY PIPE SUPPORTS FOR S.S (CONTRACTOR SUPPLIED) | .11 | MT |  | 300000.00 | 33000.00 | 360000.00 | 39600.00 | 33000.00 | oval projects engineering pvt ltd
41.00 | NUMBER OF TEST SPOTS | 1716.00 | Nos |  | 2300.00 | 3946800.00 | 540.00 | 926640.00 | 926640.00 | CROSS COUNTRY CONTRACTORS PRIVATE LIMITED
42.00 | NB 1.500 INCHES | 5.00 | Nos |  | 700.00 | 3500.00 | 270.00 | 1350.00 | 1350.00 | CROSS COUNTRY CONTRACTORS PRIVATE LIMITED
43.00 | NB 2.000 INCHES | 5.00 | Nos |  | 700.00 | 3500.00 | 360.00 | 1800.00 | 1800.00 | CROSS COUNTRY CONTRACTORS PRIVATE LIMITED
44.00 | NB 8.000 INCHES | 380.00 | Metres |  | 1200.00 | 456000.00 | 1440.00 | 547200.00 | 456000.00 | oval projects engineering pvt ltd
45.00 | NB 16.000 INCHES | 675.00 | Metres |  | 1600.00 | 1080000.00 | 2880.00 | 1944000.00 | 1080000.00 | oval projects engineering pvt ltd
46.00 | FLAME CUTTING C.S PIPING IBR/NON IBR | 100.00 | Inch Dia |  | 250.00 | 25000.00 | 180.00 | 18000.00 | 18000.00 | CROSS COUNTRY CONTRACTORS PRIVATE LIMITED
47.00 | HACKSAW CUTTING C.S PIPING IBR/NON IBR | 35.00 | Inch Dia |  | 650.00 | 22750.00 | 270.00 | 9450.00 | 9450.00 | CROSS COUNTRY CONTRACTORS PRIVATE LIMITED
48.00 | BEVELLING C.S PIPING IBR/NON IBR | 130.00 | Inch Dia |  | 300.00 | 39000.00 | 360.00 | 46800.00 | 39000.00 | oval projects engineering pvt ltd
49.00 | FITUP & WELDING C.S PIPING IBR/NON IBR | 130.00 | Inch Dia |  | 850.00 | 110500.00 | 540.00 | 70200.00 | 70200.00 | CROSS COUNTRY CONTRACTORS PRIVATE LIMITED
50.00 | FLAME CUTTING S.S PIPING IBR/NON IBR | 15.00 | Inch Dia |  | 350.00 | 5250.00 | 180.00 | 2700.00 | 2700.00 | CROSS COUNTRY CONTRACTORS PRIVATE LIMITED
51.00 | HACKSAW CUTTING S.S PIPING IBR/NON IBR | 5.00 | Inch Dia |  | 700.00 | 3500.00 | 270.00 | 1350.00 | 1350.00 | CROSS COUNTRY CONTRACTORS PRIVATE LIMITED
52.00 | BEVELLING S.S PIPING IBR/NON IBR | 15.00 | Inch Dia |  | 300.00 | 4500.00 | 360.00 | 5400.00 | 4500.00 | oval projects engineering pvt ltd
53.00 | FITUP & WELDING S.S PIPING IBR/NON IBR | 15.00 | Inch Dia |  | 1300.00 | 19500.00 | 720.00 | 10800.00 | 10800.00 | CROSS COUNTRY CONTRACTORS PRIVATE LIMITED
54.00 | FLAME CUTTING A.S PIPING IBR/NON IBR | 5.00 | Inch Dia |  | 400.00 | 2000.00 | 180.00 | 900.00 | 900.00 | CROSS COUNTRY CONTRACTORS PRIVATE LIMITED
55.00 | HACKSAW CUTTING A.S PIPING IBR/NON IBR | 5.00 | Inch Dia |  | 750.00 | 3750.00 | 270.00 | 1350.00 | 1350.00 | CROSS COUNTRY CONTRACTORS PRIVATE LIMITED
56.00 | BEVELLING A.S PIPING IBR/NON IBR | 5.00 | Inch Dia |  | 350.00 | 1750.00 | 360.00 | 1800.00 | 1750.00 | oval projects engineering pvt ltd
57.00 | FITUP & WELDING A.S PIPING IBR/NON IBR | 5.00 | Inch Dia |  | 1500.00 | 7500.00 | 900.00 | 4500.00 | 4500.00 | CROSS COUNTRY CONTRACTORS PRIVATE LIMITED
58.00 | FLAME CUTTING NICKEL/MONEL/INCOLOY PIPING | 5.00 | Inch Dia |  | 450.00 | 2250.00 | 270.00 | 1350.00 | 1350.00 | CROSS COUNTRY CONTRACTORS PRIVATE LIMITED
59.00 | HACKSAW CUTTING NICKEL/MONEL/INCOLOY PIPING | 5.00 | Inch Dia |  | 800.00 | 4000.00 | 360.00 | 1800.00 | 1800.00 | CROSS COUNTRY CONTRACTORS PRIVATE LIMITED
60.00 | BEVELLING NICKEL/MONEL/INCOLOY PIPING | 5.00 | Inch Dia |  | 400.00 | 2000.00 | 450.00 | 2250.00 | 2000.00 | oval projects engineering pvt ltd
61.00 | FITUP & WELDING NICKEL/MONEL/INCOLOY PIPING | 5.00 | Inch Dia |  | 1700.00 | 8500.00 | 1080.00 | 5400.00 | 5400.00 | CROSS COUNTRY CONTRACTORS PRIVATE LIMITED
62.00 | FLAME CUTTING OF DUPLEX SS PIPING | 5.00 | Inch Dia |  | 450.00 | 2250.00 | 270.00 | 1350.00 | 1350.00 | CROSS COUNTRY CONTRACTORS PRIVATE LIMITED
63.00 | HACKSAW CUTTING OF DUPLEX SS PIPING | 5.00 | Inch Dia |  | 800.00 | 4000.00 | 360.00 | 1800.00 | 1800.00 | CROSS COUNTRY CONTRACTORS PRIVATE LIMITED
64.00 | BEVELLING OF DUPLEX SS PIPING | 5.00 | Inch Dia |  | 400.00 | 2000.00 | 450.00 | 2250.00 | 2000.00 | oval projects engineering pvt ltd
65.00 | FITUP & WELDING OF DUPLEX SS PIPING | 5.00 | Inch Dia |  | 1700.00 | 8500.00 | 2160.00 | 10800.00 | 8500.00 | oval projects engineering pvt ltd
66.00 | C.S/A.S PIPING | 265.00 | Inch M |  | 5000.00 | 1325000.00 | 360.00 | 95400.00 | 95400.00 | CROSS COUNTRY CONTRACTORS PRIVATE LIMITED
67.00 | S.S PIPING | 55.00 | Inch M |  | 2000.00 | 110000.00 | 450.00 | 24750.00 | 24750.00 | CROSS COUNTRY CONTRACTORS PRIVATE LIMITED
68.00 | NICKEL/MONEL/INCOLOY PIPING | 5.00 | Inch M |  | 2000.00 | 10000.00 | 540.00 | 2700.00 | 2700.00 | CROSS COUNTRY CONTRACTORS PRIVATE LIMITED
69.00 | DUPLEX SS PIPING | 5.00 | Inch M |  | 2000.00 | 10000.00 | 630.00 | 3150.00 | 3150.00 | CROSS COUNTRY CONTRACTORS PRIVATE LIMITED
70.00 | NB 2.000 INCHES | 1.00 | Nos |  | 10000.00 | 10000.00 | 1800.00 | 1800.00 | 1800.00 | CROSS COUNTRY CONTRACTORS PRIVATE LIMITED
71.00 | NB 1.000 INCHES | 1.00 | Nos |  | 10000.00 | 10000.00 | 1800.00 | 1800.00 | 1800.00 | CROSS COUNTRY CONTRACTORS PRIVATE LIMITED
72.00 | NB 1.000 INCHES | 4.00 | Nos |  | 65000.00 | 260000.00 | 36000.00 | 144000.00 | 144000.00 | CROSS COUNTRY CONTRACTORS PRIVATE LIMITED
73.00 | SKILLED | 5.00 | MANDAY |  | 5000.00 | 25000.00 | 5400.00 | 27000.00 | 25000.00 | oval projects engineering pvt ltd
74.00 | SEMI-SKILLED | 5.00 | MANDAY |  | 3200.00 | 16000.00 | 4500.00 | 22500.00 | 16000.00 | oval projects engineering pvt ltd
75.00 | UNSKILLED | 5.00 | MANDAY |  | 1800.00 | 9000.00 | 3600.00 | 18000.00 | 9000.00 | oval projects engineering pvt ltd
76.00 | SUPERVISOR | 5.00 | MANDAY |  | 7000.00 | 35000.00 | 9000.00 | 45000.00 | 35000.00 | oval projects engineering pvt ltd
77.00 | NB UP TO 1.5 INCH | 4.00 | NOs |  | 20000.00 | 80000.00 | 35000.00 | 140000.00 | 80000.00 | oval projects engineering pvt ltd
78.00 | NB 2.00 INCH - 6 INCH | 8.00 | NOs |  | 42000.00 | 336000.00 | 100000.00 | 800000.00 | 336000.00 | oval projects engineering pvt ltd
79.00 | NB 8.00 INCH - 14 INCH | 1.00 | NOs |  | 68000.00 | 68000.00 | 200000.00 | 200000.00 | 68000.00 | oval projects engineering pvt ltd
80.00 | NB 16.00 INCH | 2.00 | NOs |  | 120000.00 | 240000.00 | 250000.00 | 500000.00 | 240000.00 | oval projects engineering pvt ltd
81.00 | 2" 150# tapping (Carbon Steel) is to be taken at 45 Degree angle on the top of the Flare header (Carbon Steel). | 2.00 | NOs |  | 300000.00 | 600000.00 | 360000.00 | 720000.00 | 600000.00 | oval projects engineering pvt ltd
82.00 | 3" 150# tapping (Carbon Steel) is to be taken at 45 Degree angle on the top of the Flare header (Carbon Steel). | 1.00 | NOs |  | 315000.00 | 315000.00 | 450000.00 | 450000.00 | 315000.00 | oval projects engineering pvt ltd
83.00 | 4" 150# tapping (Carbon Steel) is to be taken at 45 Degree angle on the top of the Flare header (Carbon Steel). | 1.00 | NOs |  | 375000.00 | 375000.00 | 630000.00 | 630000.00 | 375000.00 | oval projects engineering pvt ltd
84.00 | 1" 300# tapping for hydrogen service (Carbon Steel) is to be taken at 90 Degree angle from the fuel gas/process line(Carbon Steel). | 2.00 | NOs |  | 275000.00 | 550000.00 | 270000.00 | 540000.00 | 540000.00 | CROSS COUNTRY CONTRACTORS PRIVATE LIMITED
85.00 | 1.5" 300# tapping for hydrogen service (Carbon Steel) is to be taken at 90 Degree angle from the fuel gas/process line(Carbon Steel). | 2.00 | NOs |  | 275000.00 | 550000.00 | 360000.00 | 720000.00 | 550000.00 | oval projects engineering pvt ltd
86.00 | 1.5" 300# tapping for hydrogen service (Stainless Steel) is to be taken at 90 Degree angle from the fuel gas/process line(Stainless Steel)). | 1.00 | NOs |  | 956000.00 | 956000.00 | 360000.00 | 360000.00 | 360000.00 | CROSS COUNTRY CONTRACTORS PRIVATE LIMITED
87.00 | NB 0.750 INCHES | 1.00 | Nos |  | 350.00 | 350.00 | 1800.00 | 1800.00 | 350.00 | oval projects engineering pvt ltd
88.00 | NB 1.000 INCHES | 1.00 | Nos |  | 400.00 | 400.00 | 1800.00 | 1800.00 | 400.00 | oval projects engineering pvt ltd
89.00 | NB 1.500 INCHES | 1.00 | Nos |  | 400.00 | 400.00 | 2700.00 | 2700.00 | 400.00 | oval projects engineering pvt ltd
90.00 | NB 2.000 INCHES | 84.00 | Nos |  | 650.00 | 54600.00 | 3600.00 | 302400.00 | 54600.00 | oval projects engineering pvt ltd
91.00 | NB 3.000 INCHES | 1.00 | Nos |  | 650.00 | 650.00 | 5400.00 | 5400.00 | 650.00 | oval projects engineering pvt ltd
92.00 | NB 4.000 INCHES | 2.00 | Nos |  | 650.00 | 1300.00 | 7200.00 | 14400.00 | 1300.00 | oval projects engineering pvt ltd
93.00 | NB 40.000 INCHES | 1.00 | Nos |  | 33000.00 | 33000.00 | 72000.00 | 72000.00 | 33000.00 | oval projects engineering pvt ltd
94.00 | NB 54.000 INCHES | 1.00 | Nos |  | 33000.00 | 33000.00 | 97200.00 | 97200.00 | 33000.00 | oval projects engineering pvt ltd
95.00 | NB UP TO 2.0 INCH | 32.00 | NOs |  | 1200.00 | 38400.00 | 1800.00 | 57600.00 | 38400.00 | oval projects engineering pvt ltd
96.00 | NB 3.0 INCH TO 6.0 INCH | 11.00 | NOs |  | 2000.00 | 22000.00 | 5400.00 | 59400.00 | 22000.00 | oval projects engineering pvt ltd
97.00 | NB 8.0 INCH TO 16.0 INCH | 11.00 | NOs |  | 3500.00 | 38500.00 | 14400.00 | 158400.00 | 38500.00 | oval projects engineering pvt ltd
98.00 | NB 0.500 INCHES | 1.00 | NOs |  | 300.00 | 300.00 | 450.00 | 450.00 | 300.00 | oval projects engineering pvt ltd
99.00 | NB 0.750 INCHES | 11.00 | NOs |  | 300.00 | 3300.00 | 450.00 | 4950.00 | 3300.00 | oval projects engineering pvt ltd
100.00 | NB 1.000 INCHES | 1.00 | NOs |  | 350.00 | 350.00 | 450.00 | 450.00 | 350.00 | oval projects engineering pvt ltd
101.00 | NB 1.500 INCHES | 1.00 | NOs |  | 350.00 | 350.00 | 720.00 | 720.00 | 350.00 | oval projects engineering pvt ltd
102.00 | NB 2.000 INCHES | 1.00 | NOs |  | 400.00 | 400.00 | 900.00 | 900.00 | 400.00 | oval projects engineering pvt ltd
103.00 | NB 3.000 INCHES | 305.00 | NOs |  | 960.00 | 292800.00 | 1350.00 | 411750.00 | 292800.00 | oval projects engineering pvt ltd
104.00 | NB 6.000 INCHES | 2.00 | NOs |  | 750.00 | 1500.00 | 2700.00 | 5400.00 | 1500.00 | oval projects engineering pvt ltd
105.00 | PIPE B-36.10 ASTM A 106 GR.B BE SEAMLESS 2.0 INCH XS | 695.00 | Metres |  | 6900.00 | 4795500.00 | 3600.00 | 2502000.00 | 2502000.00 | CROSS COUNTRY CONTRACTORS PRIVATE LIMITED
106.00 | PIPE B-36.10 ASTM A 106 GR.B BE SEAMLESS 4.0 INCH STD | 20.00 | Metres |  | 7800.00 | 156000.00 | 7200.00 | 144000.00 | 144000.00 | CROSS COUNTRY CONTRACTORS PRIVATE LIMITED
107.00 | PIPE B-36.10 ASTM A 106 GR.B BE SEAMLESS 8.0 INCH STD | 380.00 | Metres |  | 13500.00 | 5130000.00 | 32400.00 | 12312000.00 | 5130000.00 | oval projects engineering pvt ltd
108.00 | PIPE B-36.10 ASTM A 106 GR.B BE SEAMLESS H2 2.0 INCH XS | 3005.00 | Metres |  | 6900.00 | 20734500.00 | 3600.00 | 10818000.00 | 10818000.00 | CROSS COUNTRY CONTRACTORS PRIVATE LIMITED
109.00 | PIPE B-36.10 ASTM A 106 GR.B BE SEAMLESS H2 4.0 INCH STD | 5.00 | Metres |  | 7800.00 | 39000.00 | 7200.00 | 36000.00 | 36000.00 | CROSS COUNTRY CONTRACTORS PRIVATE LIMITED
110.00 | PIPE B-36.10 ASTM A 106 GR.B PE SEAMLESS 0.75 INCH S160 | 5.00 | Metres |  | 5500.00 | 27500.00 | 1800.00 | 9000.00 | 9000.00 | CROSS COUNTRY CONTRACTORS PRIVATE LIMITED
111.00 | PIPE B-36.10 ASTM A 106 GR.B PE SEAMLESS 1.5 INCH XS | 5.00 | Metres |  | 6900.00 | 34500.00 | 2700.00 | 13500.00 | 13500.00 | CROSS COUNTRY CONTRACTORS PRIVATE LIMITED
112.00 | PIPE B-36.10 ASTM A 106 GR.B PE SEAMLESS H2 0.5 INCH S160 | 15.00 | Metres |  | 5500.00 | 82500.00 | 1800.00 | 27000.00 | 27000.00 | CROSS COUNTRY CONTRACTORS PRIVATE LIMITED
113.00 | PIPE B-36.10 ASTM A 106 GR.B PE SEAMLESS H2 0.75 INCH S160 | 20.00 | Metres |  | 5500.00 | 110000.00 | 1800.00 | 36000.00 | 36000.00 | CROSS COUNTRY CONTRACTORS PRIVATE LIMITED
114.00 | PIPE B-36.10 ASTM A 106 GR.B PE SEAMLESS H2 1.0 INCH XS | 130.00 | Metres |  | 6900.00 | 897000.00 | 1800.00 | 234000.00 | 234000.00 | CROSS COUNTRY CONTRACTORS PRIVATE LIMITED
115.00 | PIPE B-36.10 ASTM A 106 GR.B PE SEAMLESS H2 1.5 INCH XS | 140.00 | Metres |  | 6900.00 | 966000.00 | 2700.00 | 378000.00 | 378000.00 | CROSS COUNTRY CONTRACTORS PRIVATE LIMITED
116.00 | PIPE B-36.10 ASTM A 333 GR.6 BE SEAMLESS LT 2.0 INCH XS | 35.00 | Metres |  | 6900.00 | 241500.00 | 3600.00 | 126000.00 | 126000.00 | CROSS COUNTRY CONTRACTORS PRIVATE LIMITED
117.00 | PIPE B-36.10 ASTM A 333 GR.6 BE SEAMLESS LT 3.0 INCH STD | 30.00 | Metres |  | 8500.00 | 255000.00 | 5400.00 | 162000.00 | 162000.00 | CROSS COUNTRY CONTRACTORS PRIVATE LIMITED
118.00 | PIPE B-36.10 ASTM A 333 GR.6 PE SEAMLESS LT 0.75 INCH S160 | 5.00 | Metres |  | 5500.00 | 27500.00 | 1800.00 | 9000.00 | 9000.00 | CROSS COUNTRY CONTRACTORS PRIVATE LIMITED
119.00 | PIPE B-36.10 ASTM A 333 GR.6 PE SEAMLESS LT 1.5 INCH XS | 5.00 | Metres |  | 5500.00 | 27500.00 | 2700.00 | 13500.00 | 13500.00 | CROSS COUNTRY CONTRACTORS PRIVATE LIMITED
120.00 | PIPE B-36.10 ASTM A 671 GR.CC60 CL.32 BE E.FS.W LT 40.0 INCH XS | 5.00 | Metres |  | 65000.00 | 325000.00 | 90000.00 | 450000.00 | 325000.00 | oval projects engineering pvt ltd
121.00 | PIPE B-36.10 ASTM A 672 GR.B60 CL.12 BE E.FS.W 54.0 INCH 12.7 MM THK | 5.00 | Metres |  | 89000.00 | 445000.00 | 125000.00 | 625000.00 | 445000.00 | oval projects engineering pvt ltd
122.00 | PIPE B-36.19 ASTM A 312 TP304 BE SEAMLESS 3.0 INCH 10S | 1470.00 | Metres |  | 4500.00 | 6615000.00 | 5400.00 | 7938000.00 | 6615000.00 | oval projects engineering pvt ltd
123.00 | PIPE B-36.19 ASTM A 312 TP304 PE SEAMLESS 1.5 INCH 40S | 5.00 | Metres |  | 6900.00 | 34500.00 | 2700.00 | 13500.00 | 13500.00 | CROSS COUNTRY CONTRACTORS PRIVATE LIMITED
124.00 | PIPE IS-3589 IS-3589 GR.410 BE SAW 16.0 INCH 8.0 MM THK | 720.00 | Metres |  | 37560.00 | 27043200.00 | 32400.00 | 23328000.00 | 23328000.00 | CROSS COUNTRY CONTRACTORS PRIVATE LIMITED
125.00 | NIPPLE B-36.10 ASTM A 106 GR.B TOE SEAMLESS 0.75 INCH S160 80 MM | 8.00 | Nos |  | 4600.00 | 36800.00 | 1800.00 | 14400.00 | 14400.00 | CROSS COUNTRY CONTRACTORS PRIVATE LIMITED
126.00 | FLNG.SW B-16.5 ASTM A 105 150 RF/125AARH 0.75 INCH S160 | 6.00 | Nos |  | 2200.00 | 13200.00 | 1800.00 | 10800.00 | 10800.00 | CROSS COUNTRY CONTRACTORS PRIVATE LIMITED
127.00 | FLNG.SW B-16.5 ASTM A 105 300 RF/125AARH H2 0.75 INCH S160 | 33.00 | Nos |  | 2200.00 | 72600.00 | 1800.00 | 59400.00 | 59400.00 | CROSS COUNTRY CONTRACTORS PRIVATE LIMITED
128.00 | FLNG.SW B-16.5 ASTM A 105 300 RF/125AARH H2 1.0 INCH XS | 23.00 | Nos |  | 3800.00 | 87400.00 | 1800.00 | 41400.00 | 41400.00 | CROSS COUNTRY CONTRACTORS PRIVATE LIMITED
129.00 | FLNG.SW B-16.5 ASTM A 105 300 RF/125AARH H2 1.5 INCH XS | 26.00 | Nos |  | 5500.00 | 143000.00 | 2700.00 | 70200.00 | 70200.00 | CROSS COUNTRY CONTRACTORS PRIVATE LIMITED
130.00 | FLNG.SW B-16.5 ASTM A 182 GR.F304 300 RF/125AARH 1.5 INCH 40S | 1.00 | Nos |  | 4900.00 | 4900.00 | 2700.00 | 2700.00 | 2700.00 | CROSS COUNTRY CONTRACTORS PRIVATE LIMITED
131.00 | FLNG.WN B-16.5 ASTM A 105 150 RF/125AARH 0.75 INCH S160 | 2.00 | Nos |  | 1900.00 | 3800.00 | 1800.00 | 3600.00 | 3600.00 | CROSS COUNTRY CONTRACTORS PRIVATE LIMITED
132.00 | FLNG.WN B-16.5 ASTM A 105 150 RF/125AARH 2.0 INCH XS | 2.00 | Nos |  | 6500.00 | 13000.00 | 3600.00 | 7200.00 | 7200.00 | CROSS COUNTRY CONTRACTORS PRIVATE LIMITED
133.00 | FLNG.WN B-16.5 ASTM A 105 150 RF/125AARH 4.0 INCH STD | 6.00 | Nos |  | 8600.00 | 51600.00 | 7200.00 | 43200.00 | 43200.00 | CROSS COUNTRY CONTRACTORS PRIVATE LIMITED
134.00 | FLNG.WN B-16.5 ASTM A 105 300 RF/125AARH H2 2.0 INCH XS | 33.00 | Nos |  | 7800.00 | 257400.00 | 3600.00 | 118800.00 | 118800.00 | CROSS COUNTRY CONTRACTORS PRIVATE LIMITED
135.00 | FLNG.WN B-16.5 ASTM A 182 GR.F304 150 RF/125AARH 3.0 INCH 10S | 3.00 | Nos |  | 5500.00 | 16500.00 | 5400.00 | 16200.00 | 16200.00 | CROSS COUNTRY CONTRACTORS PRIVATE LIMITED
136.00 | FLNG.WN B-16.5 ASTM A 350 GR.LF2 CL.1 150 RF/125AARH LT 0.75 INCH S160 | 4.00 | Nos |  | 2200.00 | 8800.00 | 1800.00 | 7200.00 | 7200.00 | CROSS COUNTRY CONTRACTORS PRIVATE LIMITED
137.00 | FLNG.WN B-16.5 ASTM A 350 GR.LF2 CL.1 150 RF/125AARH LT 2.0 INCH XS | 13.00 | Nos |  | 6500.00 | 84500.00 | 3600.00 | 46800.00 | 46800.00 | CROSS COUNTRY CONTRACTORS PRIVATE LIMITED
138.00 | FLNG.WN B-16.5 ASTM A 350 GR.LF2 CL.1 150 RF/125AARH LT 3.0 INCH STD | 6.00 | Nos |  | 8700.00 | 52200.00 | 5400.00 | 32400.00 | 32400.00 | CROSS COUNTRY CONTRACTORS PRIVATE LIMITED
139.00 | FLNG.SO B-16.5 ASTM A 105 150 RF/125AARH 2.0 INCH | 14.00 | Nos |  | 4600.00 | 64400.00 | 3600.00 | 50400.00 | 50400.00 | CROSS COUNTRY CONTRACTORS PRIVATE LIMITED
140.00 | FLNG.SO B-16.5 ASTM A 105 150 RF/125AARH 8.0 INCH | 2.00 | Nos |  | 17600.00 | 35200.00 | 25000.00 | 50000.00 | 35200.00 | oval projects engineering pvt ltd
141.00 | FLNG.SO B-16.5 ASTM A 105 150 RF/125AARH 16.0 INCH | 6.00 | Nos |  | 35600.00 | 213600.00 | 50000.00 | 300000.00 | 213600.00 | oval projects engineering pvt ltd
142.00 | FLNG.BLIND B-16.5 ASTM A 105 150 RF/125AARH 0.75 INCH | 8.00 | Nos |  | 1200.00 | 9600.00 | 1800.00 | 14400.00 | 9600.00 | oval projects engineering pvt ltd
143.00 | FLNG.BLIND B-16.5 ASTM A 105 150 RF/125AARH 2.0 INCH | 4.00 | Nos |  | 4500.00 | 18000.00 | 3600.00 | 14400.00 | 14400.00 | CROSS COUNTRY CONTRACTORS PRIVATE LIMITED
144.00 | FLNG.BLIND B-16.5 ASTM A 105 150 RF/125AARH 4.0 INCH | 1.00 | Nos |  | 6500.00 | 6500.00 | 7200.00 | 7200.00 | 6500.00 | oval projects engineering pvt ltd
145.00 | FLNG.BLIND B-16.5 ASTM A 105 150 RF/125AARH 16.0 INCH | 2.00 | Nos |  | 18000.00 | 36000.00 | 50000.00 | 100000.00 | 36000.00 | oval projects engineering pvt ltd
146.00 | FLNG.BLIND B-16.5 ASTM A 105 300 RF/125AARH H2 0.75 INCH | 33.00 | Nos |  | 2200.00 | 72600.00 | 1800.00 | 59400.00 | 59400.00 | CROSS COUNTRY CONTRACTORS PRIVATE LIMITED
147.00 | FLNG.BLIND B-16.5 ASTM A 105 300 RF/125AARH H2 1.0 INCH | 2.00 | Nos |  | 2500.00 | 5000.00 | 1800.00 | 3600.00 | 3600.00 | CROSS COUNTRY CONTRACTORS PRIVATE LIMITED
148.00 | FLNG.BLIND B-16.5 ASTM A 105 300 RF/125AARH H2 1.5 INCH | 3.00 | Nos |  | 3000.00 | 9000.00 | 2700.00 | 8100.00 | 8100.00 | CROSS COUNTRY CONTRACTORS PRIVATE LIMITED
149.00 | FLNG.BLIND B-16.5 ASTM A 182 GR.F304 150 RF/125AARH 3.0 INCH | 1.00 | Nos |  | 5600.00 | 5600.00 | 5400.00 | 5400.00 | 5400.00 | CROSS COUNTRY CONTRACTORS PRIVATE LIMITED
150.00 | FLNG.BLIND B-16.5 ASTM A 182 GR.F304 300 RF/125AARH 1.5 INCH | 1.00 | Nos |  | 3600.00 | 3600.00 | 2700.00 | 2700.00 | 2700.00 | CROSS COUNTRY CONTRACTORS PRIVATE LIMITED
151.00 | FLNG.BLIND B-16.5 ASTM A 350 GR.LF2 CL.1 150 RF/125AARH LT 0.75 INCH | 4.00 | Nos |  | 2200.00 | 8800.00 | 1800.00 | 7200.00 | 7200.00 | CROSS COUNTRY CONTRACTORS PRIVATE LIMITED
152.00 | FLNG.BLIND B-16.5 ASTM A 350 GR.LF2 CL.1 150 RF/125AARH LT 2.0 INCH | 2.00 | Nos |  | 4500.00 | 9000.00 | 3600.00 | 7200.00 | 7200.00 | CROSS COUNTRY CONTRACTORS PRIVATE LIMITED
153.00 | FLNG.BLIND B-16.5 ASTM A 350 GR.LF2 CL.1 150 RF/125AARH LT 3.0 INCH | 1.00 | Nos |  | 6900.00 | 6900.00 | 5400.00 | 5400.00 | 5400.00 | CROSS COUNTRY CONTRACTORS PRIVATE LIMITED
154.00 | FLNG.FIG.8 ASME-B16.48 ASTM A 105 300 FF/125AARH H2 1.5 INCH | 2.00 | Nos |  | 2900.00 | 5800.00 | 5400.00 | 10800.00 | 5800.00 | oval projects engineering pvt ltd
155.00 | FLNG.FIG.8 ASME-B16.48 ASTM A 105 300 FF/125AARH H2 2.0 INCH | 5.00 | Nos |  | 2600.00 | 13000.00 | 7200.00 | 36000.00 | 13000.00 | oval projects engineering pvt ltd
156.00 | FLNG.WN, B-16.5, ASTM A 105, 300, RF/125AARH, 4.0 INCH, STD | 4.00 | NOs |  | 8900.00 | 35600.00 | 14400.00 | 57600.00 | 35600.00 | oval projects engineering pvt ltd
157.00 | FLNG.WN, B-16.5, ASTM A 182 GR.F304, 300, RF/125AARH, 6.0 INCH, 10S | 2.00 | NOs |  | 5600.00 | 11200.00 | 21600.00 | 43200.00 | 11200.00 | oval projects engineering pvt ltd
158.00 | ELBOW.90 B-16.11 ASTM A 105 SW 3000 1.5 INCH | 1.00 | Nos |  | 900.00 | 900.00 | 4500.00 | 4500.00 | 900.00 | oval projects engineering pvt ltd
159.00 | ELBOW.90 B-16.11 ASTM A 105 SW 3000 H2 1.0 INCH | 124.00 | Nos |  | 900.00 | 111600.00 | 3600.00 | 446400.00 | 111600.00 | oval projects engineering pvt ltd
160.00 | ELBOW.90 B-16.11 ASTM A 105 SW 3000 H2 1.5 INCH | 41.00 | Nos |  | 900.00 | 36900.00 | 4500.00 | 184500.00 | 36900.00 | oval projects engineering pvt ltd
161.00 | ELBOW.90 B-16.11 ASTM A 350 GR.LF2 CL.1 SW 3000 LT 1.5 INCH | 1.00 | Nos |  | 1500.00 | 1500.00 | 4500.00 | 4500.00 | 1500.00 | oval projects engineering pvt ltd
162.00 | ELBOW.90 B-16.9 ASTM A 234 GR.WPB BW 1.5D 2.0 INCH XS | 57.00 | Nos |  | 1900.00 | 108300.00 | 7200.00 | 410400.00 | 108300.00 | oval projects engineering pvt ltd
163.00 | ELBOW.90 B-16.9 ASTM A 234 GR.WPB BW 1.5D 4.0 INCH STD | 6.00 | Nos |  | 4500.00 | 27000.00 | 14400.00 | 86400.00 | 27000.00 | oval projects engineering pvt ltd
164.00 | ELBOW.90 B-16.9 ASTM A 234 GR.WPB BW 1.5D H2 2.0 INCH XS | 129.00 | Nos |  | 2400.00 | 309600.00 | 7200.00 | 928800.00 | 309600.00 | oval projects engineering pvt ltd
165.00 | ELBOW.90 B-16.9 ASTM A 234 GR.WPB-W BW 1.5D 8.0 INCH STD | 29.00 | Nos |  | 9800.00 | 284200.00 | 27000.00 | 783000.00 | 284200.00 | oval projects engineering pvt ltd
166.00 | ELBOW.90 B-16.9 ASTM A 403 GR.WP304-S BW 1.5D 3.0 INCH 10S | 47.00 | Nos |  | 4400.00 | 206800.00 | 9000.00 | 423000.00 | 206800.00 | oval projects engineering pvt ltd
167.00 | ELBOW.90 B-16.9 ASTM A 420 GR.WPL6 BW 1.5D LT 2.0 INCH XS | 17.00 | Nos |  | 2600.00 | 44200.00 | 7200.00 | 122400.00 | 44200.00 | oval projects engineering pvt ltd
168.00 | ELBOW.90 B-16.9 ASTM A 420 GR.WPL6 BW 1.5D LT 3.0 INCH STD | 8.00 | Nos |  | 4400.00 | 35200.00 | 9000.00 | 72000.00 | 35200.00 | oval projects engineering pvt ltd
169.00 | ELBOW.45 B-16.9 ASTM A 234 GR.WPB BW 1.5D 2.0 INCH XS | 6.00 | Nos |  | 3200.00 | 19200.00 | 7200.00 | 43200.00 | 19200.00 | oval projects engineering pvt ltd
170.00 | ELBOW.45 B-16.9 ASTM A 234 GR.WPB BW 1.5D 4.0 INCH STD | 2.00 | Nos |  | 5900.00 | 11800.00 | 14400.00 | 28800.00 | 11800.00 | oval projects engineering pvt ltd
171.00 | ELBOW.45 B-16.9 ASTM A 234 GR.WPB BW 1.5D H2 2.0 INCH XS | 9.00 | Nos |  | 3200.00 | 28800.00 | 7200.00 | 64800.00 | 28800.00 | oval projects engineering pvt ltd
172.00 | ELBOW.45 B-16.9 ASTM A 234 GR.WPB-W BW 1.5D 8.0 INCH STD | 4.00 | Nos |  | 8900.00 | 35600.00 | 28800.00 | 115200.00 | 35600.00 | oval projects engineering pvt ltd
173.00 | ELBOW.45 B-16.9 ASTM A 403 GR.WP304-S BW 1.5D 3.0 INCH 10S | 4.00 | Nos |  | 4400.00 | 17600.00 | 10800.00 | 43200.00 | 17600.00 | oval projects engineering pvt ltd
174.00 | ELBOW.45 B-16.9 ASTM A 420 GR.WPL6 BW 1.5D LT 2.0 INCH XS | 3.00 | Nos |  | 2500.00 | 7500.00 | 7200.00 | 21600.00 | 7500.00 | oval projects engineering pvt ltd
175.00 | ELBOW.45 B-16.9 ASTM A 420 GR.WPL6 BW 1.5D LT 3.0 INCH STD | 2.00 | Nos |  | 3200.00 | 6400.00 | 10800.00 | 21600.00 | 6400.00 | oval projects engineering pvt ltd
176.00 | MITRE.90 EIL'STD IS-3589 GR.410 BW 1.5D 16.0 INCH 8.0 MM THK 4 PIECES | 34.00 | Nos |  | 42000.00 | 1428000.00 | 54000.00 | 1836000.00 | 1428000.00 | oval projects engineering pvt ltd
177.00 | MITRE.45 EIL'STD IS-3589 GR.410 BW 1.5D 16.0 INCH 8.0 MM THK 3 PIECES | 4.00 | Nos |  | 35000.00 | 140000.00 | 54000.00 | 216000.00 | 140000.00 | oval projects engineering pvt ltd
178.00 | T.EQUAL B-16.11 ASTM A 105 SW 3000 H2 1.0 INCH | 6.00 | Nos |  | 1000.00 | 6000.00 | 2700.00 | 16200.00 | 6000.00 | oval projects engineering pvt ltd
179.00 | T.EQUAL B-16.11 ASTM A 105 SW 3000 H2 1.5 INCH | 6.00 | Nos |  | 1000.00 | 6000.00 | 4500.00 | 27000.00 | 6000.00 | oval projects engineering pvt ltd
180.00 | T.EQUAL B-16.9 ASTM A 234 GR.WPB BW 2.0 INCH XS | 5.00 | Nos |  | 1200.00 | 6000.00 | 5400.00 | 27000.00 | 6000.00 | oval projects engineering pvt ltd
181.00 | T.EQUAL B-16.9 ASTM A 234 GR.WPB BW 4.0 INCH STD | 1.00 | Nos |  | 2200.00 | 2200.00 | 10800.00 | 10800.00 | 2200.00 | oval projects engineering pvt ltd
182.00 | T.EQUAL B-16.9 ASTM A 234 GR.WPB BW H2 2.0 INCH XS | 4.00 | Nos |  | 1200.00 | 4800.00 | 5400.00 | 21600.00 | 4800.00 | oval projects engineering pvt ltd
183.00 | T.EQUAL B-16.9 ASTM A 420 GR.WPL6 BW LT 3.0 INCH STD | 1.00 | Nos |  | 1900.00 | 1900.00 | 8100.00 | 8100.00 | 1900.00 | oval projects engineering pvt ltd
184.00 | T.RED B-16.11 ASTM A 105 SW 3000 H2 1.0 INCH 0.75 INCH | 6.00 | Nos |  | 1000.00 | 6000.00 | 2700.00 | 16200.00 | 6000.00 | oval projects engineering pvt ltd
185.00 | T.RED B-16.11 ASTM A 105 SW 3000 H2 1.5 INCH 0.75 INCH | 11.00 | Nos |  | 1000.00 | 11000.00 | 3600.00 | 39600.00 | 11000.00 | oval projects engineering pvt ltd
186.00 | T.RED B-16.11 ASTM A 105 SW 3000 H2 1.5 INCH 1.0 INCH | 6.00 | Nos |  | 1000.00 | 6000.00 | 3600.00 | 21600.00 | 6000.00 | oval projects engineering pvt ltd
187.00 | T.RED B-16.9 ASTM A 234 GR.WPB BW H2 2.0 INCH XS 1.5 INCH XS | 1.00 | Nos |  | 1200.00 | 1200.00 | 4500.00 | 4500.00 | 1200.00 | oval projects engineering pvt ltd
188.00 | REDUC.CONC B-16.9 ASTM A 234 GR.WPB BW H2 2.0 INCH XS 1.0 INCH XS | 2.00 | Nos |  | 1200.00 | 2400.00 | 3600.00 | 7200.00 | 2400.00 | oval projects engineering pvt ltd
189.00 | REDUC.CONC B-16.9 ASTM A 234 GR.WPB BW H2 2.0 INCH XS 1.5 INCH XS | 3.00 | Nos |  | 1200.00 | 3600.00 | 4500.00 | 13500.00 | 3600.00 | oval projects engineering pvt ltd
190.00 | REDUC.CONC B-16.9 ASTM A 234 GR.WPB BW H2 4.0 INCH STD 2.0 INCH XS | 11.00 | Nos |  | 3500.00 | 38500.00 | 5400.00 | 59400.00 | 38500.00 | oval projects engineering pvt ltd
191.00 | REDUC.ECC B-16.9 ASTM A 234 GR.WPB BW 4.0 INCH STD 2.0 INCH XS | 2.00 | Nos |  | 3200.00 | 6400.00 | 5400.00 | 10800.00 | 6400.00 | oval projects engineering pvt ltd
192.00 | REDUC.ECC B-16.9 ASTM A 420 GR.WPL6 BW LT 3.0 INCH STD 2.0 INCH XS | 2.00 | Nos |  | 2800.00 | 5600.00 | 5400.00 | 10800.00 | 5600.00 | oval projects engineering pvt ltd
193.00 | SWAGE.CONC BS-3799 ASTM A 105 PBE H2 1.5 INCH XS 1.0 INCH XS | 4.00 | Nos |  | 1500.00 | 6000.00 | 1800.00 | 7200.00 | 6000.00 | oval projects engineering pvt ltd
194.00 | SWAGE.ECC BS-3799 ASTM A 105 PBE H2 1.5 INCH XS 1.0 INCH XS | 6.00 | Nos |  | 1500.00 | 9000.00 | 1800.00 | 10800.00 | 9000.00 | oval projects engineering pvt ltd
195.00 | CAP B-16.11 ASTM A 105 SCRF 3000 0.75 INCH | 8.00 | Nos |  | 1000.00 | 8000.00 | 1800.00 | 14400.00 | 8000.00 | oval projects engineering pvt ltd
196.00 | CPLNG.FULL B-16.11 ASTM A 105 SW 3000 1.5 INCH | 2.00 | Nos |  | 1200.00 | 2400.00 | 2700.00 | 5400.00 | 2400.00 | oval projects engineering pvt ltd
197.00 | CPLNG.FULL B-16.11 ASTM A 105 SW 3000 H2 1.0 INCH | 21.00 | Nos |  | 1000.00 | 21000.00 | 1800.00 | 37800.00 | 21000.00 | oval projects engineering pvt ltd
198.00 | CPLNG.FULL B-16.11 ASTM A 105 SW 3000 H2 1.5 INCH | 32.00 | Nos |  | 1200.00 | 38400.00 | 2700.00 | 86400.00 | 38400.00 | oval projects engineering pvt ltd
199.00 | CPLNG.FULL B-16.11 ASTM A 182 GR.F304 SW 3000 1.5 INCH | 1.00 | Nos |  | 1200.00 | 1200.00 | 2700.00 | 2700.00 | 1200.00 | oval projects engineering pvt ltd
200.00 | CPLNG.FULL B-16.11 ASTM A 350 GR.LF2 CL.1 SW 3000 LT 1.5 INCH | 2.00 | Nos |  | 1200.00 | 2400.00 | 2700.00 | 5400.00 | 2400.00 | oval projects engineering pvt ltd
201.00 | CPLNG.HALF B-16.11 ASTM A 105 SW 3000 1.5 INCH | 1.00 | Nos |  | 1200.00 | 1200.00 | 2700.00 | 2700.00 | 1200.00 | oval projects engineering pvt ltd
202.00 | CPLNG.HALF B-16.11 ASTM A 105 SW 3000 H2 1.0 INCH | 2.00 | Nos |  | 1200.00 | 2400.00 | 1800.00 | 3600.00 | 2400.00 | oval projects engineering pvt ltd
203.00 | CPLNG.HALF B-16.11 ASTM A 105 SW 3000 H2 1.5 INCH | 2.00 | Nos |  | 1200.00 | 2400.00 | 2700.00 | 5400.00 | 2400.00 | oval projects engineering pvt ltd
204.00 | CPLNG.HALF B-16.11 ASTM A 105 SW 6000 0.75 INCH | 17.00 | Nos |  | 1200.00 | 20400.00 | 1800.00 | 30600.00 | 20400.00 | oval projects engineering pvt ltd
205.00 | CPLNG.HALF B-16.11 ASTM A 105 SW 6000 H2 0.75 INCH | 26.00 | Nos |  | 1200.00 | 31200.00 | 1800.00 | 46800.00 | 31200.00 | oval projects engineering pvt ltd
206.00 | CPLNG.HALF B-16.11 ASTM A 182 GR.F304 SW 3000 1.5 INCH | 1.00 | Nos |  | 1200.00 | 1200.00 | 2700.00 | 2700.00 | 1200.00 | oval projects engineering pvt ltd
207.00 | CPLNG.HALF B-16.11 ASTM A 350 GR.LF2 CL.1 SW 3000 LT 1.5 INCH | 1.00 | Nos |  | 1200.00 | 1200.00 | 2700.00 | 2700.00 | 1200.00 | oval projects engineering pvt ltd
208.00 | CPLNG.HALF B-16.11 ASTM A 350 GR.LF2 CL.1 SW 6000 LT 0.75 INCH | 4.00 | Nos |  | 1200.00 | 4800.00 | 1800.00 | 7200.00 | 4800.00 | oval projects engineering pvt ltd
209.00 | CPLNG.LH B-16.11 ASTM A 105 SW 3000 H2 1.5 INCH | 11.00 | Nos |  | 1200.00 | 13200.00 | 2700.00 | 29700.00 | 13200.00 | oval projects engineering pvt ltd
210.00 | VLV.GATE SHEET 51001 0.75 INCH | 9.00 | Nos |  | 2300.00 | 20700.00 | 10000.00 | 90000.00 | 20700.00 | oval projects engineering pvt ltd
211.00 | VLV.GATE SHEET 51003 LT 0.75 INCH | 4.00 | Nos |  | 2300.00 | 9200.00 | 11115.00 | 44460.00 | 9200.00 | oval projects engineering pvt ltd
212.00 | VLV.GATE SHEET 51004 H2 0.5 INCH | 84.00 | Nos |  | 2300.00 | 193200.00 | 5000.00 | 420000.00 | 193200.00 | oval projects engineering pvt ltd
213.00 | VLV.GATE SHEET 51004 H2 0.75 INCH | 43.00 | Nos |  | 2300.00 | 98900.00 | 7500.00 | 322500.00 | 98900.00 | oval projects engineering pvt ltd
214.00 | VLV.GATE SHEET 51004 H2 1.0 INCH | 8.00 | Nos |  | 3300.00 | 26400.00 | 10000.00 | 80000.00 | 26400.00 | oval projects engineering pvt ltd
215.00 | VLV.GATE SHEET 51004 H2 1.5 INCH LOCK OPEN | 2.00 | Nos |  | 3500.00 | 7000.00 | 15000.00 | 30000.00 | 7000.00 | oval projects engineering pvt ltd
216.00 | VLV.GATE SHEET 51004 H2 1.5 INCH LOCK CLOSED | 2.00 | Nos |  | 3800.00 | 7600.00 | 15000.00 | 30000.00 | 7600.00 | oval projects engineering pvt ltd
217.00 | VLV.GATE SHEET 51004 H2 1.5 INCH | 6.00 | Nos |  | 3800.00 | 22800.00 | 15000.00 | 90000.00 | 22800.00 | oval projects engineering pvt ltd
218.00 | VLV.GATE SHEET 51045 1.5 INCH | 1.00 | Nos |  | 3800.00 | 3800.00 | 31113.00 | 31113.00 | 3800.00 | oval projects engineering pvt ltd
219.00 | VLV.GATE SHEET 51301 4.0 INCH LOCK OPEN | 2.00 | Nos |  | 8900.00 | 17800.00 | 97155.00 | 194310.00 | 17800.00 | oval projects engineering pvt ltd
220.00 | VLV.GATE SHEET 51301 4.0 INCH | 1.00 | Nos |  | 8900.00 | 8900.00 | 84483.00 | 84483.00 | 8900.00 | oval projects engineering pvt ltd
221.00 | VLV.GATE SHEET 51303 LT 2.0 INCH | 4.00 | Nos |  | 6500.00 | 26000.00 | 131751.00 | 527004.00 | 26000.00 | oval projects engineering pvt ltd
222.00 | VLV.GATE SHEET 51303 LT 3.0 INCH LOCK OPEN | 2.00 | Nos |  | 7800.00 | 15600.00 | 208935.00 | 417870.00 | 15600.00 | oval projects engineering pvt ltd
223.00 | VLV.GATE SHEET 51303 LT 3.0 INCH | 1.00 | Nos |  | 7800.00 | 7800.00 | 245277.00 | 245277.00 | 7800.00 | oval projects engineering pvt ltd
224.00 | VLV.GATE SHEET 51321 2.0 INCH | 4.00 | Nos |  | 6500.00 | 26000.00 | 33795.00 | 135180.00 | 26000.00 | oval projects engineering pvt ltd
225.00 | VLV.GATE SHEET 51321 16.0 INCH | 2.00 | Nos |  | 1200000.00 | 2400000.00 | 1233918.00 | 2467836.00 | 2400000.00 | oval projects engineering pvt ltd
226.00 | VLV.GATE SHEET 51345 3.0 INCH | 1.00 | Nos |  | 7800.00 | 7800.00 | 144891.00 | 144891.00 | 7800.00 | oval projects engineering pvt ltd
227.00 | VLV.GATE SHEET 51404 H2 2.0 INCH | 11.00 | Nos |  | 6500.00 | 71500.00 | 42822.00 | 471042.00 | 71500.00 | oval projects engineering pvt ltd
228.00 | VLV.GLOBE SHEET 52004 H2 1.0 INCH | 5.00 | Nos |  | 3800.00 | 19000.00 | 10000.00 | 50000.00 | 19000.00 | oval projects engineering pvt ltd
229.00 | VLV.GLOBE SHEET 52004 H2 1.5 INCH | 2.00 | Nos |  | 3800.00 | 7600.00 | 15000.00 | 30000.00 | 7600.00 | oval projects engineering pvt ltd
230.00 | VLV.CHECK SHEET 53094 H2 1.5 INCH | 1.00 | Nos |  | 3800.00 | 3800.00 | 15000.00 | 15000.00 | 3800.00 | oval projects engineering pvt ltd
231.00 | VLV.CHECK SHEET 53404 H2 2.0 INCH | 5.00 | Nos |  | 6500.00 | 32500.00 | 30600.00 | 153000.00 | 32500.00 | oval projects engineering pvt ltd
232.00 | VLV.CHECK, SHEET 53401, 4.0 INCH | 2.00 | NOs |  | 8900.00 | 17800.00 | 63882.00 | 127764.00 | 17800.00 | oval projects engineering pvt ltd
233.00 | VLV.CHECK, SHEET 53445, 6.0 INCH | 1.00 | NOs |  | 12500.00 | 12500.00 | 144081.00 | 144081.00 | 12500.00 | oval projects engineering pvt ltd
234.00 | VLV.GATE, SHEET 51004, H2, 1.5 INCH, FULL BORE | 5.00 | NOs |  | 4500.00 | 22500.00 | 15000.00 | 75000.00 | 22500.00 | oval projects engineering pvt ltd
| Total in Figures |  |  |  |  | 113603720.00 |  | 100492631.00
Lowest Amount Quoted BY: CROSS COUNTRY CONTRACTORS PRIVATE LIMITED(100492631.00)

## BoQ3
Government eProcurement System Created By: DEVESH KUMAR Created Date/Time: 05-Jun-2023 11:59 AM Tender Title: AS/B558-019-PK-TN-3010/1002 Tender ID: 2023_GAIL_146657_1
Tender Inviting Authority: ENGINEERS INDIA LIMITED
Name of Work: COMPOSITE WORKS FOR SETTING UP OF 4.3 TPD PEM ELECTROLYSER AT GAIL VIJAIPUR, M.P.
Contract No: AS/B558-019-PK-TN-3010/1002
SCHEDULE OF WORK / ITEM(S)
Sl.No | Description of Work / Item(s) | No.of Qty | Units | Estimated Rate | oval projects engineering pvt ltd(GSTN-16AABCO9053D1ZL) |  | CROSS COUNTRY CONTRACTORS PRIVATE LIMITED(GSTN-NA)
[5 empty] | Rate | Amount | Rate | Amount | L1 Amount | L1 Vendor
1.00 | Weight of the unit up to 5 kg. | 1.00 | nos |  | 5000.00 | 5000.00 | 11500.00 | 11500.00 | 5000.00 | oval projects engineering pvt ltd
2.00 | Weight of the unit above 5 kg. but upto 20 kg. | 1.00 | nos |  | 7000.00 | 7000.00 | 16875.00 | 16875.00 | 7000.00 | oval projects engineering pvt ltd
3.00 | Weight of the unit above 20 kg. but upto 100 kg. | 1.00 | nos |  | 20000.00 | 20000.00 | 19125.00 | 19125.00 | 19125.00 | CROSS COUNTRY CONTRACTORS PRIVATE LIMITED
4.00 | Weight of the unit above 100 kg. but upto 200 kg. | 1.00 | nos |  | 30000.00 | 30000.00 | 22500.00 | 22500.00 | 22500.00 | CROSS COUNTRY CONTRACTORS PRIVATE LIMITED
5.00 | 63 A, 415 V, 5 pin sockets along with associated 5 pin plugs. | 1.00 | nos |  | 35000.00 | 35000.00 | 28125.00 | 28125.00 | 28125.00 | CROSS COUNTRY CONTRACTORS PRIVATE LIMITED
6.00 | 240 V, 15 A, 3 pin sockets along with associated 3 pin plugs. | 1.00 | nos |  | 15000.00 | 15000.00 | 33750.00 | 33750.00 | 15000.00 | oval projects engineering pvt ltd
7.00 | Lighting Panel/Power panel/distribution junctions boxes. | 1.00 | nos |  | 40000.00 | 40000.00 | 5625.00 | 5625.00 | 5625.00 | CROSS COUNTRY CONTRACTORS PRIVATE LIMITED
8.00 | Manual call points/field call stations. | 1.00 | nos |  | 18000.00 | 18000.00 | 4500.00 | 4500.00 | 4500.00 | CROSS COUNTRY CONTRACTORS PRIVATE LIMITED
9.00 | Push button stations. | 1.00 | nos |  | 20000.00 | 20000.00 | 5625.00 | 5625.00 | 5625.00 | CROSS COUNTRY CONTRACTORS PRIVATE LIMITED
10.00 | FLP receptacles. | 1.00 | nos |  | 20000.00 | 20000.00 | 6750.00 | 6750.00 | 6750.00 | CROSS COUNTRY CONTRACTORS PRIVATE LIMITED
11.00 | 3/16" BSW. | 10.00 | nos |  | 2000.00 | 20000.00 | 225.00 | 2250.00 | 2250.00 | CROSS COUNTRY CONTRACTORS PRIVATE LIMITED
12.00 | 5/16" BSW. | 10.00 | nos |  | 2000.00 | 20000.00 | 215.00 | 2150.00 | 2150.00 | CROSS COUNTRY CONTRACTORS PRIVATE LIMITED
13.00 | 1/4" BSW. | 10.00 | nos |  | 2000.00 | 20000.00 | 187.50 | 1875.00 | 1875.00 | CROSS COUNTRY CONTRACTORS PRIVATE LIMITED
14.00 | 3/8" BSW. | 1.00 | nos |  | 2000.00 | 2000.00 | 175.00 | 175.00 | 175.00 | CROSS COUNTRY CONTRACTORS PRIVATE LIMITED
15.00 | 5/8" BSW. | 1.00 | nos |  | 2000.00 | 2000.00 | 168.75 | 168.75 | 168.75 | CROSS COUNTRY CONTRACTORS PRIVATE LIMITED
16.00 | 1/2" BSW. | 1.00 | nos |  | 2000.00 | 2000.00 | 150.00 | 150.00 | 150.00 | CROSS COUNTRY CONTRACTORS PRIVATE LIMITED
17.00 | Safe area/FLP motor operated valve actuators. | 1.00 | nos |  | 30000.00 | 30000.00 | 37500.00 | 37500.00 | 30000.00 | oval projects engineering pvt ltd
18.00 | Disconnection, dismantling of existing relays already fitted in switchboards including disconnections of all wire/cables, its shifting to other places & its refixing in other switchboards including connections of all wire/cables, including all labour and materials, as per specifications of this tender and as per directions of Engineer-in-Charge. | 1.00 | nos |  | 10000.00 | 10000.00 | 1875.00 | 1875.00 | 1875.00 | CROSS COUNTRY CONTRACTORS PRIVATE LIMITED
19.00 | Cables from existing switchboards/panels/misc. electrical equipment. | 50.00 | nos |  | 5000.00 | 250000.00 | 2250.00 | 112500.00 | 112500.00 | CROSS COUNTRY CONTRACTORS PRIVATE LIMITED
20.00 | Disconnection of fiber optic (FO) cables, LIU, patch chords & its associated accessories from existing switchboards/panels/misc. electrical equipment, including all labour and materials, as per specifications of this tender and as per directions of Engineer-in-Charge. | 1.00 | nos |  | 10000.00 | 10000.00 | 12500.00 | 12500.00 | 10000.00 | oval projects engineering pvt ltd
21.00 | Retrieval of cables from buried cable trenches including excavation of trenches, cable testing to check its healthiness, making cable loops, shifting of the same to client's designated place, back filling of the cable trenches including all labour and materials, as per specifications of this tender and as per directions of Engineer-in-Charge. | 100.00 | metre |  | 600.00 | 60000.00 | 500.00 | 50000.00 | 50000.00 | CROSS COUNTRY CONTRACTORS PRIVATE LIMITED
22.00 | Retrieval of cables from RCC cable trenches including opening of trenches by shifting trench covers, cable testing to check its healthiness, making cable loops, shifting of the same to client's designated place, again covering the trench by re-shifting the covers including all labour and materials, as per specifications of this tender and as per directions of Engineer-in-Charge. | 100.00 | metre |  | 400.00 | 40000.00 | 1125.00 | 112500.00 | 40000.00 | oval projects engineering pvt ltd
23.00 | 16 A. | 5.00 | nos |  | 1000.00 | 5000.00 | 125.00 | 625.00 | 625.00 | CROSS COUNTRY CONTRACTORS PRIVATE LIMITED
24.00 | 32 A. | 1.00 | nos |  | 1200.00 | 1200.00 | 156.25 | 156.25 | 156.25 | CROSS COUNTRY CONTRACTORS PRIVATE LIMITED
25.00 | 63 A. | 1.00 | nos |  | 1500.00 | 1500.00 | 337.50 | 337.50 | 337.50 | CROSS COUNTRY CONTRACTORS PRIVATE LIMITED
26.00 | Obtaining approval from CCoE(Chief Controller of Explosives)for imported equipment such as motors, local control panels, junction boxes & misc. equipment, etc. based on the type test certificates made available from the equipment/sub vendor supplier including submission of application to statutory authorities, necessary fee, all test certificates, equipment drawings in required volume, interaction with the authority, perusal of approval and obtaining necessary approval certificate before the energisation of equipment as per specification of this tender and direction of Engineer in charge. | 1.00 | nos |  | 30000.00 | 30000.00 | 225000.00 | 225000.00 | 30000.00 | oval projects engineering pvt ltd
27.00 | 3 C x 2.5 sq. mm | 500.00 | m |  | 500.00 | 250000.00 | 255.00 | 127500.00 | 127500.00 | CROSS COUNTRY CONTRACTORS PRIVATE LIMITED
28.00 | 6 Pair x 2.5 sq. mm | 2000.00 | m |  | 800.00 | 1600000.00 | 1012.50 | 2025000.00 | 1600000.00 | oval projects engineering pvt ltd
29.00 | 3.5 C x 50 sq. mm | 1000.00 | m |  | 800.00 | 800000.00 | 2500.00 | 2500000.00 | 800000.00 | oval projects engineering pvt ltd
30.00 | 3.5 C x 70 sq. mm | 500.00 | m |  | 1000.00 | 500000.00 | 3750.00 | 1875000.00 | 500000.00 | oval projects engineering pvt ltd
31.00 | Cables with OD upto 20 mm. | 1000.00 | m |  | 200.00 | 200000.00 | 56.25 | 56250.00 | 56250.00 | CROSS COUNTRY CONTRACTORS PRIVATE LIMITED
32.00 | Cables with OD above 20 mm but upto 30 mm. | 3000.00 | m |  | 250.00 | 750000.00 | 67.50 | 202500.00 | 202500.00 | CROSS COUNTRY CONTRACTORS PRIVATE LIMITED
33.00 | Cables with OD above 30 mm but upto 40 mm. | 500.00 | m |  | 250.00 | 125000.00 | 81.25 | 40625.00 | 40625.00 | CROSS COUNTRY CONTRACTORS PRIVATE LIMITED
34.00 | Cables with OD above 40 mm but upto 50 mm. | 500.00 | m |  | 250.00 | 125000.00 | 101.25 | 50625.00 | 50625.00 | CROSS COUNTRY CONTRACTORS PRIVATE LIMITED
35.00 | Cables with OD above 50 mm but upto 60 mm. | 13000.00 | m |  | 400.00 | 5200000.00 | 112.50 | 1462500.00 | 1462500.00 | CROSS COUNTRY CONTRACTORS PRIVATE LIMITED
36.00 | Cables with OD above 60 mm but upto 80 mm. | 100.00 | m |  | 400.00 | 40000.00 | 162.50 | 16250.00 | 16250.00 | CROSS COUNTRY CONTRACTORS PRIVATE LIMITED
37.00 | 3 Core cable Indoor termination kit for 6.6 kV 300 mm² | 1.00 | nos |  | 80000.00 | 80000.00 | 45000.00 | 45000.00 | 45000.00 | CROSS COUNTRY CONTRACTORS PRIVATE LIMITED
38.00 | 1 Core cable Indoor termination kit for 6.6 kV 630 mm² | 36.00 | nos |  | 70000.00 | 2520000.00 | 56250.00 | 2025000.00 | 2025000.00 | CROSS COUNTRY CONTRACTORS PRIVATE LIMITED
39.00 | 3 Core cable termination kit for 6.6 kV 300 mm² | 1.00 | nos |  | 35000.00 | 35000.00 | 12500.00 | 12500.00 | 12500.00 | CROSS COUNTRY CONTRACTORS PRIVATE LIMITED
40.00 | 1 Core cable termination kit for 6.6 kV 630 mm² | 36.00 | nos |  | 18000.00 | 648000.00 | 12500.00 | 450000.00 | 450000.00 | CROSS COUNTRY CONTRACTORS PRIVATE LIMITED
41.00 | Cables with OD upto 20 mm. | 20.00 | nos |  | 350.00 | 7000.00 | 225.00 | 4500.00 | 4500.00 | CROSS COUNTRY CONTRACTORS PRIVATE LIMITED
42.00 | Cables with OD above 20 mm but upto 30 mm. | 20.00 | nos |  | 450.00 | 9000.00 | 337.50 | 6750.00 | 6750.00 | CROSS COUNTRY CONTRACTORS PRIVATE LIMITED
43.00 | Cables with OD above 30 mm but upto 40 mm. | 10.00 | nos |  | 500.00 | 5000.00 | 393.75 | 3937.50 | 3937.50 | CROSS COUNTRY CONTRACTORS PRIVATE LIMITED
44.00 | Cables with OD above 40 mm but upto 50 mm. | 20.00 | nos |  | 550.00 | 11000.00 | 562.50 | 11250.00 | 11000.00 | oval projects engineering pvt ltd
45.00 | Cables with OD above 50 mm but upto 60 mm. | 1.00 | nos |  | 600.00 | 600.00 | 787.50 | 787.50 | 600.00 | oval projects engineering pvt ltd
46.00 | All sizes from 1P to 4P and upto 2.5 sq. mm | 50.00 | nos |  | 300.00 | 15000.00 | 312.50 | 15625.00 | 15000.00 | oval projects engineering pvt ltd
47.00 | All sizes from 5P to 10P and upto 2.5 sq. mm | 20.00 | nos |  | 450.00 | 9000.00 | 675.00 | 13500.00 | 9000.00 | oval projects engineering pvt ltd
48.00 | Cables with OD upto 20 mm. | 1.00 | nos |  | 450.00 | 450.00 | 2625.00 | 2625.00 | 450.00 | oval projects engineering pvt ltd
49.00 | Cables with OD above 20 mm but upto 30 mm. | 1.00 | nos |  | 500.00 | 500.00 | 4500.00 | 4500.00 | 500.00 | oval projects engineering pvt ltd
50.00 | Cables with OD above 30 mm but upto 40 mm. | 1.00 | nos |  | 550.00 | 550.00 | 5625.00 | 5625.00 | 550.00 | oval projects engineering pvt ltd
51.00 | 3 Core cable Straight through jointing kits for 6.6 kV 300 mm² | 1.00 | nos |  | 80000.00 | 80000.00 | 81250.00 | 81250.00 | 80000.00 | oval projects engineering pvt ltd
52.00 | 1 Core cable Straight through jointing kits for 6.6 kV 630 mm² | 12.00 | nos |  | 65000.00 | 780000.00 | 67500.00 | 810000.00 | 780000.00 | oval projects engineering pvt ltd
53.00 | 3 Core cable Straight through jointing kits for 6.6 kV 300 mm² | 1.00 | nos |  | 25000.00 | 25000.00 | 11500.00 | 11500.00 | 11500.00 | CROSS COUNTRY CONTRACTORS PRIVATE LIMITED
54.00 | 1 Core cable Straight through jointing kits for 6.6 kV 630 mm² | 12.00 | nos |  | 22000.00 | 264000.00 | 15625.00 | 187500.00 | 187500.00 | CROSS COUNTRY CONTRACTORS PRIVATE LIMITED
55.00 | All sizes from 1P to 4P and upto 2.5 sq. mm | 1.00 | nos |  | 450.00 | 450.00 | 1012.50 | 1012.50 | 450.00 | oval projects engineering pvt ltd
56.00 | All sizes from 5P to 10P and upto 2.5 sq. mm | 1.00 | nos |  | 550.00 | 550.00 | 1812.50 | 1812.50 | 550.00 | oval projects engineering pvt ltd
57.00 | 50 mm NB. | 10.00 | m |  | 600.00 | 6000.00 | 900.00 | 9000.00 | 6000.00 | oval projects engineering pvt ltd
58.00 | 100 mm NB. | 10.00 | m |  | 1200.00 | 12000.00 | 2000.00 | 20000.00 | 12000.00 | oval projects engineering pvt ltd
59.00 | 150 mm NB. | 10.00 | m |  | 1600.00 | 16000.00 | 3000.00 | 30000.00 | 16000.00 | oval projects engineering pvt ltd
60.00 | 50 mm NB. | 10.00 | m |  | 550.00 | 5500.00 | 562.50 | 5625.00 | 5500.00 | oval projects engineering pvt ltd
61.00 | 100 mm NB. | 10.00 | m |  | 800.00 | 8000.00 | 812.50 | 8125.00 | 8000.00 | oval projects engineering pvt ltd
62.00 | 150 mm NB. | 10.00 | m |  | 1000.00 | 10000.00 | 1150.00 | 11500.00 | 10000.00 | oval projects engineering pvt ltd
63.00 | As per std. 7-51-0306 | 1.00 | nos |  | 10000.00 | 10000.00 | 9000.00 | 9000.00 | 9000.00 | CROSS COUNTRY CONTRACTORS PRIVATE LIMITED
64.00 | As per std. 7-51-0307 | 1.00 | nos |  | 15000.00 | 15000.00 | 10125.00 | 10125.00 | 10125.00 | CROSS COUNTRY CONTRACTORS PRIVATE LIMITED
65.00 | As per std. 7-51-0308 | 5.00 | nos |  | 15000.00 | 75000.00 | 11500.00 | 57500.00 | 57500.00 | CROSS COUNTRY CONTRACTORS PRIVATE LIMITED
66.00 | 300 mm wide Straight run cable tray. | 50.00 | m |  | 1200.00 | 60000.00 | 1805.00 | 90250.00 | 60000.00 | oval projects engineering pvt ltd
67.00 | 750 mm wide Straight run cable tray. | 3000.00 | m |  | 1800.00 | 5400000.00 | 2937.50 | 8812500.00 | 5400000.00 | oval projects engineering pvt ltd
68.00 | Reducers 750 - 300 RHS. | 1.00 | nos |  | 4500.00 | 4500.00 | 10125.00 | 10125.00 | 4500.00 | oval projects engineering pvt ltd
69.00 | Reducers 750 - 600 RHS. | 1.00 | nos |  | 5000.00 | 5000.00 | 10125.00 | 10125.00 | 5000.00 | oval projects engineering pvt ltd
70.00 | Horizontal bends for 300 mm wide tray with 1000 mm bending radius. | 1.00 | nos |  | 8000.00 | 8000.00 | 9000.00 | 9000.00 | 8000.00 | oval projects engineering pvt ltd
71.00 | Horizontal bends for 750 mm wide tray with 1000 mm bending radius. | 5.00 | nos |  | 10000.00 | 50000.00 | 13750.00 | 68750.00 | 50000.00 | oval projects engineering pvt ltd
72.00 | Vertical outside bends for 300 mm wide tray with 1000 mm bending radius | 1.00 | nos |  | 8000.00 | 8000.00 | 9000.00 | 9000.00 | 8000.00 | oval projects engineering pvt ltd
73.00 | Vertical outside bends for 750 mm wide tray with 1000 mm bending radius. | 5.00 | nos |  | 10500.00 | 52500.00 | 13750.00 | 68750.00 | 52500.00 | oval projects engineering pvt ltd
74.00 | Vertical inside bends for 300 mm wide tray with 1000 mm bending radius | 1.00 | nos |  | 7000.00 | 7000.00 | 9000.00 | 9000.00 | 7000.00 | oval projects engineering pvt ltd
75.00 | Vertical inside bends for 750 mm wide tray with 1000 mm bending radius. | 5.00 | nos |  | 8200.00 | 41000.00 | 13750.00 | 68750.00 | 41000.00 | oval projects engineering pvt ltd
76.00 | Tee Joints for 300 mm wide tray with 1000 mm bending radius. | 1.00 | nos |  | 7500.00 | 7500.00 | 9000.00 | 9000.00 | 7500.00 | oval projects engineering pvt ltd
77.00 | Tee Joints for 750 mm wide tray with 1000 mm bending radius. | 1.00 | nos |  | 8600.00 | 8600.00 | 13750.00 | 13750.00 | 8600.00 | oval projects engineering pvt ltd
78.00 | Cross Joints for 300 mm wide tray with 1000 mm bending radius. | 1.00 | nos |  | 8000.00 | 8000.00 | 9000.00 | 9000.00 | 8000.00 | oval projects engineering pvt ltd
79.00 | Cross Joints for 750 mm wide tray with 1000 mm bending radius. | 1.00 | nos |  | 8500.00 | 8500.00 | 13750.00 | 13750.00 | 8500.00 | oval projects engineering pvt ltd
80.00 | 100 mm wide. | 50.00 | m |  | 850.00 | 42500.00 | 812.50 | 40625.00 | 40625.00 | CROSS COUNTRY CONTRACTORS PRIVATE LIMITED
81.00 | 150 mm wide. | 10.00 | m |  | 1050.00 | 10500.00 | 562.50 | 5625.00 | 5625.00 | CROSS COUNTRY CONTRACTORS PRIVATE LIMITED
82.00 | Supply, fabrication and installation of 0.91 mm (20 gauge) GI sheet covers for cable trays, including necessary hardwares, including all labour and materials, as per approved drawings, specifications of this tender and directions of Engineer-in-Charge. | 10.00 | m² |  | 2000.00 | 20000.00 | 2250.00 | 22500.00 | 20000.00 | oval projects engineering pvt ltd
83.00 | Cables with OD upto 20 mm. | 10.00 | nos |  | 350.00 | 3500.00 | 475.00 | 4750.00 | 3500.00 | oval projects engineering pvt ltd
84.00 | Cables with OD above 20 mm but upto 30 mm. | 5.00 | nos |  | 500.00 | 2500.00 | 900.00 | 4500.00 | 2500.00 | oval projects engineering pvt ltd
85.00 | Cables with OD above 30 mm but upto 40 mm. | 5.00 | nos |  | 500.00 | 2500.00 | 1437.50 | 7187.50 | 2500.00 | oval projects engineering pvt ltd
86.00 | Cables with OD above 40 mm but upto 50 mm. | 1.00 | nos |  | 650.00 | 650.00 | 2000.00 | 2000.00 | 650.00 | oval projects engineering pvt ltd
87.00 | Cables with OD above 50 mm but upto 60 mm. | 1.00 | nos |  | 700.00 | 700.00 | 3375.00 | 3375.00 | 700.00 | oval projects engineering pvt ltd
88.00 | Cables with OD upto 20 mm. | 1.00 | nos |  | 500.00 | 500.00 | 350.00 | 350.00 | 350.00 | CROSS COUNTRY CONTRACTORS PRIVATE LIMITED
89.00 | Cables with OD above 20 mm but upto 30 mm. | 5.00 | nos |  | 500.00 | 2500.00 | 675.00 | 3375.00 | 2500.00 | oval projects engineering pvt ltd
90.00 | Cables with OD above 30 mm but upto 40 mm. | 5.00 | nos |  | 550.00 | 2750.00 | 1012.50 | 5062.50 | 2750.00 | oval projects engineering pvt ltd
91.00 | Cables with OD above 40 mm but upto 50 mm. | 1.00 | nos |  | 550.00 | 550.00 | 1687.50 | 1687.50 | 550.00 | oval projects engineering pvt ltd
92.00 | Cables with OD above 50 mm but upto 60 mm. | 50.00 | nos |  | 650.00 | 32500.00 | 2937.50 | 146875.00 | 32500.00 | oval projects engineering pvt ltd
93.00 | Supply and installation of cable markers as per std. 7-51-0301, for underground cable runs with 14 SWG enamelled steel plate with white lettering on jade green background inclusive of providing and fixing supports, including all labour and materials, as per approved drawings, specifications of this tender and directions of Engineer-in-Charge. | 5.00 | nos |  | 500.00 | 2500.00 | 5625.00 | 28125.00 | 2500.00 | oval projects engineering pvt ltd
94.00 | Supply and installation of earth pit markers for directly buried GI pipe electrodes as per std. 7-51-0101 with 14 SWG enamelled steel plate engraved with white letters BURIED, EARTH ELECTRODE on JADE green background complete with support and foundation, including all labour and materials, as per approved drawings, specifications of this tender and direction of Engineer-in-Charge. | 5.00 | nos |  | 500.00 | 2500.00 | 6250.00 | 31250.00 | 2500.00 | oval projects engineering pvt ltd
95.00 | Supply and installation of earth pit markers for directly buried GI pipe electrodes with 14 SWG enamelled steel plate engraved with white letters BURIED, EARTH ELECTRODE on JADE green background complete with support and foundation as per approved drawings, specifications of this tender and direction of Engineer-in-Charge. | 6.00 | nos |  | 600.00 | 3600.00 | 6250.00 | 37500.00 | 3600.00 | oval projects engineering pvt ltd
96.00 | All sizes upto 10 sq. mm | 10.00 | nos |  | 600.00 | 6000.00 | 31.25 | 312.50 | 312.50 | CROSS COUNTRY CONTRACTORS PRIVATE LIMITED
97.00 | All sizes from 16 to 35 sq. mm | 10.00 | nos |  | 700.00 | 7000.00 | 56.25 | 562.50 | 562.50 | CROSS COUNTRY CONTRACTORS PRIVATE LIMITED
98.00 | All sizes from 50 to 185 sq. mm | 5.00 | nos |  | 1500.00 | 7500.00 | 143.75 | 718.75 | 718.75 | CROSS COUNTRY CONTRACTORS PRIVATE LIMITED
99.00 | All sizes upto 10 sq. mm | 5.00 | nos |  | 600.00 | 3000.00 | 156.25 | 781.25 | 781.25 | CROSS COUNTRY CONTRACTORS PRIVATE LIMITED
100.00 | All sizes from 16 to 35 sq. mm | 5.00 | nos |  | 800.00 | 4000.00 | 225.00 | 1125.00 | 1125.00 | CROSS COUNTRY CONTRACTORS PRIVATE LIMITED
101.00 | All sizes from 50 to 185 sq. mm | 5.00 | nos |  | 1800.00 | 9000.00 | 407.50 | 2037.50 | 2037.50 | CROSS COUNTRY CONTRACTORS PRIVATE LIMITED
102.00 | All sizes from 240 to 400 sq. mm | 1.00 | nos |  | 2000.00 | 2000.00 | 4500.00 | 4500.00 | 2000.00 | oval projects engineering pvt ltd
103.00 | All sizes upto 10 sq. mm | 5.00 | nos |  | 500.00 | 2500.00 | 281.25 | 1406.25 | 1406.25 | CROSS COUNTRY CONTRACTORS PRIVATE LIMITED
104.00 | All sizes from 16 to 35 sq. mm | 5.00 | nos |  | 750.00 | 3750.00 | 362.50 | 1812.50 | 1812.50 | CROSS COUNTRY CONTRACTORS PRIVATE LIMITED
105.00 | All sizes from 50 to 185 sq. mm | 5.00 | nos |  | 1500.00 | 7500.00 | 712.50 | 3562.50 | 3562.50 | CROSS COUNTRY CONTRACTORS PRIVATE LIMITED
106.00 | All sizes from 240 to 400 sq. mm | 1.00 | nos |  | 2500.00 | 2500.00 | 5625.00 | 5625.00 | 2500.00 | oval projects engineering pvt ltd
107.00 | Supply of sealing compound (Bituminous tar or approved equivalent) heating and pouring of compound in the cable stuffing box of flameproof motors and providing effective cable sealing, including all labour and materials, as per specifications of this tender and as per directions of Engineer-in-Charge (Measurement of weight shall be made for sealing compound supplied). | 10.00 | kg |  | 2500.00 | 25000.00 | 9000.00 | 90000.00 | 25000.00 | oval projects engineering pvt ltd
108.00 | Fire proofing of cables including supply of all fire proofing paint, including all labour and materials, as per specifications of this tender and directions of Engineer-in-Charge. (Actual area of surface painted shall be measured). | 10.00 | m² |  | 1500.00 | 15000.00 | 25000.00 | 250000.00 | 15000.00 | oval projects engineering pvt ltd
109.00 | Eqpt. Thread 3/4" PF (J.I.S.)-E.T. Thread 3/4"ET | 1.00 | nos |  | 2000.00 | 2000.00 | 675.00 | 675.00 | 675.00 | CROSS COUNTRY CONTRACTORS PRIVATE LIMITED
110.00 | Eqpt. Thread 1" PF (J.I.S.) -E.T. Thread 3/4"ET | 1.00 | nos |  | 2200.00 | 2200.00 | 1012.50 | 1012.50 | 1012.50 | CROSS COUNTRY CONTRACTORS PRIVATE LIMITED
111.00 | Eqpt. Thread 1" PF (J.I.S.) -E.T. Thread 1"ET | 1.00 | nos |  | 2200.00 | 2200.00 | 1012.50 | 1012.50 | 1012.50 | CROSS COUNTRY CONTRACTORS PRIVATE LIMITED
112.00 | Eqpt. Thread 1-1/2" PF (J.I.S.)- E.T. Thread 1-1/4"ET | 1.00 | nos |  | 2500.00 | 2500.00 | 1400.00 | 1400.00 | 1400.00 | CROSS COUNTRY CONTRACTORS PRIVATE LIMITED
113.00 | 30M high flood light mast for Safe Area, including supply of WP glands, lugs, 12Nos LED fixture of 250 Watt. | 3.00 | nos |  | 600000.00 | 1800000.00 | 1875000.00 | 5625000.00 | 1800000.00 | oval projects engineering pvt ltd
114.00 | 4 way. | 10.00 | nos |  | 5000.00 | 50000.00 | 25000.00 | 250000.00 | 50000.00 | oval projects engineering pvt ltd
115.00 | 40 A, 4 pole incomer MCB isolator and ELCB and 6 Nos. outgoing double pole MCBs (upto 20 A). | 1.00 | nos |  | 150000.00 | 150000.00 | 81250.00 | 81250.00 | 81250.00 | CROSS COUNTRY CONTRACTORS PRIVATE LIMITED
116.00 | 40 A, 4 pole incomer MCB isolator and ELCB and 12 Nos. outgoing double pole MCBs (upto 20 A). | 1.00 | nos |  | 220000.00 | 220000.00 | 115000.00 | 115000.00 | 115000.00 | CROSS COUNTRY CONTRACTORS PRIVATE LIMITED
117.00 | 40 A, 4 pole incomer MCB isolator and ELCB and 18 Nos. outgoing double pole MCBs (upto 20 A). | 1.00 | nos |  | 270000.00 | 270000.00 | 135000.00 | 135000.00 | 135000.00 | CROSS COUNTRY CONTRACTORS PRIVATE LIMITED
118.00 | Supply, installation, connection, testing and commissioning of emergency lighting unit (min. 5W, 100 lumens output) fed by a self- contained battery rated for 2 hours and charger operating on 240 V AC supply, including all labour and materials, as per approved drawings, specifications of this tender and directions of Engineer-in-Charge. | 1.00 | nos |  | 5000.00 | 5000.00 | 31250.00 | 31250.00 | 5000.00 | oval projects engineering pvt ltd
119.00 | Measurement of soil resistivity in accordance with IS:3043, including all labour and materials, as per approved drawings, specifications of this tender and at locations as per directions of Engineer-in-Charge. | 1.00 | nos |  | 3000.00 | 3000.00 | 43750.00 | 43750.00 | 3000.00 | oval projects engineering pvt ltd
120.00 | GI earth electrode as per std. 7-51-0102. | 1.00 | nos |  | 20000.00 | 20000.00 | 33750.00 | 33750.00 | 20000.00 | oval projects engineering pvt ltd
121.00 | Supply, Installation, Testing and Commissioning of maintenance free Chemical earth electrode complete with earth pit and all necessary materials including excavation of earth pit, filling with maintenance free chemical for ease of operation and maintenance, back filling, providing necessary brick work, connections, including all labour and materials as per approved drawings, specifications of this tender and directions of engineer-in-charge | 6.00 | nos |  | 25000.00 | 150000.00 | 28125.00 | 168750.00 | 150000.00 | oval projects engineering pvt ltd
122.00 | 50 x 6 mm | 200.00 | m |  | 400.00 | 80000.00 | 562.50 | 112500.00 | 80000.00 | oval projects engineering pvt ltd
123.00 | 75 x 10 mm | 10.00 | m |  | 650.00 | 6500.00 | 1062.50 | 10625.00 | 6500.00 | oval projects engineering pvt ltd
124.00 | 50 x 6 mm | 400.00 | m |  | 500.00 | 200000.00 | 562.50 | 225000.00 | 200000.00 | oval projects engineering pvt ltd
125.00 | 40 x 5 mm | 50.00 | m |  | 430.00 | 21500.00 | 393.75 | 19687.50 | 19687.50 | CROSS COUNTRY CONTRACTORS PRIVATE LIMITED
126.00 | 25 x 3 mm | 50.00 | m |  | 380.00 | 19000.00 | 202.50 | 10125.00 | 10125.00 | CROSS COUNTRY CONTRACTORS PRIVATE LIMITED
127.00 | 5 m long, 25 sq. mm (168/0.01772") insulated single core Cu flexible conductor. | 10.00 | nos |  | 500.00 | 5000.00 | 12500.00 | 125000.00 | 5000.00 | oval projects engineering pvt ltd
128.00 | 300 mm | 1.00 | nos |  | 4500.00 | 4500.00 | 675.00 | 675.00 | 675.00 | CROSS COUNTRY CONTRACTORS PRIVATE LIMITED
129.00 | 500 mm | 1.00 | nos |  | 5500.00 | 5500.00 | 900.00 | 900.00 | 900.00 | CROSS COUNTRY CONTRACTORS PRIVATE LIMITED
130.00 | 1500 mm | 1.00 | nos |  | 7500.00 | 7500.00 | 1812.50 | 1812.50 | 1812.50 | CROSS COUNTRY CONTRACTORS PRIVATE LIMITED
131.00 | GI earth plate as per std. 7-51-0103. | 10.00 | nos |  | 4000.00 | 40000.00 | 2250.00 | 22500.00 | 22500.00 | CROSS COUNTRY CONTRACTORS PRIVATE LIMITED
132.00 | 1 C x 10 Sqmm | 5.00 | m |  | 500.00 | 2500.00 | 620.00 | 3100.00 | 2500.00 | oval projects engineering pvt ltd
133.00 | 1 C x 25 Sqmm | 5.00 | m |  | 600.00 | 3000.00 | 900.00 | 4500.00 | 3000.00 | oval projects engineering pvt ltd
134.00 | 1 C x 35 Sqmm | 5.00 | m |  | 800.00 | 4000.00 | 1220.00 | 6100.00 | 4000.00 | oval projects engineering pvt ltd
135.00 | 1 C x 50 Sqmm | 5.00 | m |  | 1000.00 | 5000.00 | 1562.50 | 7812.50 | 5000.00 | oval projects engineering pvt ltd
136.00 | 1 C x 10 Sqmm | 5.00 | nos |  | 300.00 | 1500.00 | 620.00 | 3100.00 | 1500.00 | oval projects engineering pvt ltd
137.00 | 1 C x 25 Sqmm | 5.00 | nos |  | 300.00 | 1500.00 | 900.00 | 4500.00 | 1500.00 | oval projects engineering pvt ltd
138.00 | 1 C x 35 Sqmm | 5.00 | nos |  | 400.00 | 2000.00 | 1220.00 | 6100.00 | 2000.00 | oval projects engineering pvt ltd
139.00 | 1 C x 50 Sqmm | 5.00 | nos |  | 400.00 | 2000.00 | 1562.50 | 7812.50 | 2000.00 | oval projects engineering pvt ltd
140.00 | Desk type intercom station upto 24 keys. | 1.00 | nos |  | 60000.00 | 60000.00 | 18750.00 | 18750.00 | 18750.00 | CROSS COUNTRY CONTRACTORS PRIVATE LIMITED
141.00 | Weather Proof Intercom station with upto 3 Nos dual position Keys (FLP/Industrial type). | 5.00 | nos |  | 25000.00 | 125000.00 | 31250.00 | 156250.00 | 125000.00 | oval projects engineering pvt ltd
142.00 | Weather proof loudspeakers (FLP/Industrial Type). | 3.00 | nos |  | 8000.00 | 24000.00 | 3125.00 | 9375.00 | 9375.00 | CROSS COUNTRY CONTRACTORS PRIVATE LIMITED
143.00 | Loud speakers with amplifier (FLP/industrial type). | 1.00 | nos |  | 8000.00 | 8000.00 | 1875.00 | 1875.00 | 1875.00 | CROSS COUNTRY CONTRACTORS PRIVATE LIMITED
144.00 | Loudspeakers without amplifiers(FLP/Industrial). | 1.00 | nos |  | 8000.00 | 8000.00 | 1687.50 | 1687.50 | 1687.50 | CROSS COUNTRY CONTRACTORS PRIVATE LIMITED
145.00 | Beacon Lamps (FLP/industrial type). | 1.00 | nos |  | 3000.00 | 3000.00 | 1875.00 | 1875.00 | 1875.00 | CROSS COUNTRY CONTRACTORS PRIVATE LIMITED
146.00 | Acoustic hood (FLP/industrial type). | 1.00 | nos |  | 10000.00 | 10000.00 | 1875.00 | 1875.00 | 1875.00 | CROSS COUNTRY CONTRACTORS PRIVATE LIMITED
147.00 | PAJB with 1 nos 20 Pair incoming cable(s) and 4 nos 5 Pair outgoing cable(s) | 1.00 | nos |  | 15000.00 | 15000.00 | 2250.00 | 2250.00 | 2250.00 | CROSS COUNTRY CONTRACTORS PRIVATE LIMITED
148.00 | Supply of addressable type weather proof Break glass fire alarm boxes including all labour and materials, as per approved drawings, specifications of this tender and directions of Engineer-in-Charge. | 10.00 | nos |  | 10000.00 | 100000.00 | 37500.00 | 375000.00 | 100000.00 | oval projects engineering pvt ltd
149.00 | Break glass type fire alarm boxes. | 10.00 | nos |  | 10000.00 | 100000.00 | 16250.00 | 162500.00 | 100000.00 | oval projects engineering pvt ltd
150.00 | Cables of overall dia. upto 35 mm. | 2000.00 | m |  | 1000.00 | 2000000.00 | 56.25 | 112500.00 | 112500.00 | CROSS COUNTRY CONTRACTORS PRIVATE LIMITED
151.00 | Cables of overall dia. above 35 mm. | 200.00 | m |  | 500.00 | 100000.00 | 81.25 | 16250.00 | 16250.00 | CROSS COUNTRY CONTRACTORS PRIVATE LIMITED
152.00 | HDPE duct with overall dia. Upto 60mm | 20.00 | m |  | 350.00 | 7000.00 | 33.75 | 675.00 | 675.00 | CROSS COUNTRY CONTRACTORS PRIVATE LIMITED
153.00 | Cables of overall dia. upto 40 mm. | 20.00 | m |  | 200.00 | 4000.00 | 168.75 | 3375.00 | 3375.00 | CROSS COUNTRY CONTRACTORS PRIVATE LIMITED
154.00 | 6 Fiber | 1.00 | m |  | 500.00 | 500.00 | 21250.00 | 21250.00 | 500.00 | oval projects engineering pvt ltd
155.00 | For Non-Jelly filled cables of size .9 mm 2 pair | 5.00 | nos |  | 500.00 | 2500.00 | 2812.50 | 14062.50 | 2500.00 | oval projects engineering pvt ltd
156.00 | For Non-Jelly filled cables of size .9 mm 5 pair | 10.00 | nos |  | 500.00 | 5000.00 | 2812.50 | 28125.00 | 5000.00 | oval projects engineering pvt ltd
157.00 | For Non-Jelly filled cables of size .9 mm 20 pair | 2.00 | nos |  | 2000.00 | 4000.00 | 7250.00 | 14500.00 | 4000.00 | oval projects engineering pvt ltd
158.00 | Non-Jelly filled cables of size .9 mm 5 pair | 200.00 | m |  | 200.00 | 40000.00 | 625.00 | 125000.00 | 40000.00 | oval projects engineering pvt ltd
159.00 | Non-Jelly filled cables of size .9 mm 10 pair | 100.00 | m |  | 350.00 | 35000.00 | 750.00 | 75000.00 | 35000.00 | oval projects engineering pvt ltd
160.00 | Non-Jelly filled cables of size .9 mm 20 pair | 2000.00 | m |  | 600.00 | 1200000.00 | 1625.00 | 3250000.00 | 1200000.00 | oval projects engineering pvt ltd
161.00 | Non-Jelly filled cables of size 1.5 mm² 2 pair | 1000.00 | m |  | 450.00 | 450000.00 | 500.00 | 500000.00 | 450000.00 | oval projects engineering pvt ltd
162.00 | RCC cable trench wall cutting through RCC cutting machine | 1.00 | cum |  | 18000.00 | 18000.00 | 1875.00 | 1875.00 | 1875.00 | CROSS COUNTRY CONTRACTORS PRIVATE LIMITED
163.00 | Excavation and backfilling of trenches in all types of soil except rock. | 1000.00 | m³ |  | 800.00 | 800000.00 | 587.50 | 587500.00 | 587500.00 | CROSS COUNTRY CONTRACTORS PRIVATE LIMITED
164.00 | Stone dust grading Zone-II, grading limits as per IS-383. | 200.00 | m³ |  | 600.00 | 120000.00 | 6750.00 | 1350000.00 | 120000.00 | oval projects engineering pvt ltd
165.00 | Bricks. | 500.00 | m² |  | 12000.00 | 6000000.00 | 1437.50 | 718750.00 | 718750.00 | CROSS COUNTRY CONTRACTORS PRIVATE LIMITED
166.00 | Plain cement concrete. | 10.00 | m³ |  | 9500.00 | 95000.00 | 9000.00 | 90000.00 | 90000.00 | CROSS COUNTRY CONTRACTORS PRIVATE LIMITED
167.00 | 6 mm thick M.S. chequered plate. | 50.00 | m² |  | 3500.00 | 175000.00 | 8125.00 | 406250.00 | 175000.00 | oval projects engineering pvt ltd
168.00 | Supply and installation of fire proof sealing system as per IEC-60332 including supply and fabrication of steel frames and other accessories (cement, gravel, sand etc.) including drilling, cutting, welding, surface preparation, dressing/ chipping of concrete, enlargement etc. including all minor masonry and structural works and repair of all damages in line with the enclosed job specification and instructions of the Engineer-in-Charge | 5.00 | m³ |  | 1000.00 | 5000.00 | 9000.00 | 45000.00 | 5000.00 | oval projects engineering pvt ltd
169.00 | Each alphabet/character upto 2 inch in height/length | 150.00 | nos |  | 300.00 | 45000.00 | 187.50 | 28125.00 | 28125.00 | CROSS COUNTRY CONTRACTORS PRIVATE LIMITED
170.00 | Each alphabet/character above 2 inch and Upto 4 inch in height/length | 50.00 | nos |  | 350.00 | 17500.00 | 225.00 | 11250.00 | 11250.00 | CROSS COUNTRY CONTRACTORS PRIVATE LIMITED
171.00 | Each alphabet/character upto 2 inch in height/length | 100.00 | nos |  | 350.00 | 35000.00 | 312.50 | 31250.00 | 31250.00 | CROSS COUNTRY CONTRACTORS PRIVATE LIMITED
172.00 | Each alphabet/character above 2 inch and Upto 4 inch in height/length | 50.00 | nos |  | 350.00 | 17500.00 | 475.00 | 23750.00 | 17500.00 | oval projects engineering pvt ltd
| Total in Figures |  |  |  |  | 35562800.00 |  | 38080543.75
Lowest Amount Quoted BY: oval projects engineering pvt ltd(35562800.00)

## BoQ4
Government eProcurement System Created By: DEVESH KUMAR Created Date/Time: 05-Jun-2023 11:59 AM Tender Title: AS/B558-019-PK-TN-3010/1002 Tender ID: 2023_GAIL_146657_1
Tender Inviting Authority: ENGINEERS INDIA LIMITED
Name of Work: COMPOSITE WORKS FOR SETTING UP OF 4.3 TPD PEM ELECTROLYSER AT GAIL VIJAIPUR, M.P.
Contract No: AS/B558-019-PK-TN-3010/1002
SCHEDULE OF WORK / ITEM(S)
Sl.No | Description of Work / Item(s) | No.of Qty | Units | Estimated Rate | oval projects engineering pvt ltd(GSTN-16AABCO9053D1ZL) |  | CROSS COUNTRY CONTRACTORS PRIVATE LIMITED(GSTN-NA)
[5 empty] | Rate | Amount | Rate | Amount | L1 Amount | L1 Vendor
1.00 | In Carbon Steel as per Standard 7-52-1207 | 6.00 | nos |  | 2500.00 | 15000.00 | 15420.00 | 92520.00 | 15000.00 | oval projects engineering pvt ltd
2.00 | In Carbon Steel as per Standard 7-52-1214 | 6.00 | nos |  | 42500.00 | 255000.00 | 25800.00 | 154800.00 | 154800.00 | CROSS COUNTRY CONTRACTORS PRIVATE LIMITED
3.00 | In Carbon Steel as per Standard 7-52-1306 | 10.00 | nos |  | 65000.00 | 650000.00 | 30000.00 | 300000.00 | 300000.00 | CROSS COUNTRY CONTRACTORS PRIVATE LIMITED
4.00 | In Carbon Steel as per Standard 7-52-1356 | 6.00 | nos |  | 42000.00 | 252000.00 | 30000.00 | 180000.00 | 180000.00 | CROSS COUNTRY CONTRACTORS PRIVATE LIMITED
5.00 | Temperature Indicator/ Gauges (Bimetallic Type) with thermowell on flanged wells | 6.00 | nos |  | 14500.00 | 87000.00 | 24000.00 | 144000.00 | 87000.00 | oval projects engineering pvt ltd
6.00 | Temperature Transmitter and RTD with flanged well | 6.00 | nos |  | 24800.00 | 148800.00 | 24000.00 | 144000.00 | 144000.00 | CROSS COUNTRY CONTRACTORS PRIVATE LIMITED
7.00 | Push Buttons, Selector Switches, Lamps, Bypass Switches | 2.00 | nos |  | 7500.00 | 15000.00 | 18000.00 | 36000.00 | 15000.00 | oval projects engineering pvt ltd
8.00 | Control Valves | 6.00 | nos |  | 185000.00 | 1110000.00 | 16200.00 | 97200.00 | 97200.00 | CROSS COUNTRY CONTRACTORS PRIVATE LIMITED
9.00 | On-off valves (SDV/ ROV) | 6.00 | nos |  | 6800.00 | 40800.00 | 16200.00 | 97200.00 | 40800.00 | oval projects engineering pvt ltd
10.00 | Inlet Sizes upto 2" flanged, rating 150# to 2500# | 7.00 | nos |  | 2500.00 | 17500.00 | 12000.00 | 84000.00 | 17500.00 | oval projects engineering pvt ltd
11.00 | Pressure gauges | 6.00 | nos |  | 1850.00 | 11100.00 | 6000.00 | 36000.00 | 11100.00 | oval projects engineering pvt ltd
12.00 | Pressure transmitters | 6.00 | nos |  | 42500.00 | 255000.00 | 6000.00 | 36000.00 | 36000.00 | CROSS COUNTRY CONTRACTORS PRIVATE LIMITED
13.00 | Differential Pressure Transmitters for Flow, Level and D.P. | 34.00 | nos |  | 65000.00 | 2210000.00 | 6000.00 | 204000.00 | 204000.00 | CROSS COUNTRY CONTRACTORS PRIVATE LIMITED
14.00 | Temperature gauges | 6.00 | nos |  | 2500.00 | 15000.00 | 6000.00 | 36000.00 | 15000.00 | oval projects engineering pvt ltd
15.00 | Temperature Transmitters | 6.00 | nos |  | 27500.00 | 165000.00 | 6000.00 | 36000.00 | 36000.00 | CROSS COUNTRY CONTRACTORS PRIVATE LIMITED
16.00 | Pressure transmitters | 6.00 | nos |  | 42500.00 | 255000.00 | 1800.00 | 10800.00 | 10800.00 | CROSS COUNTRY CONTRACTORS PRIVATE LIMITED
17.00 | Differential Pressure Transmitters for Flow, Level and D.P. | 34.00 | nos |  | 65000.00 | 2210000.00 | 3600.00 | 122400.00 | 122400.00 | CROSS COUNTRY CONTRACTORS PRIVATE LIMITED
18.00 | Temperature Transmitters | 6.00 | nos |  | 27500.00 | 165000.00 | 1800.00 | 10800.00 | 10800.00 | CROSS COUNTRY CONTRACTORS PRIVATE LIMITED
19.00 | Special armoured serial link MODBUS TCP/IP/RS485 Serial/ cable | 500.00 | m |  | 775.00 | 387500.00 | 600.00 | 300000.00 | 300000.00 | CROSS COUNTRY CONTRACTORS PRIVATE LIMITED
20.00 | Cat 7 Ethernet Cable | 100.00 | m |  | 525.00 | 52500.00 | 360.00 | 36000.00 | 36000.00 | CROSS COUNTRY CONTRACTORS PRIVATE LIMITED
21.00 | RJ45 Connectors | 45.00 | nos |  | 225.00 | 10125.00 | 2400.00 | 108000.00 | 10125.00 | oval projects engineering pvt ltd
22.00 | Ethernet couplers | 15.00 | nos |  | 195.00 | 2925.00 | 1200.00 | 18000.00 | 2925.00 | oval projects engineering pvt ltd
23.00 | Junction Box, Weatherproof type for 12 Pair Cable | 5.00 | nos |  | 8500.00 | 42500.00 | 30000.00 | 150000.00 | 42500.00 | oval projects engineering pvt ltd
24.00 | Junction Box, Weatherproof + Flameproof (Gas Groups -IIC) type for 6 Pair Cable | 2.00 | nos |  | 12800.00 | 25600.00 | 36000.00 | 72000.00 | 25600.00 | oval projects engineering pvt ltd
25.00 | Double compression type Cable gland, weatherproof + Flameproof (Gas Group IIC) type,Ni plated Brass material with PVC shroud, 1/2" NPTM | 284.00 | nos |  | 850.00 | 241400.00 | 264.00 | 74976.00 | 74976.00 | CROSS COUNTRY CONTRACTORS PRIVATE LIMITED
26.00 | Double compression type Cable gland, weatherproof + Flameproof (Gas Group IIC) type,Ni plated Brass material with PVC shroud, 3/4" NPTM | 30.00 | nos |  | 850.00 | 25500.00 | 480.00 | 14400.00 | 14400.00 | CROSS COUNTRY CONTRACTORS PRIVATE LIMITED
27.00 | Plug, weatherproof + flameproof (Gas Group IIC) type, Ni plated Brass material material, 3/4" NPTM | 30.00 | nos |  | 1050.00 | 31500.00 | 1200.00 | 36000.00 | 31500.00 | oval projects engineering pvt ltd
28.00 | Plug, weatherproof + flameproof (Gas Group IIC) type, Ni plated Brass material material, 1/2" NPTM | 50.00 | nos |  | 1050.00 | 52500.00 | 1200.00 | 60000.00 | 52500.00 | oval projects engineering pvt ltd
29.00 | 6 Way Air Manifold SS316 | 6.00 | nos |  | 5000.00 | 30000.00 | 12000.00 | 72000.00 | 30000.00 | oval projects engineering pvt ltd
30.00 | Orifice Plates & flanges - 2"/300# as per Enclosed datasheets B558-019-YF-DS-3201/2/3 | 6.00 | nos |  | 3500.00 | 21000.00 | 18000.00 | 108000.00 | 21000.00 | oval projects engineering pvt ltd
31.00 | Pressure Transmitters - SS316L gold Plated for Hydrogen service as per Enclosed datasheets B558-019-YP-DS-3001 | 6.00 | nos |  | 200000.00 | 1200000.00 | 84000.00 | 504000.00 | 504000.00 | CROSS COUNTRY CONTRACTORS PRIVATE LIMITED
32.00 | Differential Pressure (Flow) Transmitters - SS316L gold Plated for Hydrogen service as per Enclosed datasheets B558-019-YI-DS-3001/3002 | 23.00 | nos |  | 200000.00 | 4600000.00 | 108000.00 | 2484000.00 | 2484000.00 | CROSS COUNTRY CONTRACTORS PRIVATE LIMITED
33.00 | S.S. Tubes -1/2"OD 316L, 153 Kg/CM2 | 30.00 | m |  | 365.00 | 10950.00 | 2400.00 | 72000.00 | 10950.00 | oval projects engineering pvt ltd
34.00 | Pressure Gauges - as per Enclosed datasheets B558-019-YP-DS-1001 | 6.00 | nos |  | 1850.00 | 11100.00 | 48000.00 | 288000.00 | 11100.00 | oval projects engineering pvt ltd
35.00 | S.S. Tubes -1/4"OD 316L, 153 Kg/CM2 | 30.00 | m |  | 2550.00 | 76500.00 | 1800.00 | 54000.00 | 54000.00 | CROSS COUNTRY CONTRACTORS PRIVATE LIMITED
36.00 | Temperature Gauges - as per Enclosed datasheets B558-019-YT-DS-4001 | 6.00 | nos |  | 375.00 | 2250.00 | 48000.00 | 288000.00 | 2250.00 | oval projects engineering pvt ltd
37.00 | Weatherproof & Flameproof 1/2" NPT Plugs | 200.00 | nos |  | 375.00 | 75000.00 | 360.00 | 72000.00 | 72000.00 | CROSS COUNTRY CONTRACTORS PRIVATE LIMITED
38.00 | Signal cable XLPE insulated FRLS 12PX1.5 mm2 | 6000.00 | m |  | 450.00 | 2700000.00 | 1440.00 | 8640000.00 | 2700000.00 | oval projects engineering pvt ltd
39.00 | Signal Cable as per Standard Specification 6-52-0046 size, 1P X 1.5 mm2, IS, FRLS | 12000.00 | m |  | 75.00 | 900000.00 | 158.40 | 1900800.00 | 900000.00 | oval projects engineering pvt ltd
40.00 | Triad cables as per Standard Specification 6-52-0046 size, 1T X 1.5 mm2, IS, FRLS | 500.00 | m |  | 90.00 | 45000.00 | 187.20 | 93600.00 | 45000.00 | oval projects engineering pvt ltd
41.00 | 12 fibres, single mode, compliant to ITU-T G.652 , Optical Fibre Cable | 7000.00 | m |  | 250.00 | 1750000.00 | 54.00 | 378000.00 | 378000.00 | CROSS COUNTRY CONTRACTORS PRIVATE LIMITED
42.00 | Light Interface Unit (LIU) with associated accessories for 12C OFC | 8.00 | nos |  | 800.00 | 6400.00 | 30000.00 | 240000.00 | 6400.00 | oval projects engineering pvt ltd
43.00 | Control cables as per Standard Specification 6-52-0046 size 1P X 1.5 mm2 , NIS, FRLS | 6000.00 | m |  | 85.00 | 510000.00 | 150.00 | 900000.00 | 510000.00 | oval projects engineering pvt ltd
44.00 | PigTails with suitable connectors for Single mode FO to connect to LIU | 32.00 | nos |  | 5000.00 | 160000.00 | 360.00 | 11520.00 | 11520.00 | CROSS COUNTRY CONTRACTORS PRIVATE LIMITED
45.00 | Control cables as per Standard Specification 6-52-0046 size 6P X 1.5 mm2 , NIS, FRLS | 4000.00 | m |  | 235.00 | 940000.00 | 492.00 | 1968000.00 | 940000.00 | oval projects engineering pvt ltd
46.00 | Single mode SC patch connector | 32.00 | nos |  | 230.00 | 7360.00 | 600.00 | 19200.00 | 7360.00 | oval projects engineering pvt ltd
47.00 | Temperature Transmitters along with duplex RTD & flanged thermowell - as per Enclosed datasheets B558-019-YT-DS-3001 | 6.00 | nos |  | 36500.00 | 219000.00 | 78000.00 | 468000.00 | 219000.00 | oval projects engineering pvt ltd
48.00 | Control Valves - Top guided Globe 1"/300# RF as per Enclosed datasheets B558-019-YC-DS-3301/3302/3303 | 5.00 | nos |  | 180000.00 | 900000.00 | 42000.00 | 210000.00 | 210000.00 | CROSS COUNTRY CONTRACTORS PRIVATE LIMITED
49.00 | Pressure Relief Valves - Size 1" 300# RF / D / 2" 150# RF as per Enclosed datasheets B558-019-YR-DS-3601/3602/3603 | 6.00 | nos |  | 45000.00 | 270000.00 | 94200.00 | 565200.00 | 270000.00 | oval projects engineering pvt ltd
50.00 | On/Off Valves - Full Bore Ball 1"/300# RF as per Enclosed datasheets B558-019-YC-DS-3305 | 2.00 | nos |  | 22800.00 | 45600.00 | 26400.00 | 52800.00 | 45600.00 | oval projects engineering pvt ltd
51.00 | On/Off Valves - Full Bore Ball 1.5"/300# RF as per Enclosed datasheets B558-019-YC-DS-3304/3306 | 3.00 | nos |  | 32500.00 | 97500.00 | 33600.00 | 100800.00 | 97500.00 | oval projects engineering pvt ltd
52.00 | Orifice Plates & flanges - 4"/300# as per Enclosed datasheets B558-019-YF-DS-3204 | 2.00 | nos |  | 65000.00 | 130000.00 | 30000.00 | 60000.00 | 60000.00 | CROSS COUNTRY CONTRACTORS PRIVATE LIMITED
53.00 | Differential Pressure (Flow) Transmitters - SS316L for Hydrocarbon service as per Enclosed datasheets B558-019-YI-DS-3003 | 12.00 | nos |  | 125000.00 | 1500000.00 | 54000.00 | 648000.00 | 648000.00 | CROSS COUNTRY CONTRACTORS PRIVATE LIMITED
54.00 | Emergency Shutdown Pushbutton 30mm Dia Mushroom Head Push Button, Push to Lock Turn to Reset, 2NO+2NC Red + Padlock Cover to be mounted in existing Hardwired console in PBCR control room. | 1.00 | nos |  | 52000.00 | 52000.00 | 18000.00 | 18000.00 | 18000.00 | CROSS COUNTRY CONTRACTORS PRIVATE LIMITED
55.00 | Serial Communication Module - Yokogawa make & Model ALR-121 (to be installed in existing YIL make DCS in PBCR control room) | 2.00 | nos |  | 10000.00 | 20000.00 | 420000.00 | 840000.00 | 20000.00 | oval projects engineering pvt ltd
56.00 | Portable Hydrogen detector - Electrochemical Cell sensor range 0 to 1000 PPM, Rechargeable Battery with 1 Nos. Spare battery - Battery runtime eight hours minimum, IP67 & Hazardous area classified for use in IEC Zone 1 Gr. IIC,Datalogging up to three months, Visual, audible, and vibratory alarm, Fully automated bump testing and calibration | 2.00 | nos |  | 75000.00 | 150000.00 | 120000.00 | 240000.00 | 150000.00 | oval projects engineering pvt ltd
57.00 | For cable size 12Px0.5/1.0/1.5/2.5 mm² Signal/Alarm/ Control | 5.00 | nos |  | 730.00 | 3650.00 | 29400.00 | 147000.00 | 3650.00 | oval projects engineering pvt ltd
58.00 | For cable joining, suitable for cable size 6P x 0.5/ 1.5 mm² Signal/ Alarm/ Control | 2.00 | nos |  | 730.00 | 1460.00 | 36000.00 | 72000.00 | 1460.00 | oval projects engineering pvt ltd
59.00 | 1 Triad/ Quad x 1.5 mm² RTD/ LEL Cable | 500.00 | m |  | 220.00 | 110000.00 | 84.00 | 42000.00 | 42000.00 | CROSS COUNTRY CONTRACTORS PRIVATE LIMITED
60.00 | Signal / Alarm / Control Cables of cable sizes 1P x 1.5 / 2.5 mm² | 15000.00 | m |  | 125.00 | 1875000.00 | 96.00 | 1440000.00 | 1440000.00 | CROSS COUNTRY CONTRACTORS PRIVATE LIMITED
61.00 | Signal/ Alarm/ Control Cables of cable sizes 12C / 6P x 1.5 / 2.5 mm² | 4000.00 | m |  | 250.00 | 1000000.00 | 120.00 | 480000.00 | 480000.00 | CROSS COUNTRY CONTRACTORS PRIVATE LIMITED
62.00 | Signal/ Alarm/ Control Cables of cable sizes 24C /12P x 1.5/ 2.5 mm² | 6000.00 | m |  | 450.00 | 2700000.00 | 180.00 | 1080000.00 | 1080000.00 | CROSS COUNTRY CONTRACTORS PRIVATE LIMITED
63.00 | Special armoured serial link MODBUS TCP/IP/RS485 Serial/ cable | 600.00 | m |  | 190.00 | 114000.00 | 180.00 | 108000.00 | 108000.00 | CROSS COUNTRY CONTRACTORS PRIVATE LIMITED
64.00 | Laying of FO/system cables of various sizes upto 30mm OD along with HDPE conduits including the supply of HDPE conduits of 40 mm OD, couplers. | 7000.00 | m |  | 200.00 | 1400000.00 | 84.00 | 588000.00 | 588000.00 | CROSS COUNTRY CONTRACTORS PRIVATE LIMITED
65.00 | Termination / splicing of OFC within room at LIU through patch chords and connectors after looping in a Loop box including earthing, OFC site acceptance testing all complete as per specification. | 3.00 | nos |  | 10000.00 | 30000.00 | 18000.00 | 54000.00 | 30000.00 | oval projects engineering pvt ltd
66.00 | Termination / splicing of OFC at field through patch chords and connectors including earthing, OFC site acceptance testing all complete as per specification. | 3.00 | nos |  | 10000.00 | 30000.00 | 18000.00 | 54000.00 | 30000.00 | oval projects engineering pvt ltd
67.00 | Signal/alarm/control cables of sizes 1Px0.5/2.5 mm² | 15.00 | nos |  | 170.00 | 2550.00 | 1200.00 | 18000.00 | 2550.00 | oval projects engineering pvt ltd
68.00 | Signal/alarm/control cables of sizes 6Px0.5/2.5 mm² | 15.00 | nos |  | 665.00 | 9975.00 | 1200.00 | 18000.00 | 9975.00 | oval projects engineering pvt ltd
69.00 | Signal/alarm/control cables of sizes 12Px0.5/2.5 mm² | 15.00 | nos |  | 730.00 | 10950.00 | 1200.00 | 18000.00 | 10950.00 | oval projects engineering pvt ltd
70.00 | Signal/alarm/control cables of sizes 12Px0.5/1.5/2.5 mm² | 10.00 | nos |  | 730.00 | 7300.00 | 1200.00 | 12000.00 | 7300.00 | oval projects engineering pvt ltd
71.00 | At both ends of earth grid/ Instruments of GI wire (12 AWG) in trays and conduits as required excluding earth-pit preparation and electrode installation. | 10.00 | m |  | 1050.00 | 10500.00 | 84.00 | 840.00 | 840.00 | CROSS COUNTRY CONTRACTORS PRIVATE LIMITED
72.00 | For earthing cable upto 50 mm² size with PVC insulation. | 10.00 | m |  | 650.00 | 6500.00 | 600.00 | 6000.00 | 6000.00 | CROSS COUNTRY CONTRACTORS PRIVATE LIMITED
73.00 | In Stainless Steel with 6 Way Manifold as per Standard 7-52-1905 | 6.00 | nos |  | 1500.00 | 9000.00 | 18000.00 | 108000.00 | 9000.00 | oval projects engineering pvt ltd
74.00 | In Carbon Steel , 300# flange | 6.00 | nos |  | 2500.00 | 15000.00 | 600.00 | 3600.00 | 3600.00 | CROSS COUNTRY CONTRACTORS PRIVATE LIMITED
75.00 | In Carbon Steel , 300# flange | 6.00 | nos |  | 2500.00 | 15000.00 | 840.00 | 5040.00 | 5040.00 | CROSS COUNTRY CONTRACTORS PRIVATE LIMITED
76.00 | Tray of 50x 50 x 6mm angle | 500.00 | m |  | 1200.00 | 600000.00 | 1800.00 | 900000.00 | 600000.00 | oval projects engineering pvt ltd
77.00 | Tray of 150mm (W) X 30mm (H) | 500.00 | m |  | 1500.00 | 750000.00 | 1800.00 | 900000.00 | 750000.00 | oval projects engineering pvt ltd
78.00 | Tray of 60mm (W) X 20mm (H) | 800.00 | m |  | 1300.00 | 1040000.00 | 1200.00 | 960000.00 | 960000.00 | CROSS COUNTRY CONTRACTORS PRIVATE LIMITED
79.00 | Canopy for local instruments,transmitters | 60.00 | nos |  | 4800.00 | 288000.00 | 6960.00 | 417600.00 | 288000.00 | oval projects engineering pvt ltd
80.00 | Canopies for temperature elements | 12.00 | nos |  | 4800.00 | 57600.00 | 6960.00 | 83520.00 | 57600.00 | oval projects engineering pvt ltd
81.00 | Canopies for push buttons | 6.00 | nos |  | 4800.00 | 28800.00 | 6960.00 | 41760.00 | 28800.00 | oval projects engineering pvt ltd
82.00 | Canopy for Junction Boxes | 6.00 | nos |  | 4800.00 | 28800.00 | 6960.00 | 41760.00 | 28800.00 | oval projects engineering pvt ltd
83.00 | Canopies for local instruments, transmitters | 50.00 | nos |  | 4800.00 | 240000.00 | 2400.00 | 120000.00 | 120000.00 | CROSS COUNTRY CONTRACTORS PRIVATE LIMITED
84.00 | Canopies for local temperature elements | 12.00 | nos |  | 4800.00 | 57600.00 | 2400.00 | 28800.00 | 28800.00 | CROSS COUNTRY CONTRACTORS PRIVATE LIMITED
85.00 | Canopies for push buttons | 6.00 | nos |  | 4800.00 | 28800.00 | 2400.00 | 14400.00 | 14400.00 | CROSS COUNTRY CONTRACTORS PRIVATE LIMITED
86.00 | Canopy for Junction Boxes | 6.00 | nos |  | 4800.00 | 28800.00 | 2400.00 | 14400.00 | 14400.00 | CROSS COUNTRY CONTRACTORS PRIVATE LIMITED
87.00 | 2" Yoke supports for single instrument as per standard 7-52-0101. | 50.00 | nos |  | 10000.00 | 500000.00 | 6000.00 | 300000.00 | 300000.00 | CROSS COUNTRY CONTRACTORS PRIVATE LIMITED
88.00 | Erection of 2" Yoke supports for instruments excluding supply of Yoke | 50.00 | nos |  | 12000.00 | 600000.00 | 1800.00 | 90000.00 | 90000.00 | CROSS COUNTRY CONTRACTORS PRIVATE LIMITED
89.00 | Identification of instrument items | 80.00 | nos |  | 125.00 | 10000.00 | 780.00 | 62400.00 | 10000.00 | oval projects engineering pvt ltd
90.00 | Removal and remounting of accessories | 50.00 | nos |  | 7500.00 | 375000.00 | 2400.00 | 120000.00 | 120000.00 | CROSS COUNTRY CONTRACTORS PRIVATE LIMITED
| Total in Figures |  |  |  |  | 37163195.00 |  | 32336136.00
Lowest Amount Quoted BY: CROSS COUNTRY CONTRACTORS PRIVATE LIMITED(32336136.00)

## BoQ5
Government eProcurement System Created By: DEVESH KUMAR Created Date/Time: 05-Jun-2023 11:59 AM Tender Title: AS/B558-019-PK-TN-3010/1002 Tender ID: 2023_GAIL_146657_1
Tender Inviting Authority: ENGINEERS INDIA LIMITED
Name of Work: COMPOSITE WORKS FOR SETTING UP OF 4.3 TPD PEM ELECTROLYSER AT GAIL VIJAIPUR, M.P.
Contract No: AS/B558-019-PK-TN-3010/1002
SCHEDULE OF WORK / ITEM(S)
Sl.No | Bidder Name | Estimated Rate | Quoted Percentage | Quoted Rate in Figures and Words (Iteration 0)
|  |  |  | Rate | Amount
1.00 | oval projects engineering pvt ltd(GSTN-16AABCO9053D1ZL) | 70916672.00 | 5.00 | 74462505.60 | Seven Crore Fourty Four Lakh Sixty Two Thousand Five Hundred and Five
2.00 | CROSS COUNTRY CONTRACTORS PRIVATE LIMITED(GSTN-NA) | 70916672.00 | 9.00 | 77299172.48 | Seven Crore Seventy Two Lakh Ninty Nine Thousand One Hundred and Seventy Two
Lowest Amount Quoted BY: oval projects engineering pvt ltd(74462505.60)

## BOQ Summary
BOQ Summary Details Tender Title: AS/B558-019-PK-TN-3010/1002 Tender ID: 2023_GAIL_146657_1
Sheet Name | Sl.No | Bidder Name | Amount | Bid Rank
BoQ1 | 1 | CROSS COUNTRY CONTRACTORS PRIVATE LIMITED | 292886010.22 | L1
| 2 | oval projects engineering pvt ltd | 307734820.31 | L2
BoQ2 | 1 | CROSS COUNTRY CONTRACTORS PRIVATE LIMITED | 100492631.00 | L1
| 2 | oval projects engineering pvt ltd | 113603720.00 | L2
BoQ3 | 1 | oval projects engineering pvt ltd | 35562800.00 | L1
| 2 | CROSS COUNTRY CONTRACTORS PRIVATE LIMITED | 38080543.75 | L2
BoQ4 | 1 | CROSS COUNTRY CONTRACTORS PRIVATE LIMITED | 32336136.00 | L1
| 2 | oval projects engineering pvt ltd | 37163195.00 | L2
BoQ5 | 1 | oval projects engineering pvt ltd | 74462505.60 | L1
| 2 | CROSS COUNTRY CONTRACTORS PRIVATE LIMITED | 77299172.48 | L2

## Preferential Bidder BOQ Summary
Preferential Bidder Non-Itemwise BOQ Summary Details Tender Title: AS/B558-019-PK-TN-3010/1002 Tender ID: 2023_GAIL_146657_1
Sheet Name | Sl.No | Bidder Name | Amount | Difference Amount from L1 | Difference Percentage from L1 | Tolerance Percentage | Preference Category
BoQ1 | 1 | CROSS COUNTRY CONTRACTORS PRIVATE LIMITED | 292886010.22
| 2 | oval projects engineering pvt ltd | 307734820.31
BoQ2 | 1 | CROSS COUNTRY CONTRACTORS PRIVATE LIMITED | 100492631.00
| 2 | oval projects engineering pvt ltd | 113603720.00
BoQ3 | 1 | oval projects engineering pvt ltd | 35562800.00
| 2 | CROSS COUNTRY CONTRACTORS PRIVATE LIMITED | 38080543.75
BoQ4 | 1 | CROSS COUNTRY CONTRACTORS PRIVATE LIMITED | 32336136.00
| 2 | oval projects engineering pvt ltd | 37163195.00
BoQ5 | 1 | oval projects engineering pvt ltd | 74462505.60
| 2 | CROSS COUNTRY CONTRACTORS PRIVATE LIMITED | 77299172.48