## BoQ1
Government eProcurement System Created By: RAKESH SHARMA Created Date/Time: 04-Aug-2023 04:15 PM Tender Title: BALANCE WORKS OF TERMINALS/STATIONS (PART-D) SV-13 AT CH. 270.292 TO IP-4 CH. 437.16 KM OF BOKARO ANGUL PIPELINE SECTION UNDER JAGDISHPUR HALDIA BOKARO DHAMRA PIPELINE PROJECT (JHDBPL) (PHASE- II) OF M/s GAIL (India) Limited Tender ID: 2023_GAIL_148438_1
Tender Inviting Authority:
Name of Work: Project : BALANCE WORKS OF TERMINALS/STATIONS (PART-D) OF BOKARO - ANGUL PIPELINE SECTION OF JHBDPL Phase II SV-13 at Ch.363.32 to IP-4 Ch. 435.32 Km
Contract No:
SCHEDULE OF WORK / ITEM(S)
Sl.No | Description of Work / Item(s) | No.of Qty | Units | Estimated Rate | JPG ENGINEERS PVT LTD(GSTN-NA) |  | NOPS INFRASTRUCTURE PVT. LTD.(GSTN-NA) |  | Sarthak Contracts Pvt Ltd(GSTN-NA) |  | CROSS COUNTRY CONTRACTORS PRIVATE LIMITED(GSTN-NA)
[5 empty] | Rate | Amount | Rate | Amount | Rate | Amount | Rate | Amount | L1 Amount | L1 Vendor
1.00 | SECTION-A (CIVIL WORKS)
2.00 | SITE CLEARANCE
3.00 | DEMOLITION OF R.C.C./BRICKS/STONE MASONARY
4.00 | Site clearance by demolition of R.C.C./PCC/Brickwork/Stone Masonry/Stone Soling, Flexible pavements etc. along with removing the debris and disposal of unserviceable material to any lead and staking of serviceable materials, handing over serviceable material to concerned department if required as per technical specifications and direction of Engineer-in-charge. | 12.00 | CUM |  | 2000.00 | 24000.00 | 780.00 | 9360.00 | 250.00 | 3000.00 | 3600.00 | 43200.00 | 3000.00 | Sarthak Contracts Pvt Ltd
5.00 | Note:
6.00 | 1. Rate includes cost of all labour, tools, tackles, hire charges, royalties, levies, leads, loading/unloading, transportation, water, electric power, illumination etc. complete in all respects as per scope of work, detailed construction drawings, technical specifications and direction of Engineer-in-charge.
7.00 | 2. Demolition of RCC/PCC/Brick Masonry/Road will be paid in NET CUM as demolished.
8.00 | CLEANING VEGETATION
9.00 | Cleaning bushes including uprooting of rank vegetation, green bush wood, trees and saplings of girth upto 30cms (measured at a height of 1m above ground), stacking the serviceable materials and disposal of the same including rubbish etc. upto any lead and all lift as per specification and direction of the Engineer-n-charge. (payment will be made for actual site clearance area only). | 1672.00 | SQM |  | 15.00 | 25080.00 | 25.00 | 41800.00 | 9.00 | 15048.00 | 360.00 | 601920.00 | 15048.00 | Sarthak Contracts Pvt Ltd
10.00 | TREE CUTTING
11.00 | Tree cutting (only of girth more than 30 cm) along with removal of roots and stumps and handing over the same to Owner / Owner's Representative including paying royalties, disposal, taking approval from competent authorities etc. all complete, as per technical specifications and direction of Engineer-in-charge. | 5.00 | Nos. |  | 1500.00 | 7500.00 | 7190.00 | 35950.00 | 500.00 | 2500.00 | 21600.00 | 108000.00 | 2500.00 | Sarthak Contracts Pvt Ltd
12.00 | Note:
13.00 | 1.Rate includes cost of all labour, tools, tackles, hire charges, royalties, levies,loading/unloading, transportation, electric power, illumination and cost of handingover to owner/or his representative etc. complete in all respects as per scope of workand direction of Engineer-in-charge.
14.00 | ANTI TERMITE TREATMENT
15.00 | Material and labour for treating the top surface of filled earth using emulsion of Chlorpyriphos/Lindane E.C. 20% with 1% concentration at the rate of 05 litres of emulsion per square meter of surface . | 340.00 | SQM |  | 150.00 | 51000.00 | 460.00 | 156400.00 | 99.00 | 33660.00 | 1080.00 | 367200.00 | 33660.00 | Sarthak Contracts Pvt Ltd
16.00 | All as per Item no. CIV-2a) above but treating the soil under plinth protection using chemical emulsion at the rate of 05 litres of emulsion per Sq M of the surface area. | 175.00 | SQM |  | 200.00 | 35000.00 | 460.00 | 80500.00 | 99.00 | 17325.00 | 1080.00 | 189000.00 | 17325.00 | Sarthak Contracts Pvt Ltd
17.00 | All as per Item no. CIV-2a) above but treating the soil along with external perimeter of buildings using chemical emulsion at the rate of 2.25 litres of emulsion per RM of the perimetre wall. | 50.00 | RM |  | 250.00 | 12500.00 | 460.00 | 23000.00 | 99.00 | 4950.00 | 864.00 | 43200.00 | 4950.00 | Sarthak Contracts Pvt Ltd
18.00 | All as per Item no. CIV-2a) above but treating the backfill in contact with foundation using chemical emulsion at the rate of 7.50 litres of emulsion per Sq M of vertical surface ( area of surface in contact with backfill to be measured). | 100.00 | SQM |  | 250.00 | 25000.00 | 460.00 | 46000.00 | 99.00 | 9900.00 | 2160.00 | 216000.00 | 9900.00 | Sarthak Contracts Pvt Ltd
19.00 | NOTE: For Items (2a) To (2d) Contractor shall give at least 10 years performance guarantee for anti termite treatment works
20.00 | EARTH WORK IN EXCAVATION AND BACKFILLING
21.00 | Earthwork in excavation for foundations in ordinary soils including soft rock / disintegrated rock in both dry and wet conditions including pumping and bailing out surface and subsoil water, shoring, strutting, slush removal including backfilling in all positions in layers of 300mm at all heights and depths as per drawings and specifications wherever required, in Foundation pits and other places with excavated suitable surplus earth including reclaiming from spoil heaps kept within the plot including dressing and levelling, watering and mechanical compaction etc.,transporting surplus unserviceable soil upto a lead of 1 km and spreading in layers and as per specifications and direction of Engineer in charge. The Measurement for payment shall be for the theoretical volume only and it shall be the volume of the block of the excavation having maximum bottom dimension of the levelling course/PCC as per drawing and to actual depth.
22.00 | For depth upto 1.5 m. | 1000.00 | CUM |  | 250.00 | 250000.00 | 480.00 | 480000.00 | 299.00 | 299000.00 | 720.00 | 720000.00 | 250000.00 | JPG ENGINEERS PVT LTD
23.00 | For depth beyond 1.5 m | 120.00 | CUM |  | 300.00 | 36000.00 | 480.00 | 57600.00 | 299.00 | 35880.00 | 1440.00 | 172800.00 | 35880.00 | Sarthak Contracts Pvt Ltd
24.00 | Note:
25.00 | 1. The Contractor shall take into account in his rate, the provision for excess excavation required for necessary working space, cutting in slopes etc., which may be required for excavation and other allied works and refilling the side slopes and working space in layers as per requirement.
26.00 | EARTH WORK IN FILLING
27.00 | Controlled earth filling with good quality imported earth from approved source under floors and other places with special compaction to achieve dry density of 95% standard proctor density as per instruction of the Engineer at all heights/depths upto a lead of 1 KM transporting, depositing, compacting and dressing, trimming complete as desired in layers not exceeding 30cm including watering, consolidating by mechanical means as per specifications and instructions of the Engineer. | 4000.00 | CUM |  | 750.00 | 3000000.00 | 265.00 | 1060000.00 | 599.00 | 2396000.00 | 1584.00 | 6336000.00 | 1060000.00 | NOPS INFRASTRUCTURE PVT. LTD.
28.00 | EARTH WORK IN BOX CUTTING FOR ROADS
29.00 | Earth work in Box cutting for roads in embankment/existing ground, in all kinds of soils for formation of subgrade to required camber, gradient including rolling, compaction with 8 to 10 t power roller to get 95% proctor density and dressing up the surface, breaking clods, removal of slush and water, transporting and depositing or stacking unserviceable earth elsewhere within plant boundary as directed by Engineer in charge for all heights etc., complete as per specification. | 100.00 | CUM |  | 450.00 | 45000.00 | 480.00 | 48000.00 | 350.00 | 35000.00 | 1152.00 | 115200.00 | 35000.00 | Sarthak Contracts Pvt Ltd
30.00 | SAND FILLING
31.00 | Supplying and filling approved quality coarse sand/M sand (Zone II or Zone III) in foundation or under floor, trenches, pits and other places, at all locations in layers of 150 mm thickness including watering and ramming, all lead, lift and depth complete as per drawing and specification and direction of the Engineer. | 50.00 | CUM |  | 2000.00 | 100000.00 | 765.00 | 38250.00 | 750.00 | 37500.00 | 1944.00 | 97200.00 | 37500.00 | Sarthak Contracts Pvt Ltd
32.00 | Note:
33.00 | 1. Rate to include cost of all labour, tools, tackles, equipment, hire charges, cost of sand, right of way, cess, and backfilling using sand in all conditions, etc.
34.00 | PLAIN CEMENT CONCRETE
35.00 | Supplying and laying plain cement concrete of grade 1:2:4 (M 15) with stone aggregate 20mm down grade (including shuttering if required) in foundations, floors, roof screed, aprons, pits, drains and other mass concrete works, steps, coping of wall, sill etc., at all depths and heights/levels as per drawings, specifications and directions of the Engineer-in-charge. | 100.00 | CUM |  | 7500.00 | 750000.00 | 7475.00 | 747500.00 | 7250.00 | 725000.00 | 11520.00 | 1152000.00 | 725000.00 | Sarthak Contracts Pvt Ltd
36.00 | Note:
37.00 | Rate to include cost of all labour, tools, tackles, equipment, hire charges, supply of all materials, shuttering in all conditions etc. with all bye works and sundry works.
38.00 | Supplying and laying plain cement concrete of grade 1:3:6 (M 10) with stone aggregate 40mm down grade (including shuttering if required) in all levelling courses under foundations, mass concrete works, chambers, trenches,floors and any other locations at all depths complete in all respects as per drawings, specifications and directions of the Engineer-in-charge. | 50.00 | CUM |  | 8000.00 | 400000.00 | 7190.00 | 359500.00 | 7250.00 | 362500.00 | 10800.00 | 540000.00 | 359500.00 | NOPS INFRASTRUCTURE PVT. LTD.
39.00 | Note:
40.00 | Rate to include cost of all labour, tools, tackles, equipment, hire charges, supply of all materials, shuttering in all conditions etc. with all bye works and sundry works.
41.00 | REINFORCED CEMENT CONCRETE
42.00 | Providing and Laying in position Machine batched and machine mixed Design mix/ Ready mixed for Reinforced Cement Concrete work of grade M-25 using 20mm down size graded aggregate at all depths and heights using cement content as per approved design mix manufactured in fully automatic batching plant and transported to site of work in transit mixer for all leads, having continuous agitated mixer, manufactured as per mix design of specified grade for reinforced cement concrete work including pumping of RMC as applicable, including cost of centering, shuttering and admixtures in recommended proportions as per IS: 9103 to accelerate/retard setting of concrete (improve workability without impairing strength and durability) but excluding cost of reinforcement as per direction of Engineer-in-charge. Mechanical mixers with Hopper along with Weigh Batcher shall also be permitted for use at site with the approval of Engineer-Incharge to produce Design Mix Concrete of specified grade. | 250.00 | CUM |  | 10000.00 | 2500000.00 | 10545.00 | 2636250.00 | 8888.00 | 2222000.00 | 13680.00 | 3420000.00 | 2222000.00 | Sarthak Contracts Pvt Ltd
43.00 | Note:
44.00 | 1. Rate to include cost of all labour, tools, tackles, equipment, hire charges, supply of all materials such as, minimum 43 grade OPC cement including sulphate resistant cement if required, coarse and fine aggregates, admixtures, other minor construction materials, testing of concrete, curing etc. with all bye works complete.
45.00 | 2. The reinforcement shall be paid separately vide respective item.
46.00 | REINFORCEMENT STEEL
47.00 | Supplying, Fabricating and Fixing in position TMT Grade Fe 500D reinforcement conforming to IS1786 at all levels and positions including the cost of transport, straightening, cutting, bending, cranking, welding, provision of necessary chairs and spacers, preparation of bar bending schedule and getting the same approved by EIC etc., complete as per drawings and specifications and including cost of binding wire, labour, testing etc., all complete in all respects as per detailed construction drawings, technical specifications and direction of Engineer-in-charge. The chairs and spacer bars provided will not be measured for payment. | 40.00 | MT |  | 90000.00 | 3600000.00 | 78595.00 | 3143800.00 | 84000.00 | 3360000.00 | 129600.00 | 5184000.00 | 3143800.00 | NOPS INFRASTRUCTURE PVT. LTD.
48.00 | Note:
49.00 | 1. Rate to include cost of all labour, tools, tackles, equipment, hire charges, supply of all materials such as reinforcement steel, binding wire etc. with all bye works and sundry works complete.
50.00 | 2. Chairs, Unauthorised Laps, Spacers, Binding wire, Wastage etc. shall be to contractor's account.
51.00 | DAMP PROOF COURSE
52.00 | Providing 40 mm thick Damp proof course over plinth with cement concrete grade 1:1.5:3 using aggregate of 10 mm and down graded and mixing approved water proof admixture with cement as per manufacturer's specification including necessary formwork/ shuttering, one coat of hot bitumen of grade VG-10 over the top surface of Damp proof coarse and all necessary byeworks complete as per specification, drawing and as directed by the Engineer. | 2.00 | CUM |  | 500.00 | 1000.00 | 460.00 | 920.00 | 12500.00 | 25000.00 | 15840.00 | 31680.00 | 920.00 | NOPS INFRASTRUCTURE PVT. LTD.
53.00 | BRICK WORK
54.00 | Providing and laying BRICK WORK straight or curved on plan to any radius using best quality bricks with frog/indent, conforming to sub-class A as per IS:1077 having crushing strength of not less than 50 kg/cm2 in cement mortar 1 :6 (1 Cement : 6 Coarse Sand) in all types of foundation and superstructure at all depths/heights including projections, pillars, parapets, ornamentals of any shape, cornices, all complete including cut work, curing, scaffolding,including filling of joints with Cement Mortar 1:6 and racking of joints, etc. as per specifications, drawings and directions of the Engineer. | 250.00 | CUM |  | 7500.00 | 1875000.00 | 7475.00 | 1868750.00 | 7500.00 | 1875000.00 | 13680.00 | 3420000.00 | 1868750.00 | NOPS INFRASTRUCTURE PVT. LTD.
55.00 | Note:
56.00 | Rate to include cost of all labour, tools, tackles, equipment, hire charges, supply of all materials such as minimum 43 grade cement (OPC), bricks, finishes, bitumen, other minor construction materials, shuttering, staging, masonry work, painting with bitumen on faces in contact with soil etc. as per requirement with all bye-works and sundry works complete as per drawings.
57.00 | AUTOCLAVED AERATED CEMENT BLOCKS
58.00 | Providing and laying autoclaved aerated blocks (AAC) masonary works consisting of flyash mixed with lime, water & aerating agent in 1:4 cement mortar using locally manufactured (within 800 kms from project site) AAC blocks of 250 mm thickness and Length shall be 400 mm, 500 mm or 600 mm. Minimum compressive strength of 4N/mm2 conforming to IS:2185(Part 3) for all types of masonary worksabove substructure at all depths and heights including providing openings and projections, raking of joints, scaffolding and curing etc. complete as per specifications, drawings and direction of Engineer-in-charge. | 120.00 | CUM |  | 8000.00 | 960000.00 | 8145.00 | 977400.00 | 8500.00 | 1020000.00 | 14400.00 | 1728000.00 | 960000.00 | JPG ENGINEERS PVT LTD
59.00 | Providing and constructing Autoclaved Aerated Block A.A.C BLOCK MASONRY WORKS 150 mm thick consisting of 70% of fly ash content and manufactured locally (within 800 kms form project site) and Length shall be 400 mm, 500 mm or 600 mm, having minimum Compressive strength of 4 N/mm2 and conforming to IS:2185 ( Part - 3 ), in 1:4 cement mortar, including providing reinforcement at every 3rd courses with 2 MS bars of 6 mm dia. and distribution 6 mm dia at 30 cm centres to centres in all locations and heights, as per drawing and as directed by engineer including filling of joints with CM 1:4 and racking of joints.(Reinforcement will not be paid separately) | 50.00 | SQM |  | 6500.00 | 325000.00 | 8625.00 | 431250.00 | 950.00 | 47500.00 | 4320.00 | 216000.00 | 47500.00 | Sarthak Contracts Pvt Ltd
60.00 | INSERTS
61.00 | Supplying, Fabricating, Fixing at all levels and positions Steel embedments/ Inserts like Plates, Angle, Channels, Anchor boxes, MS pipe Sleeves including threading etc., including two coats of approved quality Synthetic enamel paint over a primer coat on the exposed Surfaces wherever necessary, complete as per Drawings, Specifications and directions of the Engineer-in-charge. (Jigs, Templates and Fixtures will not be paid seperately). | 5700.00 | KG |  | 275.00 | 1567500.00 | 80.00 | 456000.00 | 135.00 | 769500.00 | 173.00 | 986100.00 | 456000.00 | NOPS INFRASTRUCTURE PVT. LTD.
62.00 | PLINTH PROTECTION
63.00 | Making plinth protection 50mm thick of cement concrete 1:3:6 (1 cement : 3 coarse sand : 6 graded stone aggregate 20 mm nominal size) over 75mm thick bed of dry brick ballast 40 mm nominal size, well rammed and consolidated and grouted with fine sand, including necessary excavation, levelling & dressing & finishing the top smooth. | 22.82 | CUM |  | 10000.00 | 228200.00 | 7670.00 | 175029.40 | 8500.00 | 193970.00 | 11520.00 | 262886.40 | 175029.40 | NOPS INFRASTRUCTURE PVT. LTD.
64.00 | G.I.PIPES
65.00 | Providing and fixing of following size of G.I. pipes (medium duty) as per IS 1239 complete with G.I. fittings and clamps including cutting by hack saw, bending by hydraulic machine, trenching and refilling etc. including all labour and material complete as per approved drawing and direction of EIC.
66.00 | 100 mm nominal bore | 40.00 | RM |  | 2200.00 | 88000.00 | 910.00 | 36400.00 | 1999.00 | 79960.00 | 2246.40 | 89856.00 | 36400.00 | NOPS INFRASTRUCTURE PVT. LTD.
67.00 | 150 mm nominal bore | 40.00 | RM |  | 3500.00 | 140000.00 | 1820.00 | 72800.00 | 2222.00 | 88880.00 | 3096.00 | 123840.00 | 72800.00 | NOPS INFRASTRUCTURE PVT. LTD.
68.00 | PRE CAST COVERS
69.00 | Providing, hoisting and fixing up precast reinforced cement concrete of M-25 grade (20mm nominal size) in trenches, pits, tanks and the like including the cost of required centering, shuttering (with smooth surface) complete but excluding cost of reinforcement. | 15.00 | CUM |  | 14000.00 | 210000.00 | 28755.00 | 431325.00 | 12500.00 | 187500.00 | 17280.00 | 259200.00 | 187500.00 | Sarthak Contracts Pvt Ltd
70.00 | Note :-
71.00 | 1. The reinforcement shall be paid separately vide respective item.
72.00 | KHURRAS
73.00 | Making Khurras 45cm x 45cm with average thickness of 50mm in PCC (1:2:4) using 20mm and down stone chips over PVC sheet 1m x 1m x 400micron, finished with 12mm cement plaster (1:3) and a coat of neat cement rounding the edges and making, finishing the outlet. | 20.00 | NOS. |  | 1500.00 | 30000.00 | 910.00 | 18200.00 | 1500.00 | 30000.00 | 2160.00 | 43200.00 | 18200.00 | NOPS INFRASTRUCTURE PVT. LTD.
74.00 | CONCRETE PIPES (NP3 TYPE)
75.00 | Providing and laying 300mm dia non-pressure NP3 class (medium duty) R.C.C. pipes with collars jointed with stiff mixture of cement mortar in the proportion of 1:2 (1 cement : 2 fine sand) including trenching and filling complete as per direction of Engineer in charge. | 48.00 | RM |  | 1800.00 | 86400.00 | 910.00 | 43680.00 | 1850.00 | 88800.00 | 2160.00 | 103680.00 | 43680.00 | NOPS INFRASTRUCTURE PVT. LTD.
76.00 | CONCERTINA COIL
77.00 | Providing and fixing Concertina Coil fencing with Punched tape concertina coil 600mm dia 10 metre openable length (total length 90 m), having 50 nos. rounds per 6 m length, upto 3 m height of wall with existing angle iron Y- shaped placed 3 m apart and with 9 horizontal RBT reinforced barbed wire, stud tied with GI staples and GI clips to retain horizontal, including necessary bolts or GI barbed wire tied to angle iron, all complete as per direction of Engineer-in-charge, with reinforced barbed tape(RBT)/spring core(2.5mm thick) wire of high tensile strength of 165 kg/sq.mm with tape(0.52mm thick) and weight 43.478gm/metre(cost of MS angle, CC blocks shall be paid separately) | 518.43 | RM |  | 1500.00 | 777645.00 | 575.00 | 298097.25 | 1500.00 | 777645.00 | 2592.00 | 1343770.56 | 298097.25 | NOPS INFRASTRUCTURE PVT. LTD.
78.00 | Supplying, Fabricating, Fixing at all levels and positions Steel Y angle embedments/ Inserts in boundary wall column with CC blocks including two coats of approved quality Synthetic enamel paint over a primer coat on the exposed Surfaces wherever necessary, complete as per Drawings, Specifications and directions of the Engineer-in-charge. | 125.00 | Nos |  | 1500.00 | 187500.00 | 1370.00 | 171250.00 | 2500.00 | 312500.00 | 720.00 | 90000.00 | 90000.00 | CROSS COUNTRY CONTRACTORS PRIVATE LIMITED
79.00 | Note- Read this item along with tender drawing MEC/05/11/STD/022.
80.00 | RAIN WATER HARVESTING PIT
81.00 | Providing,constructing and finishing of rain water harvesting pit including boring up to ground water table, provision of filter media and construction of pit complete as per scope of work, detailed construction drawings and directions of the Engineer-in-charge. | 5.00 | Nos. |  | 300000.00 | 1500000.00 | 287550.00 | 1437750.00 | 300000.00 | 1500000.00 | 180000.00 | 900000.00 | 900000.00 | CROSS COUNTRY CONTRACTORS PRIVATE LIMITED
82.00 | [Rate to include cost of all labour, tools, tackles, equipment, hire charges, supply of all materials, such as minimum 43 grade OPC cement, bricks of class designation M-7.5 of IS: 1077 in CM 1:4 (1 cement ;4 sand),bitumen,other minor construction materials, shuttering, staging,providing and placing R/F steel, inserts etc. with all by works and sundry works complete.
83.00 | BOULDER SOLING
84.00 | Providing and laying stone boulder soling with stone boulders of size 125 mm including packing filling interstices with smaller size stones dry and wet consolidition with moorum as coarse aggregate in foundation, trenches,pavements including ramming, consolidating with mechanical means and tamping etc. completed as directed at the site (Compacted thickness shall be measured for payment) | 10.00 | CUM |  | 2500.00 | 25000.00 | 3835.00 | 38350.00 | 3500.00 | 35000.00 | 7200.00 | 72000.00 | 25000.00 | JPG ENGINEERS PVT LTD
85.00 | STONE AGGREGATE
86.00 | Supplying, stacking and spreading of stone aggregate of size 53 mm to 22.4 mm at desired locations inside the plot over well compacted earth complete as per construction drawing and as directed by Engineer-in-charge. | 1700.00 | CUM |  | 2500.00 | 4250000.00 | 1440.00 | 2448000.00 | 2750.00 | 4675000.00 | 3744.00 | 6364800.00 | 2448000.00 | NOPS INFRASTRUCTURE PVT. LTD.
87.00 | PLASTERING IN DRAINS
88.00 | Providing and applying 15mm thick cement plaster 1 : 4 (1 cement : 4 medium coarse sand) smooth finish (1 neat coat of cement) with waterproofing compound at all depths & heights on faces of walls, pillars, projection, bands, etc., including raking out joints if any left out, necessary dabbing, curing, scaffolding complete at all heights as per specification and drawings. | 500.00 | SQM |  | 500.00 | 250000.00 | 240.00 | 120000.00 | 750.00 | 375000.00 | 648.00 | 324000.00 | 120000.00 | NOPS INFRASTRUCTURE PVT. LTD.
89.00 | Note:
90.00 | Rate to include cost of all labour, tools, tackles, equipment, hire charges, supply of all materials such as minimum 43 grade cement (OPC), coarse sand and other minor construction materials as per requirement with all bye-works and sundry works complete as per drawings.
91.00 | JOINT FILLER
92.00 | Providing and filling expansion joints in boundary walll with 25mm thick bitumen impregnated fibre board conforming to IS 1838 including cost of primer all complete. | 70.00 | RM |  | 950.00 | 66500.00 | 460.00 | 32200.00 | 500.00 | 35000.00 | 2160.00 | 151200.00 | 32200.00 | NOPS INFRASTRUCTURE PVT. LTD.
93.00 | Providing and filling 12mm deep groove on top and on both sides of vertical surafce with bitumenous sealant all complete. | 140.00 | RM |  | 600.00 | 84000.00 | 460.00 | 64400.00 | 500.00 | 70000.00 | 1440.00 | 201600.00 | 64400.00 | NOPS INFRASTRUCTURE PVT. LTD.
94.00 | Note- Read this item along with tender drawing no MEC/05/11/STD/022.
95.00 | ROAD WORKS
96.00 | Providing 100mm thick Water Bound Macadam using 90 mm to 45 mm size hard granite metal/Crushed Stone and approved quality binding material (Plasticity index shall be between 4 to 6), laid to proper camber and gradient with templates to correct profile, including filling undulations/pot holes in the scarified existing road surface, dry and wet rolling by 8 to 10 T power roller, all complete as per specifications, drawings and instructions of Engineer.(Joint measusurements/levels to be made for the undulations/pot holes in the scarified surface before and after the work started and the volume shall be calculated considering area multiplied by average compacted thickness) | 40.00 | CUM |  | 4500.00 | 180000.00 | 3835.00 | 153400.00 | 4000.00 | 160000.00 | 8640.00 | 345600.00 | 153400.00 | NOPS INFRASTRUCTURE PVT. LTD.
97.00 | Providing 75mm thick Water Bound Macadam 2 layers (after rolling the subgrade soling with 8 to 10 T roller to required camber) using 63 mm to 45 mm quality metal, laid to proper camber and gradient with templates, filling voids with approved quality moorum (Plasticity index shall be between 4 to 9), dry and wet rolling by 8 to 10 T roller, including surface preperation etc.for new roads all complete as per specifications drawings and instructions of Engineer in-Charge. | 60.00 | CUM |  | 4500.00 | 270000.00 | 4555.00 | 273300.00 | 4000.00 | 240000.00 | 7920.00 | 475200.00 | 240000.00 | Sarthak Contracts Pvt Ltd
98.00 | Providing and applying tack coat using hot straight run bitumen of grade VG - 10, including heating the bitumen, spraying the bitumen with/without mechanically operated spray unit fitted on bitumen boiler, cleaning and preparing the existing road surface as per specifications.
99.00 | On W.B.M. @ 0.75 Kg / sqm | 225.00 | SQM |  | 170.00 | 38250.00 | 910.00 | 204750.00 | 150.00 | 33750.00 | 720.00 | 162000.00 | 33750.00 | Sarthak Contracts Pvt Ltd
100.00 | On Bituminous Surface @ 0.50 Kg / sqm | 225.00 | SQM |  | 150.00 | 33750.00 | 240.00 | 54000.00 | 150.00 | 33750.00 | 576.00 | 129600.00 | 33750.00 | JPG ENGINEERS PVT LTD, Sarthak Contracts Pvt Ltd
101.00 | Providing and laying 50 mm thick premix carpet (hot process) using paving bitumen grade VG-10 and mechanical paver machine and rolling by 8 to 10 T roller including scarification of WBM surface and finishing with 12 mm thick seal coat as per drawing,specification and instruction of Engineer Incharge. | 225.00 | SQM |  | 620.00 | 139500.00 | 910.00 | 204750.00 | 150.00 | 33750.00 | 1152.00 | 259200.00 | 33750.00 | Sarthak Contracts Pvt Ltd
102.00 | CONCRETE PAVEMENT
103.00 | Providing and laying reinforced cement concrete pavement 150 mm thick in M-25 grade with 20 mm and down grade crushed stone aggregate in pavement, including earthwork in excavation, preparation of base (i.e. compacted subgrade, 200 thk sand and 100 thk PCC M-10 grade), leaving pockets if necessary, making recess, projections, fixing inserts conduit pipes (GI, PVC, HDPE, etc.) laying in alternate panels, filling the gaps between the panels with bitumen sand mix filler material etc., making slopes, finishing edges, leaving bars for pedestals & sleepers including providing sand fill isolation , shuttering, providing and fixing reinforcing steel, curing, chipping and modification works etc. as specified in any shape, thickness, position and finishing the top surface smooth as per requirement etc. all complete as per drawings, specifications and directions of the Engineer-in-charge.
104.00 | 150mm thick in Pavements in Approach Roads | 300.00 | SQM |  | 10000.00 | 3000000.00 | 1920.00 | 576000.00 | 3540.00 | 1062000.00 | 3888.00 | 1166400.00 | 576000.00 | NOPS INFRASTRUCTURE PVT. LTD.
105.00 | Note :-
106.00 | 1.Rate to include cost of all labour, tools, tackles, equipment, hire charges, supply of all materials, providing and fixing reinforcement steel, shuttering, earthwork in excavation and backfilling using serviceable earth in all conditions, preparation of base, etc. with all bye works and sundry works. Cost of works towards pipe supports & sleepers being raised from pavement is covered under respective RCC items.
107.00 | EXPANSION JOINT
108.00 | Providing & laying expansion joint 25 mm thick with approved bitumen impregnated fibre board in between & sealing the top 25 mm depth with bituminous sealant at all heights & location with all byeworks complete as per drawing, standard practice and as directed by the Engineer-in-charge. | 30.00 | RM |  | 2700.00 | 81000.00 | 460.00 | 13800.00 | 2000.00 | 60000.00 | 2160.00 | 64800.00 | 13800.00 | NOPS INFRASTRUCTURE PVT. LTD.
109.00 | Providing & laying 25 mm dowel bars with metal cap @200 mm c/c across the full road width at expansion joint location as per drawing, standard practice and as directed by the Engineer-in charge. | 60.00 | Nos |  | 1800.00 | 108000.00 | 95.00 | 5700.00 | 2450.00 | 147000.00 | 432.00 | 25920.00 | 5700.00 | NOPS INFRASTRUCTURE PVT. LTD.
110.00 | PAVER BLOCK FLOORING
111.00 | Supplying and placing in position as per approved pattern of Cement Concrete Inter locking/grass jointed paver block 60 mm thick of approved shape, rough finish, M-30 strength of approved brand laid over the sand bed of minimum 100 mm thick. The CC interlocking blocks to be of uniform Grey colour or as approved by EIC complete in all respects as per scope of work, detailed construction drawings, technical specifications and directions of the Engineer-in-charge. | 380.00 | SQM |  | 1600.00 | 608000.00 | 1340.00 | 509200.00 | 1500.00 | 570000.00 | 2520.00 | 957600.00 | 509200.00 | NOPS INFRASTRUCTURE PVT. LTD.
112.00 | Note :-
113.00 | 1. Rate to include cost of all labour, tools, tackles, equipment, hire charges, supply of all materials such paver blocks, sand, earth work in excavation in cutting earth in all conditions, shuttering with all bye works and sundry works.
114.00 | 2.PCC below paver shall be paid separately vide respective item.
115.00 | KERB STONE FIXING
116.00 | Providing and fixing precast concrete Kerb stones (125 wide X 300 deep) of M-30 grade or equivalent of approved make and shape at or near ground level as per approved pattern and setting in position with cement mortar 1:3 (1 cement : 3 coarse sand) including the cost of required centering, shuttering and finishing smooth with 6 mm thick cement plaster 1:3 (1 cement : 3 fine sand) wherever required over 75 mm thick PCC M-10 levelling course, complete in all respects as per scope of work, detailed construction drawings, technical specifications and directions of the Engineer-In-Charge. | 270.00 | RM |  | 2000.00 | 540000.00 | 625.00 | 168750.00 | 1200.00 | 324000.00 | 1152.00 | 311040.00 | 168750.00 | NOPS INFRASTRUCTURE PVT. LTD.
117.00 | 1. Rate to include all labour, tools, tackles, factory manufactured & steam cured Kerb Stones, shuttering, transportation, water charges, earth work if any, PCC etc complete.
118.00 | CPVC PIPES - EXPOSED WORK
119.00 | Providing and fixing Chlorinated Polyvinyl Chloride (CPVC) pipes of approved make having thermal stability for hot & cold water supply, including all CPVC plain & brass threaded fittings, including fixing the pipe with clamps at 1.00 m spacing. This includes jointing of pipes & fittings with one step CPVC solvent cement and testing of joints complete as per direction of Engineer in Charge - Exposed Work.
120.00 | 32 mm nominal bore | 110.00 | RM |  | 400.00 | 44000.00 | 365.00 | 40150.00 | 450.00 | 49500.00 | 1008.00 | 110880.00 | 40150.00 | NOPS INFRASTRUCTURE PVT. LTD.
121.00 | 25 mm nominal bore | 10.00 | RM |  | 350.00 | 3500.00 | 315.00 | 3150.00 | 500.00 | 5000.00 | 720.00 | 7200.00 | 3150.00 | NOPS INFRASTRUCTURE PVT. LTD.
122.00 | 20 mm nominal bore | 10.00 | RM |  | 250.00 | 2500.00 | 280.00 | 2800.00 | 500.00 | 5000.00 | 576.00 | 5760.00 | 2500.00 | JPG ENGINEERS PVT LTD
123.00 | 15 mm nominal bore | 10.00 | RM |  | 200.00 | 2000.00 | 180.00 | 1800.00 | 450.00 | 4500.00 | 432.00 | 4320.00 | 1800.00 | NOPS INFRASTRUCTURE PVT. LTD.
124.00 | CPVC PIPES - CONCEALED WORK
125.00 | Providing and fixing Chlorinated Polyvinyl Chloride (CPVC) pipes of approved make having thermal stability for hot & cold water supply, including all CPVC plain & brass threaded fittings, including fixing the pipe with clamps at 1.00 m spacing. This includes jointing of pipes & fittings with one step CPVC solvent cement and testing of joints complete as per direction of Engineer in Charge. - Concealed Work including cutting chases and making good the walls etc.
126.00 | 25 mm nominal bore | 15.00 | RM |  | 350.00 | 5250.00 | 230.00 | 3450.00 | 525.00 | 7875.00 | 720.00 | 10800.00 | 3450.00 | NOPS INFRASTRUCTURE PVT. LTD.
127.00 | 20 mm nominal bore | 40.00 | RM |  | 300.00 | 12000.00 | 230.00 | 9200.00 | 525.00 | 21000.00 | 576.00 | 23040.00 | 9200.00 | NOPS INFRASTRUCTURE PVT. LTD.
128.00 | 15 mm nominal bore | 16.00 | RM |  | 250.00 | 4000.00 | 180.00 | 2880.00 | 525.00 | 8400.00 | 432.00 | 6912.00 | 2880.00 | NOPS INFRASTRUCTURE PVT. LTD.
129.00 | NON RETURN VALVE
130.00 | Supplying, fitting and fixing superior quality Gun metal non return valve of approved quality
131.00 | 32mm dia | 12.00 | NOS. |  | 2500.00 | 30000.00 | 4555.00 | 54660.00 | 4000.00 | 48000.00 | 7200.00 | 86400.00 | 30000.00 | JPG ENGINEERS PVT LTD
132.00 | 25mm dia | 7.00 | NOS. |  | 2000.00 | 14000.00 | 3640.00 | 25480.00 | 5000.00 | 35000.00 | 5760.00 | 40320.00 | 14000.00 | JPG ENGINEERS PVT LTD
133.00 | SINTEX OR EQUIVALENT HDPE WATER TANK
134.00 | Providing and fixing 1000 litres capacity SINTEX or equivalent approved HDPE water tank ISI : 12701 marked with PVC fittings for inlet, outlet, over flow, scour float valve, air lock release pipe, connections of required size and diameter including connections and fixing the tank on roof at all heights with all bye-works complete as per manufacturer's specification and direction of the Engineer. (Support of tank on Brick/RCC/PCC will be paid under relevent items) | 5.00 | EACH |  | 15000.00 | 75000.00 | 9105.00 | 45525.00 | 18500.00 | 92500.00 | 13680.00 | 68400.00 | 45525.00 | NOPS INFRASTRUCTURE PVT. LTD.
135.00 | SAND CAST IRON/ CAST SPUN SOIL,WASTE & VENT PIPE AND FITTINGS
136.00 | Providing, laying and jointing in position sand cast iron/ cast iron spun soil, waste and vent pipe conforming to IS 1729 including all fittings like offsets, bends, tees etc. including lead caulked joints 45 mm deep and fixing them on floors or vertically against walls by M.S. brackets or clamps so as to keep the pipes away from the wall. Rate to include scaffolding, water testing after laying the pipes and painting with two coats of paint of any colour such as chocolate grey, buff etc. over a coat of primer of approved quality all complete.
137.00 | 100 MM DIA | 70.00 | RM |  | 800.00 | 56000.00 | 460.00 | 32200.00 | 650.00 | 45500.00 | 432.00 | 30240.00 | 30240.00 | CROSS COUNTRY CONTRACTORS PRIVATE LIMITED
138.00 | 75 MM DIA | 47.00 | RM |  | 700.00 | 32900.00 | 365.00 | 17155.00 | 650.00 | 30550.00 | 288.00 | 13536.00 | 13536.00 | CROSS COUNTRY CONTRACTORS PRIVATE LIMITED
139.00 | GULLY TRAP
140.00 | Providing and fixing square mouth S.W. 100x100 mm size P type gully trap class SP-1 complete with C.I. grating brick masonry chamber with water tight C.I. cover with frame of 300x300 mm size (inside) the weight of cover to be not less than 4.5 kg and frame to be not less than 2.70 kg as per standard design with common burnt clay bricks of class designation 5.0 | 6.00 | NOS. |  | 1500.00 | 9000.00 | 1820.00 | 10920.00 | 3000.00 | 18000.00 | 1440.00 | 8640.00 | 8640.00 | CROSS COUNTRY CONTRACTORS PRIVATE LIMITED
141.00 | BRICK MASONRY MANHOLES
142.00 | Constructing brick masonry manhole in cement mortar 1:4 ( 1 cement : 4 coarse sand ) with RCC top slab with 1:2:4 mix (1 cement : 2 coarse sand : 4 graded stone aggregate 20 mm nominal size), foundation concrete 1:4:8 mix (1 cement : 4 coarse sand : 8 graded stone aggregate 40 mm nominal size), inside plastering 12 mm thick with cement mortar 1:3 (1 cement : 3 coarse sand) finished with floating coat of neat cement and making channels in cement concrete 1:2:4 (1 cement : 2 coarse sand : 4 graded stone aggregate 20 mm nominal size) finished with a floating coat of neat cement complete as per standard design including excavation,backfilling and disposal of surplus earth complete as per specifications, drawings and direction of Engineer-in-Charge.
143.00 | Inside size 90x80 cm and 45 cm deep including C.I. cover with frame (light duty) 455x610 mm internal dimensions, total weight of cover and frame to be not less than 38 kg with common burnt clay bricks of class designation 5.0 | 12.00 | EACH |  | 15000.00 | 180000.00 | 19170.00 | 230040.00 | 14500.00 | 174000.00 | 25920.00 | 311040.00 | 174000.00 | Sarthak Contracts Pvt Ltd
144.00 | Extra for depth for manholes | 6.00 | RM |  | 20000.00 | 120000.00 | 1820.00 | 10920.00 | 2250.00 | 13500.00 | 8640.00 | 51840.00 | 10920.00 | NOPS INFRASTRUCTURE PVT. LTD.
145.00 | GLAZED STONEWARE PIPES
146.00 | Providing, laying and jointing glazed stone ware pipe class SP-1 with stiff mixture of cement mortar in the proportion of 1:1 ( 1 Cement : 1 Fine Sand) including embedding in PCC M-10, making haunches, necessary excavation, backfilling and testing of joints etc complete as per specification and upto 1.5m depth. (PCC shall be paid separately).
147.00 | 100 mm dia | 32.00 | RM |  | 1000.00 | 32000.00 | 460.00 | 14720.00 | 650.00 | 20800.00 | 1152.00 | 36864.00 | 14720.00 | NOPS INFRASTRUCTURE PVT. LTD.
148.00 | 150 mm dia | 110.00 | RM |  | 1500.00 | 165000.00 | 365.00 | 40150.00 | 750.00 | 82500.00 | 1440.00 | 158400.00 | 40150.00 | NOPS INFRASTRUCTURE PVT. LTD.
149.00 | FLOOR TRAP
150.00 | Providing and fixing PVC floor trap of self cleansing design conforming to IS specs with 100mm inlet, 75mm outlet and 150mm CP hinged heavy brass grating of 6mm thick with rim. Rate shall include making all necessary leak proof connections etc. | 24.00 | NOS. |  | 1000.00 | 24000.00 | 1820.00 | 43680.00 | 5500.00 | 132000.00 | 2880.00 | 69120.00 | 24000.00 | JPG ENGINEERS PVT LTD
151.00 | SEPTIC TANK
152.00 | Providing and construction of septic tank in brick masonry with common burnt clay bricks of class designation 5.0 and base and top slab in RCC M25 complete in all respect as per scope of work, detailed construction drawings , technical specifications and directions of the Engineer-in-charge.
153.00 | TYPE-I for 20 Users | 3.50 | NOS. |  | 250000.00 | 875000.00 | 136585.00 | 478047.50 | 350000.00 | 1225000.00 | 252000.00 | 882000.00 | 478047.50 | NOPS INFRASTRUCTURE PVT. LTD.
154.00 | Note:
155.00 | Rate to include cost of all labour, tools, tackles, equipment, hire charges, supply of all materials such as minimum 43 grade cement including CI vent, CI manhole cover, SW fittings, PVC coated rungs, brick, inserts, bolts covers, aggregates / sand fill conduits finishes in excavation and backfilling using strutting, bailing and pumping out water, masonry work, plastering, plumbing, sanitation, etc. with al bye works and sundry works. Scope of construction is from inlet chamber to outlet chamber. Over all depth of chamber may very as per site condition.
156.00 | SOAK PIT
157.00 | Making soak pit 2.5 m outside diameter and effective depth of 2.5m with 45 x 45 cm dry brick honey comb shaft with bricks and S.W. drain pipe 100 mm diameter, 1.8 m long complete as per standard design with common burnt clay bricks of class designation 7.5. | 3.50 | NOS. |  | 180000.00 | 630000.00 | 45530.00 | 159355.00 | 250000.00 | 875000.00 | 216000.00 | 756000.00 | 159355.00 | NOPS INFRASTRUCTURE PVT. LTD.
158.00 | BORE WELL
159.00 | Supply,laying,drilling and commissioning of G.I.Bore well of 150 mm diameter and up to 100 m depth including submersible pump with all accessories, panel, wiring and all other works required to make it operational all complete in all respects as per scope of work and directions of the Engineer-in-charge. | 4.00 | Nos. |  | 450000.00 | 1800000.00 | 191700.00 | 766800.00 | 275000.00 | 1100000.00 | 432000.00 | 1728000.00 | 766800.00 | NOPS INFRASTRUCTURE PVT. LTD.
160.00 | Extra over and above for more than 100 M depth. | 40.00 | RM |  | 800.00 | 32000.00 | 480.00 | 19200.00 | 1500.00 | 60000.00 | 7200.00 | 288000.00 | 19200.00 | NOPS INFRASTRUCTURE PVT. LTD.
161.00 | Note:
162.00 | 1. Rate to include cost of all labour, tools, tackles, equipment, hire charges, supply of all materials including pipes, water meter, valves, boring, priming, cabling, pumps, clearing, earth work, etc. with all bye works and sundry works and consumables.
163.00 | HAND PUMP
164.00 | Supply, providing, placing in position Deep Well hand pump of approved quality & make ( as per IS 9301 and installation as per IS 11004 Part-1 ) for 40 mm dia GI pipe (medium class) complete with all accessories, fittings including providing and placing in position filter of 40 mm dia GI pipe (medium class) with brass strainer of approved quality. Boring shall be 100 mm dia including casing pipe up to required depth for Hand pump in all soils and tested up to a depth of 50.0 m complete in all respects as per scope of work and directions of the Engineer-in-charge. | 4.00 | Nos |  | 75000.00 | 300000.00 | 95850.00 | 383400.00 | 2500.00 | 10000.00 | 131040.00 | 524160.00 | 10000.00 | Sarthak Contracts Pvt Ltd
165.00 | Note:
166.00 | 1. Rate to include cost of all labour, tools, tackles, equipment, hire charges, supply of all materials including pipes,boring, priming, clearing, earth work, etc. with all bye works and sundry works and consumables.
167.00 | Extra over and above 50 m Depth. | 20.00 | RM |  | 250.00 | 5000.00 | 480.00 | 9600.00 | 125.00 | 2500.00 | 7200.00 | 144000.00 | 2500.00 | Sarthak Contracts Pvt Ltd
168.00 | Note:
169.00 | 1. Rate to include cost of all labour, tools, tackles, equipment, hire charges, supply of all materials including pipes,boring, priming, clearing, earth work, etc. with all bye works and sundry works and consumables.
170.00 | PILING UNDER FOUNDATION
171.00 | Providing and fixing in position "Bored cast in situ RCC piles skin friction/end bearing type upto 500 mm diameter and 30 T capacity in M 25 Concrete " excluding the cost of reinforcement and getting the designs of same approved by GAIL/ MECON including driving in ground at specified locations by using standard tools for construcing a rigid support base for supporting the pipe line, boundary wall, buildings etc including initial load testing and routine testings as per IS -2911 Part IV including all bye works, complete as per drawings, specification and directions of the Engineer-in-charge. | 1250.00 | RM |  | 1500.00 | 1875000.00 | 3835.00 | 4793750.00 | 200.00 | 250000.00 | 3600.00 | 4500000.00 | 250000.00 | Sarthak Contracts Pvt Ltd
172.00 | Notes-1. Rate to include cost of all labour, tools, tackles, equipment, hire charges, supply of all materials, shuttering, providing and fixing reinforcement steel testing etc. with all bye works and sundry works and consumables.
173.00 | 2. Reinforcement will be paid seperately in respective SOR item.
174.00 | Sub-Total Section A
175.00 | SECTION-B [ARCHITECTURALWORKS]
176.00 | FLOORING
177.00 | Providing and laying kota stone slab flooring over 20 mm (average) thick base laid over and jointed with grey cement slurry mixed with pigment to match the shade of the slab including rubbing and polishing complete with base of cement mortar 1 : 4 (1 cement : 4 coarse sand) :
178.00 | 25 mm thick | 400.00 | sqm |  | 2500.00 | 1000000.00 | 960.00 | 384000.00 | 2100.00 | 840000.00 | 4800.00 | 1920000.00 | 384000.00 | NOPS INFRASTRUCTURE PVT. LTD.
179.00 | Providing and laying mirror polished Kota stone slabs 12 mm thick in risers of steps, skirting, dado, pillars, external cladding laid on 12 mm (average) thick cement mortar 1:3 (1 cement : 3 coarse sand) and jointed with grey cement slurry mixed with pigment to match the shade of the slabs, including rubbing and polishing complete. | 120.00 | sqm |  | 2500.00 | 300000.00 | 1440.00 | 172800.00 | 2350.00 | 282000.00 | 4000.00 | 480000.00 | 172800.00 | NOPS INFRASTRUCTURE PVT. LTD.
180.00 | Extra for nosing in treads of steps of:
181.00 | Kota stone slab | 45.00 | m |  | 300.00 | 13500.00 | 190.00 | 8550.00 | 350.00 | 15750.00 | 288.00 | 12960.00 | 8550.00 | NOPS INFRASTRUCTURE PVT. LTD.
182.00 | Providing and fixing 20mm thick polished granite/ kota stone of 250mm wide of approved shades for window sills, coping, etc. & including 20mm thick mortar bed CM 1:4, curing, polishing of exposed surfaces and all bye works complete.
183.00 | Granite | 175.00 | m |  | 6000.00 | 1050000.00 | 1340.00 | 234500.00 | 4500.00 | 787500.00 | 1920.00 | 336000.00 | 234500.00 | NOPS INFRASTRUCTURE PVT. LTD.
184.00 | Kota | 20.00 | m |  | 3000.00 | 60000.00 | 765.00 | 15300.00 | 1250.00 | 25000.00 | 1920.00 | 38400.00 | 15300.00 | NOPS INFRASTRUCTURE PVT. LTD.
185.00 | Providing & laying rectified Vitrified floor tile 1st quality of approved make in different sizes (thickness as per approved manufacturer’s detail) with water absorption's less than 0.08% and conforming to IS:15622 of approved quality,shade,range and pattern, using cementitious modified quick set tile adhesive, water based conforming to IS:15477 using 5kg adhesive per m2 area in average thickness of 3 mm, laid to proper level and joints pointed with tile jointing compound of approved make including curing, finishing and cleaning etc. complete as directed by the EIC. The measurements shall be based on laid area of floor and no extra payment shall be paid for wastage. The rates shall include cost of laying protective PVC sheets/ POP which shall keep the floor covered at all times till handing over of the site etc. complete. Item shall be inclusive of screed bed of minimum thickness 15mm in CM 1:4.
186.00 | Size of Tile 600x600 minimum and minimum thickness 9 mm. | 150.00 | sqm |  | 2500.00 | 375000.00 | 1245.00 | 186750.00 | 2450.00 | 367500.00 | 4000.00 | 600000.00 | 186750.00 | NOPS INFRASTRUCTURE PVT. LTD.
187.00 | Providing and laying vitified floor tiles 1st quality of approved make (thickness as per approved manufacture’s detail but not less than 7 mm) matching / same as the size and colour of flooring in skirting, riser, dados and wall facing (lining) and pillars using cementitious modified quick set tile adhesive, water based conforming to IS:15477 using 5kg adhesive per m2 area in average thickness of 3 mm, of approved make, laid to proper level and joints pointed with tile jointing compound of approved make including finishing and cleaning etc. complete as directed by the EIC. | 25.00 | sqm |  | 1600.00 | 40000.00 | 1370.00 | 34250.00 | 2985.00 | 74625.00 | 4800.00 | 120000.00 | 34250.00 | NOPS INFRASTRUCTURE PVT. LTD.
188.00 | Providing & laying approved make and colour heavy duty vitrified tiles in floors and skirting over 20 mm cement mortar bed 1:4 including cutting of tiles wherever required, pointing the joints in neat white cement with matching pigment, cleaning, washing, curing, etc., complete as per specification and direction of the engineer.
189.00 | Size of Tile 300x300 mm and minimum thickness 12 mm | 250.00 | sqm |  | 2000.00 | 500000.00 | 1245.00 | 311250.00 | 2750.00 | 687500.00 | 6400.00 | 1600000.00 | 311250.00 | NOPS INFRASTRUCTURE PVT. LTD.
190.00 | Providing and laying glazed/ matte finish ceramic tiles for Dado with a recycle content of 35-55% of Group - I classification, conforming to IS:13754 of approved colour at all levels and locations with necessary specials etc. using approved first quality tiles as shown in the drawing laid over and including minimum 12 mm thk. CM 1:3 backing or tile fixing adhesive with volatile organic compounds not exceeding 65 g/l mixed to cement paste used for fixing the tiles, joints filled with white cement mixed with matching shade of pigment etc. at all leads and lifts, complete with all byeworks as per specification and direction of Engineer Incharge.
191.00 | Size of tile 300 mm X 600 mm (approx.) | 120.00 | sqm |  | 2000.00 | 240000.00 | 1055.00 | 126600.00 | 2000.00 | 240000.00 | 3360.00 | 403200.00 | 126600.00 | NOPS INFRASTRUCTURE PVT. LTD.
192.00 | Providing and laying anti-skid MATTE FINISH ceramic tiles in flooring with a recycle content of 35-55% of Group - IV classification, conforming to IS:13754 and of approved colour at all levels and locations using approved first quality tiles in flooring of toilets, pantry etc. and as shown in the drawing laid over and including minimum 35 mm bed (CM 1:3) joints filled with white cement mixed with matching shade of pigment etc. at all leads and lifts, complete with all byeworks as per specification and direction of Engineer Incharge. Grooves to be filled with water proof grouting compounds.
193.00 | Size of tile 30 cm X 30 cm (approx.) | 40.00 | sqm |  | 2000.00 | 80000.00 | 1245.00 | 49800.00 | 2100.00 | 84000.00 | 4000.00 | 160000.00 | 49800.00 | NOPS INFRASTRUCTURE PVT. LTD.
194.00 | Providing and laying Crazy ceramic tile flooring, with under layer 12 mm thick cement mortar 1:4 (1 cement: 4 coarse sand), with joints not exceeding 5 mm, including filling the gaps with ordinary cement mixture & mixing with synthetic polyester fibre, triangular in shape having specific gravity of 1.34 to 1.40, cross section size ranging from 10 to 40 micron & length upto 6 mm , mixing fibre @ 125 grams per 50 kg of cement in cement mortar, including providing and mixing water proofing material in mortar @ 1 kg per 50 kg of cement , all complete as per direction of Engineer-in-charge. | 1770.00 | sqm |  | 1000.00 | 1770000.00 | 1150.00 | 2035500.00 | 1200.00 | 2124000.00 | 4800.00 | 8496000.00 | 1770000.00 | JPG ENGINEERS PVT LTD
195.00 | Cement concrete flooring 1:2:4 (1 cement : 2 coarse sand : 4 graded stone aggregate) finished with a floating coat of neat cement, including cement slurry, but excluding the cost of nosing of steps etc. complete.
196.00 | 40 mm thick with 20 mm nominal size stone aggregate | 75.00 | sqm |  | 900.00 | 67500.00 | 550.00 | 41250.00 | 600.00 | 45000.00 | 2400.00 | 180000.00 | 41250.00 | NOPS INFRASTRUCTURE PVT. LTD.
197.00 | Providing and fixing 10 mm thick acid and/or alkali resistant tiles of approved make and colour using acid and/or alkali resisting mortar bedding, and joints filled with acid and/or alkali resisting cement as per IS : 4457, complete as per the direction of Engineer-in- Charge.
198.00 | In flooring on a bed of 10 mm thick mortar 1:4 (1 acid proof cement : 4 coarse sand) | 114.00 | sqm |  | 2500.00 | 285000.00 | 1440.00 | 164160.00 | 1850.00 | 210900.00 | 4320.00 | 492480.00 | 164160.00 | NOPS INFRASTRUCTURE PVT. LTD.
199.00 | In dado/skirting on 12 mm thick mortar 1:4 (1 acid proof cement : 4 coarse sand) | 219.00 | sqm |  | 2500.00 | 547500.00 | 2875.00 | 629625.00 | 2450.00 | 536550.00 | 4800.00 | 1051200.00 | 536550.00 | Sarthak Contracts Pvt Ltd
200.00 | FINISHING
201.00 | Providing 12 mm thick cement plaster 1:4 (1 cement : 4 sand) smooth finish with water proofing compound (to be paid under relevant items) as per architectural shapes marked in the drawings, at all depths and heights in one layer on internal faces of walls, pillars, projection, bands, cornices etc., including necessary dabbing, curing, scaffolding, providing chicken mesh at junctions of columns,beams etc.,complete at all heights as per specification and drawings. | 2384.00 | sqm |  | 400.00 | 953600.00 | 230.00 | 548320.00 | 350.00 | 834400.00 | 720.00 | 1716480.00 | 548320.00 | NOPS INFRASTRUCTURE PVT. LTD.
202.00 | Providing 15 mm thick cement plaster 1:4 (1 cement : 4 sand) as per architectural shapes marked in the drawings, at all depths and heights, providing chicken mesh at junctions of columns,beams etc.,complete at all heights as per specification with water proofing compound (to be paid under relevant items). | 2500.00 | sqm |  | 420.00 | 1050000.00 | 230.00 | 575000.00 | 375.00 | 937500.00 | 864.00 | 2160000.00 | 575000.00 | NOPS INFRASTRUCTURE PVT. LTD.
203.00 | Providing 6 mm thick cement plaster 1:4 (1 cement : 4 sand) to ceiling of slabs, chajjas including drip course, bands, beams, columns, loft slabs, staircases, and any other location at all heights wherever required with all bye works dabbing, curing, scaffolding, including providing chicken mesh at junction of columns,beams etc.,complete at all heights and levels as per specification and drawings. | 750.00 | sqm |  | 350.00 | 262500.00 | 250.00 | 187500.00 | 307.00 | 230250.00 | 560.00 | 420000.00 | 187500.00 | NOPS INFRASTRUCTURE PVT. LTD.
204.00 | Add for plaster drip course/ groove in plastered surface or moulding to R.C.C. projections
205.00 | Providing drip mould of size 20mm x 8mm over cement plastering of chajjas, roof projections etc. at all heights and levels in cement mortar 1:3, hacking, curing, scaffolding etc at all heights and lifts, all complete as per specifications and instructions of the Engineer Incharge. | 175.00 | metre |  | 300.00 | 52500.00 | 290.00 | 50750.00 | 105.00 | 18375.00 | 1392.00 | 243600.00 | 18375.00 | Sarthak Contracts Pvt Ltd
206.00 | Forming groove of uniform size from 10x10mm in plastered surface as per approved pattern using wooden battens, nailed to the under layer including removal of wooden battens, repairs to the edges of plaster panel and finishing the groove complete as per specifications and direction of the Engineer-in-Charge. | 2000.00 | metre |  | 100.00 | 200000.00 | 30.00 | 60000.00 | 70.00 | 140000.00 | 240.00 | 480000.00 | 60000.00 | NOPS INFRASTRUCTURE PVT. LTD.
207.00 | Providing and applying two coats of Expa Cool Premium Exterior Emulsion from British paints (Certified Green building product) or Exterior emulsion paint (Eco friendly paint with low Volatile Organic Compounds) of Asian paints or equivalent make of approved brand over a coat of approved primer consisting of volatile organic compounds less than 250g/L, at all heights and levels, including surface preparation, scaffolding at all locations and heights with all byeworks complete as per manufacturer's specification and direction of the Engineer Incharge. | 3000.00 | sqm |  | 400.00 | 1200000.00 | 240.00 | 720000.00 | 325.00 | 975000.00 | 400.00 | 1200000.00 | 720000.00 | NOPS INFRASTRUCTURE PVT. LTD.
208.00 | Providing and applying two coats of acrylic oil bound washable distemper- Eco friendly paint with low Volatile Organic Compounds ( not exceeding 50 g/L ) over ceiling, of approved shade & make over one coat of approved cement primer consisting of volatile organic compounds less than 250g/L as per specifications and as directed by Engineer Incharge etc. complete. | 5800.00 | sqm |  | 300.00 | 1740000.00 | 240.00 | 1392000.00 | 150.00 | 870000.00 | 480.00 | 2784000.00 | 870000.00 | Sarthak Contracts Pvt Ltd
209.00 | Providing and applying wallcare Putty on plastered surfaces on internal walls for smooth and dry surface essential for painting, after removing all loosely adhering material from the wall surface. The substrate should be clean, free from dust, grease and loose materials. Dry and absorbent surfaces should be moistened with sufficient quantity of clean water. Apply the first coat on already moistened wall surface from bottom to upward direction uniformly. After drying of first coat of putty just rub the surface gently with west sponge or rub the surface very gently with the putty blade in order to remove the loose particles. Allow the surface to dry for atleast 3 hours and then apply second coat of putty. Leave the surface to dry completely. After drying of second coat remove marks if any with the help of moist sponge or rub the surface very gently with the putty blade. Leave the surface to dry preferably for overnight.The total thickness of the coats should be limited to maximum 1.5mm. | 5800.00 | sqm |  | 200.00 | 1160000.00 | 120.00 | 696000.00 | 66.66 | 386628.00 | 400.00 | 2320000.00 | 386628.00 | Sarthak Contracts Pvt Ltd
210.00 | Painting with synthetic enamel paint - Eco friendly paint with low volatile organic compounds ( limit not exceeding 250g/L) over a coat of primer consisting of volatile organic compounds less than 250g/L of approved brand as per approved manufacturer's spec. to give an even shade Two coats of synthetic enamel paint on new work over one coat of zinc chromate primer. | 205.00 | sqm |  | 450.00 | 92250.00 | 280.00 | 57400.00 | 133.00 | 27265.00 | 560.00 | 114800.00 | 27265.00 | Sarthak Contracts Pvt Ltd
211.00 | Providing and making GAIL logo on boundary wall (on alternate panels) with prefabricated mould to be pressed on the plastered surface within a recess (1200mm x 1500mm x 30mm thk. deep) while it is green. Necessary, touch ups, etching, chiseling to be done as per requirement for depicting the exact logo. The dimensions of the logo shall be 900mm X 600mm. The logo shall be painted with external acrylic emulsion paint in GAIL corporate colours. | 28.00 | no. |  | 6000.00 | 168000.00 | 765.00 | 21420.00 | 500.00 | 14000.00 | 8000.00 | 224000.00 | 14000.00 | Sarthak Contracts Pvt Ltd
212.00 | STONE WORK
213.00 | Providing and fixing 18mm thick gang saw cut mirror polished premoulded and prepolished) machine cut for kitchen platforms, vanitycounters, window sills , planters facias and similar locations of required size of approved shade, colour and texture laid over 20mm thick base cement mortar 1:4 (1 cement : 4 coarse sand) using neat cement slurry @ 4 kg of cement per sqm with joints treated with white cement, mixed with matching pigment, epoxy touch ups, including rubbing, curing, edge moulding and polishing to edge to give high gloss finishetc. complete at all levels.
214.00 | Granite of any colour and shade
215.00 | Area of slab over 0.50 sqm | 5.00 | sqm. |  | 7000.00 | 35000.00 | 7285.00 | 36425.00 | 5500.00 | 27500.00 | 7200.00 | 36000.00 | 27500.00 | Sarthak Contracts Pvt Ltd
216.00 | Extra for providing edge moulding to granite stone counters including machine polishing to edge to give high gloss finish etc.. Complete in all respects | 9.00 | metre |  | 500.00 | 4500.00 | 1820.00 | 16380.00 | 500.00 | 4500.00 | 7200.00 | 64800.00 | 4500.00 | JPG ENGINEERS PVT LTD, Sarthak Contracts Pvt Ltd
217.00 | Extra for providing opening of required size & shape for wash basins/ kitchen sink in kitchen platform, vanity counters and similar location in marble/Granite/stone work including necessary holes for pillar taps etc. including rubbing and polishing of cut edges etc. complete. | 5.00 | each |  | 800.00 | 4000.00 | 1820.00 | 9100.00 | 300.00 | 1500.00 | 16000.00 | 80000.00 | 1500.00 | Sarthak Contracts Pvt Ltd
218.00 | Providing and fixing 18 mm thick granite stone slab of approved shade, table rubbed, edges rounded and polished of size 75x50 cm deep and 1.8 cm thick fixed in urinal partitions by cutting a chase of appropriate width with chase cutter and embedding the stone in the chase with epoxy grout or with cement concrete 1:2:4 (1 cement : 2 coarse sand : 4 graded stone aggregate 6 mm nominal size) as per direction of Engineer-in-charge and finished smooth. | 1.00 | no. |  | 5000.00 | 5000.00 | 7285.00 | 7285.00 | 9500.00 | 9500.00 | 16000.00 | 16000.00 | 5000.00 | JPG ENGINEERS PVT LTD
219.00 | Supplying and fixing min.18 mm thick smooth finish black granite inauguration stone of superior quality with overall size of 1000X750mm or 2000X1000 (as per requirement of client), with ornamental edge moulded granite / marble / cement plaster band of approved shape. The prepared block shall be fixed with cement mortar 1:3 (1 Cement: 3 Coarse sand) in brick wall/block work with tiles/stone after chased, including finishing and painting all-round the stone and making aesthetically beautiful. The inauguration stone should contain engraved letters with chemically printing /stainless steel of approved matter in Hindi & English of required colour and size etc. and provision of curtain raising/sliding, light and landscaping/area development all around, complete as approved by client | 4.00 | no. |  | 5000.00 | 20000.00 | 18210.00 | 72840.00 | 333.00 | 1332.00 | 56000.00 | 224000.00 | 1332.00 | Sarthak Contracts Pvt Ltd
220.00 | STEEL WORK
221.00 | Providing and fixing circular/ Hexagonal cast iron or M.S. sheet box for ceiling fan clamp of internal dia. 140 mm, 73mm height, top lid of 1.5mm thick MS sheet with its top surface hacked for proper bonding, top lid shall be screwed into the Cast Iron/ MS sheet box by means of 3.3mm dia. round headed screws, one lock at the corners. Clamp shall be made of 12 mm dia M.S. bar bent to shape as per standard drawing. | 33.00 | each |  | 300.00 | 9900.00 | 1820.00 | 60060.00 | 100.00 | 3300.00 | 480.00 | 15840.00 | 3300.00 | Sarthak Contracts Pvt Ltd
222.00 | Steel work welded in built up sections/framed work including cutting hoisting, fixing in position and applying a priming coat of approved steel primer using structural steel etc.as required.
223.00 | In stringers, treads, landings, balustrades etc. of staircases including use of chequered plate wherever required, all complete including all bye-works. | 1650.00 | kg |  | 200.00 | 330000.00 | 120.00 | 198000.00 | 145.00 | 239250.00 | 240.00 | 396000.00 | 198000.00 | NOPS INFRASTRUCTURE PVT. LTD.
224.00 | In gratings, frames, guard bar, ladders, brackets, gates, grill door and similar works. | 520.00 | kg |  | 250.00 | 130000.00 | 120.00 | 62400.00 | 99.00 | 51480.00 | 240.00 | 124800.00 | 51480.00 | Sarthak Contracts Pvt Ltd
225.00 | Providing and fixing hand rail of approved size by welding etc. to steel ladder railing, balcony railing, landing railing, and staircase railing as per IS 4923 including applying a priming coat of approved steel primer.
226.00 | 66x36x3.6 m.s. hollow section approximately. | 1380.00 | kg |  | 250.00 | 345000.00 | 145.00 | 200100.00 | 166.00 | 229080.00 | 240.00 | 331200.00 | 200100.00 | NOPS INFRASTRUCTURE PVT. LTD.
227.00 | Supplying and fixing mechanically operated rolling shutters/ rolling grills of approved make operable from inside and outside conforming to IS : 6248, made of 80x1.25mm size M.S. laths with 1.25 mm thick top cover, interlocked together through their entire length and jointed together at the end by end locks mounted on specially designed pipe shaft with brackets, side guides and arrangements for inside and outside locking with push and pull operation complete including the cost of providing and fixing necessary 27.5cm long wire springs grade No.2, M.S. top cover of required thickness for rolling shutters, with approved quality red oxide zinc primer and two coats of synthetic enamel paint of approved make (ICI or equivalent), making good all damaged surfaces, complete with all byeworks as per drawing, specification and instruction of engineer, in general conforming to IS : 248.
228.00 | Mechanically operated rolling shutters | 30.00 | sqm |  | 4000.00 | 120000.00 | 2730.00 | 81900.00 | 9500.00 | 285000.00 | 11200.00 | 336000.00 | 81900.00 | NOPS INFRASTRUCTURE PVT. LTD.
229.00 | ALUMINIUM WORK
230.00 | Providing & fixing in position aluminium doors, windows, ventilators, louvres, fixed glazing, sliding/composite windows, aluminium rough ground etc. with extruded & integral colour powder coating with minimum 60 microns, Aluminium sections, Powder coated Aluminium beadings,Powder coated Aluminium profile panel sheets, manufactured to relevant I.S. codes & using minimum 2mm thick (or as specified) heavy sections from environmentally compatible products containing minimum of 15 to 25 % of recycled content and shall be manufactured within 500 kms from project site from approved make including cost of providing required no. of heavy duty stainless steel butt hinges, pivots, approved door and windows handles, EPDM Gasket, PVC/Neoprene Gasket Lining, Stainless steel screws, mastic filling, weather strips, tower bolts,nuts, washers, rollers etc. as required and as per drawing etc. all complete at all heights and as directed by the Engineer-in-Charge. The rate shall also include giving a coat of bitumastic paint on the aluminium surfaces in contact with masonry / concrete and closing the gaps around the frame and the adjoining surface with approved silicone sealant with volatile organic compounds content less than 250 g/l on both faces to achieve watertightness. All fitting shall be of matching colour powder coated aluminium sections All doors, windows & ventilators shall have float glass of the following specifications SHGC - 0.25 to 0.3, U Value 3.8W/sqm-k or less, of approved make or / double side prelaminated paritcle board flat pressed three layer or graded wood particle board bonded with BWP type synthetic resin adhesive as per IS : 848 and prelaminated conforming to IS: 12823 Grade l Type ll, in panelling( for doors) as per design
231.00 | Casement windows, single or composite units and ventilators with 5.5 mm thick float / frosted glass, frame size of 44mm x 46mm x 1.1mm, weight 0.522 kg/m min. amd middle frame (horizontal & vertical) 59mm x 38mm x 1.4mm, weight 0.729 kg/m min(approx.), as per approved drawing and as per approved manufacturer’s detail.
232.00 | Fixed portion | 154.00 | sqm. |  | 9000.00 | 1386000.00 | 3835.00 | 590590.00 | 9500.00 | 1463000.00 | 14400.00 | 2217600.00 | 590590.00 | NOPS INFRASTRUCTURE PVT. LTD.
233.00 | Openable portion, section size 44mm x 46mm x 1.4 mm, weight 0.575 kg/m min. as per approved drawing and as per approved manufacturer’s specification. | 7.00 | sqm. |  | 12000.00 | 84000.00 | 5465.00 | 38255.00 | 9500.00 | 66500.00 | 15200.00 | 106400.00 | 38255.00 | NOPS INFRASTRUCTURE PVT. LTD.
234.00 | Composite sliding windows with fixed and openable portion, fixed to frame size min. 101.6mm X 44.45mm x 2.01mm, weight 1.605 kg/m (approx.) and 63.5mm x 38.1mm x 1.5mm, weight 0.861 kg/m min. as per requirement. Sliding shutters fixed to frame size 92mm X 31.75mm x 1.5mm min. & weight 1.060 kg/m min and 61.85mm x 31.75mm x 1.5mm, wt. 0.784 kg/m min as per requirement. Shutter side, bottom and interlock shall be 40mm x 18mm x 1.55mm wt. 0547kg/m min., as per approved drawing and as per approved manufacturer’s detail. Frame for grill shall be 63.5mm x 38.1mm x 2mm & wt. 1.054kg/m. Windows shall have 5.5 mm thick float glass. The sliding fittings/ accessories shall be deraiilng wheels with Nylon brackets with SS pin – 2 Nos. per shutter. The lock handle, safety plates, nylon antilift and joinery shall be as per specification. | 205.00 | sqm. |  | 9500.00 | 1947500.00 | 3835.00 | 786175.00 | 9500.00 | 1947500.00 | 15200.00 | 3116000.00 | 786175.00 | NOPS INFRASTRUCTURE PVT. LTD.
235.00 | Doors with 8.0mm minimum thick float glass panels/ aluminium louvre with wire mesh/ double side prelaminated paritcle board flat pressed three layer or graded wood particle board bonded with BWP type synthetic resin adhesive as per IS : 848 and prelaminated conforming to IS: 12823 Grade l Type ll, in panelling fixed with C.P. brass / stainless steel screws etc. complete as per architectural drawings and directions of E-I/C with decorative lamination on both sides of approved make; frames of size 101.6mm x 44.45mm x3.18mm minimum, weight 2.541 kg/m min(approx.).
236.00 | fixed portion | 15.00 | sqm. |  | 10000.00 | 150000.00 | 4555.00 | 68325.00 | 9500.00 | 142500.00 | 19200.00 | 288000.00 | 68325.00 | NOPS INFRASTRUCTURE PVT. LTD.
237.00 | Openable portion, section size 85.00mm x 44.45mm x 3.00mm weight 2.050 kg/m min.(approx.) for shutter vertical and top, 114.3mm x 44.5 x 3.18mm weight 2.646 kg/m min. for shutter bottom and 83.5mm x 44.5mm x 3.18mm weight 2.145 kg/m min. for shutter middle. | 111.00 | sqm. |  | 9500.00 | 1054500.00 | 4795.00 | 532245.00 | 8000.00 | 888000.00 | 20800.00 | 2308800.00 | 532245.00 | NOPS INFRASTRUCTURE PVT. LTD.
238.00 | Providing and fixing double action hydraulic floor spring of approved brand and manufacturer, for doors including cost of cutting floors as required, embedding in floors and cover plates with brass / SS pivot and single piece M.S. sheet outer box with slide plate etc. complete as per the direction of Engineer-in-charge.
239.00 | With stainless steel cover plate | 36.00 | each |  | 3000.00 | 108000.00 | 4555.00 | 163980.00 | 12500.00 | 450000.00 | 8000.00 | 288000.00 | 108000.00 | JPG ENGINEERS PVT LTD
240.00 | Providing and fixing aluminium extruded section body tubular type universal hydraulic door closer of approved brand and manufacturer (door weight upto 36 kg to 80 kg and door width from 701 mm to 1000 mm), with double speed adjustment with necessary accessories and screws etc. complete. | 19.00 | each |  | 3500.00 | 66500.00 | 3640.00 | 69160.00 | 5000.00 | 95000.00 | 9600.00 | 182400.00 | 66500.00 | JPG ENGINEERS PVT LTD
241.00 | Providing and fixing aluminium grills of approved make of approved design made up of 10 mm dia aluminium rod and maximum size of opening (diagonal/ hexagonal/ circular) 100 mm x 100 mm internal, and specification as per manufacturer's detail | 220.00 | sqm. |  | 3500.00 | 770000.00 | 1820.00 | 400400.00 | 5100.00 | 1122000.00 | 7200.00 | 1584000.00 | 400400.00 | NOPS INFRASTRUCTURE PVT. LTD.
242.00 | PVC WORK
243.00 | Providing and fixing factory made door frame (single rebate) made out of single piece extruded solid PVC foam profile with homogenous fine cellular structure having smooth outer integral skin having 62 mm width & 32 mm thickness, frame will be mitred & Jointed with self driven self tapping screws of size 38 mm x 4 mm & PVC solvent cement , including fixing the frame to wall with suitable dia & length anchor fastener as per manufacturer's specification and direction of Engineer-in-charge. | 68.00 | m |  | 1000.00 | 68000.00 | 460.00 | 31280.00 | 1525.00 | 103700.00 | 6400.00 | 435200.00 | 31280.00 | NOPS INFRASTRUCTURE PVT. LTD.
244.00 | Providing and fixing factory made 30 mm thick non decorative finish door shutter made of solid PVC foam profile. The styles & rails shall be of size 75 mm x 30 mm having wall thickness 5 mm. The styles, top & bottom rails shall have one side wall thickness of 15 mm integrally extruded on the hinge side of the profile for better screw holding power. The styles and rails shall be reinforced with M.S. tubes of size 33 mm x 17 mmx 1 mm, painted with primer , all four corners of reinforcement to be welded or sealed. Solid PVC extruded bidding (push fit type) will be set inside the styles and the rails with a cavity, to receive single piece extruded 5 mm PVC sheet as panel. The styles and rails will be mitred cut and joint with the help of PVC solvent cement & self driven self tapping screws. Single piece extruded solid PVC lock rail of size 100 mm x 30 mm with wall thickness 5 mm & 15 mm integrally extruded in the middle of the lock rail & fixed with styles with the help of PVC solvent cement & self driven self tapping screws of size 100 mm x 8 mm complete as per manufacturer's specifications and direction of Engineer-in-charge. | 24.00 | Sqm |  | 5000.00 | 120000.00 | 1920.00 | 46080.00 | 3800.00 | 91200.00 | 11200.00 | 268800.00 | 46080.00 | NOPS INFRASTRUCTURE PVT. LTD.
245.00 | FALSE CEILING
246.00 | Providing and fixing false ceiling at all heights with integral densified calcium silicate reinforced with fibre and natural filler false ceiling tiles of Size 595X595 mm of approved texture, design and patterns having NRC (Noise Reduction Coefficient) of of 0.50 (minimum) as per IS 8225:1987, Light reflectance of 85% (minimum), non combustible as per BS:476 (part-4), fire performance as per BS:476 (part-6 & 7), humidity resistance of 100%, thermal conductivity <0.043 W/m K as per ASTM 518:1991, in true horizontal level suspended on inter-locking metal powder coated T-Grid of hot dipped galvanised iron section of 0.40mm thick on Silhouette profile, rotary stiched double webbed white with 6mm reveal profile (white/black), comprising of main -T runners of size 15x42mm of length 3000mm, cross-T of size 15x42mm of length 1200mm and secondary intermediate cross-T of size 15x42mm of length 600mm to form grid module of size 600x600mm, suspended from ceiling using galvanised mild steel items (galvanised @ 80 grams per sqm) i.e. 50mm long, 8mm outer diameter M-6 dash fasteners, 6mm dia fully threaded hanger rod upto 1000mm length and L-shape level adjuster of size 85x25x2mm. Galvanised iron perimeter wall angle of size 22x19x0.40mm of length 3000mm to be fixed on periphery wall/ partition with the help of plastic rawl plugs at 450mm center to center and 40mm long dry wall S.S screws. The work shall be carried out as per specifications, drawing and as per directions of the Engineer-in-Charge. With 15mm thick integral densified micro edge light weight calcium silicate false ceiling tiles | 340.00 | sqm. |  | 2500.00 | 850000.00 | 2400.00 | 816000.00 | 3200.00 | 1088000.00 | 11200.00 | 3808000.00 | 816000.00 | NOPS INFRASTRUCTURE PVT. LTD.
247.00 | Providing and fixing in position 12.5 mm thick gypsum board false ceiling confirming to IS 2095 -1982 with approved G.I Frame work and hangers including openings for lights, air conditioning grills, fire detectors, nozzles, recess for hanging blinds,etc. as per specification and description complete. Rate shall include vertical as well as horizontal surfaces as per design drawing and actual 'seen' surface of horizontal and vertical will be measured and paid for. Layout and design of false ceiling with cutouts & decorative mouldings etc.to be approved by EIC | 75.00 | sqm. |  | 1800.00 | 135000.00 | 1370.00 | 102750.00 | 3200.00 | 240000.00 | 9600.00 | 720000.00 | 102750.00 | NOPS INFRASTRUCTURE PVT. LTD.
248.00 | MISCELLANEOUS
249.00 | Providing and fixing on wall face unplasticised Rigid PVC rain water pipes conforming to IS : 13592 Type A, including jointing with seal ring conforming to IS : 5382, leaving 10 mm gap for thermal expansion (Single socketed pipes). 110 mm diameter | 165.00 | metre |  | 500.00 | 82500.00 | 210.00 | 34650.00 | 1200.00 | 198000.00 | 1280.00 | 211200.00 | 34650.00 | NOPS INFRASTRUCTURE PVT. LTD.
250.00 | Providing and applying Acrylic base flexible liquid applied Membrane system of approved make (THERMOSHIELD of CHRYSO or equivalent) for roof insulation and waterproofing. The method of application shall include surface preparation and rectifying depression / honey-comb (if any) in the surface using CHRYSO ARMOURCRETE mortar or equivalent ( 1part CHRYSO ARMOURCRETE, 2part cement, 4 part medium washed sand) and leaving it for at least 24 hours. Then all open cracks are to be filled CHRYSO PROOF ACRYLIC PRIMER or equivalent followed by a coat of CHRYSO PROOF ACRYLIC or equivalent along the crack line and leave it to dry for overnight. This shall be followed by application of CHRYSO PROOF ACRYLIC PRIMER or equivalent over the entire surface. After the application, primer coat it is allowed to reach touch dry for 2-3 hours. Then CHRYSO THERMOSHIELD (or equivalent) shall be applied in 2 coats with a gap of approx. 4-5 hours. All works shall be carried out as per specifications and manufacturer's instructions including all byeworks and at all heights and levels and also as per the directions of the Engineer Incharge. | 1478.00 | sqm. |  | 950.00 | 1404100.00 | 765.00 | 1130670.00 | 1850.00 | 2734300.00 | 1200.00 | 1773600.00 | 1130670.00 | NOPS INFRASTRUCTURE PVT. LTD.
251.00 | Providing and fixing noncombustible 600mm high false flooring / cavity floor of modular 600 x 600 size and min thickness of 35mm approximate with pre moulded (USF 1000 grade) in filled access floor tile made from steel and cementitious infill material (M/S Unitile or equivalent), with edge beading and faced with 2 mm thick antistatic high pressure laminates. The Panels shall confirm to Class O & Class 1 Fire Ratings tested as per BS 476 and ASTM E84. The panel shall be designed for minimum concentrated load of 450 kgs, ultimate concentrated load of 1050 Kgs, Rolling load of 225 kgs. The other components such as stringers, pedestals, supports, check nuts, etc shall be designed suitable in-line with the design parameter of the false floor panel.The panels shall be placed on GI snap lock grid system stringers channels supported over MS galvanized pedestal supports at 600mm c/c approximate both ways.Jack heads shall be die formed, out of min 4mm thick galvanized M.S. plate out of 90 mm X 90 mm, electroplated, with die cut notches to hold stringers ‘snap on’ and threaded holes, in addition, to hold the rigid grid type stringers. The jack heads shall have stud for housing into the pedestal. The pedestal head shall consist of an anti-vibrational conductive cap Stringers shall be M.S. rigid grid type minimum 30 mm X 20 mm X 1.2 mm thick tubes and shall rest on the jack heads notches and shall be fixed by means of screws. The stringers shall be spray painted with conductive paint or galvanized to prevent rust & corrosion.The pedestal supports shall be rigidly fixed on to the floor with glue and mechanical fasteners and shall be made of 150 x 150 mmx 8mm thick base plate with CRC pipe of size 32mm dia X 3mm and minimum 19 mm thick MS stools with a coupling and check nut for level adjustment. The sub structure assembly shall be suitably anchored to the floor.The work includes necessary opening for cables and panel mounting and cutting of tiles to required size and strengthening of pedestals with 300 x 300 mm RCC pedestal at location of panals. The floor panels and stringers shall be completely removable and shall remain in position without screwing. The shade of the flooring material shall be as specified in the drawing or as directed by Engineer. ( The cost includes supply of 1% spare tile) | 125.00 | sqm. |  | 2500.00 | 312500.00 | 960.00 | 120000.00 | 99.00 | 12375.00 | 1120.00 | 140000.00 | 12375.00 | Sarthak Contracts Pvt Ltd
252.00 | LANDSCAPING
253.00 | SHRUB PLANTATION Digging of beds of required size and 60 cms.depth in any type of soil. Refilling the pits after deweeding, with a mixture of good earth and cow dung organic manure in the ratio of 3:1 (Three part of good earth and one part of organic manure). Flooding the bed with water so that the earth and manure mixture settles down in pits. Supply and plantation of approved shrub species sapling of good quality, disease free, healthy, fully estabilished 1-2 year oil with well developed root system in the centre of pit, with a clear minimum height of 1 feet after plantation and spacing 1.5 feet. Maintaining & watering for 06 months regularaly as the minimum guarantee period, all complete including supplying & mixing of good earth & manure. Healthy properly grown shrubs (atleast 3 months old after planting at site) should be provided during handover on completion of the project. (Varietles : Approved local equivalent species). | 90.00 | nos. |  | 1200.00 | 108000.00 | 550.00 | 49500.00 | 100.00 | 9000.00 | 4000.00 | 360000.00 | 9000.00 | Sarthak Contracts Pvt Ltd
254.00 | HEDGE PLANTATION Digging of trenches of size 60 cms x 45 cms x running mts length in all type of soil. Rest all the item are same as that of Shrub plantation except that the minimum 07 number of hedge sapling be planted per running metre (Varietles : Approved local equivalent species). | 450.00 | metre |  | 300.00 | 135000.00 | 910.00 | 409500.00 | 100.00 | 45000.00 | 4400.00 | 1980000.00 | 45000.00 | Sarthak Contracts Pvt Ltd
255.00 | SANITARY INSTALLATIONS
256.00 | Providing and fixing vitreous chinaware white/ colour extended wall hung European water closet all complete with C.P. bolts & nuts with C.P. hinges, rubber buffers etc. complete in all respects. Cat No. CNS-WHT-353S with PP soft close seat cover, Hinges, Accessories Set of Jaquar or equivalent + Cistern with fittings - Cat No. CNS-WHT-203 of Jaquar or equivalent. | 2.00 | no. |  | 12000.00 | 24000.00 | 9105.00 | 18210.00 | 31000.00 | 62000.00 | 24000.00 | 48000.00 | 18210.00 | NOPS INFRASTRUCTURE PVT. LTD.
257.00 | Providing & fixing C.P. brass health faucet : Jaquar cat no. ALD-CHR-583 or equivalent | 2.00 | no. |  | 3000.00 | 6000.00 | 4555.00 | 9110.00 | 5000.00 | 10000.00 | 7200.00 | 14400.00 | 6000.00 | JPG ENGINEERS PVT LTD
258.00 | Providing and fixing white vitreous china water closet (Orissa Pan) with all fittings and fixtures complete including cutting and making good the walls and floors wherever required. Cat no.CNS-WHT-OP01 of Jaquar or equivalent + Wall Hung Cistern Cat No. WHC-WHT-184T or equivalent. | 4.00 | no. |  | 2500.00 | 10000.00 | 7285.00 | 29140.00 | 9500.00 | 38000.00 | 12800.00 | 51200.00 | 10000.00 | JPG ENGINEERS PVT LTD
259.00 | Providing & fixing vitreous china ware white/ colour under counter wash basin with Cp brass waste, Cat No. CNS-WHT-705 of Jaquar or equivalent and pillar cock Cat No. KUP-CHR-35001PM of Jaquar or equivalent, complete in all respect. | 4.00 | no. |  | 3000.00 | 12000.00 | 9105.00 | 36420.00 | 8000.00 | 32000.00 | 9600.00 | 38400.00 | 12000.00 | JPG ENGINEERS PVT LTD
260.00 | Providing and fixing white vitreous china semi-pedestal type wash basin Cat. no. CNS-WHT-801 and pillar cock Cat No. KUP-CHR-35001PM of Jaquar or equivalent, complete in all respect completely recessed at the back for the reception of pipes and fittings all complete | 7.00 | no. |  | 5000.00 | 35000.00 | 6375.00 | 44625.00 | 12000.00 | 84000.00 | 11200.00 | 78400.00 | 35000.00 | JPG ENGINEERS PVT LTD
261.00 | Providing and fixing white vitreous china flat back half stall urinal with white PVC automatic flushing cistern, with fittings, standard size C.P. brass flush pipe, spreaders with unions and clamps (all in C.P. brass) with waste fitting as per IS : 2556, C.I. trap with outlet grating and other couplings in C.P. brass including painting of fittings and cutting and making good the walls and floors wherever required : Jaquar cat no. URS-WHT-13259 or equivalent.
262.00 | Range of two half stall urinals with 10 litre P.V.C. automatic flushing cistern. | 1.00 | no. |  | 11000.00 | 11000.00 | 13660.00 | 13660.00 | 12000.00 | 12000.00 | 24000.00 | 24000.00 | 11000.00 | JPG ENGINEERS PVT LTD
263.00 | 5.5 mm thick float glass frameless mirror fixed with stainless steel studs, all complete | 7.00 | sqm. |  | 3000.00 | 21000.00 | 4555.00 | 31885.00 | 4500.00 | 31500.00 | 5600.00 | 39200.00 | 21000.00 | JPG ENGINEERS PVT LTD
264.00 | Providing and fixing glass shelf of Jaquar cat. no. ACN-CHR-1171N or equivalent, complete with all respect. | 2.00 | no. |  | 3000.00 | 6000.00 | 4555.00 | 9110.00 | 3500.00 | 7000.00 | 8000.00 | 16000.00 | 6000.00 | JPG ENGINEERS PVT LTD
265.00 | Providing and fixing toilet paper holder : Jaquar cat. no. ACN-CHR-1151N or equivalent | 2.00 | no. |  | 3000.00 | 6000.00 | 2730.00 | 5460.00 | 2000.00 | 4000.00 | 2400.00 | 4800.00 | 4000.00 | Sarthak Contracts Pvt Ltd
266.00 | Providing and fixing soap dish (brass) of Jaquar cat no. ACN-CHR-1131N or equivalent | 5.00 | no. |  | 3000.00 | 15000.00 | 2730.00 | 13650.00 | 2000.00 | 10000.00 | 2400.00 | 12000.00 | 10000.00 | Sarthak Contracts Pvt Ltd
267.00 | Providing and fixing liquid soap dispenser with glass body of Jaquar Cat No. ACN-CHR-1135 N or equivalent complete with all respect. | 8.00 | no. |  | 3000.00 | 24000.00 | 3640.00 | 29120.00 | 3500.00 | 28000.00 | 8000.00 | 64000.00 | 24000.00 | JPG ENGINEERS PVT LTD
268.00 | Providing and fixing C.P. brass bib cock conforming to IS : 8931 15mm nominal bore
269.00 | Jaquar cat. no. KUP-CHR-35037PM or equivalent | 9.00 | no. |  | 3000.00 | 27000.00 | 3640.00 | 32760.00 | 5000.00 | 45000.00 | 8000.00 | 72000.00 | 27000.00 | JPG ENGINEERS PVT LTD
270.00 | Two in one bib cock, Jaquar cat. no. KUP-CHR-35041PM or equivalent | 2.00 | no. |  | 3000.00 | 6000.00 | 4555.00 | 9110.00 | 8500.00 | 17000.00 | 16000.00 | 32000.00 | 6000.00 | JPG ENGINEERS PVT LTD
271.00 | Providing and fixing C.P. brass concealed stop cock Jaquar cat. no. CQT-CHR-23083 or equivalent | 16.00 | no. |  | 3000.00 | 48000.00 | 4555.00 | 72880.00 | 3500.00 | 56000.00 | 6400.00 | 102400.00 | 48000.00 | JPG ENGINEERS PVT LTD
272.00 | Providing and fixing CP brass twin coat hook/ robe hook in position - Jaquar cat. no. AQN-CHR-7761 or equivalent | 2.00 | no. |  | 3000.00 | 6000.00 | 4555.00 | 9110.00 | 1200.00 | 2400.00 | 6400.00 | 12800.00 | 2400.00 | Sarthak Contracts Pvt Ltd
273.00 | Providing and fixing CP Brass Waste Coupling for wash basin and sink, of JAQUAR Cat No. ALD-CHR-705 or equivalent | 9.00 | no. |  | 3000.00 | 27000.00 | 8195.00 | 73755.00 | 1300.00 | 11700.00 | 4800.00 | 43200.00 | 11700.00 | Sarthak Contracts Pvt Ltd
274.00 | Providing and fixing CP brass Bottle Trap for Wash basin and sink of Jaquar Cat No. ALD-CHR-769L300x190 or equivalent | 9.00 | no. |  | 3000.00 | 27000.00 | 5465.00 | 49185.00 | 4150.00 | 37350.00 | 11200.00 | 100800.00 | 27000.00 | JPG ENGINEERS PVT LTD
275.00 | Providing and fixing CP brass towel rail 450mm long of Jaquar cat. no. ACN-CHR-1111BNM or equivalent | 6.00 | no. |  | 3000.00 | 18000.00 | 3640.00 | 21840.00 | 3450.00 | 20700.00 | 8000.00 | 48000.00 | 18000.00 | JPG ENGINEERS PVT LTD
276.00 | Providing and fixing towel ring of Jaquar cat. no. AQN-CHR-7721 or equivalent | 2.00 | no. |  | 3000.00 | 6000.00 | 3640.00 | 7280.00 | 1500.00 | 3000.00 | 5600.00 | 11200.00 | 3000.00 | Sarthak Contracts Pvt Ltd
277.00 | Providing and fixing sinks (without drainboard) made of stainless steel 1mm thick kitchen with plugs, washers and wastes including bedding in Cement mortar to dwarf wall or including fixing cantilever brackets & connecting unions to pipe, coupling & strainer, painting of fittings and brackets, cutting and making good the walls wherever required. Overall size 610 mm x 510 mm Make : Celebrity 8" or India King 8" of Neelkanth or equivalent | 1.00 | no. |  | 3000.00 | 3000.00 | 13660.00 | 13660.00 | 12000.00 | 12000.00 | 14400.00 | 14400.00 | 3000.00 | JPG ENGINEERS PVT LTD
278.00 | Providing and fixing C.P. brass long body sink cock with Regular Swinging Spout (Wall Mounted Model) With Wall Flange of Jaquar cat. no. ARI-CHR-39347 or equivalent. | 1.00 | no. |  | 3000.00 | 3000.00 | 9105.00 | 9105.00 | 3000.00 | 3000.00 | 5600.00 | 5600.00 | 3000.00 | JPG ENGINEERS PVT LTD, Sarthak Contracts Pvt Ltd
279.00 | Sub-Total Section B
280.00 | SECTION-C [STRUCTURAL WORKS]
281.00 | Supply, fabrication & erection of Steel structure Supply, fabrication and erection of monorail beam, pipe supports, platforms, crossover structure, or any other structures required for works, etc. including surface preparation, painting as per specification, including loading, transportation and unloading delivery at erection site of all fabricated structures, storage and handling at site, site assembly and finally erection of structures at appropriate location, alignment and welding of all structures true to line, level, plumb and dimension. The work shall be completed in all respect as per drawings, technical specification and direction of the Engineer-in-Charge. (The cost & weight of MS bolts and nuts (permanent and service), washers, electrodes, putty, gases, shims, packs, cost of straightening of raw materials, Built up section at any shape, cutting of flats from plates and providing splices, paints, tools, plants, testing of materials, etc and all other consumables as required for the work shall be deemed to be included in the quoted rates.) | 500.00 | KG |  | 210.00 | 105000.00 | 85.00 | 42500.00 | 150.00 | 75000.00 | 360.00 | 180000.00 | 42500.00 | NOPS INFRASTRUCTURE PVT. LTD.
282.00 | Providing and fixing of chain link fencing Supply, fabrication and erection of structures such as angle iron post , Channel post,Strainer and strut,etc.with necessary holes for fixing the chain link fencing,site assembly and finally erection of structures at appropriate location including surface prepartion with painting as per specification,including 2.4m high G.I. Chain link fabric fencing mesh size 50x50x3.15 mm dia, with 0.6 m heigh barbed wire (type-A) as per IS:278-1978 shall be made from two strands of galvanized steel wire of nominal dia 2.5 mm twisted together fixed on angle iron posts with GI staples, turn buckles,all necessary fitting etc, including strengthening with 4 mm dia wire Nuts bolts and washer complete in all respects.All work as per Specification and drawings and as direction of the Engineer-In-Charge. (excluding foundation, Refer Tender drawing) | 10.00 | RM |  | 4200.00 | 42000.00 | 3835.00 | 38350.00 | 7500.00 | 75000.00 | 7200.00 | 72000.00 | 38350.00 | NOPS INFRASTRUCTURE PVT. LTD.
283.00 | Providing and fixing of chain link Fencing Gates 2M Wide Supply, fabrication & fixing of fencing Mild steel gate 3.0m high with Chian link fencing mesh (as per detail in item no 2 above) upto 2.4m height and 0.6m barbed wire fencing including all fixtures like MS Pivot, locking arrangement, tower bolt etc., complete in all respects including surface prepartion, painting as per specification. The work is to be completed in all respect as per drawings, technical specification and direction of the Engineer-In-Charge (excluding foundations) | 1.00 | Nos. |  | 70000.00 | 70000.00 | 9105.00 | 9105.00 | 51000.00 | 51000.00 | 93600.00 | 93600.00 | 9105.00 | NOPS INFRASTRUCTURE PVT. LTD.
284.00 | Supply, fabrication & erection of MS Gate 5.5m clear opening width of gate in two panels with 1.2 clear wide wicket gate in single panel Supply, fabrication and fixing in position steel entrance gate (as per the design shown in the tender drawing) supply of raw materials, transportation and delivery at site, unloading, storage and handling at site, site assembly and finally erection at appropriate locations. gates shall be fabricated out of channel and Sq Bar with all fixtures like MS Pivot, M.S sheet boxing ,locking arrangement, MS tower bolts, gate stopper, hold fast, MS wheel with ball bearing , MS tee bend to shape and embedded in the road surface for gate opening track , etc. including painting as per specification. The work is to be completed in all respect as per drawings and techanical specification and direction of the Engineer-in-Charge | 1.00 | Nos. |  | 220000.00 | 220000.00 | 91060.00 | 91060.00 | 175000.00 | 175000.00 | 108000.00 | 108000.00 | 91060.00 | NOPS INFRASTRUCTURE PVT. LTD.
285.00 | Supply, fabrication & erection of MS Gate 1.2m clear opening width of gate in single panel Supply, fabrication and fixing in position steel entrance gate (as per the design shown in the tender drawing) supply of raw materials, transportation and delivery at site, unloading, storage and handling at site, site assembly and finally erection at appropriate locations. gates shall be fabricated out of channel and Sq Bar with all fixtures like MS Pivot, M.S sheet boxing ,locking arrangement, MS tower bolts, gate stopper, hold fast, MS wheel with ball bearing , MS tee bend to shape and embedded in the road surface for gate opening track , etc. including painting as per specification. The work is to be completed in all respect as per drawings and techanical specification and direction of the Engineer-in-Charge | 1.00 | Nos. |  | 150000.00 | 150000.00 | 22765.00 | 22765.00 | 100000.00 | 100000.00 | 115200.00 | 115200.00 | 22765.00 | NOPS INFRASTRUCTURE PVT. LTD.
286.00 | Providing and fixing chequered plate covers Providing and fixing chequered plate in approved panel or over steel structure platform,cable and pipe trench including cutting, welding, hoisting, fixing in position,including painting as per specification, complete in all respect as per drawings , technical specifications and directions of the Engineer-In-Charge. | 7000.00 | KG |  | 180.00 | 1260000.00 | 100.00 | 700000.00 | 125.00 | 875000.00 | 288.00 | 2016000.00 | 700000.00 | NOPS INFRASTRUCTURE PVT. LTD.
287.00 | Supply, fabrication & erection of Display/Information/Warning Sign Board Supply, fabrication and fixing in position of steel sign boards fabricated from pipes,angles, flats section including 3 mm thick plate with necessary cleat, clamps or necessary fixing arrangement including primer and paining of approved colour as per specification including Alphabets of approved size and font and Logo to be painted on Display,informatary,warning sign board with day glow paint shall be completed as per standard detail of GAIL/as per direction of E/C including fixing at appropriate location, ture alignment and embedded in PCC block .The work is to be completed in all respect as per drawings and techanical specification and direction of the Engineer-in-Charge(excluding PCC Block) | 1650.00 | KG |  | 350.00 | 577500.00 | 115.00 | 189750.00 | 175.00 | 288750.00 | 288.00 | 475200.00 | 189750.00 | NOPS INFRASTRUCTURE PVT. LTD.
288.00 | Sub-Total Section C
289.00 | SECTION-D [ELECTRICAL WORKS)]
290.00 | Supply, installation, testing, commissioning of power distribution board (PDB) and Lighting Distribution Board (LDB) :
291.00 | Spares for LT Panel based on SLD no. MEC/23SF(BA)/05/E9/E/1081 (A-F) for 2 years operation & maintenance as per the annexure in specification. | 1.00 | No. |  | 700000.00 | 700000.00 | 95850.00 | 95850.00 | 350000.00 | 350000.00 | 432000.00 | 432000.00 | 95850.00 | NOPS INFRASTRUCTURE PVT. LTD.
292.00 | Supply, installation, testing & commissioning of 1600VA sine wave Inverter system with 2x150Ah Battery backup, completely maintenance free lead-acid battery for critical lighting in control room building & outdoor area (Make Inverter: Su-Kam, Genius, Luminus, Microtek, Battery: Exide, Amaraja). | 4.00 | Nos. |  | 150000.00 | 600000.00 | 71890.00 | 287560.00 | 95000.00 | 380000.00 | 86400.00 | 345600.00 | 287560.00 | NOPS INFRASTRUCTURE PVT. LTD.
293.00 | Supply, installation, testing, commissioning of the complete earthing and lightning protection system, earth electrodes/ pit, earth main ring, earthing of electrical equipments, instrument panels, field instruments, process equipments and pipes/ flanges including all associated civil work with all material and labour as per specification and drawings approved by the company.
294.00 | Earth Pits- GI PIPE Electrode with 6 mm thick chequered plate cover | 36.00 | Nos. |  | 10000.00 | 360000.00 | 21085.00 | 759060.00 | 45000.00 | 1620000.00 | 31680.00 | 1140480.00 | 360000.00 | JPG ENGINEERS PVT LTD
295.00 | Earth Pits- Copper plate Electrode with 6 mm thick chequered plate cover | 9.00 | Nos. |  | 20000.00 | 180000.00 | 23965.00 | 215685.00 | 38500.00 | 346500.00 | 43200.00 | 388800.00 | 180000.00 | JPG ENGINEERS PVT LTD
296.00 | GI Strip (50X6) mm | 536.00 | Mtr |  | 500.00 | 268000.00 | 365.00 | 195640.00 | 333.00 | 178488.00 | 504.00 | 270144.00 | 178488.00 | Sarthak Contracts Pvt Ltd
297.00 | GI Strip (25X3) mm | 1350.00 | Mtr |  | 400.00 | 540000.00 | 280.00 | 378000.00 | 251.00 | 338850.00 | 252.00 | 340200.00 | 338850.00 | Sarthak Contracts Pvt Ltd
298.00 | Copper Strip (25X3) mm | 120.00 | Mtr |  | 1500.00 | 180000.00 | 460.00 | 55200.00 | 1100.00 | 132000.00 | 1440.00 | 172800.00 | 55200.00 | NOPS INFRASTRUCTURE PVT. LTD.
299.00 | GI Wire, wire rope and all balance earthing material including copper strip (50 mm x 2 mm thick) jumper for flanges etc. as per the specification. | 1.00 | Lot |  | 150000.00 | 150000.00 | 22765.00 | 22765.00 | 75000.00 | 75000.00 | 144000.00 | 144000.00 | 22765.00 | NOPS INFRASTRUCTURE PVT. LTD.
300.00 | GI lightning rod 25 mm dia. 1800 mm long including supply of all hardware bare copper rope labour etc. complete as per approved drawings, specifications and directions of Engineer-In-Charge. | 9.00 | Set |  | 45000.00 | 405000.00 | 22764.00 | 204876.00 | 15000.00 | 135000.00 | 28800.00 | 259200.00 | 135000.00 | Sarthak Contracts Pvt Ltd
301.00 | Advance maintenance free earthing system with 3mtr earth electrode of low carbon steel with 250 micron copper coating with carbon based backfill compound as per IS 3043/IEEE-80. | 42.00 | Nos. |  | 25000.00 | 1050000.00 | 19170.00 | 805140.00 | 32000.00 | 1344000.00 | 28800.00 | 1209600.00 | 805140.00 | NOPS INFRASTRUCTURE PVT. LTD.
302.00 | Supply, laying, termination, testing and commissioning of 1.1kV grade XLPE insulated, PVC sheathed, FRLS power and control cables (conforming to IS:7098 and specification) of following sizes in trenches/ excavated under ground trench /trays, pulling through pipes and its proper sealing, cutting of paved area, roads etc.
303.00 | 3.5x 120 mm2 A2XFY | 200.00 | Mtr. |  | 1500.00 | 300000.00 | 825.00 | 165000.00 | 1100.00 | 220000.00 | 1728.00 | 345600.00 | 165000.00 | NOPS INFRASTRUCTURE PVT. LTD.
304.00 | 3.5x 70 mm2 A2XFY | 300.00 | Mtr. |  | 900.00 | 270000.00 | 730.00 | 219000.00 | 900.00 | 270000.00 | 1080.00 | 324000.00 | 219000.00 | NOPS INFRASTRUCTURE PVT. LTD.
305.00 | 3.5x 35 mm2 A2XFY | 400.00 | Mtr. |  | 800.00 | 320000.00 | 730.00 | 292000.00 | 675.00 | 270000.00 | 720.00 | 288000.00 | 270000.00 | Sarthak Contracts Pvt Ltd
306.00 | 3.5x 25 mm2 2XFY | 200.00 | Mtr. |  | 650.00 | 130000.00 | 910.00 | 182000.00 | 2100.00 | 420000.00 | 2592.00 | 518400.00 | 130000.00 | JPG ENGINEERS PVT LTD
307.00 | 4x 6 mm2 2XWY | 200.00 | Mtr. |  | 700.00 | 140000.00 | 430.00 | 86000.00 | 598.00 | 119600.00 | 936.00 | 187200.00 | 86000.00 | NOPS INFRASTRUCTURE PVT. LTD.
308.00 | 4x 2.5 mm2 2XWY | 1100.00 | Mtr. |  | 500.00 | 550000.00 | 290.00 | 319000.00 | 333.00 | 366300.00 | 432.00 | 475200.00 | 319000.00 | NOPS INFRASTRUCTURE PVT. LTD.
309.00 | Circuit Wiring for main/ submain with 4 x 6 sq.mm FR PVC insulated copper conductor single core cable/ wire in PVC conduit in recess/ trench as required. | 25.00 | Nos. |  | 2000.00 | 50000.00 | 4555.00 | 113875.00 | 11000.00 | 275000.00 | 2880.00 | 72000.00 | 50000.00 | JPG ENGINEERS PVT LTD
310.00 | Circuit Wiring for main/ submain with 4 x 4 sq.mm FR PVC insulated copper conductor single core cable/ wire in PVC conduit in recess/ trench as required. | 25.00 | Nos. |  | 2500.00 | 62500.00 | 4555.00 | 113875.00 | 11000.00 | 275000.00 | 2880.00 | 72000.00 | 62500.00 | JPG ENGINEERS PVT LTD
311.00 | Supply, installation, testing, commissioning of lighting fixtures complete with mounting bracket, flame proof/non flame proof, control gear box as per the type of fixture, lamps etc. including civil work with pipe inserts for cables and connecting work, with all material and labour as per specifications, drawings and instruction of Engineer-in-charge. Work to be completed in all respects.
312.00 | Street lighting, integral flame proof well glass fixture (CMIFR approved for Zone-1/2 gas group IIA & IIB) with 72 W LED luminaire with flame proof control gear Model no. FLPW-1095 of Baliga make or equivalent) | 53.00 | Nos. |  | 40000.00 | 2120000.00 | 22765.00 | 1206545.00 | 21000.00 | 1113000.00 | 23040.00 | 1221120.00 | 1113000.00 | Sarthak Contracts Pvt Ltd
313.00 | Street lighting Non flame proof luminaire (lighting fixture : Type LSTP-45-CDL of M/s CG make or equivalent, with 45W LED). | 3.00 | Nos. |  | 30000.00 | 90000.00 | 22765.00 | 68295.00 | 12500.00 | 37500.00 | 17280.00 | 51840.00 | 37500.00 | Sarthak Contracts Pvt Ltd
314.00 | Non flame proof Integral flood lighting fixture (for 72W LED) on building/ structure, lighting fixture type : LSFN-72-CDL of M/s CG make or equivalent | 5.00 | Nos. |  | 35000.00 | 175000.00 | 9105.00 | 45525.00 | 21000.00 | 105000.00 | 21600.00 | 108000.00 | 45525.00 | NOPS INFRASTRUCTURE PVT. LTD.
315.00 | Non flame proof bracket mounted integral LED lighting fixture on building/ structure, lighting fixture type : LSTP-45-CDL of M/s CG make or equivalent | 14.00 | Nos. |  | 20000.00 | 280000.00 | 13660.00 | 191240.00 | 12000.00 | 168000.00 | 15840.00 | 221760.00 | 168000.00 | Sarthak Contracts Pvt Ltd
316.00 | Electric Illuminated Station detail board (6ftx3ft) alongwith mounting structure (Station detail will be decided in detail engineering). | 4.00 | Nos. |  | 27000.00 | 108000.00 | 18210.00 | 72840.00 | 125000.00 | 500000.00 | 64800.00 | 259200.00 | 72840.00 | NOPS INFRASTRUCTURE PVT. LTD.
317.00 | Street lighting pole 6mtr high GI octagonal pole (Type BOP-6030 of Bajaj make or equivalent) complete with bracket, GI clamps for fixing flame proof control gear box as per stanBArd drawing (MEC/SD/05/E9/77/04) & specification (MEC/TS/05/E9/077B). | 17.00 | Nos. |  | 50000.00 | 850000.00 | 18210.00 | 309570.00 | 23000.00 | 391000.00 | 36000.00 | 612000.00 | 309570.00 | NOPS INFRASTRUCTURE PVT. LTD.
318.00 | High Mast Lighting system on 20m high pole consisting for 8 nos. of lighting fixtures (120W LED Lamp Type LFLN-120-CDL/60 of CG make or equivalent) & FLP type Feeder Pillar panel as per standard datasheet No. MEC/DS/05/E9/077A. | 1.00 | Nos. |  | 900000.00 | 900000.00 | 1150200.00 | 1150200.00 | 6000000.00 | 6000000.00 | 2160000.00 | 2160000.00 | 900000.00 | JPG ENGINEERS PVT LTD
319.00 | SUPPLY,ERECTION, TESTING AND COMMISSIONING
320.00 | Supply, installation, Inspection,Transportation to site, erection on pole, testing and commissioning of 11 kv/433 V outdoor type,3Ph,50Hz,copper wound, Dyn11, ONAN distribution transformer complete with all accessories as per REC specification 11/1976 and/or IS 2026/1180. and latest amendments there of and first oil filled. Termination arrangement for HV side : HT bushing & LV side Cable end box/Terminal box of following rating (Make of Transformer shall be approved from State Electricity Board/MECON.)
321.00 | 100KVA | 1.00 | Nos. |  | 300000.00 | 300000.00 | 479250.00 | 479250.00 | 75000.00 | 75000.00 | 1584000.00 | 1584000.00 | 75000.00 | Sarthak Contracts Pvt Ltd
322.00 | 63KVA | 2.00 | Nos. |  | 200000.00 | 400000.00 | 287550.00 | 575100.00 | 45000.00 | 90000.00 | 864000.00 | 1728000.00 | 90000.00 | Sarthak Contracts Pvt Ltd
323.00 | Supply Erection, testing & commissioning of all the items listed at (Sl. No. 10.1 to 10.6 below) including transformer, all miscellaneous materials required, digging, trenching, backfilling, compaction, making of founBAtions/ pedestal, fixing the fencing and gate, spreading of blue granite material, etc as required to complete the HT & LT installation as per the tender. (All electrical equipments shall be approved from State Electricity Board/MECON.)
324.00 | Double pole Structure with MS joist ISMB 200 x 100 mm, 9 m long complete with 100 x 50 mm MS channels of required length and size ; 11 kV 3 Ph. horizontal Gang operated Air Break switch, DO fuse, lightning arrestors of suitable ampere rating;pin insulators, disc insulators, operating rod, handle, locking arrangement, copper wire for jumper connection, stay set complete with all accessories etc as required inclusive of paint (two coats of primer & two coats of final aluminum paint) and concrete founBAtion. | 3.00 | Set |  | 200000.00 | 600000.00 | 45530.00 | 136590.00 | 2500.00 | 7500.00 | 396000.00 | 1188000.00 | 7500.00 | Sarthak Contracts Pvt Ltd
325.00 | Supply, erection and commissioning of 11 kV, ACSR weasel conductor as required for stringing between State Electricity Board Double pole and consumer double pole structures. | 450.00 | Mtr. |  | 900.00 | 405000.00 | 180.00 | 81000.00 | 35.00 | 15750.00 | 360.00 | 162000.00 | 15750.00 | Sarthak Contracts Pvt Ltd
326.00 | Outdoor type dust & weather proof sheet steel (2 mm thick) enclosed MCCB of following rating for mounting on wall or pedestal. 250A, 415V, 3 Pole & Neutral AC-23 duty and suitable for termination of 3.5 x 120/95 sq.mm A2XFY cable on incomer terminals and outgoing terminals. | 3.00 | Nos. |  | 50000.00 | 150000.00 | 45530.00 | 136590.00 | 1000.00 | 3000.00 | 108000.00 | 324000.00 | 3000.00 | Sarthak Contracts Pvt Ltd
327.00 | Chain link fencing of (height 2.5 m) for the sub station area with ISA 50 x 50 x 6 mm angle and 4 mm thick welded wire mesh and 1 no. gate ( 3x2.5 mtr.) complete with all material, welding and labour. | 60.00 | Mtr. |  | 2000.00 | 120000.00 | 3835.00 | 230100.00 | 250.00 | 15000.00 | 12240.00 | 734400.00 | 15000.00 | Sarthak Contracts Pvt Ltd
328.00 | 40 mm blue granite metal for spreading in the fenced area . | 39.00 | M3 |  | 2000.00 | 78000.00 | 910.00 | 35490.00 | 35.00 | 1365.00 | 3600.00 | 140400.00 | 1365.00 | Sarthak Contracts Pvt Ltd
329.00 | 3Cx 150 Sqmm, 11 KV (UE) HT Cable, XLPE insulated and PVC sheated, Screened, Armoured as per MECONs specification. | 300.00 | Mtr |  | 2000.00 | 600000.00 | 910.00 | 273000.00 | 245.00 | 73500.00 | 2160.00 | 648000.00 | 73500.00 | Sarthak Contracts Pvt Ltd
330.00 | Supply, Installation, testing & commissioning of point wiring as per details in construction drawing & specification includes PVC conduits in ceiling, complete wiring including flexible wire (FR PVC), switch boxes & switches (ANCHOR ROMA make or equivalent), Multi strand Flexible HR PVC insulated copper conductor wires/cables for following items-
331.00 | Light Point
332.00 | Industrial Flame proof fluorescent lamp fitting with lamp (type EXTN 240 EB of CG make or equivalent). | 13.00 | Nos. |  | 20000.00 | 260000.00 | 9105.00 | 118365.00 | 21500.00 | 279500.00 | 28800.00 | 374400.00 | 118365.00 | NOPS INFRASTRUCTURE PVT. LTD.
333.00 | Exhaust fan (Industrial type 300/450 mm) with louvers,950 rpm,55watt with flap. | 25.00 | Nos. |  | 12000.00 | 300000.00 | 5465.00 | 136625.00 | 7500.00 | 187500.00 | 10800.00 | 270000.00 | 136625.00 | NOPS INFRASTRUCTURE PVT. LTD.
334.00 | Flame Proof (CMIFR approved) 12" Exhaust Fan.0.25HP motor,1440 rpm. (Preferred Make: Baliga, FCG, CGL, Prompt) | 8.00 | Nos. |  | 18000.00 | 144000.00 | 13660.00 | 109280.00 | 15500.00 | 124000.00 | 31680.00 | 253440.00 | 109280.00 | NOPS INFRASTRUCTURE PVT. LTD.
335.00 | Socket outlet (5/15 Amp combination) of ANCHOR ROMA make or equivalent | 55.00 | Nos. |  | 5000.00 | 275000.00 | 2730.00 | 150150.00 | 1500.00 | 82500.00 | 2160.00 | 118800.00 | 82500.00 | Sarthak Contracts Pvt Ltd
336.00 | 20 Amp sheet steel enclosed industrial type socket with 20 Amp DP MCB for AC. | 16.00 | Nos. |  | 4000.00 | 64000.00 | 3640.00 | 58240.00 | 4000.00 | 64000.00 | 3600.00 | 57600.00 | 57600.00 | CROSS COUNTRY CONTRACTORS PRIVATE LIMITED
337.00 | Ceiling fan with electronic regulator ( Energy efficent, 50W, 1200 mm sweep) | 20.00 | Nos. |  | 3000.00 | 60000.00 | 3640.00 | 72800.00 | 6500.00 | 130000.00 | 7200.00 | 144000.00 | 60000.00 | JPG ENGINEERS PVT LTD
338.00 | Wall mounted fan with electronic regulator ( Energy efficent, 50W,) etc complete in all respect for wall mounting | 20.00 | Nos. |  | 2500.00 | 50000.00 | 3640.00 | 72800.00 | 6500.00 | 130000.00 | 10080.00 | 201600.00 | 50000.00 | JPG ENGINEERS PVT LTD
339.00 | Air Conditioners
340.00 | Supply, Installation, testing and commissioning of latest model (5 stars BEE certified inverter AC) 1.8 T split AC complete with remote, 5 KVA stablizer, 12 Hr timer, MS Stand for outdoor unit etc. | 16.00 | Nos. |  | 100000.00 | 1600000.00 | 91060.00 | 1456960.00 | 120000.00 | 1920000.00 | 115200.00 | 1843200.00 | 1456960.00 | NOPS INFRASTRUCTURE PVT. LTD.
341.00 | Flame Proof Welding Socket
342.00 | Supply, erection and commissioning of Flame proof type 63 Amp. Welding socket | 5.00 | Nos. |  | 15000.00 | 75000.00 | 4555.00 | 22775.00 | 12000.00 | 60000.00 | 25200.00 | 126000.00 | 22775.00 | NOPS INFRASTRUCTURE PVT. LTD.
343.00 | Supply of flame proof type portable type emergency light fed by a self- contained SMF battery and charger operating on input supply 240 V AC. (Preferred make: Sudhir or equivalent) | 4.00 | Nos. |  | 15000.00 | 60000.00 | 9105.00 | 36420.00 | 35000.00 | 140000.00 | 12960.00 | 51840.00 | 36420.00 | NOPS INFRASTRUCTURE PVT. LTD.
344.00 | Supply and laying of following sizes of class 'B' G.I.Pipe in required length fixed on steel, concrete or similar sructure, laid in trenches, ready to be buried in concrete including cutting, threading, bending and similar works, supply of clamps, small iron structures, spacers and installation of seats, plugs, bushings etc. small civil works, including all labour and materials complete as per approved drawings and directions of Engineer-In-Charge.
345.00 | 50 mm NB | 120.00 | Mtr. |  | 900.00 | 108000.00 | 575.00 | 69000.00 | 1250.00 | 150000.00 | 1008.00 | 120960.00 | 69000.00 | NOPS INFRASTRUCTURE PVT. LTD.
346.00 | 80 mm NB | 120.00 | Mtr. |  | 1300.00 | 156000.00 | 720.00 | 86400.00 | 1500.00 | 180000.00 | 1296.00 | 155520.00 | 86400.00 | NOPS INFRASTRUCTURE PVT. LTD.
347.00 | 100 mm NB | 230.00 | Mtr. |  | 1800.00 | 414000.00 | 960.00 | 220800.00 | 1750.00 | 402500.00 | 2160.00 | 496800.00 | 220800.00 | NOPS INFRASTRUCTURE PVT. LTD.
348.00 | Supply, Installation, Erection of following Hot Dip Galvanized Ladder/Perforated Type cable trays (as per IS 2629) including bends, tee, crosses,horizontal and vertical splices etc. as required including supply of all G.I hardwares, all labour and material as required as per stanBArd drawings, specification and direction of Engineer-in-charge
349.00 | Ladder type, made from 50mm height and 2.5 mm thick sheet steel & galvanized (86 microns) of following sizes.
350.00 | 150 mm wide | 215.00 | Mtr. |  | 800.00 | 172000.00 | 365.00 | 78475.00 | 850.00 | 182750.00 | 864.00 | 185760.00 | 78475.00 | NOPS INFRASTRUCTURE PVT. LTD.
351.00 | 300 mm wide | 430.00 | Mtr. |  | 1000.00 | 430000.00 | 460.00 | 197800.00 | 1300.00 | 559000.00 | 1008.00 | 433440.00 | 197800.00 | NOPS INFRASTRUCTURE PVT. LTD.
352.00 | Perforated type, made from 50mm height and 2.5 mm thick sheet steel & galvanized (86 microns) of following sizes.
353.00 | 150mm wide | 360.00 | Mtr. |  | 1300.00 | 468000.00 | 365.00 | 131400.00 | 850.00 | 306000.00 | 1080.00 | 388800.00 | 131400.00 | NOPS INFRASTRUCTURE PVT. LTD.
354.00 | 300mm wide | 560.00 | Mtr. |  | 1800.00 | 1008000.00 | 460.00 | 257600.00 | 1300.00 | 728000.00 | 1296.00 | 725760.00 | 257600.00 | NOPS INFRASTRUCTURE PVT. LTD.
355.00 | Erection Material
356.00 | Supply, Fabrication and errection of MS base frame support for switch gear and bracket for misc. electrical equipment, cable and cable tray support out of roled MS section,pipes,plates etc including welding, bolting, reveting, supply of necessary anchor bolts and grouting etc supply of paints applying one coat of anti rust primer two finish coats of approved synthetic enamel paints including bracking walls, floors etc for structure as required including supply of all GI hardware materials including all labour and materials complete as required and the direction of Engineer-in-charge. | 1.00 | Lot |  | 300000.00 | 300000.00 | 22765.00 | 22765.00 | 125000.00 | 125000.00 | 216000.00 | 216000.00 | 22765.00 | NOPS INFRASTRUCTURE PVT. LTD.
357.00 | Supply and installation of the following including the supply of necessary clamp, bolts, rawl plugs etc. breaking and making good of walls, if required , and including all labour and materials complete as per directions of Engineer-In-Charge, applicable stanBArds and Indian Electricity rules.
358.00 | Shock hazard charts complete with frame and glass | 8.00 | Nos. |  | 2000.00 | 16000.00 | 2735.00 | 21880.00 | 1500.00 | 12000.00 | 3600.00 | 28800.00 | 12000.00 | Sarthak Contracts Pvt Ltd
359.00 | First Aid Boxes | 8.00 | Nos. |  | 1000.00 | 8000.00 | 2735.00 | 21880.00 | 1500.00 | 12000.00 | 9792.00 | 78336.00 | 8000.00 | JPG ENGINEERS PVT LTD
360.00 | Carbon-di-oxide(CO2) type fire extinguisher 4.5 Kg capacity Complete with gunmetal valve conforming to IS : 3224 With ISI mark , Discharge horn with bend & wall fixing Bracket With Mfg. Test certificate | 12.00 | Nos. |  | 10000.00 | 120000.00 | 9105.00 | 109260.00 | 11000.00 | 132000.00 | 14400.00 | 172800.00 | 109260.00 | NOPS INFRASTRUCTURE PVT. LTD.
361.00 | Caution boards (BAnger, High Voltage) including supply of necessary clamps, bolts and other hardware. | 12.00 | Nos. |  | 800.00 | 9600.00 | 3645.00 | 43740.00 | 2000.00 | 24000.00 | 1440.00 | 17280.00 | 9600.00 | JPG ENGINEERS PVT LTD
362.00 | Single Line Diagram complete in glass frame. | 4.00 | Nos. |  | 5000.00 | 20000.00 | 1820.00 | 7280.00 | 5000.00 | 20000.00 | 4320.00 | 17280.00 | 7280.00 | NOPS INFRASTRUCTURE PVT. LTD.
363.00 | Supply of Tools and Instrument as per Annexure -A of scope of work. | 1.00 | Lot |  | 50000.00 | 50000.00 | 9105.00 | 9105.00 | 125000.00 | 125000.00 | 216000.00 | 216000.00 | 9105.00 | NOPS INFRASTRUCTURE PVT. LTD.
364.00 | Supply and laying of Insulating Mats 11kV grade (as per IS:15652 - 2006) of 1000mm width, required for maintenance of electrical equipment in substation as required including cutting to required shape in running length and including all labour and materials etc. complete and as per directions of Engineer-In-Charge as per applicable Indian or International stanBArds and Indian Electricity Rules. | 120.00 | Mtr. |  | 3000.00 | 360000.00 | 910.00 | 109200.00 | 2500.00 | 300000.00 | 2160.00 | 259200.00 | 109200.00 | NOPS INFRASTRUCTURE PVT. LTD.
365.00 | Supply and installation of electrical accessories including, cable tags, cable marker, MCT blocks of suitable size for cable entry in Electrical rooms/building, nickle plated lugs, double compressed brass cable glands,brass aBAptar/reducers/nipples, fixing of metallic anchor fasteners for supporting of cable trays and misc. electrical switchgear including all labour and materials complete as required and as per directions of Engineer-In-Charge. | 1.00 | Lot |  | 300000.00 | 300000.00 | 91060.00 | 91060.00 | 75000.00 | 75000.00 | 144000.00 | 144000.00 | 75000.00 | Sarthak Contracts Pvt Ltd
366.00 | Telephone & LAN :
367.00 | Supply, Installation, testing and commisisoning of telephone sockets (Piano reed Type) in recess PVC conduit including PVC conduit,telephone socket,cable,accessories etc as required. | 31.00 | Nos. |  | 4700.00 | 145700.00 | 910.00 | 28210.00 | 2000.00 | 62000.00 | 1728.00 | 53568.00 | 28210.00 | NOPS INFRASTRUCTURE PVT. LTD.
368.00 | Supply, Installation, testing and commisisoning of LAN sockets (Piano reed Type) in recess PVC conduit including PVC conduit,telephone socket,cable,accessories etc as required. | 26.00 | Nos. |  | 5500.00 | 143000.00 | 910.00 | 23660.00 | 350.00 | 9100.00 | 1728.00 | 44928.00 | 9100.00 | Sarthak Contracts Pvt Ltd
369.00 | Supply of 10 pairs,0.61mm, jelly filled/aerial self supporting armoured Telephone Cable, including accessories etc as required. | 600.00 | Mtr. |  | 500.00 | 300000.00 | 180.00 | 108000.00 | 400.00 | 240000.00 | 360.00 | 216000.00 | 108000.00 | NOPS INFRASTRUCTURE PVT. LTD.
370.00 | Supply of UTP cable (CAT 6), Make : D Link/Amp/Lucent | 600.00 | Mtr. |  | 300.00 | 180000.00 | 180.00 | 108000.00 | 400.00 | 240000.00 | 72.00 | 43200.00 | 43200.00 | CROSS COUNTRY CONTRACTORS PRIVATE LIMITED
371.00 | Main Distribution Frame - 20 pair | 4.00 | Nos. |  | 9000.00 | 36000.00 | 9105.00 | 36420.00 | 11000.00 | 44000.00 | 14400.00 | 57600.00 | 36000.00 | JPG ENGINEERS PVT LTD
372.00 | LAN switch with single incomer and 8 nos out going port complete in all respect. | 4.00 | Nos. |  | 9000.00 | 36000.00 | 9105.00 | 36420.00 | 11000.00 | 44000.00 | 43200.00 | 172800.00 | 36000.00 | JPG ENGINEERS PVT LTD
373.00 | Burried Trench : Excavation to required width and depth (in all types of soil including rock cutting, jungle / debris clearing whever required along the cable route) filling with 150 mm sand above and below cables and good quality approved bricks (75 mm thick) covering the cables through out the trench, back filling (after cable laying), and finally compacting as per tender specification and approved drawings, including one run of warning tape.
374.00 | 300mm wide x 1000mm depth | 1150.00 | Mtr. |  | 1000.00 | 1150000.00 | 545.00 | 626750.00 | 600.00 | 690000.00 | 576.00 | 662400.00 | 626750.00 | NOPS INFRASTRUCTURE PVT. LTD.
375.00 | 600mm wide x 1000mm depth | 460.00 | Mtr. |  | 1500.00 | 690000.00 | 640.00 | 294400.00 | 700.00 | 322000.00 | 648.00 | 298080.00 | 294400.00 | NOPS INFRASTRUCTURE PVT. LTD.
376.00 | 1000mm wide x 1000mm depth | 200.00 | Mtr. |  | 2000.00 | 400000.00 | 730.00 | 146000.00 | 800.00 | 160000.00 | 792.00 | 158400.00 | 146000.00 | NOPS INFRASTRUCTURE PVT. LTD.
377.00 | Supply, installation, testing, commissioning of 80KVA Automatic Voltage Regulator (AVR) along with suitable rating of Incomer Voltage Range 320V to 490V with MCCB and outgoing Voltage 415V,+ 1% with metallic enclosure(IP-52) & MCCB,including two nos Change Over switch(COS) of rating 250A ,AC23 duty complete in all respect. | 3.00 | Set |  | 300000.00 | 900000.00 | 191700.00 | 575100.00 | 500000.00 | 1500000.00 | 1008000.00 | 3024000.00 | 575100.00 | NOPS INFRASTRUCTURE PVT. LTD.
378.00 | Supply of rust, fire & dust proof light-weighted step ladder of Aluminium suitable for 6 Mtr street lighting poels. | 4.00 | Nos. |  | 30000.00 | 120000.00 | 22765.00 | 91060.00 | 20000.00 | 80000.00 | 36000.00 | 144000.00 | 80000.00 | Sarthak Contracts Pvt Ltd
379.00 | All works relating to statutory approvals, laisioning from competent authority like Electrical Inspectorate, Renewal energy athority, signing of Power Purchase Agreement for Solar PV system, CEA, DGMS, SEB etc including carrying out of all required modifications in design / Manufacturer / Installation to meet the requirement of Indian Electricity rules and other statutory regulations in force, carrying out necessary paper work and liasion with the authorities to obtain all necessary clearances for charging of installation as per relevant national stanBArds. However the official fees towards the approvals shall be reimbursed by the client. | 1.00 | LS |  | 600000.00 | 600000.00 | 22765.00 | 22765.00 | 400000.00 | 400000.00 | 1152000.00 | 1152000.00 | 22765.00 | NOPS INFRASTRUCTURE PVT. LTD.
380.00 | Sub-Total Section D
381.00 | SECTION-E [INSTRUMENTATION WORKS]
382.00 | FIELD INSTRUMENTS
383.00 | Supply of Pressure Transmitters as per tender document (inclusive of supply of yoke, supports for impulse lines (wherever required), SS manifolds/ SS impulse lines & SS valves & fittings with supports, as per installation std. no. MEC/05/E5/SD/PT/001) | 12.00 | Nos. |  | 70000.00 | 840000.00 | 2875.00 | 34500.00 | 175000.00 | 2100000.00 | 108000.00 | 1296000.00 | 34500.00 | NOPS INFRASTRUCTURE PVT. LTD.
384.00 | Installation, testing, calibration and commissioning of Pressure Transmitters as per tender document (inclusive of yoke, supports for impulse lines (wherever required), SS manifolds/ SS impulse lines & SS valves & fittings with supports, as per installation std. no. MEC/05/E5/SD/PT/001) | 12.00 | Nos. |  | 50000.00 | 600000.00 | 910.00 | 10920.00 | 1000.00 | 12000.00 | 28800.00 | 345600.00 | 10920.00 | NOPS INFRASTRUCTURE PVT. LTD.
385.00 | Supply of Temperature Transmitters as per tender document (inclusive of supply of yoke, supports, etc) | 11.00 | Nos. |  | 50000.00 | 550000.00 | 2875.00 | 31625.00 | 175000.00 | 1925000.00 | 86400.00 | 950400.00 | 31625.00 | NOPS INFRASTRUCTURE PVT. LTD.
386.00 | Installation, testing, calibration and commissioning of Temperature Transmitters as per tender document (inclusive of yoke, supports, etc) | 11.00 | Nos. |  | 40000.00 | 440000.00 | 910.00 | 10010.00 | 1000.00 | 11000.00 | 28800.00 | 316800.00 | 10010.00 | NOPS INFRASTRUCTURE PVT. LTD.
387.00 | Supply, Installation, testing and commissioning of all the components and accessories of the LEL Detection System comprising of one no. Controller rack, Monitoring card (in Control Panel) & LEL Detectors (in the field) as per tender document (inclusive of yoke, supports, calibration kit, etc). Cost for controller racks shall be included in the cost of LEL Sensor with controller cards
388.00 | Supply of LEL Sensor (point type) with controller cards | 5.00 | Sets |  | 210000.00 | 1050000.00 | 2875.00 | 14375.00 | 250000.00 | 1250000.00 | 216000.00 | 1080000.00 | 14375.00 | NOPS INFRASTRUCTURE PVT. LTD.
389.00 | Installation, testing and commissioning of LEL Sensor (point type) with controller cards | 5.00 | Sets |  | 150000.00 | 750000.00 | 1820.00 | 9100.00 | 2000.00 | 10000.00 | 36000.00 | 180000.00 | 9100.00 | NOPS INFRASTRUCTURE PVT. LTD.
390.00 | FULLY WIRED PANELS ALONGWITH ACCESSORIES
391.00 | Design, Engineering and Supply of Fully wired Control Panel cum TIC Panel (Free standing type, 2115 (mm) H (including 100 mm base + 15 mm anti-vibration pad) x 1200 (mm) W x 800 (mm) D) alongwith all accessories including clock for time, valve auto-closure and environment temperature monitoring and Panel Mounted Instruments as indicated below, including supply of commissioning spares with special tools and tackles as required, as per tender Document . All the signals of electrical, instrumentation, RTU/SCADA, CP, metering skid, etc. are to be interfaced through TIC Panel and necessary TBs alongwith accessories shall be provided for the same. | 4.00 | Nos. |  | 900000.00 | 3600000.00 | 14375.00 | 57500.00 | 700000.00 | 2800000.00 | 720000.00 | 2880000.00 | 57500.00 | NOPS INFRASTRUCTURE PVT. LTD.
392.00 | Installation, testing and commissioning of Fully wired Control Panel cum TIC Panel (Free standing type, 2115 (mm) H (including 100 mm base + 15 mm anti-vibration pad) x 1200 (mm) W x 800 (mm) D) alongwith all accessories including clock for time, valve auto-closure and environment temperature monitoring and Panel Mounted Instruments as indicated below, including commissioning spares with special tools and tackles as required, as per tender Document . All the signals of electrical, instrumentation, RTU/SCADA, CP, metering skid, etc. are to be interfaced through TIC Panel and necessary TBs alongwith accessories shall be provided for the same. | 4.00 | Nos. |  | 200000.00 | 800000.00 | 4795.00 | 19180.00 | 15000.00 | 60000.00 | 360000.00 | 1440000.00 | 19180.00 | NOPS INFRASTRUCTURE PVT. LTD.
393.00 | Panel Mounted Items (rest of the items are to be included in above panels supply)
394.00 | Supply of Barriers cum Signal Distribution Card | 30.00 | Nos. |  | 90000.00 | 2700000.00 | 2875.00 | 86250.00 | 25000.00 | 750000.00 | 21600.00 | 648000.00 | 86250.00 | NOPS INFRASTRUCTURE PVT. LTD.
395.00 | Installation, testing and commissioning of Barriers cum Signal Distribution Card | 30.00 | Nos. |  | 30000.00 | 900000.00 | 95.00 | 2850.00 | 25000.00 | 750000.00 | 1440.00 | 43200.00 | 2850.00 | NOPS INFRASTRUCTURE PVT. LTD.
396.00 | Supply of Digital Indicators | 30.00 | Nos. |  | 10000.00 | 300000.00 | 4795.00 | 143850.00 | 25000.00 | 750000.00 | 25920.00 | 777600.00 | 143850.00 | NOPS INFRASTRUCTURE PVT. LTD.
397.00 | Installation, testing and commissioning of Digital Indicators | 30.00 | Nos. |  | 40000.00 | 1200000.00 | 95.00 | 2850.00 | 15000.00 | 450000.00 | 1440.00 | 43200.00 | 2850.00 | NOPS INFRASTRUCTURE PVT. LTD.
398.00 | Supply of lamps, push buttons, relays, wiring, etc. required for each gas actuated valve | 30.00 | Nos. |  | 70000.00 | 2100000.00 | 960.00 | 28800.00 | 12500.00 | 375000.00 | 21600.00 | 648000.00 | 28800.00 | NOPS INFRASTRUCTURE PVT. LTD.
399.00 | Installation, testing and commissioning of lamps, push buttons, relays, wiring, etc. required for each gas actuated valve | 30.00 | Nos. |  | 50000.00 | 1500000.00 | 1440.00 | 43200.00 | 5000.00 | 150000.00 | 10800.00 | 324000.00 | 43200.00 | NOPS INFRASTRUCTURE PVT. LTD.
400.00 | FREE ISSUE ITEMS
401.00 | Supply and installation of SS tubes and fittings along with supports for impulse lines (wherever required) including SS Tube Connection, Testing and Commissioning of Gas Actuated Ball Valves (AV) / Gas Over Oil Ball Valves (GOV) / HOV, hydraulic testing, hydraulic oil (if required), painting of supports as per std, manifold/ isolation valves, sockolets etc as required for tubing of each Valve, as per the direction of Engineer-In Charge but exclusive of supply of Valves with actuator. | 6.00 | Nos. |  | 70000.00 | 420000.00 | 9585.00 | 57510.00 | 100000.00 | 600000.00 | 72000.00 | 432000.00 | 57510.00 | NOPS INFRASTRUCTURE PVT. LTD.
402.00 | Testing , Commissioning , Electrical termination, calibration of Pig Signallers including all manpower, tools & tackles, equipments, consumables, etc. required as per direction of Engineer-in-charge. | 4.00 | Nos. |  | 50000.00 | 200000.00 | 9585.00 | 38340.00 | 5000.00 | 20000.00 | 18720.00 | 74880.00 | 20000.00 | Sarthak Contracts Pvt Ltd
403.00 | Calibration of Pressure Safety Valves installed on Scrapper trap, vessels, etc. alongwith all equipment, man-power, consumables etc as required to the satisfaction of company and as per instructions of Engineer-in-charge. | 2.00 | Nos. |  | 40000.00 | 80000.00 | 9585.00 | 19170.00 | 5000.00 | 10000.00 | 21600.00 | 43200.00 | 10000.00 | Sarthak Contracts Pvt Ltd
404.00 | Installation of Junction Boxes including Supply of Junction Boxes with Glands, plugs for unused entries, supply, fabrication and installation of supports, plugging of unused entries and painting.
405.00 | Supply of Explosionproof electrical junction boxes along with supply of yoke, support , Stand, Glands, plugs, etc. for 6 pair/ 6 Triad/ 12 Core cable entry | 10.00 | Nos. |  | 45000.00 | 450000.00 | 3835.00 | 38350.00 | 25000.00 | 250000.00 | 43200.00 | 432000.00 | 38350.00 | NOPS INFRASTRUCTURE PVT. LTD.
406.00 | Installation, testing and commissioning of Explosionproof electrical junction boxes along with yoke, support , Stand, Glanding, Termination & loop checking for 6 pair/ 6 Triad/ 12 core cable entry | 10.00 | Nos. |  | 40000.00 | 400000.00 | 95.00 | 950.00 | 1000.00 | 10000.00 | 21600.00 | 216000.00 | 950.00 | NOPS INFRASTRUCTURE PVT. LTD.
407.00 | Supply of Canopies fabricated out of powder coated MS for electronic transmitters including supply, fabrication of support and reflective painting. | 23.00 | Nos. |  | 8500.00 | 195500.00 | 9585.00 | 220455.00 | 15000.00 | 345000.00 | 10800.00 | 248400.00 | 195500.00 | JPG ENGINEERS PVT LTD
408.00 | Installation, testing and commissioning of Canopies fabricated out of powder coated MS for electronic transmitters including installation of canopy with support and reflective painting. | 23.00 | Nos. |  | 30000.00 | 690000.00 | 95.00 | 2185.00 | 2000.00 | 46000.00 | 2160.00 | 49680.00 | 2185.00 | NOPS INFRASTRUCTURE PVT. LTD.
409.00 | Supply, laying, testing of FRLS cables (control, signal, power, triad cables) including supply of all required cable glands (Explosion proof double compression type) and consumables like ferrules, clamps, PVC tubes, aluminium/SS tag plates etc., clamping , ferruling, glanding of the cables, termination at both ends, including shield/drain/ communication wire, providing/fixing of identifying tags and megger testing and loop testing . Supply and installation of GI pipes / Hume pipes (in road crossings, buildings, etc.) and PVC pipes (for crossing of electrical cables) is included in the scope of cable laying but exclusive of supply & erection of GI Perforated tray.
410.00 | Supply of 1 P x 1.5 mm² (Type I), Signal Cable | 600.00 | Mtrs. |  | 350.00 | 210000.00 | 280.00 | 168000.00 | 520.00 | 312000.00 | 216.00 | 129600.00 | 129600.00 | CROSS COUNTRY CONTRACTORS PRIVATE LIMITED
411.00 | Installation, testing and commissioning of 1 P x 1.5 mm² (Type I), Signal Cable | 600.00 | Mtrs. |  | 300.00 | 180000.00 | 10.00 | 6000.00 | 20.00 | 12000.00 | 144.00 | 86400.00 | 6000.00 | NOPS INFRASTRUCTURE PVT. LTD.
412.00 | Supply of 6 P x 0.5 mm² (Type II) Signal Cable | 400.00 | Mtrs. |  | 1500.00 | 600000.00 | 285.00 | 114000.00 | 520.00 | 208000.00 | 504.00 | 201600.00 | 114000.00 | NOPS INFRASTRUCTURE PVT. LTD.
413.00 | Installation, testing and commissioning of 6 P x 0.5 mm² (Type II) Signal Cable | 400.00 | Mtrs. |  | 400.00 | 160000.00 | 10.00 | 4000.00 | 20.00 | 8000.00 | 144.00 | 57600.00 | 4000.00 | NOPS INFRASTRUCTURE PVT. LTD.
414.00 | Supply of 4C x 1.5 mm² - Quad Cable (Type-I) , RTD Cables | 250.00 | Mtrs. |  | 900.00 | 225000.00 | 385.00 | 96250.00 | 650.00 | 162500.00 | 576.00 | 144000.00 | 96250.00 | NOPS INFRASTRUCTURE PVT. LTD.
415.00 | Installation, testing and commissioning of 4C x 1.5 mm² - Quad Cable (Type-I) , RTD Cables | 250.00 | Mtrs. |  | 500.00 | 125000.00 | 10.00 | 2500.00 | 25.00 | 6250.00 | 259.20 | 64800.00 | 2500.00 | NOPS INFRASTRUCTURE PVT. LTD.
416.00 | Supply of 12C x 1.5 mm² ( Type - I ) , Control Cable | 650.00 | Mtrs. |  | 2000.00 | 1300000.00 | 385.00 | 250250.00 | 650.00 | 422500.00 | 1440.00 | 936000.00 | 250250.00 | NOPS INFRASTRUCTURE PVT. LTD.
417.00 | Installation, testing and commissioning of 12C x 1.5 mm² ( Type - I ) , Control Cable | 650.00 | Mtrs. |  | 1000.00 | 650000.00 | 10.00 | 6500.00 | 60.00 | 39000.00 | 288.00 | 187200.00 | 6500.00 | NOPS INFRASTRUCTURE PVT. LTD.
418.00 | Supply of 3C x 1.5 mm² , ( Type - I )Control Cable | 450.00 | Mtrs. |  | 450.00 | 202500.00 | 290.00 | 130500.00 | 650.00 | 292500.00 | 432.00 | 194400.00 | 130500.00 | NOPS INFRASTRUCTURE PVT. LTD.
419.00 | Installation, testing and commissioning of 3C x 1.5 mm² , ( Type - I )Control Cable | 450.00 | Mtrs. |  | 200.00 | 90000.00 | 10.00 | 4500.00 | 50.00 | 22500.00 | 216.00 | 97200.00 | 4500.00 | NOPS INFRASTRUCTURE PVT. LTD.
420.00 | Supply of 1 TRIAD x 1.5 mm² (Type I) , Signal Cables | 400.00 | Mtrs. |  | 350.00 | 140000.00 | 385.00 | 154000.00 | 260.00 | 104000.00 | 288.00 | 115200.00 | 104000.00 | Sarthak Contracts Pvt Ltd
421.00 | Installation, testing and commissioning of 1 TRIAD x 1.5 mm² (Type I) , Signal Cables | 400.00 | Mtrs. |  | 300.00 | 120000.00 | 10.00 | 4000.00 | 20.00 | 8000.00 | 144.00 | 57600.00 | 4000.00 | NOPS INFRASTRUCTURE PVT. LTD.
422.00 | Supply of 6 TRIAD x 1.5 mm² (Type IV) , Signal Cables | 300.00 | Mtrs. |  | 1800.00 | 540000.00 | 290.00 | 87000.00 | 400.00 | 120000.00 | 864.00 | 259200.00 | 87000.00 | NOPS INFRASTRUCTURE PVT. LTD.
423.00 | Installation, testing and commissioning of 6 TRIAD x 1.5 mm² (Type IV) , Signal Cables | 300.00 | Mtrs. |  | 500.00 | 150000.00 | 10.00 | 3000.00 | 30.00 | 9000.00 | 216.00 | 64800.00 | 3000.00 | NOPS INFRASTRUCTURE PVT. LTD.
424.00 | Supply of 3C x 4 mm² Power Cable (Copper conductor) | 300.00 | Mtrs. |  | 650.00 | 195000.00 | 190.00 | 57000.00 | 520.00 | 156000.00 | 576.00 | 172800.00 | 57000.00 | NOPS INFRASTRUCTURE PVT. LTD.
425.00 | Installation, testing and commissioning of 3C x 4 mm² Power Cable (Copper conductor) | 300.00 | Mtrs. |  | 500.00 | 150000.00 | 385.00 | 115500.00 | 40.00 | 12000.00 | 288.00 | 86400.00 | 12000.00 | Sarthak Contracts Pvt Ltd
426.00 | Supply of RS-485 serial communication Cable | 320.00 | Mtrs. |  | 350.00 | 112000.00 | 385.00 | 123200.00 | 130.00 | 41600.00 | 288.00 | 92160.00 | 41600.00 | Sarthak Contracts Pvt Ltd
427.00 | Installation, testing and commissioning of RS-485 serial communication Cable | 320.00 | Mtrs. |  | 500.00 | 160000.00 | 10.00 | 3200.00 | 20.00 | 6400.00 | 144.00 | 46080.00 | 3200.00 | NOPS INFRASTRUCTURE PVT. LTD.
428.00 | Supply of Multi cable Transit blocks for all the cables entering in control room for all the Terminals of Part D (including 100% spares) | 1.00 | Lumpsum |  | 150000.00 | 150000.00 | 23965.00 | 23965.00 | 10000.00 | 10000.00 | 288000.00 | 288000.00 | 10000.00 | Sarthak Contracts Pvt Ltd
429.00 | Installation , testing and commisioning of Multi cable Transit blocks for all the cables entering in control room for all the Terminals of Part D (including 100% spares) | 1.00 | Lumpsum |  | 150000.00 | 150000.00 | 95.00 | 95.00 | 1000.00 | 1000.00 | 72000.00 | 72000.00 | 95.00 | NOPS INFRASTRUCTURE PVT. LTD.
430.00 | Supply and erection of prefabricated perforated GI trays of thickness 2 mm including tees, bends and elbows, supply, fabrication and erection of required supports and painting of supports with one coat of primer as per IS:2074 and 2 coats of finished paint including supply of paint as per std. and direction of Engineer In-Charge.
431.00 | Supply of 60 mm wide X 30 mm high | 300.00 | Mtrs. |  | 750.00 | 225000.00 | 385.00 | 115500.00 | 450.00 | 135000.00 | 504.00 | 151200.00 | 115500.00 | NOPS INFRASTRUCTURE PVT. LTD.
432.00 | Installation, testing and commissioning of 60 mm wide X 30 mm high | 300.00 | Mtrs. |  | 500.00 | 150000.00 | 10.00 | 3000.00 | 50.00 | 15000.00 | 216.00 | 64800.00 | 3000.00 | NOPS INFRASTRUCTURE PVT. LTD.
433.00 | Supply of 100 mm wide X 30 mm high | 250.00 | Mtrs. |  | 1000.00 | 250000.00 | 385.00 | 96250.00 | 450.00 | 112500.00 | 720.00 | 180000.00 | 96250.00 | NOPS INFRASTRUCTURE PVT. LTD.
434.00 | Installation, testing and commissioning of 100 mm wide X 30 mm high | 250.00 | Mtrs. |  | 500.00 | 125000.00 | 10.00 | 2500.00 | 60.00 | 15000.00 | 288.00 | 72000.00 | 2500.00 | NOPS INFRASTRUCTURE PVT. LTD.
435.00 | Supply of 200 mm wide X 30 mm high | 200.00 | Mtrs. |  | 1100.00 | 220000.00 | 290.00 | 58000.00 | 450.00 | 90000.00 | 1080.00 | 216000.00 | 58000.00 | NOPS INFRASTRUCTURE PVT. LTD.
436.00 | Installation, testing and commissioning of 200 mm wide X 30 mm high | 200.00 | Mtrs. |  | 500.00 | 100000.00 | 10.00 | 2000.00 | 80.00 | 16000.00 | 360.00 | 72000.00 | 2000.00 | NOPS INFRASTRUCTURE PVT. LTD.
437.00 | Supply of 300 mm wide X 30 mm high | 150.00 | Mtrs. |  | 1200.00 | 180000.00 | 280.00 | 42000.00 | 950.00 | 142500.00 | 1440.00 | 216000.00 | 42000.00 | NOPS INFRASTRUCTURE PVT. LTD.
438.00 | Installation, testing and commissioning of 300 mm wide X 30 mm high | 150.00 | Mtrs. |  | 500.00 | 75000.00 | 10.00 | 1500.00 | 120.00 | 18000.00 | 432.00 | 64800.00 | 1500.00 | NOPS INFRASTRUCTURE PVT. LTD.
439.00 | Excavation of trenches for burying the cables, preparation of same for laying of cable, filling with river sand, laying of brick, back filling and compacting of the excavated earth, cable route markers, etc. as per specifications including supply of sand and bricks and removal of surplus earth as per instructions of Engineer-in-Charge. Size of Trench : 600 mm (Width) X 675 mm ( Depth) | 350.00 | Mtrs. |  | 900.00 | 315000.00 | 365.00 | 127750.00 | 400.00 | 140000.00 | 1440.00 | 504000.00 | 127750.00 | NOPS INFRASTRUCTURE PVT. LTD.
440.00 | EARTHING
441.00 | Supply, Laying, testing and Termination of 6 sqmm Copper Wire for instrumentation earthing (in tray and conduits as required) as per site requirement required for the complete Part D. | 1.00 | Lumpsum |  | 150000.00 | 150000.00 | 4800.00 | 4800.00 | 25000.00 | 25000.00 | 216000.00 | 216000.00 | 4800.00 | NOPS INFRASTRUCTURE PVT. LTD.
442.00 | Start up & Commissioning of complete terminal instruments of Part D, including all labour, test equipments and other auxiliaries as required, tagging of all the instrumentation items including cables, etc., complete in all respects as per specifications/ drawings/ directions of Engineer-in-Charge. All necessary Testing and commissioning reports, as-built drawings etc., shall also be prepared and to be submitted to the purchaser/consultant | 1.00 | Lumpsum |  | 250000.00 | 250000.00 | 4800.00 | 4800.00 | 20000.00 | 20000.00 | 288000.00 | 288000.00 | 4800.00 | NOPS INFRASTRUCTURE PVT. LTD.
443.00 | Sub-Total Section E
444.00 | SECTION-F [TELECOM WORKS]
445.00 | Telecommunication Work related to OFC Network has to be carried out by the Bidder as defined in Scope of Work of Job specification, other specifications, drawings, other provisions of Contract and instructions of Engineer-in-Charge including but not limited to followings works. For all supply the scope cover design, manufacturing,factory testing, inspection, packaging, forwarding, transportation, insurance,handling and storage at site etc: Any free issue materials has to be taken from designated store of GAIL after testing / physical verification and the same is in bidder's scope.
446.00 | Supply of Permanently Lubricated Telecom HDPE Duct & Accessories as per MECON TECHNICAL SPECIFICATION No. MEC/TS/05/E5/T/037.
447.00 | Supply of 40 mm, permanently lubricated HDPE Telecom DUCT (1000 meter drum), Factory Acceptance Testing as per specification. (Qty with spares) Supply of spare HDPE accessories Plastic Couplers (PC), End Plugs (EP), Cable Sealing Plugs (CSP), End Caps (EC) etc suitable for supplied Duct (Qty as PC-20 nos, EP-20 nos,CSP-20 nos, EC-20 nos). | 900.00 | Meter |  | 350.00 | 315000.00 | 80.00 | 72000.00 | 150.00 | 135000.00 | 360.00 | 324000.00 | 72000.00 | NOPS INFRASTRUCTURE PVT. LTD.
448.00 | Supply and installation of OFC Blowing pits / Jointing pit (RCC pit as per MECON dwg), including sand etc all complete as per tender and as per the direction of Engineer In-charge. | 2.00 | Nos. |  | 55000.00 | 110000.00 | 47925.00 | 95850.00 | 5000.00 | 10000.00 | 36000.00 | 72000.00 | 10000.00 | Sarthak Contracts Pvt Ltd
449.00 | All activities pertaining to Blowing / Laying of optical fiber cable in HDPE Duct laid in separate trench inside the terminal upto FTC at telecom room, testing of OFC after Blowing/laying, cable sealing etc. using all materials required complete as per specifications and drawing provided in the bid document & as per direction of EIC. The work include supply and laying of all erection accessories, laying of HDPE Telecom duct of 40 mm size, OFC marker, trenching, backfilling, earthing as required. Spare loop placed in wiremesh/pit will not be considered for payment purpose. | 900.00 | Meter |  | 450.00 | 405000.00 | 60.00 | 54000.00 | 25.00 | 22500.00 | 432.00 | 388800.00 | 22500.00 | Sarthak Contracts Pvt Ltd
450.00 | Identification of fault by Testing of laid OFC, Rectification and Restoration of damaged Optic Fibre Cable (All works including Identification of the fault location at field, splicing, jointing, Test of the fibre for the smooth operation on wavelength, Power Testing of laid OFC & ready for Telecom equipments ) as defined in the scope of work. The work also include supply of Jointing closure, electronic marker, Jointing marker as required. | 5.00 | Sets |  | 40000.00 | 200000.00 | 38340.00 | 191700.00 | 3500.00 | 17500.00 | 72000.00 | 360000.00 | 17500.00 | Sarthak Contracts Pvt Ltd
451.00 | Supply & installation of set of FTC (in & out) (approved Make ) with zero dB connectors & wiremesh (structural size 1.5 Mtr x 1 mtr and mesh size 15 cm x 15 cm) and other accessories for termination of OFC - 24 fibre in the equipment room (at all control room locations) (tentative). At all locations contractor has to provide FTC for 48 F with Zero dB conmector forOFC termination as per channeling plan. The channeling plan will be provided to succesful bidder during detailed engineering. (Supply of FTC shall be as per the instruction of EIC). | 5.00 | Sets |  | 50000.00 | 250000.00 | 22765.00 | 113825.00 | 5000.00 | 25000.00 | 43200.00 | 216000.00 | 25000.00 | Sarthak Contracts Pvt Ltd
452.00 | Termination of OFC on FTC with Zero Db connector and all work as required for complete termination of OFC on FTC (including splicing) , Slicing with street fibre, Test of each fibre for the smooth operation system on wavelengths, OTDR Test of the complete laid OFC, station wise and end to end Power Testing of laid OFC, Identification of the fault, Rectification, preparation of reports, reconciliation of OFC etc., all testing reports in the format provided in the tender, CD of all fibre OTDR traces, work complete in all respect with all necessary accessories for all location, final acceptance / Handing over of the same to Client/ other contractor after successful testing and as per the direction of Engineers in charge, as per specification & contract agreement. (applicable for all control room installtion as define above including end point OFC). The FTC may be available or new to be provided shall be decided by EIC. In case of existing it has to be extended upto control room. The OFC laid by pipeline contractor shall be handed over to the bidder. Bidder shall take over the OFC and carry out the testing of complete OFC laid by the pipeline contractor for all the stations and any fault observed during testing shall be rectified by the bidder and is included in scope of the bidder. | 1.00 | Lumpsum |  | 200000.00 | 200000.00 | 45530.00 | 45530.00 | 5000.00 | 5000.00 | 374400.00 | 374400.00 | 5000.00 | Sarthak Contracts Pvt Ltd
453.00 | Sub-Total Section F
454.00 | Total of Section A + B + C + D + E + F
455.00 | GST (CGST&SGST/UTGST or IGST) in percentage (%) on Total of Section A + B + C + D + E + F above | 1.00 | percentage |  | 18.00 | 20601382.50 | 18.00 | 11247284.73 | 18.00 | 17049421.08 | 18.00 | 27628894.97 | 11247284.73 | NOPS INFRASTRUCTURE PVT. LTD.
456.00 | Rate of Extended Stay Compensation per month beyond the time schedule and grace period mentioned in Bidding document for reasons solely attribute to Owner (exclusive of GST) | 1.00 | Nos |  | 500000.00 | 500000.00 | 100000.00 | 100000.00 | 0.00 | 0.00 | 720000.00 | 720000.00 | 0.00 | Sarthak Contracts Pvt Ltd
457.00 | GST (CGST&SGST/UTGST or IGST) in percentage (%) on Extended Stay Compensation at item Sl. No.456 above | 1.00 | percentage |  | 18.00 | 90000.00 | 18.00 | 18000.00 | 0.00 | 0.00 | 18.00 | 129600.00 | 0.00 | Sarthak Contracts Pvt Ltd
| Total in Figures |  |  |  |  | 135643507.50 |  | 73850199.88 |  | 111768427.08 |  | 181972355.93
Lowest Amount Quoted BY: NOPS INFRASTRUCTURE PVT. LTD.(73850199.88)

## BOQ Summary
BOQ Summary Details Tender Title: BALANCE WORKS OF TERMINALS/STATIONS (PART-D) SV-13 AT CH. 270.292 TO IP-4 CH. 437.16 KM OF BOKARO ANGUL PIPELINE SECTION UNDER JAGDISHPUR HALDIA BOKARO DHAMRA PIPELINE PROJECT (JHDBPL) (PHASE- II) OF M/s GAIL (India) Limited Tender ID: 2023_GAIL_148438_1
Sheet Name | Sl.No | Bidder Name | Amount | Bid Rank
BoQ1 | 1 | NOPS INFRASTRUCTURE PVT. LTD. | 73850199.88 | L1
| 2 | Sarthak Contracts Pvt Ltd | 111768427.08 | L2
| 3 | JPG ENGINEERS PVT LTD | 135643507.50 | L3
| 4 | CROSS COUNTRY CONTRACTORS PRIVATE LIMITED | 181972355.93 | L4