## BoQ1
Government eProcurement System Created By: RAKESH SHARMA Created Date/Time: 19-Jul-2023 04:17 PM Tender Title: LAYING, HDD AND ASSOCIATED WORKS UNDER EAST SINGHBHUM (JAMSHEDPUR)/ RANCHI GA FOR CITY GAS DISTRIBUTION NETWORK (12 MONTHS ANNUAL RATE CONTRACT (ARC)) Tender ID: 2023_GAIL_153221_1
Tender Inviting Authority: Owner: M/s GAIL (I) LIMITED/ EPMC: MECON
Name of Work: Project : LAYING, HDD AND ASSOCIATED WORKS UNDER EAST SINGHBHUM (JAMSHEDPUR)/ RANCHI GA FOR CITY GAS DISTRIBUTION NETWORK (12 MONTHS ANNUAL RATE CONTRACT (ARC))
Tender No.: 05/51/Q7NT/GAIL/001-i-02, Tender ID: 2023_GAIL_153221
SCHEDULE OF WORK / ITEM(S)
Sl.No | Description of Work / Item(s) | No.of Qty | Units | Estimated Rate | Mansi Ganga Builders and Engineers Pvt Ltd(GSTN-09AABCM4255F1ZK) |  | Vichitra Constructions Pvt Ltd(GSTN-NA) |  | Shanti Infraconstruct Pvt. Ltd.(GSTN-NA) |  | AMP INFRA PRIVATE LIMITED(GSTN-NA) |  | Adorn Infra Energy Pvt. Ltd.(GSTN-NA) |  | NOPS INFRASTRUCTURE PVT. LTD.(GSTN-NA)
[5 empty] | Rate | Amount | Rate | Amount | Rate | Amount | Rate | Amount | Rate | Amount | Rate | Amount | L1 Amount | L1 Vendor
1.00 | SECTION-A (HDD WORKS)
2.00 | PIPELINE STRING PREPARATION & THEIR PRE-TESTING FOR ALL TYPES OF CROSSINGS BY HDD METHOD
3.00 | Receiving and taking-over as defined in the specification, handling, loading, transportation and unloading of Owner supplied 3-Layer PE coated and bare linepipes from Owner's designated stack-yard to Contractor's stock yard/workshop/work-site and other Owner supplied materials from Owner's designated place(s) of issue/ dump site(s) to Contractor's own stock-yard(s)/ Work Shop(s)/ work-site(s) including stringing of line pipes on the desired alignment required for pulling of pipeline string during HDD operation, preparation of pipeline string of coated linepipe, associated fittings and accessories, etc. of following sizes given below, including executing all works; arrangement of all additional land required for Contractor's storage, fabrication, access for construction; supply of all materials (except Owner supplied materials), consumables, labour and other incidental works; return of the surplus pipes to the Owner's designated stockyard(s); carrying out all temporary, ancillary, auxiliary works required to make the pipeline ready for pulling / insertion by HDD method as per drawings, specifications, scope of work indicated in SCC and other provisions of Contract document and instructions of Owner, including but not limited to carrying out the following works:
4.00 | Staking and installation of construction markers, clearing, fencing, grubbing, fullfilling all the requirements of various concerned statutory authorities to their entire satisfaction. Clearing & grading / cleaning of work area, shifting of all obstruction within the ROU/ pipeline corridor as per Pipeline route alignment viz. electrical lines/ poles, telephone line / poles, foreign pipeline/ utility cable, etc. Carryout liasioning & co-odrination works (including Crossings) and obtaining / getting permission from these authorities and payment shall be made under Sl No. : 137 ( Item Code A001200) mentioned elsewhere in this SOR.
5.00 | Barricading the pipeline construction area prior to execution of the works as per drawings enclosed with tender document and to the entire satisfaction of Owner / Engineer-in-charge (EIC) / Resident construction manager (RCM).
6.00 | Carrying out repairs of pipe defects/ replacement in case of irreparable defects and repairs of defects of pipe coating not attributable to Owner including defects/ damages occurring during transportation/ handling after taking over from Owner by Contractor including management of their own dump site / yard, if required.
7.00 | Stringing of line pipes shall be kept / rested on straw/ sand/ soft soil bags (including supply) along the required alignment as per approved HDD profile. Additional space if required for string preparation and to keep pipeline string alignment in order shall be under contractor scope and included in this SOR items for all pipeline sizes.
8.00 | Checking, cleaning, aligning, bending, cutting and bevelling (as required) of pipes to carry out welding and field adjustments including pipe fittings/flanges/valves etc. and their welding, carrying out destructive / non-destructive testing of welds as required as per the specification including 100% radiography by X-ray either by internal source or by external source based on site conditions/front availability and in this regard decision of EIC/RCM shall be final and binding to the contractor (In case placement/installation of X-ray equipment is not feasible, in that case Gamma ray may be permitted as per decision of Engineer In-Charge(EIC)/RCM based on site conditions) and providing all requisite equipment, labour, supervision, materials, films, consumables, all facilities and personnel to process, develop, examine and interpret radiographs and other tests as required, carrying out repairs of weld joints found defective by Engineer-in-Charge (EIC) / RCM , carrying out re-radiography and other tests as required on repaired joints.
9.00 | Carrying out cleaning, gauging, water filling, pre-hydrotesting of complete pipeline string in one section/ test sections as approved by EIC/RCM to specified test pressures (i.e.1.5 times of Design pressure) for 4 hours hold period; providing all equipment, pumps, test headers, fittings, pressure & temperature instruments etc., and services, supervision, labour, consumables, water, air, etc. as required; detection of leaks, if any occurred during pre-hydrotesting, attributable to Contractor and rectification of defects, re-testing after rectification with due approval of Owner, successful completion of pre-hydrotesting including dewatering of pipeline to acceptance criteria defined in the specifications. Supply of required quantity of corrosion inhibitor, if required for pre-testing of designated sections complete as per specification and approved by Engineer–in–charge (EIC)/ RCM. Note : 1. Leak detection, its rectification and successfully re-hydrotesting shall be carried out by Contractor with a view that completion of all activity for successful pre-hydrotesting should not be inordinately extended / delayed , which will hamper the overall project schedule. Further, no extra payment claim shall be entertained for re-hydrotesting, leak detection and their rectifications if defects found attributable to Contractor. 2. Payment for Gauging activity mentioned above shall be made under Sl. no. 110 ( Item Code A00700) mentioned elsewhere in this SOR.
10.00 | Application of coating material on field joints of pipeline string after successful pre- hydrotest. Field joint coating material shall be supplied of special type "Dirax" or equivalent Heat Shrink Sleeve along with supply of special type coating repair patch material PERP -60E or equivalent compatible with 3-Layer PE coating as per tender/technical specifiations with prior approval of EIC/RCM.
11.00 | Digging of Entry and exit pit for carrying out HDD as per the instruction of EIC/GAIL GA Incharge
12.00 | Final clean-up and restoration of additional land / right of use / corridor including obtaining NOC from respective land owners & statutory authorities if required, and disposal of debris and returning of surplus material to Owner's designated disposal area(s)/ stockyard(s) as directed by Owner/EIC/RCM.
13.00 | Preparation of pipe-book and other records as specified in the specifications
14.00 | Line pipe details
15.00 | Specified dia Thk (mm) Material Coating Type Length of each pipe (mm) NB
16.00 | 200 6.4 API 5L Gr. X-52 3 Layer PE Double random Coating (Externally) (approx. 11.5 m to 12.5 m) | 1050.00 | Mtr |  | 2300.00 | 2415000.00 | 1200.00 | 1260000.00 | 8000.00 | 8400000.00 | 6000.00 | 6300000.00 | 4800.00 | 5040000.00 | 7200.00 | 7560000.00 | 1260000.00 | Vichitra Constructions Pvt Ltd
17.00 | 150 6.4 API 5L Gr. X-52 3 Layer PE Double random Coating (Externally) (approx. 11.5 m to 12.5 m) | 575.00 | Mtr |  | 1900.00 | 1092500.00 | 1100.00 | 632500.00 | 7000.00 | 4025000.00 | 5000.00 | 2875000.00 | 3750.00 | 2156250.00 | 6800.00 | 3910000.00 | 632500.00 | Vichitra Constructions Pvt Ltd
18.00 | NOTE-
19.00 | (i) The quantities mentioned against the above SOR items are tentative and may vary depening upon the site condition during excecution stage.
20.00 | (ii)The total quantities mentioned against the above SOR items are for multiple/various crossings at different location within GA .
21.00 | (iii) Payment for above item no. shall be made only for the approved pipeline string length for HDD.
22.00 | (iv) Payment for Gauging activity mentioned above shall be made under item mentioned elsewhere in this SOR.
23.00 | GEOTECHNICAL INVESTIGATION, HYDROGRAPHICAL & HYDROLOGICAL SURVEY OF RIVER/ CANAL/ NALA/ WATERBODIES
24.00 | Carrying out Pre-construction survey and detail survey for crossings after liasioning & coordination from concerned authority. Detail survey includes minimum but not limited to carrying out complete Geotechnical Investigation ( including all laboratory test & field test) , Hydrographical & Hydrological Survey of River / Canal/Nala/Waterbodies for the purpose of crossing the River / Canal/Nala/Waterbodies by HDD method including obtaining work permit / NOC from concerned authority complete in all respect as per Scope of Work & Technical Specification and instruction of Engineer-In-Charge (EIC)/RCM and submitting Final Report & Drawing (along with soft copy) incorporating all field and laboratory data, Drawings, Maps, Data etc. (One Lot) in an approved format with full scale for Soil Investigation, Scour Depth etc. in accordance with the Technical Specification, Drawings, approved QAP, implementation schedule and other provisions of the Tender Document and instructions of the Engineer-in-charge (EIC)/RCM. NOTE: Payment for carrying out liasioning & co-odrination works for Crossings and obtaining permission / NOC from these authorities shall be made under item mentioned elsewhere in this SOR.
25.00 | For road/rail crossings, pre-construction survey based on site visit, topographical survey, geotechnical investigation to establish bed strata upto sufficient depth, collection of data (if required) from concerned Authority including design and detail engineering and making of HDD Profile drawings for crossing and getting their approval from concerned Authority/ Engineer-in-charge including carrying out liasioning & co-odrination works and obtaining permission / NOC from these authorities for the crossing as well as utility/foreign pipeline crossings (if any) prior to start the execution of work. NOTE: Payment for carrying out liasioning & co-odrination works for crossings as well as utility/foreign pipeline crossings (if any) and obtaining permission / NOC from these authorities shall be made under item mentioned elsewhere in this SOR.
26.00 | GEOTECHNICAL INVESTIGATION, HYDROGRAPHICAL & HYDROLOGICAL SURVEY OF RIVER/ CANAL/ NALA/ WATERBODIES
27.00 | Crossing of NALA/WATERBODIES in multiple stretch / shot (Size 8" NB/6" NB) in East Singhbhum ( Jamshedpur/ Ranchi GA) - (Meaurement will be carried out on the basis of individual crossing profile width and payment will be done accordingly) | 250.00 | Mtr |  | 1000.00 | 250000.00 | 500.00 | 125000.00 | 2000.00 | 500000.00 | 2500.00 | 625000.00 | 560.00 | 140000.00 | 575.00 | 143750.00 | 125000.00 | Vichitra Constructions Pvt Ltd
28.00 | Crossing of RIVER/CANAL in multiple stretch / shot (Size 8" NB/ 6" NB) in East Singhbhum( Jamshedpur/ Ranchi GA ) (Meaurement will be carried out on the basis of individual crossing profile width and payment will be done accordingly) | 250.00 | Mtr |  | 1000.00 | 250000.00 | 500.00 | 125000.00 | 2000.00 | 500000.00 | 2500.00 | 625000.00 | 600.00 | 150000.00 | 600.00 | 150000.00 | 125000.00 | Vichitra Constructions Pvt Ltd
29.00 | GEOTECHNICAL INVESTIGATION & CROSSING SURVEY OF RAILWAY / ROAD/CULVERT CROSSING
30.00 | Crossing of Road/Railway/Culvert in multiple stretch / shot (Size 8" NB/ 6" NB) in East Singhbhum ( Jamshedpur/ Ranchi GA ) (Meaurement will be carried out on the basis of individual crossing Profile width and payment will be done accordingly) | 100.00 | Mtr |  | 1000.00 | 100000.00 | 400.00 | 40000.00 | 2200.00 | 220000.00 | 2500.00 | 250000.00 | 600.00 | 60000.00 | 750.00 | 75000.00 | 40000.00 | Vichitra Constructions Pvt Ltd
31.00 | Note : (i) For Nala/Water Bodies/River/Canal etc Bidder/contractor have to execute Geo-technical, hydrological & hygraphical survey as per technical specification and direction of EIC ii)for railway/ road/Culvert crossings contractor have to execute geotechnical & crossing survey as per technical specification and direction of EIC.
32.00 | (iiI) For geotechnical survey/investigation: 1. For River/Canal - Two Nos Bore holes each at both banks of depth 15 meter and in river bed bore holes of depth 25 m at a distance of 75 meter centre to centre.
33.00 | 2. For Nala/Other Water Body Crossings..etc - One No Bore holes each at both banks of depth 15 meter and on bed bore holes of depth 15 m at a distance of 75 meter centre to centre.
34.00 | 3. For Railway Crossings/Road/Culvert Crossings ..etc - One No Bore holes each at both sides of depth 10 meter.
35.00 | 4.Laboratory test & field test shall be as per technical specification & tender documents.
36.00 | 5. Bank width for Canal/nala/other water body crossings and survey length for railway crossings/road etc will be as per site conditions. Survey has to be done of bank width/survey width and minimum 50 meter at both end expect at river Crossings. For River crossing survey has to be done of bank width and minimum 100 meter at both end.
37.00 | 6. Rock shall be considered at location at which the core recovery is min 25%.
38.00 | 7. Quantity indicative above is tentative and for multiple crossings of size 8''/ 6''& 4'' NB dia pipeline with in the GA.
39.00 | HDD CROSSING FOR RIVER /NALA / CANAL / ANY OTHER WATER BODIES/ RAIL / ROAD CROSSING/ ANY OTHER CROSSING
40.00 | Complete work for installation/pulling/insertion of pre tested and field joint coated carrier pipeline accross the crossings (between the ROW limits as per approved HDD profile drawing of crossings) by HDD method including mobilization of HDD machine/rig along with adequate size and diameter of drilling rods,cutting tools etc. of suitable capacity and other associated machineries/equipments/materials required for hindrance free and smooth pulling/insertion of pre tested and field joint coated carrier pipeline accross the crossings. Supply of all Contractor supplied material including consumables, experienced manpowers, equipments/machineries, other resources etc. to work site(s) and additional land / space required for placement of HDD rig/machine along with other associated equipments/machineries, materials etc to complete the crossing works. Execution of, but not limited to, following works in accordance with specifications and instruction of Engineer-in-charge and as per all provision of Contract Document.
41.00 | Carrying out Pre-construction survey and detail survey for river/water bodies crossings to establish bed strata upto sufficient depth, collection of data (if required) from concerned Authority.Carrying out design and detail engineering and making of HDD Profile drawings for crossing and getting their approval from concerned Authority/ Engineer-in-charge including utility/foreign pipeline crossings (if any) prior to start of work.Carrying out liasioning & co-odrination works for crossings as well as utility/foreign pipeline crossings (if any) and obtaining work permit/ NOC from concerned Authority prior to start the execution of work. Assistance in ROU opening & closing and their maintainence/ management both side of the crossings.
42.00 | For road/rail crossings, carrying out pre-construction survey based on site visit, topographical survey, geotechnical investigation to establish bed strata upto sufficient depth, collection of data (if required) from concerned Authority including design and detail engineering and making of HDD Profile drawings for crossing and getting their approval from concerned Authority/ Engineer-in-charge including carrying out liasioning & co-odrination works for crossings as well as utility/foreign pipeline crossings (if any) and obtaining work permit/ NOC from concerned Authority prior to start the execution of work. Assistance in ROU opening & closing and their maintainence/ management both side of the crossings.
43.00 | Carrying out complete work for installation/pulling/insertion of pre tested and field joint coated carrier pipeline accross the crossings (between the ROW limits as per approved HDD profile drawing of crossings) by HDD method.Including digging of entry & exit pit as per requirement of work and design criteria.
44.00 | For waterbodies/river crossings: Drilling to the required depth on the banks and bed including maintenance of drill hole in all types of strata, all depth to accommodate the pipeline and HDPE duct at all conditions of the crossings as per approved HDD profile and providing minimum cover specified in code/specification or the actual depth as decided by concerned authority, whichever is more.
45.00 | In case of Crossing of Nala/ Waterbody/River/Canal minimum cover shall be - (i) 1.5m below the scour level / profile for river and 1.5m below the available lowest bed level of water bodies, duly approved/ accepted by concerned authority ( under whose jurisdictions the crossing lies)---- For rivers/Canal/Nala/waterbodies/ with rocky (Hard/soft) bed / strata. . or (ii) 2.5m below the scour level / profile for river and 2.5m below the available lowest bed level of water bodies, duly approved/ accepted by concerned authority ( under whose jurisdictions the crossing lies)---- For rivers/Canal/Nala/waterbodies/ with rocky (Hard/soft) bed / strata. . or (iii) 1.5m below the available lowest bed level / profile, duly approved/ accepted by concerned authority ( under whose jurisdictions the crossing lies)---- For minor waterbodies crossings (i.e. bank to bank width less than or equal to 7.5 meter). and (iv) In addition to point (i) & (ii), In case of multiple combined X-ing i.e. river alongwith road/ drain, minimum cover requirement as per specification/ concerned authority for each type of x-ing has also to be fulfilled.
46.00 | For rail/road/culvert crossings: Drilling to required depth from top of rail/road/culvert including maintenance of drill hole in all types of strata, all depth to accommodate the pipeline & HDPE duct at all conditions of the crossings as per approved HDD profile and providing minimum cover specified in code/specification or the actual depth as decided by concerned authority, whichever is more.
47.00 | Installation of the proposed pipeline below the crossing bed by HDD method to the correct profile as per approved drawings.
48.00 | Carrying out cleaning, pigging,gauging and post installation hydrostatic testing of complete pipeline section laid by HDD method as approved by EIC/RCM to specified pressures (i.e. 1.5 times of the design pressure) for 24 hours holding period. The detail work description for post installation hydrostatic testing activities are mentioned in Sl. no. 115 (Item Code A00800), however gauging activity shall be carried out as per detail mentioned in Sl. no. 110 (Item Code A00700 ). Payment for Gauging activity & post installation hydrostatic testing activity shall be made separately under Sl. no. 110 (Item Code A00700 ) & Sl. no. 115 (Item Code A00800) respectively mentioned elsewhere in this SOR
49.00 | Backfilling of the ditch / trench including restoration, clean-up of area, disposal of drilling fluid & waste, etc. to the designated place with entire satisfaction of EIC/RCM/ Concerned Authority and getting NOC from concerned authority.
50.00 | Preparation and submission of as built drawings & other drawings/documents, etc. duly approved by EIC/RCM.
51.00 | Laying of the carrier pipeline and 02 / 01 nos. HDPE duct (for both water body and elevated road / RAIL/ Structure crossing) by the approved HDD method across the crossing as per decision of the EIC/RCM based on the site condition and requirement of the concerned authority. In this regard decision of the EIC/RCM shall be final and binding to the contractor.
52.00 | Crossing of NALA/WATER BODIES etc
53.00 | Crossings for carrier pipeline of size 200 mm NB x 6.4mm Thk. of API 5L Grade X-52 in NORMAL SOIL/HARD SOIL STRATA | 100.00 | Mtr |  | 8000.00 | 800000.00 | 4500.00 | 450000.00 | 11000.00 | 1100000.00 | 6000.00 | 600000.00 | 4800.00 | 480000.00 | 5500.00 | 550000.00 | 450000.00 | Vichitra Constructions Pvt Ltd
54.00 | Crossings for carrier pipeline of size 200 mm NB x 6.4mm Thk. of API 5L Grade X-52 in METAL SLAG/SLAG LUMP STRATA | 150.00 | Mtr |  | 28000.00 | 4200000.00 | 16000.00 | 2400000.00 | 15000.00 | 2250000.00 | 6000.00 | 900000.00 | 5800.00 | 870000.00 | 25000.00 | 3750000.00 | 870000.00 | Adorn Infra Energy Pvt. Ltd.
55.00 | Crossings for carrier pipeline of size 200 mm NB x 6.4mm Thk. of API 5L Grade X-52 in any type of ROCKY STRATA including Soft/Hard rock | 150.00 | Mtr |  | 26000.00 | 3900000.00 | 23000.00 | 3450000.00 | 45000.00 | 6750000.00 | 25000.00 | 3750000.00 | 14500.00 | 2175000.00 | 25000.00 | 3750000.00 | 2175000.00 | Adorn Infra Energy Pvt. Ltd.
56.00 | Crossings for carrier pipeline of size 150 mm NB x 6.4mm Thk. of API 5L Grade X-52 in NORMAL SOIL/HARD SOIL STRATA | 50.00 | Mtr |  | 6000.00 | 300000.00 | 3500.00 | 175000.00 | 9000.00 | 450000.00 | 5000.00 | 250000.00 | 3800.00 | 190000.00 | 8000.00 | 400000.00 | 175000.00 | Vichitra Constructions Pvt Ltd
57.00 | Crossings for carrier pipeline of size 150 mm NB x 6.4mm Thk. of API 5L Grade X-52 in METAL SLAG/SLAG LUMP STRATA | 50.00 | Mtr |  | 23000.00 | 1150000.00 | 12000.00 | 600000.00 | 12500.00 | 625000.00 | 5500.00 | 275000.00 | 4800.00 | 240000.00 | 15000.00 | 750000.00 | 240000.00 | Adorn Infra Energy Pvt. Ltd.
58.00 | Crossings for carrier pipeline of size 150 mm NB x 6.4mm Thk. of API 5L Grade X-52 in any type of ROCKY STRATA including Soft/Hard rock | 50.00 | Mtr |  | 18000.00 | 900000.00 | 17500.00 | 875000.00 | 40000.00 | 2000000.00 | 18000.00 | 900000.00 | 11500.00 | 575000.00 | 15000.00 | 750000.00 | 575000.00 | Adorn Infra Energy Pvt. Ltd.
59.00 | Note: (i) Quantity indicated above against each item is tentative and for multiple crossings for Nala/Water Bodies crossing. It may increase/decrease as per site condition and approved survey details. (ii) Quantity mentioned against above items rate are breakup for different type of bed strata may encountered in NALA/Water Bodies crossing which is to be crossed in a single stretch and payment shall be made based on approved strata length drilled by the contractor.
60.00 | Crossing of River/Canal etc
61.00 | Crossings for carrier pipeline of size 200 mm NB x 6.4mm Thk. of API 5L Grade X-52 in NORMAL SOIL/HARD SOIL STRATA | 100.00 | Mtr |  | 8000.00 | 800000.00 | 4500.00 | 450000.00 | 15000.00 | 1500000.00 | 6600.00 | 660000.00 | 5800.00 | 580000.00 | 8000.00 | 800000.00 | 450000.00 | Vichitra Constructions Pvt Ltd
62.00 | Crossings for carrier pipeline of size 200 mm NB x 6.4mm Thk. of API 5L Grade X-52 in METAL SLAG/SLAG LUMP STRATA | 150.00 | Mtr |  | 28000.00 | 4200000.00 | 16000.00 | 2400000.00 | 19000.00 | 2850000.00 | 7000.00 | 1050000.00 | 6800.00 | 1020000.00 | 25000.00 | 3750000.00 | 1020000.00 | Adorn Infra Energy Pvt. Ltd.
63.00 | Crossings for carrier pipeline of size 200 mm NB x 6.4mm Thk. of API 5L Grade X-52 in any type of ROCKY STRATA including Soft/Hard rock | 150.00 | Mtr |  | 26000.00 | 3900000.00 | 23000.00 | 3450000.00 | 60000.00 | 9000000.00 | 25000.00 | 3750000.00 | 14500.00 | 2175000.00 | 25000.00 | 3750000.00 | 2175000.00 | Adorn Infra Energy Pvt. Ltd.
64.00 | Crossings for carrier pipeline of size 150 mm NB x 6.4mm Thk. of API 5L Grade X-52 in NORMAL SOIL/HARD SOIL STRATA | 25.00 | Mtr |  | 6000.00 | 150000.00 | 3500.00 | 87500.00 | 12000.00 | 300000.00 | 5500.00 | 137500.00 | 4800.00 | 120000.00 | 8000.00 | 200000.00 | 87500.00 | Vichitra Constructions Pvt Ltd
65.00 | Crossings for carrier pipeline of size 150 mm NB x 6.4mm Thk. of API 5L Grade X-52 in METAL SLAG/SLAG LUMP STRATA | 50.00 | Mtr |  | 23000.00 | 1150000.00 | 12000.00 | 600000.00 | 15500.00 | 775000.00 | 6000.00 | 300000.00 | 5800.00 | 290000.00 | 15000.00 | 750000.00 | 290000.00 | Adorn Infra Energy Pvt. Ltd.
66.00 | Crossings for carrier pipeline of size 150 mm NB x 6.4mm Thk. of API 5L Grade X-52 in any type of ROCKY STRATA including Soft/Hard rock | 50.00 | Mtr |  | 18000.00 | 900000.00 | 17500.00 | 875000.00 | 45000.00 | 2250000.00 | 18000.00 | 900000.00 | 11500.00 | 575000.00 | 15000.00 | 750000.00 | 575000.00 | Adorn Infra Energy Pvt. Ltd.
67.00 | Note: (i) Quantity indicated above against each item is tentative and for multiple crossings for River/Canal Bodies crossing. It may increase/decrease as per site condition and approved survey details. (ii) Quantity mentioned against above items rate are breakup for different type of bed strata may encountered in River/Canal crossing which is to be crossed in a single stretch and payment shall be made based on approved strata length drilled by the contractor.
68.00 | Crossing of Road/Railway/Culvert..etc
69.00 | Crossings for carrier pipeline of size 200 mm NB x 6.4mm Thk. of API 5L Grade X-52 in NORMAL SOIL/HARD SOIL STRATA | 50.00 | Mtr |  | 8000.00 | 400000.00 | 4500.00 | 225000.00 | 15000.00 | 750000.00 | 6600.00 | 330000.00 | 3800.00 | 190000.00 | 15000.00 | 750000.00 | 190000.00 | Adorn Infra Energy Pvt. Ltd.
70.00 | Crossings for carrier pipeline of size 200 mm NB x 6.4mm Thk. of API 5L Grade X-52 in METAL SLAG/SLAG LUMP STRATA | 100.00 | Mtr |  | 28000.00 | 2800000.00 | 16000.00 | 1600000.00 | 17500.00 | 1750000.00 | 7000.00 | 700000.00 | 4800.00 | 480000.00 | 25000.00 | 2500000.00 | 480000.00 | Adorn Infra Energy Pvt. Ltd.
71.00 | Crossings for carrier pipeline of size 200 mm NB x 6.4mm Thk. of API 5L Grade X-52 in any type of ROCKY STRATA including Soft/Hard rock | 100.00 | Mtr |  | 26000.00 | 2600000.00 | 23000.00 | 2300000.00 | 60000.00 | 6000000.00 | 28000.00 | 2800000.00 | 14500.00 | 1450000.00 | 25000.00 | 2500000.00 | 1450000.00 | Adorn Infra Energy Pvt. Ltd.
72.00 | Crossings for carrier pipeline of size 150 mm NB x 6.4mm Thk. of API 5L Grade X-52 in NORMAL SOIL/HARD SOIL STRATA | 50.00 | Mtr |  | 6000.00 | 300000.00 | 3500.00 | 175000.00 | 12500.00 | 625000.00 | 5500.00 | 275000.00 | 2800.00 | 140000.00 | 8000.00 | 400000.00 | 140000.00 | Adorn Infra Energy Pvt. Ltd.
73.00 | Crossings for carrier pipeline of size 150 mm NB x 6.4mm Thk. of API 5L Grade X-52 in METAL SLAG/SLAG LUMP STRATA | 100.00 | Mtr |  | 23000.00 | 2300000.00 | 12000.00 | 1200000.00 | 14400.00 | 1440000.00 | 6000.00 | 600000.00 | 3800.00 | 380000.00 | 15000.00 | 1500000.00 | 380000.00 | Adorn Infra Energy Pvt. Ltd.
74.00 | Crossings for carrier pipeline of size 150 mm NB x 6.4mm Thk. of API 5L Grade X-52 in any type of ROCKY STRATA including Soft/Hard rock | 150.00 | Mtr |  | 18000.00 | 2700000.00 | 17500.00 | 2625000.00 | 45000.00 | 6750000.00 | 20000.00 | 3000000.00 | 11500.00 | 1725000.00 | 15000.00 | 2250000.00 | 1725000.00 | Adorn Infra Energy Pvt. Ltd.
75.00 | Note: (i) Quantity indicated above against each item is tentative and for multiple crossings for Railway/Road/Culvert..etc crossing. It may increase/decrease as per site condition and approved survey details. (ii) Quantity mentioned against above items rate are breakup for different type of bed strata may encountered in Road/Railway/Culvert crossing which is to be crossed in a single stretch and payment shall be made based on approved strata length drilled by the contractor.
76.00 | NOTES FOR Sl. No. 39 ( Item No.: A00300)
77.00 | (i) Crossing width may vary as per site conditions. Bidder/Contractor/Tenderer are advised to visit the site for actual assessment of extent of crossing and to assess the maximum extent of cover which may have to be provided. Actual string length for HDD shall be as per design calculations so that pipe is not under stress as permitted by codes/ specifications. Final length of string shall be decided after decision of minimum cover requirement by concerned Authority/ Engineer-in-charge (EIC)/RCM.
78.00 | (ii) Payment for the hook-up of final tied-in carrier pipeline string to existing pipeline (if required ) shall be made separately under Sl no. 130 (Item Code A001000 ) mentioned elsewhere in the SOR.
79.00 | (iii) Rate for providing end cap / blind (if required) at both the ends for carrier pipeline
80.00 | (iv) Insertion / Pulling of 01 no/02 nos of HDPE duct ( as applicable in relevant SOR) and their blinding/plugging shall be in the scope of contractor and the rate for pulling is NOT included in above quoted rates. If required/Instructed by EIC/GAIL GA Incharge then it will be paid separately under relevant SOR mentioned elsewhere.Supply of HDPE duct and OFC shall be in the scope of GAIL/Client.
81.00 | (vi) HDD crossing of carrier pipe as well as 40 mm OFC Duct(one or two as per the instruction of EIC/GAIL GA Incharge) shall be carried out by suitabily strapping together both the carrier pipe & OFC Duct and pulled together in the same drill hole at site and as per the decision of EIC/RCM, Separate payment for HDD for HDPE duct shall be paid under relevant item elesewhere in SOR .
82.00 | (vi) Length of the individual crossing may increase or decrease depending upon site condition / requirement , accordingly contractor shall deploy suitable or higher capacity of HDD rig at site as per the decision of EIC/RCM/GAIL GA Inchrage to complete the crossing work successfully. No extra payment shall be made to contractor for deployment of higher capacity of rig.
83.00 | (vii) Contractor shall not perform any pipeline and crossing related activities along the ROU without specified barricading/permission of EIC/RCM/GAIL GA Incharge as per Std. Drg. and other safety measures.
84.00 | (viii)The above items rate shall be applicable for all locations / region/ charge area within & around the GA of East Singhbhum(Jamsedhpur)/Ranchi.
85.00 | ix) The work related to all type of survey mentioned above are covered in Sl. No. 234 (Item Code A00200 ) and payment shall be made under Sl. No. 23.
86.00 | x) Payment for carrying out liasioning & co-odrination works for crossings as well as utility/foreign pipeline crossings (if any) and obtaining permission / NOC from these authorities including assistance in ROU opening & closing and their maintainence/ management both side of the crossings shall be made under Sl no. 137 (Item Code A001200) mentioned elsewhere in this SOR.
87.00 | (xi) Arrangement of all additional land required for construction, Pulling etc is in scope of contractor and no additional payment for the same shall be made.
88.00 | (xii) Quantity mention against each SOR item is for multiple crossing at various location with in the GA of East Singhbhum (Jamshedpur)/Ranchi,however maximum length of the single crossing shall not exceed 1000 meters.
89.00 | (Xiii) Digging of Entry and exit pit for carrying out HDD as per the instruction of EIC/GAIL GA Incharge
90.00 | REPAIR OF DEFECT IN PIPES (NOT ATTRIBUTED TO CONTRACTOR)
91.00 | Repair of defects on Owner supplied linepipes of all grades and wall thickness as specified in following items, noted and recorded at the time of "receiving and taking over" by Contractor in the presence of Engineer-in-charge (EIC)/RCM
92.00 | Cutting and rebevelling for dents in bevels exceeding 3 mm in depth for pipe sizes:
93.00 | Specified OD, mm
94.00 | 219.1 | 1.00 | Nos. |  | 1000.00 | 1000.00 | 100.00 | 100.00 | 1650.00 | 1650.00 | 1000.00 | 1000.00 | 65.00 | 65.00 | 5.00 | 5.00 | 5.00 | NOPS INFRASTRUCTURE PVT. LTD.
95.00 | 168.3 | 1.00 | Nos. |  | 1000.00 | 1000.00 | 100.00 | 100.00 | 1350.00 | 1350.00 | 1000.00 | 1000.00 | 65.00 | 65.00 | 5.00 | 5.00 | 5.00 | NOPS INFRASTRUCTURE PVT. LTD.
96.00 | Jack out of dents in bevels ranging between 1 mm and 3 mm in depth for pipe sizes:
97.00 | Specified OD, mm
98.00 | 219.1 | 1.00 | Nos. |  | 1000.00 | 1000.00 | 100.00 | 100.00 | 1650.00 | 1650.00 | 1000.00 | 1000.00 | 65.00 | 65.00 | 5.00 | 5.00 | 5.00 | NOPS INFRASTRUCTURE PVT. LTD.
99.00 | 168.3 | 1.00 | Nos. |  | 1000.00 | 1000.00 | 100.00 | 100.00 | 1350.00 | 1350.00 | 1000.00 | 1000.00 | 65.00 | 65.00 | 5.00 | 5.00 | 5.00 | NOPS INFRASTRUCTURE PVT. LTD.
100.00 | REPAIR OF COATING DEFECTS (NOT ATTRIBUTED TO CONTRACTOR)
101.00 | Repair of Holiday in Coating (Noted and recorded at the time of "receiving and taking over")
102.00 | Supply of all coating repair materials as per requirements of specification to be compatible with line pipe coating material, supply of all consumables, utilities, equipments and all manpower required, pipe cleaning and surface preparation, repairing of coating defects (resulting in holiday) and testing including all handling, transportation, etc. for line pipes, performing all works necessary for the completion of the works stirctly in accordance with relevant specification and instructions of Engineer-In-Charge (EIC)/RCM. This rate shall be applicable per sq. cm of the exposed steel area. | 25.00 | Sq. Cm |  | 1000.00 | 25000.00 | 100.00 | 2500.00 | 100.00 | 2500.00 | 1000.00 | 25000.00 | 400.00 | 10000.00 | 5.00 | 125.00 | 125.00 | NOPS INFRASTRUCTURE PVT. LTD.
103.00 | LEAK / BURST (ATTRIBUTABLE TO OWNER)
104.00 | All works for locating leak / burst in Company's supplied material only (occurred during hydro-static testing) including necessary repairing/replacing defective pipe lengths including cutting and out and removing the defective pipe, pre-testing and welding of replacement pipe, NDT of welds, repair and retesting of defective welds, coating/painting of replacement pipe, pretesting the replacement pipe into mainline/branch line, coating/painting of welding joints, cleanup, retesting including cost of all labour materials, consumables and performing all works in accordance with the provisions of the Contract document and as directed by Owner /Engineer-in-charge (EIC)/RCM.
105.00 | For 8" NB Line | 1.00 | Each |  | 5000.00 | 5000.00 | 1000.00 | 1000.00 | 3500.00 | 3500.00 | 10000.00 | 10000.00 | 65000.00 | 65000.00 | 5.00 | 5.00 | 5.00 | NOPS INFRASTRUCTURE PVT. LTD.
106.00 | For 6" NB Line | 1.00 | Each |  | 5000.00 | 5000.00 | 1000.00 | 1000.00 | 2500.00 | 2500.00 | 10000.00 | 10000.00 | 65000.00 | 65000.00 | 5.00 | 5.00 | 5.00 | NOPS INFRASTRUCTURE PVT. LTD.
107.00 | Note:
108.00 | This rate is applicable for manufacturing defects in Owner supplied material only.
109.00 | Leak detection, its rectification and successfully re-hydrotesting shall be carried out as per approved procedure by Contractor with a view that completion of all activity for successful hydrotesting is not inordinalely extended which will hamper the overall project schedule.
110.00 | GAUGING (APPLICABLE FOR PRE & POST INSTALLATION HYDROSTATIC TEST) (APPLICABLE FOR STANDALONE CROSSING)
111.00 | As per specification and procedure approved by Engineer–in–charge (EIC)/ RCM.
112.00 | 200 6.4 API 5L Gr. X-52 3 Layer PE Double random Coating (Externally) (approx. 11.5 m to 12.5 m) | 1050.00 | Mtr |  | 200.00 | 210000.00 | 50.00 | 52500.00 | 1000.00 | 1050000.00 | 100.00 | 105000.00 | 110.00 | 115500.00 | 100.00 | 105000.00 | 52500.00 | Vichitra Constructions Pvt Ltd
113.00 | 150 6.4 API 5L Gr. X-52 3 Layer PE Double random Coating (Externally) (approx. 11.5 m to 12.5 m) | 575.00 | Mtr |  | 200.00 | 115000.00 | 50.00 | 28750.00 | 1000.00 | 575000.00 | 75.00 | 43125.00 | 110.00 | 63250.00 | 100.00 | 57500.00 | 28750.00 | Vichitra Constructions Pvt Ltd
114.00 | NOTE- (i) The quantities mentioned against the above SOR items are tentative and may vary depening upon the site condition during execution stage. (ii) The total quantities mentioned against the above SOR items are for multiple/various crossings at different location within GA . (iii) Payment for above item no. shall be made only for the approved pipeline string length for HDD. (iv) The requirement of gauging before prehydrotest & after pulling of HDD section shall be carried out as per MECON specification / OISD / PNGRB and same shall be approved by Engineer–in–charge (EIC)/ RCM.
115.00 | POST INSTALLATION HYDROSTATIC TESTING OF PIPELINE (APPLICABLE FOR STANDALONE CROSSING)
116.00 | Carrying out cleaning, gauging, pigging and post installation hydrostatic testing of complete pipeline section laid by HDD method as approved by EIC/RCM to specified pressures (i.e. 1.5 times of the design pressure) for 24 hours holding period; providing all equipment, pumps, test headers, fittings, instruments, dead weight tester, pressure recorder, tempearature recorder , pressure & temperature gauge etc., and services, supervision, labour, consumables, water including supply of corrosion inhibitor, air, etc. as required for successful completion of hydrotesting of pipeline to acceptance criteria as per specifications, codes, approved drawings, calculations, methods and as directed by Engineer-in-charge and provision of contract document. Complete dewatering and swabbing of the pipeline as per specification and to the entire satisfaction of the EIC/RCM.
117.00 | Hydrotesting at the Crossing of NALA/Water Bodies/River/Canal/Road/Railways etc (Size 8" NB ) | 1050.00 | Mtr |  | 200.00 | 210000.00 | 350.00 | 367500.00 | 800.00 | 840000.00 | 200.00 | 210000.00 | 150.00 | 157500.00 | 225.00 | 236250.00 | 157500.00 | Adorn Infra Energy Pvt. Ltd.
118.00 | Hydrotesting at the Crossing of NALA/Water Bodies/River/Canal/Road/Railways etc (Size 6" NB ) | 575.00 | Mtr |  | 200.00 | 115000.00 | 300.00 | 172500.00 | 700.00 | 402500.00 | 150.00 | 86250.00 | 150.00 | 86250.00 | 225.00 | 129375.00 | 86250.00 | Adorn Infra Energy Pvt. Ltd., AMP INFRA PRIVATE LIMITED
119.00 | Notes: i) The quantities mentioned against the above SOR items are tentative and may vary depening upon the site condition during excecution stage. ii) Payment for Gauging activity mentioned above shall be made under Sl no. 110 (Item Code A00700) mentioned elsewhere in this SOR. iii)Quantity indicated above against each item is tentative and for multiple crossings . It may increase/decrease as per site condition and approved survey details.
120.00 | PRESERVATION OF PIPELINE (APPLICABLE FOR STANDALONE CROSSING)
121.00 | Preservation of pipeline sections and associated facilities (in event of delay in ROU acquisition, comissioning, other unforeseen reasons) including supply of nitrogen, all consumables, all equipment, man-power, etc. complete as per the requirements of specifications, other provisions of Contract document and instructions of Engineer-in-charge (EIC/RCM).
122.00 | By filling and pressurizing with nitrogen to a pressure of 2 bar(g) for a period of one month.
123.00 | Crossing of NALA/Water Bodies/River/Canal/Road/Railways etc (Size 8" NB ) | 1050.00 | Mtr |  | 100.00 | 105000.00 | 20.00 | 21000.00 | 20.00 | 21000.00 | 20.00 | 21000.00 | 55.00 | 57750.00 | 18.00 | 18900.00 | 18900.00 | NOPS INFRASTRUCTURE PVT. LTD.
124.00 | Crossing of NALA/Water Bodies/River/Canal/Road/Railways etc (Size 6" NB ) | 575.00 | Mtr |  | 100.00 | 57500.00 | 20.00 | 11500.00 | 18.00 | 10350.00 | 15.00 | 8625.00 | 55.00 | 31625.00 | 18.00 | 10350.00 | 8625.00 | AMP INFRA PRIVATE LIMITED
125.00 | For every additional period of one month or part thereof
126.00 | Crossing of NALA/Water Bodies/River/Canal/Road/Railways etc (Size 8" NB ) | 1050.00 | Mtr |  | 100.00 | 105000.00 | 5.00 | 5250.00 | 20.00 | 21000.00 | 20.00 | 21000.00 | 55.00 | 57750.00 | 18.00 | 18900.00 | 5250.00 | Vichitra Constructions Pvt Ltd
127.00 | Crossing of NALA/Water Bodies/River/Canal/Road/Railways etc (Size 6" NB ) | 575.00 | Mtr |  | 100.00 | 57500.00 | 5.00 | 2875.00 | 18.00 | 10350.00 | 15.00 | 8625.00 | 55.00 | 31625.00 | 18.00 | 10350.00 | 2875.00 | Vichitra Constructions Pvt Ltd
128.00 | Notes: i) All accessories i.e.; required nos. of dished end caps and tappings of 3/4 inches, PG to be considered per section and the rates are inclusive in above item rate. ii) If month is partially complete, payment shall be made on prorata basis.
129.00 | iii)Quantity mention against each SOR item is for multiple crossing at various location with in the GA,however maximum length of the single crossing shall not exceed 1000.
130.00 | FINAL HOOK-UP / TIE-IN WELDING OF CARRIER PIPELINE LAID BY HDD METHOD WITH EXISTING PIPELINE AT BOTH THE ENDS (APPLICABLE FOR STANDALONE CROSSING)
131.00 | Hookup / Tie-in welding of carrier pipeline laid by HDD method with existing pipeline at both the ends as per welding description mentioned in Sl no. 2 ( Item Code A00100)
132.00 | Crossing of NALA/Water Bodies/River/Canal/Road/Railways etc (Size 8" NB/6"NB) | 150.00 | inch Dia |  | 1000.00 | 150000.00 | 2000.00 | 300000.00 | 40000.00 | 6000000.00 | 2500.00 | 375000.00 | 7800.00 | 1170000.00 | 1200.00 | 180000.00 | 150000.00 | Mansi Ganga Builders and Engineers Pvt Ltd
133.00 | Notes: i) Hook -up work with existing pipeline on both side of HDD crossings. ii) Quantity mentioned against above items rate are tentative & may vary depending upon site condition. iii) NDT by X-Ray/Gamma Ray for hook-up Joints including application of joint coating sleeve & backfilling,restoration..etc as per specification is part of above item . Bidder have to quote accordingly.
134.00 | VIDEOGRAPHY & PHOTOGRAPHY (APPLICABLE FOR STANDALONE CROSSING)
135.00 | Carrying out the videography and photography of all the HDD construction activities.i.e. Stringing, Welding, Radiography,Pre hydrotesting, Joint Coating, all HDD activities, post hydrotesting, restoration etc performing all works as per specification of EIC/RCM and other provision of contract document.
136.00 | Crossing of NALA/Water Bodies/River/Canal/Road/Railways etc (Size 8" NB/6"NB)(Payment will be made on per crossing basis) | 1.00 | Each |  | 100000.00 | 100000.00 | 5000.00 | 5000.00 | 200000.00 | 200000.00 | 10000.00 | 10000.00 | 250000.00 | 250000.00 | 375000.00 | 375000.00 | 5000.00 | Vichitra Constructions Pvt Ltd
137.00 | PIPELINE LAYING LIASIONING & CO-ORDINATION FOR ALL TYPE OF CROSSINGS INCLUDING UTILITY CROSSING AND OBTAINING PERMISSION / NOC FROM THE STATUATORY / CONCERNED AUTHORITIES. ASSISTANCE IN ROU OPENING & CLOSING AND THEIR MAINTAINENCE/ MANAGEMENT. (APPLICABLE FOR STANDALONE CROSSING)
138.00 | Submitting request for (after obtaining the letter from client) permission , follow up , assisting in site inspections / route suevey / site report making/making site inspection drawings , submitting at designated offices , resubmission after correction , modification if required , soft and hard copy in nos. as required /if required in sizes , and collecting permission from the statuatory authorities including NHAI , PWD , Railways , Irrigation , Forest , Municipal Corporation, District administration, River Authority,SEZ etc. Obtaining work permits /NOC from various statutory authorities having jurisdiction before execution of the work and complying with all stipulations /conditions/recommendations of the said authorities. Only statutory fees shall be paid by the owner. Assistance in required length and width/restricted width of ROU opening & closing and their maintainence/ management both side of the crossings.
139.00 | Crossing of NALA/Water Bodies/River/Canal/Road/Railways etc (Size 8" NB/6"NB) in Jamshedpur/ Ranchi GA (Payment will be made on per crossing basis) | 1.00 | Each |  | 200000.00 | 200000.00 | 100000.00 | 100000.00 | 500000.00 | 500000.00 | 100000.00 | 100000.00 | 650000.00 | 650000.00 | 475000.00 | 475000.00 | 100000.00 | Vichitra Constructions Pvt Ltd, AMP INFRA PRIVATE LIMITED
140.00 | Sub-Total Section A
141.00 | SECTION-B [MAINLINE WORKS)]
142.00 | CARBON STEEL PIPES
143.00 | PIPELINE LAYING / INSTALLATION
144.00 | "Receiving and taking over" as defined in the specifications, handling, loading, transportation and unloading of Owner supplied 3-Layer PE coated and bare linepipes from Owner's designated stack-yard to Contractor's stock yard/ workshop/ work-site including preliminary activities, preparation of drawings, wherever required for crossing etc. including handling, stacking, stringing on the pipeline Right-of-Use/ pipeline route alignment, carrying out inspection of company supplied materials including linepipes at the time of taking over, laying/ installation of coated linepipes as per specification wherever required depending on site condition including execution of all works, "taking over", handling , including loading and unloading, transportation of Owner supplied materials other than linepipe from Owner's designated place (s) of issue to work site, arrangement of all additional lands required for Contractor's storage, fabrication, access for construction, procurement and supply of all materials (except Owner supplied materials), consumables, equipment, labour and other inputs, carrying out all temporary, ancillary, auxiliary works, ready for commissioning of pipeline as per drawings, specifications, other provisions of Contract document and instructions of Engineer-in-charge, including but not limited to carrying out the following works:
145.00 | Surveying of route and detours required at the time of execution including marking the same in topographical sheet, preparation of construction drawings showing survey details, and submit same to Owner for review / approval.
146.00 | Staking and installation of construction markers, clearing, fencing, grubbing, fulfiling all the requirements of various statutory/ environment authorities to the entire satisfaction of concerned authorities, grading / cleaning of work area. Shifting of all obstruction within the ROU/ pipeline corridor as per Pipeline route alignment viz. electrical lines/ poles, telephone line / poles, foreign pipeline, etc. co-ordination with concerned authorities and obtain permissions from these authorities.
147.00 | Barricading the pipeline construction area prior to execution of the works as per drawings enclosed with tender document and to the entire satisfaction of Owner / Engineer-in-charge.
148.00 | Trenching to all depths and to a width in all type of soil strata including any type of rocky strata to accommodate the pipeline and/or optical fiber cable/cable duct during lowering & backfilling as specified in scope document and as per the relevant standards, specifications, etc by excavation in all types of soils providing depth of padding in trench bed & above and around the pipeline HDPE duct and OFC as required with sand / graded earth approved by Engineer-in Charge. Dewatering of trenches if required as per site condition. Padding & Backfilling of the trench after lowering the pipeline.
149.00 | Carrying out repairs of pipe defects/ replacement in case of irreparable defects and repairs of defects of pipe coating not attributable to Owner including defects/ damages occurring during transportation/ handling after taking over from Owner by Contractor including management of their own dump site, if required.Thorough internal cleaning of all pipes by suitable methods to remove debris, shots, grits etc. to the satisfaction of Engineer-in- Charge;
150.00 | Stringing of line pipes along pipeline trench / ROU provided on sand/soft soil bags including all supplies, manpower & machinary etc.
151.00 | Aligning, bending, cutting and bevelling (as required) of pipes for welding and field adjustments including pipe fittings, welding, carrying out non-destructive testing of welds as required including 100% radiography by X-ray either by internal source or external source based on site conditions/front availability and in this regard decision of EIC shall be final and binding to the contractor (In case placement/installation of X-ray equipment is not feasible, in that case Gamma ray may be permitted as per decision of Engineer In-Charge (EIC) based on site conditions) and providing all requisite equipment, labour, supervision, materials, films, consumables, all facilities and personnel to process, develop, examine and interpret radiographs and other tests as required, carrying out repairs of weld joints found defective by Engineer-in-Charge, carrying out re-radiography and other tests as required on repaired joints and NDT of rebevelled area as mentioned in SCC & Particular Jobs Specification
152.00 | Installation of carrier pipe at all crossings including roads/ cartrack / pathway / drain / canals/ nala/ water crossings etc. by open cut after prehydrotest of the section, if required, including re-storation of the banks to original conditions (in case of waterbody crossings) duly accepted by Competent Authority as defined as per specification (except crossings by HDD method,cased crossing,open cut convention method that are specifically covered separately elsewhere in the SOR).
153.00 | Coating of field weld joints, long radius bends (R=3D), elbows, buried fittings and valves etc. including supply of coating materials etc. (i.e. heat shrinkable sleeves and high build epoxy etc.) as per PJS & Technical Specification compatible with 3 layer PE coating of the line pipe. Coating materials shall be supplied with prior approval of Engineer-in-charge.
154.00 | Supply of LR Bend (R=3D) of material equivalent to pipe material grade (API 5L Grade X-52 to X-56) and of all size, all thickness, all angle etc. suitable to connect / fit with intended steel pipeline to be laid, as per specification and their complete Installation with steel pipeline network of all size & thickness as per specification wherever required depending on site condition.
155.00 | Installation / lowering the pipeline in trench to required depth as per PJS, Technical Specification & drawings including laying of HDPE duct and providing required padding over and around the pipeline with sand/graded material approved by Engineer-In-Charge (in rocky areas) including padding around pipeline with suitable soil duly approved by EIC. Supply of padding material, backfilling and its compaction to the satisfaction of concerned authorities with excavated earth / borrowed select soil including supply of borrowed select soil duly approved by EIC before backfilling and make ready for restoration to be done by Owner / concerned authorities.
156.00 | Installation of warning tape / mat on the entire length of the pipeline as per specification. Warning tape/mat should have anti rodent properties.
157.00 | Taking DGPS coordinates of each weld joint (including tie in joints) and including the same in field inspection report. The coordinate must have X,Y,Z (ground level) along with depth of cover.
158.00 | Supply and installation of slope breakers, wherever required or, as directed by Owner / Engineer–in–charge.
159.00 | Crossing of all-foreign pipeline / HT line / cable / any other utilities etc. with necessary concrete / PVC protection including coordination with all agencies and obtaining NOC.
160.00 | Installation of bank protection & associated works along with supply of all types of backfill materials etc. duly approved by EIC for pipeline trench and banks falls under minor water body crossing as per technical specification & Std. Drg., wherever required or, as directed by Owner / EIC.
161.00 | Training and diversions of streams in steep slope area, wherever required.
162.00 | Carrying out air cleaning, gauging, pigging, flushing, cleaning and hydrostatic testing of complete pipeline, supply of required quantity of corrosion inhibitor, if required including pre-testing of designated sections complete as per specification and approved by Engineer–in–charge to specified pressures indicated elsewhere and duration after stabilization as per specification, providing all equipment, pumps, fittings, instruments, dead weight tester, pressure recorder, thermocouples etc., and services, supervision, labour, consumables, water including supply of corrosion inhibitor, air, etc. as required, locating of leaks and rectification of defect attributable to Contractor (rectification of defects in linepipe material not attributable to contractor shall be paid separately as per other item of schedule of rate), re-testing after rectification, dewatering after successful completion of hydrotesting of entire section and as approved by Engineer-in-Charge. Note : 1. Leak detection, its rectification and successfully re-hydrotesting shall be carried out by Contractor with a view that completion of all activity for successful hydrotesting should not be inordinately extended / delayed , which will hamper the overall project schedule. Further, no extra payment claim shall be entertained for re-hydrotesting, leak detection and their rectifications if defects found attributable to Contractor. 2. Payment for hydrostatic testing activity mentioned above shall be made under Sl. no. 248 (Item Code B001100) mentioned elsewhere in this SOR. 3. Payment for Gauging activity mentioned above shall be made under Sl. no. 243 (Item Code B001000) mentioned elsewhere in this SOR.
163.00 | All tieing-in, including the tie-in(s) of the pipeline with the adjacent sections of pipeline including cutting of test header, rebevelling as required, radiography and other NDT examination, joint coating as per specification.
164.00 | Final clean-up & restoration of right-of-use or area disturbed by contractor including obtaining NOC from respective land owner and statutory authorities during their construction activities for laying of pipeline works and disposal of debris and returning all surplus material to designated disposal areas / storage yard as and backfilling of trench and compaction of the same as per satisfaction of Owner and / Or as directed by Engineer–in–charge.
165.00 | Carrying out all temporary, ancillary, auxiliary works and all incidental works required to make the pipeline ready for pre-commissioning.
166.00 | Installation of Sectionalizing Valves,Tap Off and other fittings along the pipeline within pit/without pit will be included in this SOR Rates(This is tretaed as under ground work along the pipeline at that level)
167.00 | Hook-up work with existing pipelines.
168.00 | Obtaining work permits/ NOC from various statutory authorities having jurisdiction, before and after execution of the work, and complying with all stipulation/conditions/recommendation of the said authorities;
169.00 | Preparation of as-built drawings, pipe-book and other records as specified in the specifications. SOR shall be read in conjuction with job specific requirements, specifications, standards, drawings and other provision of contract document. All above works related to line pipe laying and installation for buried pipeline are as per following details given below:
170.00 | Installation of Coated Line Pipes as per following details:
171.00 | Specified dia Thk (mm) Material Coating Type Length of each pipe (mm) NB
172.00 | 200 6.4 API 5L Gr. X-52 3 Layer PE Double random Coating (Externally) (approx. 11.5 m to 12.5 m) NORMAL SOIL/HARD SOIL STRATA | 150.00 | Mtr |  | 3000.00 | 450000.00 | 2500.00 | 375000.00 | 6500.00 | 975000.00 | 2100.00 | 315000.00 | 2560.00 | 384000.00 | 4000.00 | 600000.00 | 315000.00 | AMP INFRA PRIVATE LIMITED
173.00 | 200 6.4 API 5L Gr. X-52 3 Layer PE Double random Coating (Externally) (approx. 11.5 m to 12.5 m) METAL SLAG/SLAG LUMP STRATA | 400.00 | Mtr |  | 6400.00 | 2560000.00 | 4500.00 | 1800000.00 | 8500.00 | 3400000.00 | 2200.00 | 880000.00 | 3120.00 | 1248000.00 | 4500.00 | 1800000.00 | 880000.00 | AMP INFRA PRIVATE LIMITED
174.00 | 200 6.4 API 5L Gr. X-52 3 Layer PE Double random Coating (Externally) (approx. 11.5 m to 12.5 m) any type of ROCKY STRATA including Soft/Hard rock | 250.00 | Mtr |  | 6800.00 | 1700000.00 | 5500.00 | 1375000.00 | 16500.00 | 4125000.00 | 4500.00 | 1125000.00 | 4590.00 | 1147500.00 | 4000.00 | 1000000.00 | 1000000.00 | NOPS INFRASTRUCTURE PVT. LTD.
175.00 | 150 6.4 API 5L Gr. X-52 3 Layer PE Double random Coating (Externally) (approx. 11.5 m to 12.5 m) NORMAL SOIL/HARD SOIL STRATA | 50.00 | Mtr |  | 4000.00 | 200000.00 | 2000.00 | 100000.00 | 5800.00 | 290000.00 | 1800.00 | 90000.00 | 2560.00 | 128000.00 | 4000.00 | 200000.00 | 90000.00 | AMP INFRA PRIVATE LIMITED
176.00 | 150 6.4 API 5L Gr. X-52 3 Layer PE Double random Coating (Externally) (approx. 11.5 m to 12.5 m) METAL SLAG/SLAG LUMP STRATA | 200.00 | Mtr |  | 4500.00 | 900000.00 | 4000.00 | 800000.00 | 8000.00 | 1600000.00 | 1900.00 | 380000.00 | 3120.00 | 624000.00 | 4000.00 | 800000.00 | 380000.00 | AMP INFRA PRIVATE LIMITED
177.00 | 150 6.4 API 5L Gr. X-52 3 Layer PE Double random Coating (Externally) (approx. 11.5 m to 12.5 m) any type of ROCKY STRATA including Soft/Hard rock | 150.00 | Mtr |  | 7000.00 | 1050000.00 | 5000.00 | 750000.00 | 16000.00 | 2400000.00 | 4000.00 | 600000.00 | 4590.00 | 688500.00 | 3800.00 | 570000.00 | 570000.00 | NOPS INFRASTRUCTURE PVT. LTD.
178.00 | Notes : 1. This item rate is applicable for complete work of laying of underground pipelines as per Schematic Route Diagrams/route sketch including installation of aboveground station approach pipeline upto insulating joint. The lengths of pipelines are tentative and may vary depending upon site conditions. 2. Rate for laying of OFC & duct shall be quoted in relevant Schedule of Rates (SOR) of Telecom works, hence not to be included in Pipeline Laying works. Supply of HDPE duct and OFC shall be in the scope of GAIL/Client. 3.The above item rate is exclusive of crossings by HDD, (which are covered separately in relevant SOR items). For other crossings, it is deemed to be inclusive in above item rate. 4.The above rate shall be exclusive of hydrotesting of complete pipeline including hydrotesting of all crossing sections along-with the mainline. However, payment for pre- testing if required, are inclusive in above items rate. 5. Payment for Preparation of as-built drawings, pipe-book and other records as specified in the specifications is to be covered in this SOR rate. 6. Contractor shall return all surplus material to designated storage yard as mentioned in Annexure-2 to SCC, as directed by Engineer-In-Charge. 7. The quantities mentioned above are tentative and may increase or decrease depending upon the site conditions/requirements. Items except above are covered separately. 8. Execution of pipeline laying in rocky starta shall be jointly recorded. 9.Bifurcation of Soil & Rocky starta shall be done based on the equipments used in trenching the pipeline section. For Rocky starta contractor have to use of rock breaking tool / rock hammer or other equivalent tools for preparation of trench with due approval of EIC. Supply and installation of padding materials (i.e, sand/soft soil) are inclusive in above items rate. Bidder has to quote accordingly. 10. Owner supplied 3 LPE Line Pipe & Bare Pipe required for pipeline laying activity shall be shifted from owner designated store located within Jamshedpur GA & Ranchi GA and payment are inculsive in above items rate. Bidder has to quote accordingly. 11. Supply of all valves, flanges, fittings, assorted pipes, barred tees & insulating Joints, etc. if required for piping works shall be paid by separate item mentioned elsewhere in SOR. 12. In above item, backfilling of pipeline trench by borrowed select soil duly approved by Owner / EIC shall be paid by separate item mentioned elsewhere in the SOR. 13. Rate for providing end cap / blind (if required) at both the ends for carrier pipeline as per specification is included in above quoted rates 15. The rates shall be applicable for all locations / region/ charge area within & around the GA. 16. Contractor shall ensure that no tree/plant cutting shall be carried out during Pipe Line Laying operations.Trenching shall be carried out manually if needed, so as to ensure no damage to plant/tree/OFC /water pipe line /foreign pipeline/telephone line/sewage line/electric cable and other under ground utilities. 17. Payment for items above under pipeline laying in all type of Rocky strata including hard rock of single piece exceeding 1.5 meter in any direction within the trench dimension with respect to length, width & depth and removal only by pneumatic chisel/ drill/ rock-breaker.Trenching in rockey starta shall be done by rock breaking tool / rock hammer. Supply and installation of padding materials (i.e, sand / soft soil) shall be done as per direction of EIC. Bidder to quote accordingly. 18. Bidder has to familiarise themself the entire pipeline route and all locations /region/ charge area within the GA and ascertain all type of eventuality/uncertaintity before qouting their bid. 19. Payment for carrying out liasioning & co-odrination utility/foreign pipeline crossings (if any) and obtaining permission / NOC from these authorities including assistance in ROU opening & closing and their maintainence/ management both side of the crossings shall be made under Sl. no. 273 (Item Code B001400) mentioned elsewhere in this SOR. 20. Crossings encounters in pipeline route with width of 6 meter & below shall be executed through above item rate, however crossings more than 6.0 meter shall be payable through crossing through HDD item available else where in SOR.
179.00 | PIPELINE LAYING / INSTALLATION BY HDD
180.00 | Complete work of laying of pipeline in restricted ROU along with adjacent road/nala (if minor road/nala falling under the laying profile and not considered under separate crossing) with two no. of HDPE duct for OFC by HDD method including "Receiving and taking over" owner supplied 3LPE coated line pipes from owner's designated place to issue/dump site(s) and transportation to contractor's stock yard/work site including all handling, loading, uploading, aligning etc. supply of all contractor supplied material including consumables, manpower, equipment, other resources to work site(s) and aquiring the required land for storage. Execution of, but not limited to, following works in accordance with specifications and instruction of engineer-in-charge and as per all provision of Contract Document.
181.00 | Pre-construction survey, necessary cover required over the carrier pipeline, based on site visit, collection of data (if required) from concerned Authority including design and detail engineering and making of drawings for getting their approval from concerned Authority/Engineer-in-charge, getting work permit/NOC for utlities crossings (if any) encounterd prior to start the execution of work.
182.00 | Drilling to required depth from top of ground (min 2.0 mtrs.) including maintenance of drill hole in all types of soil including pebbels, cobbles, boulders, structures etc. and all types of rocky starta, all depth to accommodate the pipeline at all conditions encountered by approved HDD methods for providing minimum cover specified in code/specification or the actual depth as decided by concerned authority, whichever is more.
183.00 | Laying of the pipeline by the approved HDD method including pipeline string prepration, welding, testing, 100% radiography by X-ray, welding repair and retest, coating of field joints with special type Dirax Heat Shrink Sleeve or equivalent (including supply of coating material) and repair of pipeline coating with special PERP-60E repair patch or equivalent material (including supply of repair patch) as per specification, pre-hydrotest of complete strings made for laying etc.
184.00 | Backfilling of the ditch/trench including restoration and clean-up of area, disposal of drilling fluid & waste etc. to the satisfaction of Engineer-in-charge and/or as directed by concerned Authority.
185.00 | Carrying out cleaning, gauging, water filling, pre-hydrotesting, of complete pipeline string in one section/ test sections as approved by EIC/RCM to specified test pressures (i.e.1.5 times of Design pressure) for 4 hours hold period; providing all equipment, pumps, test headers, fittings, pressure & temperature instruments etc., and services, supervision, labour, consumables, water, air, etc. as required; detection of leaks, if any occurred during pre-hydrotesting, attributable to Contractor and rectification of defects, re-testing after rectification with due approval of Owner, successful completion of pre-hydrotesting including dewatering of pipeline to acceptance criteria defined in the specifications. Supply of required quantity of corrosion inhibitor, if required for pre-testing of designated sections complete as per specification and approved by Engineer–in–charge (EIC)/ RCM. Note : 1. Leak detection, its rectification and successfully re-hydrotesting shall be carried out by Contractor with a view that completion of all activity for successful pre-hydrotesting should not be inordinately extended / delayed , which will hamper the overall project schedule. Further, no extra payment claim shall be entertained for re-hydrotesting, leak detection and their rectifications if defects found attributable to Contractor. 2. Payment for Gauging activity mentioned above shall be made under Sl. no. 243 (Item Code A001000) mentioned elsewhere in this SOR. 3. Payment for Post installation of hydrostatic testing activity shall be made under Sl. no. 248 (Item Code A001100) mentioned elsewhere in this SOR.
186.00 | Supply of HDPE duct and OFC shall be in the scope of GAIL/Client
187.00 | Digging of Entry and exit pit for carrying out HDD as per the instruction of EIC/GAIL GA Incharge
188.00 | Installation/laying of Coated Line Pipes as per following details:
189.00 | Specified dia Thk (mm) Material Coating Type Length of each pipe (mm) NB
190.00 | 200 6.4 API 5L Gr. X-52 3 Layer PE Double random Coating (Externally) (approx. 11.5 m to 12.5 m) NORMAL SOIL/HARD SOIL STRATA | 400.00 | Mtr |  | 8000.00 | 3200000.00 | 5500.00 | 2200000.00 | 10000.00 | 4000000.00 | 6500.00 | 2600000.00 | 5600.00 | 2240000.00 | 8000.00 | 3200000.00 | 2200000.00 | Vichitra Constructions Pvt Ltd
191.00 | 200 6.4 API 5L Gr. X-52 3 Layer PE Double random Coating (Externally) (approx. 11.5 m to 12.5 m) METAL SLAG/SLAG LUMP STRATA | 1300.00 | Mtr |  | 21000.00 | 27300000.00 | 17000.00 | 22100000.00 | 15000.00 | 19500000.00 | 7000.00 | 9100000.00 | 6500.00 | 8450000.00 | 12000.00 | 15600000.00 | 8450000.00 | Adorn Infra Energy Pvt. Ltd.
192.00 | 200 6.4 API 5L Gr. X-52 3 Layer PE Double random Coating (Externally) (approx. 11.5 m to 12.5 m) any type of ROCKY STRATA including Soft/Hard rock | 1000.00 | Mtr |  | 18500.00 | 18500000.00 | 24000.00 | 24000000.00 | 60000.00 | 60000000.00 | 28000.00 | 28000000.00 | 7800.00 | 7800000.00 | 10000.00 | 10000000.00 | 7800000.00 | Adorn Infra Energy Pvt. Ltd.
193.00 | 150 6.4 API 5L Gr. X-52 3 Layer PE Double random Coating (Externally) (approx. 11.5 m to 12.5 m) NORMAL SOIL/HARD SOIL STRATA | 100.00 | Mtr |  | 5000.00 | 500000.00 | 4400.00 | 440000.00 | 9000.00 | 900000.00 | 5500.00 | 550000.00 | 5600.00 | 560000.00 | 8000.00 | 800000.00 | 440000.00 | Vichitra Constructions Pvt Ltd
194.00 | 150 6.4 API 5L Gr. X-52 3 Layer PE Double random Coating (Externally) (approx. 11.5 m to 12.5 m) METAL SLAG/SLAG LUMP STRATA | 500.00 | Mtr |  | 17000.00 | 8500000.00 | 13000.00 | 6500000.00 | 12500.00 | 6250000.00 | 6000.00 | 3000000.00 | 6500.00 | 3250000.00 | 8000.00 | 4000000.00 | 3000000.00 | AMP INFRA PRIVATE LIMITED
195.00 | 150 6.4 API 5L Gr. X-52 3 Layer PE Double random Coating (Externally) (approx. 11.5 m to 12.5 m) any type of ROCKY STRATA including Soft/Hard rock | 700.00 | Mtr |  | 15500.00 | 10850000.00 | 14500.00 | 10150000.00 | 45000.00 | 31500000.00 | 20000.00 | 14000000.00 | 7800.00 | 5460000.00 | 8000.00 | 5600000.00 | 5460000.00 | Adorn Infra Energy Pvt. Ltd.
196.00 | Note: (i) Pipeline length are tentative and for various crossings/site locations wherein laying through open cut is not feasible. Tenderer are advised to visit the site for actual assessment of extent of laying and to access the maximum extent of cover which may have to be provided. Actual string length for HDD shall be as per design calculations so that pipe is not under stress as permitted by codes/ specifications. Final length of string shall be decided after decision of minimum cover requirement by concerned Authority/ Engineer-in-charge.
197.00 | (ii) Payment for the length of final tied-in carrier pipeline string are inclusive in the above item rate and no separate payment shall be made under other item mentioned elsewhere.
198.00 | (iii) The quantities mentioned above are tentative and may increase or decrease depending upon the site conditions/requirements. The quantity indicated against each item are for multiple shots and shall be as per requirement at site for laying at different locations.
199.00 | (iv) Contractor have to use rock drilling tool and all other accessries as required to make drill hole in rocky starta.
200.00 | (iv) Insertion / Pulling of 01 no/02 nos of HDPE duct ( as applicable in relevant SOR) and their blinding/plugging shall be in the scope of contractor and the rate for pulling is NOT included in above quoted rates. If required/Instructed by EIC/GAIL GA Incharge then it will be paid separately under relevant SOR mentioned elsewhere.Supply of HDPE duct and OFC shall be in the scope of GAIL/Client
201.00 | (v) HDD crossing of carrier pipe as well as 40 mm OFC Duct(one or two as per the instruction of EIC/GAIL GA Incharge) shall be carried out by suitabily strapping together both the carrier pipe & OFC Duct and pulled together in the same drill hole at site and as per the decision of EIC/RCM, Separate payment for HDD for HDPE duct shall be paid under relevant item elesewhere in SOR .
202.00 | (vi) Contractor shall not perform any pipeline related activities along the ROU without specified barricading/permission of EIC/RCM as per Std. Drg. and other safety measures.
203.00 | (vii)The above items rate shall be applicable for all locations / region/ charge area within & around the GA.
204.00 | viii) Payment for carrying out liasioning & co-odrination works for utility/foreign pipeline crossings (if any) and obtaining permission / NOC from these authorities including assistance in ROU opening & closing and their maintainence/ management both side of the crossings shall be made under Sl.no. 273 (item Code B001400) mentioned elsewhere in this SOR.
205.00 | ix). Crossings encounters in pipeline route with width of 6 meter & higher shall be executed through above item rate.
206.00 | BORROWED SELECT SOIL FOR BACKFILLING
207.00 | Additional work over and above item 1.0 for supply of specified and approved quality of borrowed local soft graded soil / sand in place of available excavated material and / or other suitable soil as per applicable standards / specifications, including backfilling of excavated trench for specified length after laying and padding of pipeline, including local transportation of such special backfill material over all distances, complete. | 30.00 | M3 |  | 580.00 | 17400.00 | 1000.00 | 30000.00 | 600.00 | 18000.00 | 600.00 | 18000.00 | 670.00 | 20100.00 | 250.00 | 7500.00 | 7500.00 | NOPS INFRASTRUCTURE PVT. LTD.
208.00 | SUPPLY OF WARNING MAT Supply of warning mat for pipeline as per the technical specification enclosed in the bid document. The material of warning mat shall be of high density polyethylene and non biodegradable type. It shall have non-toxic and anti rodent properties.
209.00 | 8" NB Pipeline | 800.00 | Mtr |  | 70.00 | 56000.00 | 85.00 | 68000.00 | 80.00 | 64000.00 | 53.00 | 42400.00 | 150.00 | 120000.00 | 65.00 | 52000.00 | 42400.00 | AMP INFRA PRIVATE LIMITED
210.00 | 6" NB Pipeline | 400.00 | Mtr |  | 70.00 | 28000.00 | 80.00 | 32000.00 | 80.00 | 32000.00 | 53.00 | 21200.00 | 150.00 | 60000.00 | 62.00 | 24800.00 | 21200.00 | AMP INFRA PRIVATE LIMITED
211.00 | EXCAVATION FOR PIPE TOP COVER BEYOND 1.5M DEPTH IN CASE OF CROSSING OF UTILITIES/ DRAIN/ CULVERTS ETC. THROUGH OPEN CUT UPTO THE FOLLOWING DEPTH (INCLUDING RESTORATION OF THE DAMAGED AREA TO ITS ORIGINAL CONDITION AND SATISFACTION OF THE ENGINEER-IN-CHARGE / CONCERNED AUTHORITIES) .THE OTHER ACTIVITIES ARE AS PER Sl.no. 143 (Item Code B00100)
212.00 | In Normal Surface / Unprepared surface (Katcha Surface)
213.00 | Deeper than 1.5 m & upto 2.5 m below existing level (for 200/150/100 mm NB Pipeline) | 10.00 | Mtr |  | 4000.00 | 40000.00 | 10.00 | 100.00 | 550.00 | 5500.00 | 250.00 | 2500.00 | 110.00 | 1100.00 | 950.00 | 9500.00 | 100.00 | Vichitra Constructions Pvt Ltd
214.00 | Deeper than 2.5 m & upto 4.5 m below existing level (for 200/150/100 mm NB Pipeline) | 5.00 | Mtr |  | 4000.00 | 20000.00 | 10.00 | 50.00 | 750.00 | 3750.00 | 250.00 | 1250.00 | 170.00 | 850.00 | 750.00 | 3750.00 | 50.00 | Vichitra Constructions Pvt Ltd
215.00 | Note: (i) Quantities indicated in tentative and for various locations.
216.00 | (ii) Prior permission from EIC is required before execution of above item.
217.00 | REPAIR OF DEFECT IN PIPES (NOT ATTRIBUTED TO CONTRACTOR)
218.00 | Repair of defects on Owner supplied linepipes of all grades and wall thickness as specified in following items, noted and recorded at the time of "receiving and taking over" by Contractor in the presence of Engineer-in-charge.
219.00 | Cutting and rebevelling for dents in bevels exceeding 3 mm in depth for pipe sizes:
220.00 | Specified OD, mm
221.00 | 219.1 | 1.00 | Nos. |  | 1000.00 | 1000.00 | 100.00 | 100.00 | 1650.00 | 1650.00 | 10000.00 | 10000.00 | 6700.00 | 6700.00 | 5.00 | 5.00 | 5.00 | NOPS INFRASTRUCTURE PVT. LTD.
222.00 | 168.3 | 1.00 | Nos. |  | 1000.00 | 1000.00 | 100.00 | 100.00 | 1350.00 | 1350.00 | 10000.00 | 10000.00 | 6700.00 | 6700.00 | 5.00 | 5.00 | 5.00 | NOPS INFRASTRUCTURE PVT. LTD.
223.00 | Jack out of dents in bevels ranging between 1 mm and 3 mm in depth for pipe sizes:
224.00 | Specified OD, mm
225.00 | 219.1 | 1.00 | Nos. |  | 1000.00 | 1000.00 | 100.00 | 100.00 | 1650.00 | 1650.00 | 1000.00 | 1000.00 | 6700.00 | 6700.00 | 5.00 | 5.00 | 5.00 | NOPS INFRASTRUCTURE PVT. LTD.
226.00 | 168.3 | 1.00 | Nos. |  | 1000.00 | 1000.00 | 100.00 | 100.00 | 1350.00 | 1350.00 | 1000.00 | 1000.00 | 6700.00 | 6700.00 | 5.00 | 5.00 | 5.00 | NOPS INFRASTRUCTURE PVT. LTD.
227.00 | REPAIR OF COATING DEFECTS (NOT ATTRIBUTED TO CONTRACTOR)
228.00 | Repair of Holiday in Coating (Noted and recorded at the time of "receiving and taking over")
229.00 | Supply of all coating repair materials as per requirements of specification to be compatible with line pipe coating material, supply of all consumables, utilities, equipments and all manpower required, pipe cleaning and surface preparation, repairing of coating defects (resulting in holiday) and testing including all handling, transportation, etc. for line pipes, performing all works necessary for the completion of the works stirctly in accordance with relevant specification and instructions of Engineer-In-Charge. This rate shall be applicable per sq. cm of the exposed steel area exposed steel area. | 20.00 | Sq. Cm |  | 600.00 | 12000.00 | 100.00 | 2000.00 | 10.00 | 200.00 | 1000.00 | 20000.00 | 670.00 | 13400.00 | 5.00 | 100.00 | 100.00 | NOPS INFRASTRUCTURE PVT. LTD.
230.00 | PERMANENT MARKERS
231.00 | Supply, fabrication and installation of all types of permanent markers along the route including all associated civil works such as excavation in all types of soil, construction in all types of soil, construction of pedestals and grouting with concrete, clearing, supply and application of approved colour and quality of primer and paint, stencil letter cutting for numbers, direction, change etc., restoration of area to original condition and performing all works as per drawing, specification and instruction of engineer-in-charge.
232.00 | Pipeline RCC boundary / route marker as per drawing | 100.00 | Nos. |  | 1600.00 | 160000.00 | 900.00 | 90000.00 | 1150.00 | 115000.00 | 1200.00 | 120000.00 | 1670.00 | 167000.00 | 1200.00 | 120000.00 | 90000.00 | Vichitra Constructions Pvt Ltd
233.00 | Pipeline warning markers with post & foundations | 75.00 | Nos. |  | 9500.00 | 712500.00 | 5500.00 | 412500.00 | 6800.00 | 510000.00 | 5400.00 | 405000.00 | 5600.00 | 420000.00 | 7200.00 | 540000.00 | 405000.00 | AMP INFRA PRIVATE LIMITED
234.00 | Pipeline direction marker with post & foundations | 5.00 | Nos. |  | 9500.00 | 47500.00 | 5500.00 | 27500.00 | 6800.00 | 34000.00 | 5400.00 | 27000.00 | 7800.00 | 39000.00 | 7200.00 | 36000.00 | 27000.00 | AMP INFRA PRIVATE LIMITED
235.00 | LEAK / BURST (ATTRIBUTABLE TO OWNER)
236.00 | All works for locating leak / burst in Company's supplied material only (occurred during hydro-static testing) including necessary repairing/replacing defective pipe lengths including cutting and out and removing the defective pipe, pre-testing and welding of replacement pipe, NDT of welds, repair and retesting of defective welds, coating/painting of replacement pipe, pretesting the replacement pipe into mainline/branch line, coating/painting of welding joints, cleanup, retesting including cost of all labour materials, consumables and performing all works in accordance with the provisions of the Contract document and as directed by Owner /Engineer-in-charge/ Engineer in-charge
237.00 | For 8" NB Line | 1.00 | LS |  | 7000.00 | 7000.00 | 1000.00 | 1000.00 | 3500.00 | 3500.00 | 10000.00 | 10000.00 | 114500.00 | 114500.00 | 11.00 | 11.00 | 11.00 | NOPS INFRASTRUCTURE PVT. LTD.
238.00 | For 6" NB Line | 1.00 | LS |  | 7000.00 | 7000.00 | 1000.00 | 1000.00 | 2500.00 | 2500.00 | 10000.00 | 10000.00 | 114500.00 | 114500.00 | 11.00 | 11.00 | 11.00 | NOPS INFRASTRUCTURE PVT. LTD.
239.00 | Note:
240.00 | (i) This rate is applicable for manufacturing defects in Owner supplied material only.
241.00 | (ii) Leak detection, its rectification and successfully re-hydrotesting shall be carried out as per approved procedure by Contractor with a view that completion of all activity for successful hydrotesting is not inordinalely extended which will hamper the overall project schedule.
242.00 | GAUGING (APPLICABLE FOR MAIN STEEL PIPELINE HYDROSTATIC TEST, PRE & POST INSTALLATION HYDROSTATIC TEST FOR CROSSINGS) (Excluding standalone crossing)
243.00 | As per specification and procedure approved by Engineer–in–charge (EIC)/ RCM.
244.00 | 200 6.4 API 5L Gr. X-52 3 Layer PE Double random Coating (Externally) (approx. 11.5 m to 12.5 m) | 3500.00 | Mtr |  | 100.00 | 350000.00 | 50.00 | 175000.00 | 1000.00 | 3500000.00 | 100.00 | 350000.00 | 110.00 | 385000.00 | 110.00 | 385000.00 | 175000.00 | Vichitra Constructions Pvt Ltd
245.00 | 150 6.4 API 5L Gr. X-52 3 Layer PE Double random Coating (Externally) (approx. 11.5 m to 12.5 m) | 1700.00 | Mtr |  | 100.00 | 170000.00 | 50.00 | 85000.00 | 1000.00 | 1700000.00 | 75.00 | 127500.00 | 110.00 | 187000.00 | 110.00 | 187000.00 | 85000.00 | Vichitra Constructions Pvt Ltd
246.00 | NOTE- (i) The quantities mentioned against the above SOR items are tentative and may vary depening upon the site condition during execution stage. (ii) The total quantities mentioned against the above SOR items are applicable for main steel pipeline and multiple/various crossings at different location within GA . (iii) Payment for above item shall be made only for the certified executed length of pipeline by Engineer–in–charge (EIC)/ RCM. (iv) The requirement of gauging of main steel pipeline, prehydrotest & after pulling of HDD section shall be carried out as per MECON specification / OISD / PNGRB and same shall be approved by Engineer–in–charge (EIC)/ RCM.
247.00 | HYDROSTATIC TESTING OF BURIED PIPELINE (Excluding standalone crossing)
248.00 | Carrying out cleaning, gauging, pigging and hydrostatic testing of complete pipeline section laid by HDD/Opencut method as approved by EIC/RCM to specified pressures (i.e. 1.5 times of the design pressure) for 24 hours holding period; providing all equipment, pumps, test headers, fittings, instruments, dead weight tester, pressure recorder, tempearature recorder , pressure & temperature gauge etc., and services, supervision, labour, consumables, water including supply of corrosion inhibitor, air, etc. as required for successful completion of hydrotesting of pipeline to acceptance criteria as per specifications, codes, approved drawings, calculations, methods and as directed by Engineer-in-charge and provision of contract document. Complete dewatering and swabbing of the pipeline as per specification and to the entire satisfaction of the EIC/RCM.
249.00 | 200 6.4 API 5L Gr. X-52 3 Layer PE Double random Coating (Externally) (approx. 11.5 m to 12.5 m) | 3500.00 | Mtr |  | 100.00 | 350000.00 | 350.00 | 1225000.00 | 800.00 | 2800000.00 | 100.00 | 350000.00 | 150.00 | 525000.00 | 65.00 | 227500.00 | 227500.00 | NOPS INFRASTRUCTURE PVT. LTD.
250.00 | 150 6.4 API 5L Gr. X-52 3 Layer PE Double random Coating (Externally) (approx. 11.5 m to 12.5 m) | 1700.00 | Mtr |  | 100.00 | 170000.00 | 300.00 | 510000.00 | 700.00 | 1190000.00 | 75.00 | 127500.00 | 150.00 | 255000.00 | 65.00 | 110500.00 | 110500.00 | NOPS INFRASTRUCTURE PVT. LTD.
251.00 | Notes: i) The above quantity is not for a single section but for no. of sections for pipeline laying. ii) The quantities mentioned against the above SOR items are tentative and may vary depening upon the site condition during excecution stage. iii) Payment for Gauging activity mentioned above shall be made under Sl no. 243 (Item Code B001000) mentioned elsewhere in this SOR.
252.00 | Drying by Vacuum drying / Super air drying / Super dry nitrogen
253.00 | Complete work of carrying out drying by Vacuum drying / Super air drying / Super dry nitrogen & commissioning of pipeline section including supply of manpower, equipments & consumables (nitrogen reqiured for purging etc.), materials for all temporary works and performing all associated works, complete as per the relevant specifications, other provisions of Contract document and instructions of Engineer-in-Charge.
254.00 | 200 6.4 API 5L Gr. X-52 3 Layer PE Double random Coating (Externally) (approx. 11.5 m to 12.5 m) | 3500.00 | Mtr |  | 145.00 | 507500.00 | 50.00 | 175000.00 | 35.00 | 122500.00 | 100.00 | 350000.00 | 159.00 | 556500.00 | 100.00 | 350000.00 | 122500.00 | Shanti Infraconstruct Pvt. Ltd.
255.00 | 150 6.4 API 5L Gr. X-52 3 Layer PE Double random Coating (Externally) (approx. 11.5 m to 12.5 m) | 1700.00 | Mtr |  | 145.00 | 246500.00 | 40.00 | 68000.00 | 30.00 | 51000.00 | 75.00 | 127500.00 | 159.00 | 270300.00 | 100.00 | 170000.00 | 51000.00 | Shanti Infraconstruct Pvt. Ltd.
256.00 | Note: The quantities mentioned above for various pipeline sections. Final methodology of drying shall be decided by EIC at the time of execution.
257.00 | COMMISSIONING ASSISTANCE / COMMISSIONING FOR UNDERGROUND PIPELINE LENGTH AND STATIONS
258.00 | 200 6.4 API 5L Gr. X-52 3 Layer PE Double random Coating (Externally) (approx. 11.5 m to 12.5 m) | 3500.00 | Mtr |  | 20.00 | 70000.00 | 20.00 | 70000.00 | 15.00 | 52500.00 | 50.00 | 175000.00 | 55.00 | 192500.00 | 65.00 | 227500.00 | 52500.00 | Shanti Infraconstruct Pvt. Ltd.
259.00 | 150 6.4 API 5L Gr. X-52 3 Layer PE Double random Coating (Externally) (approx. 11.5 m to 12.5 m) | 1700.00 | Mtr |  | 20.00 | 34000.00 | 15.00 | 25500.00 | 12.00 | 20400.00 | 30.00 | 51000.00 | 55.00 | 93500.00 | 65.00 | 110500.00 | 20400.00 | Shanti Infraconstruct Pvt. Ltd.
260.00 | Note:- The above rates are applicable for no. of pipeline sections.
261.00 | PRESERVATION OF PIPELINE
262.00 | Preservation of pipeline sections and associated facilities (in event of delay in ROU acquisition/statury permissions, comissioning, other unforeseen reasons) including supply of nitrogen, all consumables, all equipment, man-power, etc. complete as per the requirements of specifications, other provisions of Contract document and instructions of Engineer-in-charge.
263.00 | By filling and pressurizing with nitrogen to a pressure of 2 bar(g) for a period of one month.
264.00 | For 8" NB Line | 3500.00 | Mtr |  | 30.00 | 105000.00 | 20.00 | 70000.00 | 20.00 | 70000.00 | 30.00 | 105000.00 | 55.00 | 192500.00 | 18.00 | 63000.00 | 63000.00 | NOPS INFRASTRUCTURE PVT. LTD.
265.00 | For 6" NB Line | 1700.00 | Mtr |  | 30.00 | 51000.00 | 18.00 | 30600.00 | 19.00 | 32300.00 | 20.00 | 34000.00 | 55.00 | 93500.00 | 18.00 | 30600.00 | 30600.00 | NOPS INFRASTRUCTURE PVT. LTD., Vichitra Constructions Pvt Ltd
266.00 | For every additional period of one month or part thereof
267.00 | For 8" NB Line | 3500.00 | Mtr |  | 30.00 | 105000.00 | 5.00 | 17500.00 | 20.00 | 70000.00 | 20.00 | 70000.00 | 55.00 | 192500.00 | 18.00 | 63000.00 | 17500.00 | Vichitra Constructions Pvt Ltd
268.00 | For 6" NB Line | 1700.00 | Mtr |  | 30.00 | 51000.00 | 5.00 | 8500.00 | 19.00 | 32300.00 | 15.00 | 25500.00 | 55.00 | 93500.00 | 18.00 | 30600.00 | 8500.00 | Vichitra Constructions Pvt Ltd
269.00 | Notes: i) The above length is not for a single section but for no. of sections.
270.00 | ii) All accessrious ie;Two nos. of dished end caps and two nos tappings of 3/4 inches,PG to be considered per section and rate for the same shall be quoted by bidder under this item.
271.00 | iii) If month is partially complete, payment shall be made on prorata basis.
272.00 | PIPELINE LAYING LIASIONING & CO-ODRINATION (INCLUDING UTILITY CROSSING) AND OBTAINING PERMISSION / NOC FROM THE STATUATORY / CONCERNED AUTHORITIES. ASSISTANCE IN ROU OPENING & CLOSING AND THEIR MAINTAINENCE/ MANAGEMENT. (EXCLUDING STANDALONE CROSSINGS)
273.00 | Submitting request for (after obtaining the letter from client) permission , follow up , assisting in site inspections / route suevey / site report making/making site inspection drawings , submitting at designated offices , resubmission after correction , modification if required , soft and hard copy in nos. as required /if required in sizes , and collecting permission from the statuatory authorities including NHAI , PWD , Railways , Irrigation , Forest , Municipal Corporation, District administration, River Authority,SEZ etc. Obtaining work permits /NOC from various statutory authorities having jurisdiction before execution of the work and complying with all stipulations /conditions/recommendations of the said authorities. Only statutory fees shall be paid by the owner. Assistance in required length and width/restricted width of ROU opening & closing and their maintainence/ management both side of the crossings. | 1.00 | LS |  | 500000.00 | 500000.00 | 100000.00 | 100000.00 | 2000000.00 | 2000000.00 | 400000.00 | 400000.00 | 800000.00 | 800000.00 | 200000.00 | 200000.00 | 100000.00 | Vichitra Constructions Pvt Ltd
274.00 | TRANSPORTATION OF LINE PIPE
275.00 | "Receiving and taking over", handling, lifting, loading on trailers, transportation and unloading of Company supplied line pipe from any storage yard (other than the designated storage yard for the project) to worksite / contractor's storage yard/ any other storage yard or as decided by EIC. The above work also includes stacking the pipes on wooden sleepers/ sand pads. Above work shall be carried out as per standard drawing, specification, instruction of Owner and other provision of contract document. | 25000.00 | MT-KM |  | 25.00 | 625000.00 | 20.00 | 500000.00 | 200.00 | 5000000.00 | 20.00 | 500000.00 | 56.00 | 1400000.00 | 50.00 | 1250000.00 | 500000.00 | Vichitra Constructions Pvt Ltd, AMP INFRA PRIVATE LIMITED
276.00 | Notes: i) The quantities given in above item no. are tentative only and shall not be considered to be binding. The quantities may be increased, decreased or deleted as per the actual site requirement and instructions / recommendations of Owner. The unit rate shall be operated to work out the final payment to the contractor.
277.00 | ii) Above price shall be inclusive of all type of taxes & duties, transit insurance during transportation & other insurance etc. including all financial & commercial implication as per the tender document. No other payment except as per quoted unit rate & executed quantities will be payable by the Owner.
278.00 | iii) Safe storage of transported linepipe till installation , reconcillation & handingover to client shall be part of the above item.Contractor has been advised to quote accordingly.
279.00 | TRANSPORTATION OF FITTINGS, FLANGES, VALVES, BARREL, ANY OTHER MATERIAL AS PER PROJECT REQUIREMENT ..ETC
280.00 | "Receiving and taking over", handling, lifting, loading on truck, transportation and unloading of Company supplied DRS/MRS/, Metering Skids, fittings, flanges and valves ...etc from any storage yard (other than the designated storage yard for the project) to worksite / contractor's storage yard/ any other storage yard or as decided by EIC. The above work also includes stacking the DRS/MRS/Metering Skids, flanges, fittings and valves etc. properly. Above work shall be carried out as per standard drawing, specification, instruction of Owner and other provision of contract document. | 500.00 | MT-KM |  | 15.00 | 7500.00 | 25.00 | 12500.00 | 210.00 | 105000.00 | 100.00 | 50000.00 | 56.00 | 28000.00 | 250.00 | 125000.00 | 7500.00 | Mansi Ganga Builders and Engineers Pvt Ltd
281.00 | Notes: i) The quantities given in above item no. are tentative only and shall not be considered to be binding. The quantities may be increased, decreased or deleted as per the actual site requirement and instructions / recommendations of Owner. The unit rate shall be operated to work out the final payment to the contractor.
282.00 | ii) Above price shall be inclusive of all type of taxes & duties, transit insurance during transportation & other insurance etc. including all financial & commercial implication as per the tender document. No other payment except as per quoted unit rate & executed quantities will be payable by the Owner.
283.00 | iii) Safe storage of transported material till installation shall be part of the above item.Contractor has been advised to quote accordingly.
284.00 | Sub-Total Section B
285.00 | SECTION C - TCP Works
286.00 | (TEMPORARY CATHODIC PROTECTION WORKS)
287.00 | Design, detail engineering, Manufacturing, Inspection/FAT (Factory acceptance test), supply, Packing, insurance, transportation to site, storage at site, Handling, Transportation, Loading, installation, testing & commissioning of the temporary Cathodic protection system using Mg (Min 5.0 Kg Each) galvanic anodes to protect the external surface of 8"/6" dia x 8.4 km (appox.) long 3LPE Coated pipeline & associated works at Jamshedupur & Ranchi GA, against corrosion for a design life of minimum 2 year or till commissioning of PCP system whichever is later, as per standard specification No.- MEC/S/05/E9/016A for temporary cathodic protection system, Scope of work, Data Sheets & tender drawings. Scope shall also include but not limited to the following for completion of jobs:
288.00 | Soil resistivity Survey & soil/water chemical analysis
289.00 | Measurement of soil resistivity along the right of way of the main pipeline (At 500mtr Interval at depth of 1.5M, 2.5M & 3.5M) & collection of additional data as per specification for corrosion survey MEC/TS/05/21/016C & applicable NACE standard including preparation of Design, detailed engineering, preparation of design document, preparation of Test station schedule & Bill of Material. | 8.40 | KM |  | 3500.00 | 29400.00 | 5000.00 | 42000.00 | 35000.00 | 294000.00 | 9000.00 | 75600.00 | 1900.00 | 15960.00 | 7500.00 | 63000.00 | 15960.00 | Adorn Infra Energy Pvt. Ltd.
290.00 | Collection of soil & water samples along ROW at depth of 1M, 2M & 3M at every 5 km interval (Min 03 sample at each location) for its chemical & microbial analysis along the pipeline route as per specification for corrosion survey MEC/TS/05/21/016C & NACE Standard TM0106-2006 for detection of SRB, ARB & Total dissolved H2S etc. | 2.00 | No. |  | 4000.00 | 8000.00 | 7500.00 | 15000.00 | 30000.00 | 60000.00 | 10000.00 | 20000.00 | 5600.00 | 11200.00 | 22000.00 | 44000.00 | 8000.00 | Mansi Ganga Builders and Engineers Pvt Ltd
291.00 | Sacrificial anodes- Pre packed Mg anodes
292.00 | Prepacked Magnesium anodes for Carrier/Casing Pipe protection (Min 5.0 Kg Each) as per tender specification (1/2/3/4 Nos. of anodes). The total nos. of anodes shall be calculated as per the corrosion survey, soil chemical analysis, total weight and current requirement of the pipeline section. However, Min one anode is to be installed at every one KM with test station. | 12.00 | Nos. |  | 42000.00 | 504000.00 | 24000.00 | 288000.00 | 17000.00 | 204000.00 | 22000.00 | 264000.00 | 32000.00 | 384000.00 | 21500.00 | 258000.00 | 204000.00 | Shanti Infraconstruct Pvt. Ltd.
293.00 | Supply, laying, termination, Glanding and ferruling TCP-Cables--The Cables shall be annealed high conductivity, stranded copper conductor, 650/1100V grade, XLPE Insulated & PVC Sheathed in new/existing test stations and junction boxes.
294.00 | 1c x 6 mm2 - Anode tail cable - unarmored | 150.00 | Mtr |  | 320.00 | 48000.00 | 200.00 | 30000.00 | 375.00 | 56250.00 | 350.00 | 52500.00 | 540.00 | 81000.00 | 250.00 | 37500.00 | 30000.00 | Vichitra Constructions Pvt Ltd
295.00 | 1 core x 6 mm2 - Potential Measurement, TLP to pipeline, armoured | 200.00 | Mtr |  | 430.00 | 86000.00 | 250.00 | 50000.00 | 400.00 | 80000.00 | 380.00 | 76000.00 | 540.00 | 108000.00 | 350.00 | 70000.00 | 50000.00 | Vichitra Constructions Pvt Ltd
296.00 | 1 core x 10 mm2 - current measurement cable & Pipeline to Test station- armoured | 200.00 | Mtr |  | 430.00 | 86000.00 | 300.00 | 60000.00 | 425.00 | 85000.00 | 440.00 | 88000.00 | 540.00 | 108000.00 | 450.00 | 90000.00 | 60000.00 | Vichitra Constructions Pvt Ltd
297.00 | 1 core x 25 mm2 -Bonding, Earthing, Surge diverter, HT line, etc. | 150.00 | Mtr |  | 628.00 | 94200.00 | 450.00 | 67500.00 | 500.00 | 75000.00 | 550.00 | 82500.00 | 540.00 | 81000.00 | 600.00 | 90000.00 | 67500.00 | Vichitra Constructions Pvt Ltd
298.00 | Test Stations
299.00 | New test stations Normal Size-(Weather Proof with IP-55) as per tender drawings with name plate | 10.00 | Nos. |  | 62000.00 | 620000.00 | 35000.00 | 350000.00 | 21000.00 | 210000.00 | 25000.00 | 250000.00 | 56000.00 | 560000.00 | 35000.00 | 350000.00 | 210000.00 | Shanti Infraconstruct Pvt. Ltd.
300.00 | New test stations Big Size-(Weather Proof with IP-55) suitable for Polarisation Cells as per tender drawings with name plate | 2.00 | Nos. |  | 75000.00 | 150000.00 | 45000.00 | 90000.00 | 23000.00 | 46000.00 | 30000.00 | 60000.00 | 56000.00 | 112000.00 | 50000.00 | 100000.00 | 46000.00 | Shanti Infraconstruct Pvt. Ltd.
301.00 | All Cable to pipe connections by Exothermic Process or Pin Brazing for all sizes (Upto 1C x 25mm2) for complete TCP system of whole pipeline. | 1.00 | LS |  | 100000.00 | 100000.00 | 75000.00 | 75000.00 | 125000.00 | 125000.00 | 200000.00 | 200000.00 | 250000.00 | 250000.00 | 375000.00 | 375000.00 | 75000.00 | Vichitra Constructions Pvt Ltd
302.00 | Solid State type Polarisation cells (3.7 kA @ 30 Cycle) for HT power line crossings (66KV & above). | 2.00 | Nos. |  | 105000.00 | 210000.00 | 175000.00 | 350000.00 | 18000.00 | 36000.00 | 140000.00 | 280000.00 | 230000.00 | 460000.00 | 295000.00 | 590000.00 | 36000.00 | Shanti Infraconstruct Pvt. Ltd.
303.00 | 20 Kg Sacrificial Zinc anodes for HT line crossing, Earthing of block valves on Cathodically Protected portion of pipeline. | 4.00 | Nos. |  | 85000.00 | 340000.00 | 35000.00 | 140000.00 | 20000.00 | 80000.00 | 25000.00 | 100000.00 | 67000.00 | 268000.00 | 32000.00 | 128000.00 | 80000.00 | Shanti Infraconstruct Pvt. Ltd.
304.00 | Cu-wire mitigator for AC Mitigation encased in low resistance backfill with corrosion inhibitors and braiding (M/s MATCOR make or equivalent) (20 Mtr wire shall be installed on each side of HT crossing, Cables running parallel etc). | 40.00 | Mtr |  | 3000.00 | 120000.00 | 3000.00 | 120000.00 | 1200.00 | 48000.00 | 1200.00 | 48000.00 | 6500.00 | 260000.00 | 4200.00 | 168000.00 | 48000.00 | Shanti Infraconstruct Pvt. Ltd., AMP INFRA PRIVATE LIMITED
305.00 | Solid state Surge Diverters rating 100 kA (10/350 uS) for Insulating Joints. | 4.00 | Nos. |  | 24000.00 | 96000.00 | 30000.00 | 120000.00 | 25000.00 | 100000.00 | 25000.00 | 100000.00 | 34590.00 | 138360.00 | 32000.00 | 128000.00 | 96000.00 | Mansi Ganga Builders and Engineers Pvt Ltd
306.00 | HDPE sheet (Non-toxic and Rodent Resistant, 6mm thick & 5000mm wide (1200mmx5)) between the GAIL pipeline and the other CP protected foreign pipelines at the crossing locations for providing electrical isolation. | 100.00 | Mtr |  | 1800.00 | 180000.00 | 1000.00 | 100000.00 | 1500.00 | 150000.00 | 1200.00 | 120000.00 | 890.00 | 89000.00 | 2250.00 | 225000.00 | 89000.00 | Adorn Infra Energy Pvt. Ltd.
307.00 | Supply, installation, testing, commissioning of the complete earthing protection system, earth electrodes/ pit, earth main ring, earthing of electrical equipments, instrument panels, field instruments, process equipments and pipes/ flanges including all associated civil work with all material and labour as per specification and drawings approved by the company.
308.00 | Earthing Electrodes 65mm dia x 3mtr long & 4.5 mm thick GI pipe for earthing of cathodically unprotected pipeline at CNG station/consumer station/DRS station/Metering skid and earthing. Total grounding resistance shall be limited to 2-3 Ohm max. | 4.00 | Nos. |  | 3000.00 | 12000.00 | 20000.00 | 80000.00 | 16000.00 | 64000.00 | 21000.00 | 84000.00 | 17600.00 | 70400.00 | 20000.00 | 80000.00 | 12000.00 | Mansi Ganga Builders and Engineers Pvt Ltd
309.00 | GI Strip (50X6) mm | 150.00 | Mtr |  | 200.00 | 30000.00 | 500.00 | 75000.00 | 375.00 | 56250.00 | 310.00 | 46500.00 | 270.00 | 40500.00 | 450.00 | 67500.00 | 30000.00 | Mansi Ganga Builders and Engineers Pvt Ltd
310.00 | GI Strip (25X3) mm | 150.00 | Mtr |  | 130.00 | 19500.00 | 500.00 | 75000.00 | 225.00 | 33750.00 | 210.00 | 31500.00 | 270.00 | 40500.00 | 300.00 | 45000.00 | 19500.00 | Mansi Ganga Builders and Engineers Pvt Ltd
311.00 | Copper Strip (25X3) mm | 100.00 | Mtr |  | 450.00 | 45000.00 | 1200.00 | 120000.00 | 850.00 | 85000.00 | 1000.00 | 100000.00 | 410.00 | 41000.00 | 1000.00 | 100000.00 | 41000.00 | Adorn Infra Energy Pvt. Ltd.
312.00 | GI Wire (8mm-Stranded), Cu- wire rope (Min 8 mm dia solid) and all balance earthing material including copper strip (50 mm x 2 mm thick) jumper for flanges etc. as per the specification for all stations. | 1.00 | Lot |  | 15000.00 | 15000.00 | 30000.00 | 30000.00 | 11000.00 | 11000.00 | 5000.00 | 5000.00 | 2800.00 | 2800.00 | 200000.00 | 200000.00 | 2800.00 | Adorn Infra Energy Pvt. Ltd.
313.00 | Monitoring of the TCP system, on monthly basis, till commissioning of the permanent cathodic protection system. | 24.00 | Months |  | 9200.00 | 220800.00 | 10000.00 | 240000.00 | 125000.00 | 3000000.00 | 20000.00 | 480000.00 | 18900.00 | 453600.00 | 40000.00 | 960000.00 | 220800.00 | Mansi Ganga Builders and Engineers Pvt Ltd
314.00 | Polarisation coupons (100 mmx 100mm) with Magnetic reed switch as per NACE SP 104 with permanent ref cell. | 2.00 | Nos. |  | 17500.00 | 35000.00 | 15000.00 | 30000.00 | 4000.00 | 8000.00 | 24000.00 | 48000.00 | 26500.00 | 53000.00 | 22000.00 | 44000.00 | 8000.00 | Shanti Infraconstruct Pvt. Ltd.
315.00 | Sub-Total Section C
316.00 | SECTION-D [ PIPING & MECHANICAL WORKS ]
317.00 | SUPPLY OF ASSORTED PIPE, FITTINGS AND FLANGES
318.00 | Complete work of supply of pipes, fittings and flanges including all taxes, duties, transportation and inspection charges but not limited to the following items in accordance with relevant specifications indicated in clause of SCC & scope of work indicated in SCC, drawings, specification and instructions of Engineer-in-charge and as per all provisions of the CONTRACT DOCUMENT.
319.00 | Handling including lifting, transportation from Contractor Stores to CONTRACTOR's workshop for fabrication and/ or to work site for field fabrication and erection for all piping items supplied by Contractor.
320.00 | CARBON STEEL PIPES
321.00 | 8" NB, 7.9 mm , API 5L, Gr. B, PSL-2, Seamless, BE | 12.00 | Mtr |  | 6500.00 | 78000.00 | 8000.00 | 96000.00 | 4890.00 | 58680.00 | 3500.00 | 42000.00 | 6780.00 | 81360.00 | 7800.00 | 93600.00 | 42000.00 | AMP INFRA PRIVATE LIMITED
322.00 | 6"NB, S40, ASTM A106, Gr. B (Charpy), Seamless, BE | 18.00 | Mtr |  | 5400.00 | 97200.00 | 6000.00 | 108000.00 | 4550.00 | 81900.00 | 3000.00 | 54000.00 | 5470.00 | 98460.00 | 7200.00 | 129600.00 | 54000.00 | AMP INFRA PRIVATE LIMITED
323.00 | 4"NB, S40, ASTM A106, Gr. B (Charpy), Seamless, BE | 48.00 | Mtr |  | 4500.00 | 216000.00 | 4000.00 | 192000.00 | 3250.00 | 156000.00 | 2800.00 | 134400.00 | 3260.00 | 156480.00 | 6200.00 | 297600.00 | 134400.00 | AMP INFRA PRIVATE LIMITED
324.00 | 2" NB, XS, ASTM A106, Gr. B (Charpy), Seamless, BE | 36.00 | Mtr |  | 2000.00 | 72000.00 | 1500.00 | 54000.00 | 1850.00 | 66600.00 | 2500.00 | 90000.00 | 2260.00 | 81360.00 | 4800.00 | 172800.00 | 54000.00 | Vichitra Constructions Pvt Ltd
325.00 | 1" NB, XS, ASTM A106, Gr. B, Seamless, PE | 3.00 | Mtr |  | 1200.00 | 3600.00 | 1100.00 | 3300.00 | 1520.00 | 4560.00 | 2000.00 | 6000.00 | 1560.00 | 4680.00 | 2200.00 | 6600.00 | 3300.00 | Vichitra Constructions Pvt Ltd
326.00 | 3/4" NB, S160, ASTM A106, Gr. B, Seamless, PE | 3.00 | Mtr |  | 900.00 | 2700.00 | 1100.00 | 3300.00 | 1510.00 | 4530.00 | 2000.00 | 6000.00 | 1150.00 | 3450.00 | 1800.00 | 5400.00 | 2700.00 | Mansi Ganga Builders and Engineers Pvt Ltd
327.00 | FLANGES
328.00 | Weld Neck (B-16.5, A105(Charpy), 125 AARH, RF) (End Thickness to match pipe thickness)
329.00 | 8" NB, 300# | 2.00 | Nos. |  | 8500.00 | 17000.00 | 6000.00 | 12000.00 | 5600.00 | 11200.00 | 6000.00 | 12000.00 | 11700.00 | 23400.00 | 5500.00 | 11000.00 | 11000.00 | NOPS INFRASTRUCTURE PVT. LTD.
330.00 | 6" NB, 300# | 2.00 | Nos. |  | 4487.00 | 8974.00 | 4000.00 | 8000.00 | 4100.00 | 8200.00 | 4500.00 | 9000.00 | 7600.00 | 15200.00 | 4500.00 | 9000.00 | 8000.00 | Vichitra Constructions Pvt Ltd
331.00 | 4" NB, 300# | 6.00 | Nos. |  | 2800.00 | 16800.00 | 2500.00 | 15000.00 | 2900.00 | 17400.00 | 2500.00 | 15000.00 | 3260.00 | 19560.00 | 3600.00 | 21600.00 | 15000.00 | Vichitra Constructions Pvt Ltd, AMP INFRA PRIVATE LIMITED
332.00 | 2" NB, 300# | 10.00 | Nos. |  | 1800.00 | 18000.00 | 1500.00 | 15000.00 | 1200.00 | 12000.00 | 2000.00 | 20000.00 | 2490.00 | 24900.00 | 2800.00 | 28000.00 | 12000.00 | Shanti Infraconstruct Pvt. Ltd.
333.00 | 1" NB, Socket Welded (B-16.5, A105, 125 AARH, SW end to B16.5), 300# | 2.00 | Nos. |  | 1500.00 | 3000.00 | 500.00 | 1000.00 | 900.00 | 1800.00 | 1000.00 | 2000.00 | 1890.00 | 3780.00 | 1900.00 | 3800.00 | 1000.00 | Vichitra Constructions Pvt Ltd
334.00 | 3/4" NB, Socket Welded (B-16.5, A105, 125 AARH, SW end to B16.5), 300# | 8.00 | Nos. |  | 1400.00 | 11200.00 | 400.00 | 3200.00 | 600.00 | 4800.00 | 700.00 | 5600.00 | 1560.00 | 12480.00 | 1250.00 | 10000.00 | 3200.00 | Vichitra Constructions Pvt Ltd
335.00 | Blind Flanges (B-16.5, A105 (Charpy), 125 AARH, RF)
336.00 | 8" NB | 2.00 | Nos. |  | 14500.00 | 29000.00 | 4000.00 | 8000.00 | 5300.00 | 10600.00 | 6000.00 | 12000.00 | 9450.00 | 18900.00 | 4200.00 | 8400.00 | 8000.00 | Vichitra Constructions Pvt Ltd
337.00 | 6" NB | 2.00 | Nos. |  | 12600.00 | 25200.00 | 3000.00 | 6000.00 | 4000.00 | 8000.00 | 4500.00 | 9000.00 | 6780.00 | 13560.00 | 3600.00 | 7200.00 | 6000.00 | Vichitra Constructions Pvt Ltd
338.00 | 4" NB | 4.00 | Nos. |  | 10800.00 | 43200.00 | 2000.00 | 8000.00 | 1750.00 | 7000.00 | 2500.00 | 10000.00 | 3480.00 | 13920.00 | 2550.00 | 10200.00 | 7000.00 | Shanti Infraconstruct Pvt. Ltd.
339.00 | 2" NB | 10.00 | Nos. |  | 6800.00 | 68000.00 | 700.00 | 7000.00 | 1000.00 | 10000.00 | 2000.00 | 20000.00 | 3280.00 | 32800.00 | 2100.00 | 21000.00 | 7000.00 | Vichitra Constructions Pvt Ltd
340.00 | 1" NB, Blind Flanges (B-16.5, A105, 125 AARH, RF) | 2.00 | Nos. |  | 3200.00 | 6400.00 | 500.00 | 1000.00 | 800.00 | 1600.00 | 1000.00 | 2000.00 | 2250.00 | 4500.00 | 1800.00 | 3600.00 | 1000.00 | Vichitra Constructions Pvt Ltd
341.00 | 3/4" NB, Blind Flanges (B-16.5, A105, 125 AARH, RF) | 8.00 | Nos. |  | 2500.00 | 20000.00 | 400.00 | 3200.00 | 600.00 | 4800.00 | 700.00 | 5600.00 | 1689.00 | 13512.00 | 1200.00 | 9600.00 | 3200.00 | Vichitra Constructions Pvt Ltd
342.00 | ELBOW, 90° Elbow (A234, Gr. WPB (Charpy), B-16.9, 1.5D), BW
343.00 | 8" NB, 7.9 mm | 2.00 | Nos. |  | 5800.00 | 11600.00 | 6000.00 | 12000.00 | 4400.00 | 8800.00 | 4500.00 | 9000.00 | 6510.00 | 13020.00 | 3800.00 | 7600.00 | 7600.00 | NOPS INFRASTRUCTURE PVT. LTD.
344.00 | 6" NB, S40 | 2.00 | Nos. |  | 2800.00 | 5600.00 | 5000.00 | 10000.00 | 4000.00 | 8000.00 | 3500.00 | 7000.00 | 2790.00 | 5580.00 | 3200.00 | 6400.00 | 5580.00 | Adorn Infra Energy Pvt. Ltd.
345.00 | 4" NB, S40 | 2.00 | Nos. |  | 1350.00 | 2700.00 | 4000.00 | 8000.00 | 4000.00 | 8000.00 | 3000.00 | 6000.00 | 2560.00 | 5120.00 | 2000.00 | 4000.00 | 2700.00 | Mansi Ganga Builders and Engineers Pvt Ltd
346.00 | 2" NB, XS | 16.00 | Nos. |  | 920.00 | 14720.00 | 500.00 | 8000.00 | 1200.00 | 19200.00 | 1500.00 | 24000.00 | 1190.00 | 19040.00 | 850.00 | 13600.00 | 8000.00 | Vichitra Constructions Pvt Ltd
347.00 | ELBOW, 45° Elbow (A234, Gr. WPB (Charpy), B-16.9, 1.5D), BW
348.00 | 8" NB | 2.00 | Nos. |  | 3321.00 | 6642.00 | 4000.00 | 8000.00 | 4400.00 | 8800.00 | 2200.00 | 4400.00 | 6700.00 | 13400.00 | 3250.00 | 6500.00 | 4400.00 | AMP INFRA PRIVATE LIMITED
349.00 | 6" NB | 2.00 | Nos. |  | 2250.00 | 4500.00 | 3000.00 | 6000.00 | 4000.00 | 8000.00 | 1700.00 | 3400.00 | 3690.00 | 7380.00 | 2850.00 | 5700.00 | 3400.00 | AMP INFRA PRIVATE LIMITED
350.00 | 4" NB | 2.00 | Nos. |  | 1020.00 | 2040.00 | 1000.00 | 2000.00 | 4000.00 | 8000.00 | 1500.00 | 3000.00 | 2450.00 | 4900.00 | 2350.00 | 4700.00 | 2000.00 | Vichitra Constructions Pvt Ltd
351.00 | 2" NB | 2.00 | Nos. |  | 520.00 | 1040.00 | 330.00 | 660.00 | 1200.00 | 2400.00 | 750.00 | 1500.00 | 2100.00 | 4200.00 | 1200.00 | 2400.00 | 660.00 | Vichitra Constructions Pvt Ltd
352.00 | TEE, Equal / Reducing Tee (A234, Gr. WPB (Charpy), B-16.9, 1.5D), BW
353.00 | 8"X8"X8", 7.9 mm | 1.00 | Nos. |  | 8500.00 | 8500.00 | 8000.00 | 8000.00 | 9000.00 | 9000.00 | 6000.00 | 6000.00 | 6590.00 | 6590.00 | 2850.00 | 2850.00 | 2850.00 | NOPS INFRASTRUCTURE PVT. LTD.
354.00 | 6"X6"X6", S40 | 1.00 | Nos. |  | 2560.00 | 2560.00 | 6000.00 | 6000.00 | 4500.00 | 4500.00 | 3500.00 | 3500.00 | 3790.00 | 3790.00 | 2350.00 | 2350.00 | 2350.00 | NOPS INFRASTRUCTURE PVT. LTD.
355.00 | 4"X4"X4", S40 | 1.00 | Nos. |  | 1320.00 | 1320.00 | 4000.00 | 4000.00 | 4000.00 | 4000.00 | 3000.00 | 3000.00 | 2990.00 | 2990.00 | 2100.00 | 2100.00 | 1320.00 | Mansi Ganga Builders and Engineers Pvt Ltd
356.00 | 2"X2"X2", XS | 10.00 | Nos. |  | 920.00 | 9200.00 | 900.00 | 9000.00 | 2600.00 | 26000.00 | 1500.00 | 15000.00 | 2290.00 | 22900.00 | 1150.00 | 11500.00 | 9000.00 | Vichitra Constructions Pvt Ltd
357.00 | TEE, Unequal / Reducing Tee (A234, Gr. WPB (Charpy), B-16.9, 1.5D), BW
358.00 | 8"X8"X6" (7.9 x S40) | 1.00 | Nos. |  | 11120.00 | 11120.00 | 10000.00 | 10000.00 | 6800.00 | 6800.00 | 6000.00 | 6000.00 | 6590.00 | 6590.00 | 2850.00 | 2850.00 | 2850.00 | NOPS INFRASTRUCTURE PVT. LTD.
359.00 | 8"X8"X4" (7.9 x S40) | 1.00 | Nos. |  | 11120.00 | 11120.00 | 8000.00 | 8000.00 | 6500.00 | 6500.00 | 6000.00 | 6000.00 | 3790.00 | 3790.00 | 2650.00 | 2650.00 | 2650.00 | NOPS INFRASTRUCTURE PVT. LTD.
360.00 | 6"X6"X4" (S40 x S40) | 1.00 | Nos. |  | 11120.00 | 11120.00 | 7000.00 | 7000.00 | 6000.00 | 6000.00 | 3500.00 | 3500.00 | 2990.00 | 2990.00 | 2350.00 | 2350.00 | 2350.00 | NOPS INFRASTRUCTURE PVT. LTD.
361.00 | 4"X4"X2" (S40 x XS) | 1.00 | Nos. |  | 5632.00 | 5632.00 | 4000.00 | 4000.00 | 4000.00 | 4000.00 | 3000.00 | 3000.00 | 2290.00 | 2290.00 | 2100.00 | 2100.00 | 2100.00 | NOPS INFRASTRUCTURE PVT. LTD.
362.00 | BARRED TEE (As per Standard Specification and Data Sheets enclsoed) (Bevel end thickness of run & branch size to match with connecting pipe thickness)
363.00 | 8" x8"x 8" (As per datasheet) | 1.00 | Nos. |  | 9500.00 | 9500.00 | 20000.00 | 20000.00 | 20000.00 | 20000.00 | 38000.00 | 38000.00 | 11500.00 | 11500.00 | 38700.00 | 38700.00 | 9500.00 | Mansi Ganga Builders and Engineers Pvt Ltd
364.00 | 6"x6"x6" (As per datasheet) | 1.00 | Nos. |  | 7600.00 | 7600.00 | 18000.00 | 18000.00 | 18000.00 | 18000.00 | 30000.00 | 30000.00 | 10200.00 | 10200.00 | 34500.00 | 34500.00 | 7600.00 | Mansi Ganga Builders and Engineers Pvt Ltd
365.00 | 6"x6"x4" (As per datasheet) | 2.00 | Nos. |  | 7200.00 | 14400.00 | 16000.00 | 32000.00 | 16000.00 | 32000.00 | 30000.00 | 60000.00 | 10200.00 | 20400.00 | 32000.00 | 64000.00 | 14400.00 | Mansi Ganga Builders and Engineers Pvt Ltd
366.00 | 8" x8"x 4" (As per datasheet) | 2.00 | Nos. |  | 9800.00 | 19600.00 | 16000.00 | 32000.00 | 18500.00 | 37000.00 | 38000.00 | 76000.00 | 9800.00 | 19600.00 | 33500.00 | 67000.00 | 19600.00 | Mansi Ganga Builders and Engineers Pvt Ltd, Adorn Infra Energy Pvt. Ltd.
367.00 | 4" x4"x 4" (As per datasheet) | 1.00 | Nos. |  | 6900.00 | 6900.00 | 12000.00 | 12000.00 | 7500.00 | 7500.00 | 25000.00 | 25000.00 | 7890.00 | 7890.00 | 31700.00 | 31700.00 | 6900.00 | Mansi Ganga Builders and Engineers Pvt Ltd
368.00 | SOCKOLET (A105, SW)
369.00 | 8" x ¾" (6000#) | 2.00 | Nos. |  | 2500.00 | 5000.00 | 750.00 | 1500.00 | 2700.00 | 5400.00 | 1250.00 | 2500.00 | 2160.00 | 4320.00 | 1250.00 | 2500.00 | 1500.00 | Vichitra Constructions Pvt Ltd
370.00 | 8" x 1" (6000#) | 1.00 | Nos. |  | 2200.00 | 2200.00 | 750.00 | 750.00 | 3500.00 | 3500.00 | 1500.00 | 1500.00 | 2290.00 | 2290.00 | 1050.00 | 1050.00 | 750.00 | Vichitra Constructions Pvt Ltd
371.00 | 6" x ¾" (6000#) | 4.00 | Nos. |  | 2000.00 | 8000.00 | 700.00 | 2800.00 | 1800.00 | 7200.00 | 1250.00 | 5000.00 | 1990.00 | 7960.00 | 840.00 | 3360.00 | 2800.00 | Vichitra Constructions Pvt Ltd
372.00 | 6" x 1" (6000#) | 1.00 | Nos. |  | 2000.00 | 2000.00 | 600.00 | 600.00 | 2900.00 | 2900.00 | 1500.00 | 1500.00 | 1990.00 | 1990.00 | 850.00 | 850.00 | 600.00 | Vichitra Constructions Pvt Ltd
373.00 | 4" x ¾" (6000#) | 8.00 | Nos. |  | 2000.00 | 16000.00 | 400.00 | 3200.00 | 900.00 | 7200.00 | 1250.00 | 10000.00 | 1980.00 | 15840.00 | 750.00 | 6000.00 | 3200.00 | Vichitra Constructions Pvt Ltd
374.00 | 4" x 1" (6000#) | 1.00 | Nos. |  | 2000.00 | 2000.00 | 400.00 | 400.00 | 1500.00 | 1500.00 | 1500.00 | 1500.00 | 1990.00 | 1990.00 | 650.00 | 650.00 | 400.00 | Vichitra Constructions Pvt Ltd
375.00 | WELDOLET (A105 (Charpy), BW)
376.00 | 8" x 2" (7.9 x XS) | 6.00 | Nos. |  | 2500.00 | 15000.00 | 1300.00 | 7800.00 | 1900.00 | 11400.00 | 2500.00 | 15000.00 | 3510.00 | 21060.00 | 1200.00 | 7200.00 | 7200.00 | NOPS INFRASTRUCTURE PVT. LTD.
377.00 | 6" x 2" (S40 x XS) | 8.00 | Nos. |  | 2300.00 | 18400.00 | 1200.00 | 9600.00 | 1850.00 | 14800.00 | 2500.00 | 20000.00 | 2690.00 | 21520.00 | 1100.00 | 8800.00 | 8800.00 | NOPS INFRASTRUCTURE PVT. LTD.
378.00 | 4" x 2" (S40 x XS) | 4.00 | Nos. |  | 2000.00 | 8000.00 | 1000.00 | 4000.00 | 1750.00 | 7000.00 | 2500.00 | 10000.00 | 2590.00 | 10360.00 | 950.00 | 3800.00 | 3800.00 | NOPS INFRASTRUCTURE PVT. LTD.
379.00 | Reducer (A 234 Gr. WPB (Charpy), BW)
380.00 | 8"x 4" (7.9 x XS) | 1.00 | Nos. |  | 1400.00 | 1400.00 | 4000.00 | 4000.00 | 3800.00 | 3800.00 | 6000.00 | 6000.00 | 3600.00 | 3600.00 | 5400.00 | 5400.00 | 1400.00 | Mansi Ganga Builders and Engineers Pvt Ltd
381.00 | 6"x 4" (S40 x S40) | 1.00 | Nos. |  | 1300.00 | 1300.00 | 3000.00 | 3000.00 | 3100.00 | 3100.00 | 4500.00 | 4500.00 | 2790.00 | 2790.00 | 4800.00 | 4800.00 | 1300.00 | Mansi Ganga Builders and Engineers Pvt Ltd
382.00 | 4" x 2" (S40 x XS) | 1.00 | Nos. |  | 1200.00 | 1200.00 | 950.00 | 950.00 | 2100.00 | 2100.00 | 4000.00 | 4000.00 | 2160.00 | 2160.00 | 4200.00 | 4200.00 | 950.00 | Vichitra Constructions Pvt Ltd
383.00 | INSULATING JOINTS (As per Standard Specification and Data Sheets enclosed)
384.00 | 8", 300# | 1.00 | Nos. |  | 105000.00 | 105000.00 | 175000.00 | 175000.00 | 105000.00 | 105000.00 | 120000.00 | 120000.00 | 139000.00 | 139000.00 | 132500.00 | 132500.00 | 105000.00 | Shanti Infraconstruct Pvt. Ltd., Mansi Ganga Builders and Engineers Pvt Ltd
385.00 | 6", 300# | 1.00 | Nos. |  | 80000.00 | 80000.00 | 12500.00 | 12500.00 | 80000.00 | 80000.00 | 100000.00 | 100000.00 | 85000.00 | 85000.00 | 125500.00 | 125500.00 | 12500.00 | Vichitra Constructions Pvt Ltd
386.00 | 4", 300# | 1.00 | Nos. |  | 45000.00 | 45000.00 | 50000.00 | 50000.00 | 42500.00 | 42500.00 | 65000.00 | 65000.00 | 65000.00 | 65000.00 | 98000.00 | 98000.00 | 42500.00 | Shanti Infraconstruct Pvt. Ltd.
387.00 | End Caps (A 234 Gr. WPB (Charpy), BW)
388.00 | 8", 7.9 mm | 2.00 | Nos. |  | 5000.00 | 10000.00 | 3200.00 | 6400.00 | 2200.00 | 4400.00 | 5000.00 | 10000.00 | 5600.00 | 11200.00 | 6200.00 | 12400.00 | 4400.00 | Shanti Infraconstruct Pvt. Ltd.
389.00 | 6", S40 | 2.00 | Nos. |  | 4500.00 | 9000.00 | 2500.00 | 5000.00 | 1200.00 | 2400.00 | 4000.00 | 8000.00 | 5600.00 | 11200.00 | 5400.00 | 10800.00 | 2400.00 | Shanti Infraconstruct Pvt. Ltd.
390.00 | 4", S40 | 2.00 | Nos. |  | 3000.00 | 6000.00 | 1500.00 | 3000.00 | 600.00 | 1200.00 | 3300.00 | 6600.00 | 5600.00 | 11200.00 | 4500.00 | 9000.00 | 1200.00 | Shanti Infraconstruct Pvt. Ltd.
391.00 | 2", Sch. XS | 2.00 | Nos. |  | 2500.00 | 5000.00 | 600.00 | 1200.00 | 350.00 | 700.00 | 1500.00 | 3000.00 | 5600.00 | 11200.00 | 3800.00 | 7600.00 | 700.00 | Shanti Infraconstruct Pvt. Ltd.
392.00 | Note:a) All butt welded fittings end shall generally match with connecting pipe wall thickness however in case of misalignment Contractor shall have to do end preparation without any extra cost.
393.00 | B) All coupling, nipples etc. as required shall be supplied by contractor but no separate payments shall be made as it is covered under erection rate.
394.00 | c) Quantities mentioned against each above sub-item of Sl.no. 368 (item Code D00200) are tentative and may increase or decrease during execution of work depending upon site requirement. Contractor required to supply materials after assessing the site requirement and in multiple lot or as per Release Order/ Sub Purchase Order wise. All material either in multiple lot or as per Release Order/ Sub Purchase Order wise or as decided by EIC shall be supplied by bidder within the quoted price.
395.00 | Supply of Valves
396.00 | Complete work of supply of valves including all taxes,duties,transportation and inspection charges but not limited to ,the following items in accordance with relevant Specifications & relevant Data Sheets indicated in scope of work indicated in SCC, drawings, specification and instructions of EIC and as perall provisions of the CONTRACT DOCUMENT.
397.00 | Plug Valves
398.00 | 2", BW, 300# | 2.00 | Nos. |  | 60000.00 | 120000.00 | 30000.00 | 60000.00 | 52500.00 | 105000.00 | 45000.00 | 90000.00 | 56000.00 | 112000.00 | 45500.00 | 91000.00 | 60000.00 | Vichitra Constructions Pvt Ltd
399.00 | Ball Valves
400.00 | 8", BW, FB(Fully welded), 300# | 1.00 | Nos. |  | 160000.00 | 160000.00 | 225000.00 | 225000.00 | 225000.00 | 225000.00 | 260000.00 | 260000.00 | 210000.00 | 210000.00 | 148000.00 | 148000.00 | 148000.00 | NOPS INFRASTRUCTURE PVT. LTD.
401.00 | 6", BW, FB(Fully welded), 300# | 1.00 | Nos. |  | 130000.00 | 130000.00 | 200000.00 | 200000.00 | 210000.00 | 210000.00 | 135000.00 | 135000.00 | 97800.00 | 97800.00 | 136000.00 | 136000.00 | 97800.00 | Adorn Infra Energy Pvt. Ltd.
402.00 | 4", BW, FB(Fully welded), 300# | 1.00 | Nos. |  | 80000.00 | 80000.00 | 110000.00 | 110000.00 | 190000.00 | 190000.00 | 78000.00 | 78000.00 | 65000.00 | 65000.00 | 84000.00 | 84000.00 | 65000.00 | Adorn Infra Energy Pvt. Ltd.
403.00 | 2", BW, FB(Fully welded), 300# | 1.00 | Nos. |  | 38000.00 | 38000.00 | 30000.00 | 30000.00 | 42000.00 | 42000.00 | 30000.00 | 30000.00 | 45000.00 | 45000.00 | 48500.00 | 48500.00 | 30000.00 | Vichitra Constructions Pvt Ltd, AMP INFRA PRIVATE LIMITED
404.00 | 2", FE, FB, 300# | 1.00 | Nos. |  | 45000.00 | 45000.00 | 30000.00 | 30000.00 | 39000.00 | 39000.00 | 30000.00 | 30000.00 | 45000.00 | 45000.00 | 46500.00 | 46500.00 | 30000.00 | Vichitra Constructions Pvt Ltd, AMP INFRA PRIVATE LIMITED
405.00 | 1", SW, FB, 800# | 1.00 | Nos. |  | 13000.00 | 13000.00 | 12000.00 | 12000.00 | 9500.00 | 9500.00 | 8000.00 | 8000.00 | 16700.00 | 16700.00 | 7500.00 | 7500.00 | 7500.00 | NOPS INFRASTRUCTURE PVT. LTD.
406.00 | 3/4", SW, FB, 800# | 2.00 | Nos. |  | 11000.00 | 22000.00 | 9000.00 | 18000.00 | 7000.00 | 14000.00 | 5200.00 | 10400.00 | 10900.00 | 21800.00 | 7500.00 | 15000.00 | 10400.00 | AMP INFRA PRIVATE LIMITED
407.00 | Globe Valves
408.00 | 2", FE, | 2.00 | Nos. |  | 26000.00 | 52000.00 | 30000.00 | 60000.00 | 19500.00 | 39000.00 | 30000.00 | 60000.00 | 67000.00 | 134000.00 | 46500.00 | 93000.00 | 39000.00 | Shanti Infraconstruct Pvt. Ltd.
409.00 | Note: Quantities mentioned against each above sub-item of Sl no. 412 (Item Code D00300) are tentative and may increase or decrease during execution of work depending upon site requirement. Contractor required to supply materials after assessing the site requirement and in multiple lot or as per Release Order/ Sub Purchase Order wise. All material either in multiple lot or as per Release Order/ Sub Purchase Order wise or as decided by EIC shall be supplied by bidder within the quoted price.
410.00 | ERECTION OF VALVES ( As per P & ID ) (Above Ground)
411.00 | Handling including lifting and transportation from COMPANY's warehouse to CONTRACTOR'S Stores and/or work site and installation of all types of valves including assembly of valve accessories, (if any) by bolting, threading or welding, supply and insertion of gaskets, nuts & bolts, nipples, etc. at all elevations of pipe sleepers, supports or overhead on racks, equipments nozzle, skid & painting etc. supply of all consumables, manpower, equipment, etc. for completion of all works as per scope of work and as per drawings, specifications and instructions of Engineer-in-charge including servicing/ cleaning of valve wherever requried.(This excludes erection of pipeline,other fittings,welding and Radiography)(Payment for welding and Radiography will be done separately under relevant SOR)
412.00 | Welded Valves (Full Bore/ Reduced Bore)
413.00 | 8" NB, 300# | 6.00 | Nos. |  | 3000.00 | 18000.00 | 8000.00 | 48000.00 | 8000.00 | 48000.00 | 6400.00 | 38400.00 | 5600.00 | 33600.00 | 7500.00 | 45000.00 | 18000.00 | Mansi Ganga Builders and Engineers Pvt Ltd
414.00 | 6" NB, 300# | 4.00 | Nos. |  | 2600.00 | 10400.00 | 6000.00 | 24000.00 | 6500.00 | 26000.00 | 4800.00 | 19200.00 | 5600.00 | 22400.00 | 6800.00 | 27200.00 | 10400.00 | Mansi Ganga Builders and Engineers Pvt Ltd
415.00 | 4" NB, 300# | 6.00 | Nos. |  | 2200.00 | 13200.00 | 4000.00 | 24000.00 | 6000.00 | 36000.00 | 3200.00 | 19200.00 | 5600.00 | 33600.00 | 5600.00 | 33600.00 | 13200.00 | Mansi Ganga Builders and Engineers Pvt Ltd
416.00 | 2" NB, 300# | 12.00 | Nos. |  | 2100.00 | 25200.00 | 2000.00 | 24000.00 | 4500.00 | 54000.00 | 1600.00 | 19200.00 | 5600.00 | 67200.00 | 4200.00 | 50400.00 | 19200.00 | AMP INFRA PRIVATE LIMITED
417.00 | Flanged Valves (Full Bore/ Reduced Bore)
418.00 | 2", 300# | 16.00 | Nos. |  | 2300.00 | 36800.00 | 2000.00 | 32000.00 | 2100.00 | 33600.00 | 1600.00 | 25600.00 | 5600.00 | 89600.00 | 3600.00 | 57600.00 | 25600.00 | AMP INFRA PRIVATE LIMITED
419.00 | Sockolet Welded Valve (Ball / Plug / Valves)
420.00 | 1" | 10.00 | Nos. |  | 1100.00 | 11000.00 | 1000.00 | 10000.00 | 2000.00 | 20000.00 | 800.00 | 8000.00 | 5600.00 | 56000.00 | 1200.00 | 12000.00 | 8000.00 | AMP INFRA PRIVATE LIMITED
421.00 | 3/4" | 15.00 | Nos. |  | 1100.00 | 16500.00 | 1000.00 | 15000.00 | 1800.00 | 27000.00 | 800.00 | 12000.00 | 5600.00 | 84000.00 | 1100.00 | 16500.00 | 12000.00 | AMP INFRA PRIVATE LIMITED
422.00 | Erection of Pipelines ( As per P & ID ) (Above Ground) along with all fittings except Valves etc
423.00 | Erection of pipelines ( As per P & ID ) (Above Ground)alongwith all fittings etc.including supply of studs,nuts,gasgets etc for making the line single piece for Gas-In and painting as per MECON Specification(Sizes upto 8") | 1600.00 | Inch Meter |  | 310.00 | 496000.00 | 500.00 | 800000.00 | 1000.00 | 1600000.00 | 800.00 | 1280000.00 | 450.00 | 720000.00 | 250.00 | 400000.00 | 400000.00 | NOPS INFRASTRUCTURE PVT. LTD.
424.00 | Welding of joints for pipeline erection,fittings and Valves as per MECON Specification (Sizes upto 8") | 1000.00 | Inch Dia |  | 490.00 | 490000.00 | 1500.00 | 1500000.00 | 900.00 | 900000.00 | 1000.00 | 1000000.00 | 670.00 | 670000.00 | 250.00 | 250000.00 | 250000.00 | NOPS INFRASTRUCTURE PVT. LTD.
425.00 | Hydrotesting of various dia station piping as per Specification (Sizes upto 8") | 1000.00 | Inch Meter |  | 55.00 | 55000.00 | 100.00 | 100000.00 | 300.00 | 300000.00 | 200.00 | 200000.00 | 70.00 | 70000.00 | 250.00 | 250000.00 | 55000.00 | Mansi Ganga Builders and Engineers Pvt Ltd
426.00 | Note : The above quantity is for aboveground piping only. Erection of underground valves(for Sectionalizing Valves,Tap Off and any other purpose as per the instructions of EIC/GAIL GA Incharge) already covered in mainline SOR.
427.00 | RADIOGRAPHY
428.00 | Performance of radiographic inspection by gamma radiation as per scope of work and as per specifications in piping of all types and thickness including providing/hiring of all necessary equipments, supply of all consumables, and whatever else even though not expressely mentioned but required to perform the work as per specifications and instructions of Engineer-in-Charge (full circle re-radiography of the repaired joint and additional radiography necessitated due to poor performance of contractor's welder shall be carried out by the Contractor at his own cost and shall not be paid extra by Company). Radiographs shall be submitted to the Engineer-in-Charge for acceptance, whose decision shall be final and binding.
429.00 | 8" NB | 40.00 | No. of Joint |  | 1100.00 | 44000.00 | 1000.00 | 40000.00 | 875.00 | 35000.00 | 2500.00 | 100000.00 | 3450.00 | 138000.00 | 1650.00 | 66000.00 | 35000.00 | Shanti Infraconstruct Pvt. Ltd.
430.00 | 6" NB | 30.00 | No. of Joint |  | 800.00 | 24000.00 | 800.00 | 24000.00 | 775.00 | 23250.00 | 2500.00 | 75000.00 | 2450.00 | 73500.00 | 1500.00 | 45000.00 | 23250.00 | Shanti Infraconstruct Pvt. Ltd.
431.00 | 4" NB | 40.00 | No. of Joint |  | 600.00 | 24000.00 | 800.00 | 32000.00 | 675.00 | 27000.00 | 2000.00 | 80000.00 | 2200.00 | 88000.00 | 1250.00 | 50000.00 | 24000.00 | Mansi Ganga Builders and Engineers Pvt Ltd
432.00 | 2" NB | 40.00 | No. of Joint |  | 400.00 | 16000.00 | 800.00 | 32000.00 | 575.00 | 23000.00 | 1500.00 | 60000.00 | 1100.00 | 44000.00 | 1050.00 | 42000.00 | 16000.00 | Mansi Ganga Builders and Engineers Pvt Ltd
433.00 | FIELD INSTRUMENTS
434.00 | Supply of Pressure Gauges inclusive of supply of erection accessories as per data sheet. (300#) | 10.00 | No. |  | 2800.00 | 28000.00 | 10000.00 | 100000.00 | 5500.00 | 55000.00 | 25000.00 | 250000.00 | 7000.00 | 70000.00 | 4550.00 | 45500.00 | 28000.00 | Mansi Ganga Builders and Engineers Pvt Ltd
435.00 | Installation, Calibration, Testing & Commissioning of Pressure Gauges inclusive of supply of necessary piping materials/tubings alongwith all necessary valves & fittings, fabrication and installation of impulse lines/manifolds & hydraulic testing as per installation standard no. MEC/05/E5/SD/PG/004 (300#) | 10.00 | No. |  | 1000.00 | 10000.00 | 5000.00 | 50000.00 | 2500.00 | 25000.00 | 10000.00 | 100000.00 | 2000.00 | 20000.00 | 18500.00 | 185000.00 | 10000.00 | Mansi Ganga Builders and Engineers Pvt Ltd
436.00 | Note: Quantities mentioned for above items are tentative and shall be supplied with prior approval of EIC with in the quoted price.
437.00 | Sub-Total Section D
438.00 | SECTION-E [CIVIL WORKS ]
439.00 | EARTH WORK IN EXCAVATION/ SITE GRADING AND BACKFILLING
440.00 | Earth work in excavation /site grading in all kinds of soil including soft rock in any plan dimension up to required depth including backfilling of excavated earth at any location in layers of 300mm and compacted up to 95% to its MDD at all heights and depths. Surplus and unserviceable earth shall be disposed up to any lead in all conditions. Soil to be levelled and neatly dressed complete in all respect as per scope of work, detailed construction drawings, technical specifications and direction of the Engineer-in-Charge. | 9.00 | CUM |  | 4000.00 | 36000.00 | 400.00 | 3600.00 | 13500.00 | 121500.00 | 300.00 | 2700.00 | 5700.00 | 51300.00 | 300.00 | 2700.00 | 2700.00 | NOPS INFRASTRUCTURE PVT. LTD., AMP INFRA PRIVATE LIMITED
441.00 | Note:-
442.00 | 1. This Rate shall be applicable only for excavation which are not included as a part of respective SOR Item.
443.00 | 2.The Contractor shall take into account in his quoted rate the provision for excess excavation required for necessary working space, cutting in slopes etc., which may be required for excavation and other allied works and refilling the side slopes and working space in layers as per requirement.
444.00 | 3.Rate to include cost of all labour, tools, tackles, equipment, hire charges, shoring, bailing and pumping out water as required etc. with all bye works and sundry works complete in all respects.
445.00 | 4.NET CUM of excavated quantity in CUM shall be measured for payment.
446.00 | 5. To be read in conjunction with Particular Job Specification.
447.00 | BRICK WORK
448.00 | Providing and laying brick work with brick class designation M-5.0 of IS:1077 in Cement Mortar 1:4 (1cement : 4 sand) in steps, load bearing structures, drains, or at any other location at all depths & height for all leads including providing required finishes, curing, scaffolding, etc., complete as per specifications and drawings with all bye-works as per direction of the Engineer-in-charge. | 6.00 | CUM |  | 10000.00 | 60000.00 | 5500.00 | 33000.00 | 6900.00 | 41400.00 | 6500.00 | 39000.00 | 6700.00 | 40200.00 | 6500.00 | 39000.00 | 33000.00 | Vichitra Constructions Pvt Ltd
449.00 | Note:-
450.00 | 1.Rate to include cost of all labour, tools, tackles, equipment, hire charges, supply of all materials such as minimum 43 grade cement (OPC), bricks, finishes, bitumen, other minor construction materials, shuttering, staging, masonry work, excavation, PCC M10, plastering with 15 mm thick cement plaster on exposed faces with 1:4 cement mortar( 1 cement : 4 Sand) , painting with bitumen etc. as per requirement with all bye-works and sundry works complete as per drawings.
451.00 | 2. To be read in conjunction with Particular Job Specification.
452.00 | PLAIN CEMENT CONCRETE
453.00 | Supplying and laying plain cement concrete of grade M 10 with stone aggregate 40mm down grade (including shuttering if required) in all types of concrete works including levelling courses below foundations, mass concrete works, chambers, cable trench, under floors and any other locations, at all levels and locations (which are not covered as part of composite items) as per drawings, specifications and directions of the Engineer-in-charge. | 5.00 | CUM |  | 5200.00 | 26000.00 | 5500.00 | 27500.00 | 10500.00 | 52500.00 | 5600.00 | 28000.00 | 12345.00 | 61725.00 | 9200.00 | 46000.00 | 26000.00 | Mansi Ganga Builders and Engineers Pvt Ltd
454.00 | Note :-
455.00 | 1.Rate to include cost of all labour, tools, tackles, equipment, hire charges, supply of all materials, shuttering in all conditions etc. with all bye works and sundry works.
456.00 | 2. To be read in conjunction with Particular Job Specification.
457.00 | REINFORCED CEMENT CONCRETE
458.00 | Providing and laying Reinforced Cement Concrete of grade M-25 with 20mm and down grade crushed stone aggregate in all types of structures like foundations, beam, columns, pedestals, pedestal bases, pipe supports, sleepers, cable trench, RCC retaining wall foundation for boundary wall etc. including excavation, PCC M10 in mud mat, shuttering, construction joints, bitumen painting on surfaces in contact with soil,supplying and fixing MS inserts, finishes etc. at all depths and levels complete as per drawings, specifications and directions of the Engineer-in-charge. | 5.00 | CUM |  | 10500.00 | 52500.00 | 8000.00 | 40000.00 | 21000.00 | 105000.00 | 8500.00 | 42500.00 | 21900.00 | 109500.00 | 14500.00 | 72500.00 | 40000.00 | Vichitra Constructions Pvt Ltd
459.00 | Note :-
460.00 | 1. Rate to include cost of all labour, tools, tackles, equipment, hire charges, supply of all materials such as minimum 43 grade OPC cement including sulphate resistant cement for sub-structures, inserts, bolts, conduits, bitumen, excavation, PCC M-10 in mud mat, other minor construction materials, shuttering , staging, testing of concrete, curing etc. except reinforcement steel with all bye works and sundry works complete.
461.00 | 2. To be read in conjunction with Particular Job Specification.
462.00 | REINFORCEMENT STEEL
463.00 | Supplying and Fabricating and Fixing in position HYSD Steel Reinforcements/ TMT Grade Fe-415/Fe 500D conforming to IS1786-2008 at all levels and positions including the Cost of transportation, Straightening, Cutting, Bending, Cranking, Binding, Welding, Provision of necessary Chairs and Spacers, Preparation of bar bending schedule, getting the same approved by EIC etc., complete as per Drawings and Specifications and including Cost of binding wire, Labour etc., all complete in all respects as per scope of work, detailed construction drawings, technical specifications and direction of Engineer-in-charge. The Chairs and Spacer Bars provided will not be measured for payment. | 1.00 | MT |  | 95000.00 | 95000.00 | 85000.00 | 85000.00 | 160000.00 | 160000.00 | 95000.00 | 95000.00 | 145000.00 | 145000.00 | 90000.00 | 90000.00 | 85000.00 | Vichitra Constructions Pvt Ltd
464.00 | Note :-
465.00 | 1. Rate to include cost of all labour, tools, tackles, equipment, hire charges, supply of all materials such as steel Reinforcement, binding wire and other minor construction materials, testing etc. all bye works and sundry works.
466.00 | 2. Chairs, Laps, Spacers, Wastage etc. shall be to contractor's account.
467.00 | 3. To be read in conjunction with Particular Job Specification.
468.00 | CONCRETE PAVEMENT
469.00 | Providing and laying reinforced cement concrete pavement 150 mm thick in M-25 grade with 20 mm and down grade crushed stone aggregate in pavement, including earthwork in excavation, preparation of base (i.e. compacted subgrade, 200 thk sand and 100 thk PCC M-10 grade), leaving pockets if necessary, making recess, projections, fixing inserts conduit pipes (GI, PVC, HDPE, etc.) laying in alternate panels, filling the gaps between the panels with bitumen sand mix filler material etc., making slopes, finishing edges, leaving bars for pedestals & sleepers including providing sand fill isolation , shuttering, providing and fixing reinforcing steel, curing, chipping and modification works etc. as specified in any shape, thickness, position and finishing the top surface smooth as per requirement etc. all complete as per drawings, specifications and directions of the Engineer-in-charge.
470.00 | 150mm thick in Pavements in Process Areas (Type - I) | 100.00 | SQM |  | 1500.00 | 150000.00 | 1200.00 | 120000.00 | 6500.00 | 650000.00 | 3000.00 | 300000.00 | 11690.00 | 1169000.00 | 2300.00 | 230000.00 | 120000.00 | Vichitra Constructions Pvt Ltd
471.00 | Note :-
472.00 | 1.Rate to include cost of all labour, tools, tackles, equipment, hire charges, supply of all materials, providing and fixing reinforcement steel, shuttering, earthwork in excavation and backfilling using serviceable earth in all conditions, preparation of base, etc. with all bye works and sundry works. Cost of works towards pipe supports & sleepers being raised from pavement is covered under respective RCC items.
473.00 | 2. To be read in conjunction with Particular Job Specification.
474.00 | VALVE PIT
475.00 | Construction and handing over of RCC Valve Pit as per tender drawing, technical specification and direction of engineer-in-charge complete in all respect. Scope of work shall be as per tender drawing.
476.00 | Construction and handing over of RCC Valve Pit of approx. 3.2 m x 1.6 m in size (internal dimension) as per technical specification and direction of engineer-in-charge complete in all respect. Scope of work shall be as per Sketch attached with the tender. | 3.00 | Nos. |  | 230000.00 | 690000.00 | 250000.00 | 750000.00 | 210000.00 | 630000.00 | 250000.00 | 750000.00 | 85000.00 | 255000.00 | 165000.00 | 495000.00 | 255000.00 | Adorn Infra Energy Pvt. Ltd.
477.00 | Construction and handing over of RCC Valve Pit of approx. 2.4 m x 1.6 m in size (internal dimension) as per technical specification and direction of engineer-in-charge complete in all respect. Scope of work shall be as per Sketch attached with the tender. | 3.00 | Nos. |  | 190000.00 | 570000.00 | 225000.00 | 675000.00 | 150000.00 | 450000.00 | 200000.00 | 600000.00 | 65000.00 | 195000.00 | 145000.00 | 435000.00 | 195000.00 | Adorn Infra Energy Pvt. Ltd.
478.00 | Construction and handing over of RCC Valve Pit of approx. 2.5m x 1.6 m in size (internal dimension) as per technical specification and direction of engineer-in-charge complete in all respect. Scope of work shall be as per Sketch attached with the tender. | 2.00 | Nos. |  | 180000.00 | 360000.00 | 235000.00 | 470000.00 | 160000.00 | 320000.00 | 200000.00 | 400000.00 | 56000.00 | 112000.00 | 145000.00 | 290000.00 | 112000.00 | Adorn Infra Energy Pvt. Ltd.
479.00 | Construction and handing over of RCC Valve Pit of approx. 1.6m x 1.6 m in size (internal dimension) as per technical specification and direction of engineer-in-charge complete in all respect. Scope of work shall be as per Sketch attached with the tender. | 2.00 | Nos. |  | 160000.00 | 320000.00 | 175000.00 | 350000.00 | 125000.00 | 250000.00 | 120000.00 | 240000.00 | 56000.00 | 112000.00 | 125000.00 | 250000.00 | 112000.00 | Adorn Infra Energy Pvt. Ltd.
480.00 | STEEL STRUCTURAL WORKS
481.00 | Steel structure Fabrication
482.00 | Supplying, Fabricating & Erecting in position steel structures fabricated out of MS Girders, channels, Tees, angle, flats, plate, square hollow sections pipes etc. conforming to IS:2062 and/or from pipes conforming to IS:1161 for structural purpose for cascade supporting structure, loading/unloading platform, Gratings for platform, catladder,handrails, hoardings for sinages,Lcv stand, etc. of any size/dia for required design including cutting, welding, bolting, hoisting, fixing in position, including application of one coat of primer at shop and second coat of primer at site after erection and two coats of finishing paint at site .The work is to be completed in all respect as per specification ,scope of work, detailed construction drawings and directions of the Engineer-in-charge. | 250.00 | KG |  | 105.00 | 26250.00 | 125.00 | 31250.00 | 160.00 | 40000.00 | 130.00 | 32500.00 | 87.00 | 21750.00 | 125.00 | 31250.00 | 21750.00 | Adorn Infra Energy Pvt. Ltd.
483.00 | [ Rate to include cost of all labour, nut, bolts, tools, tackles, hire charges royalties, levies, transportation, scrap value, gas cutting, welding, other consumables, paints, compressed air, water, electric power etc. all complete.]
484.00 | Providing and fixing Fencing Structure
485.00 | Supplying, fabricating & fixing steel structural fencing fabricated from pipes conforming to IS:1161 and plates conforming to IS:2062 & fixing of GI weldmesh made from 3mm GI wire @ 75 mm bothways to structural steel frame by means of welding/bolting, including applying two coats of approved quality of synthetic enamel paint over a priming coat of in approved shade including supply of all raw materials, bolts, electrodes, transportation, including making pokets & pouring with PCC (1:2:4) in of block 500x500x500 for fixing of posts etc complete as per enclosed drawing, technical specifications,scope of works and directions of the Engineer-In-Charge.
486.00 | Fencing height 2.1m | 50.00 | RM |  | 3500.00 | 175000.00 | 4000.00 | 200000.00 | 6000.00 | 300000.00 | 1500.00 | 75000.00 | 6500.00 | 325000.00 | 1000.00 | 50000.00 | 50000.00 | NOPS INFRASTRUCTURE PVT. LTD.
487.00 | Notes:
488.00 | The quantities indicated are estimated values and hence are approximate. Final payment will be made based on actual quantities to be certified by the Purchaser.
489.00 | The cost of MS bolts (permanent and service), washers, electrodes, putty, gases, cost of straightening the raw materials, cutting of flats from plates and providing splices, paints, tools, plants, etc., as required for the work shall be deemed to be included in the quoted rates.
490.00 | All handling and transport charges of raw materials and fabricated structures including double handling, as required, for completion of work in accordance with
491.00 | Time schedule, are deemed be included in the quoted rates
492.00 | All accessories like MS tower bolts, MS Pivot, MS Wheels, MS Tee section, locking arrangement etc. shall be measured by weight only.
493.00 | Contractor shall ensure proper alignment and smooth operation of Gate
494.00 | Sub-Total Section E
495.00 | SECTION-F [TELECOMMUNICATION WORKS ]
496.00 | Supply of Jointing Closures (suitable for 24 Fibre OFC ) including all accessories of approved make of GAIL/MECON only. | 7.00 | Sets |  | 7000.00 | 49000.00 | 2000.00 | 14000.00 | 7500.00 | 52500.00 | 12000.00 | 84000.00 | 45000.00 | 315000.00 | 12000.00 | 84000.00 | 14000.00 | Vichitra Constructions Pvt Ltd
497.00 | Supply of Jointing Closures - 3 way / 4 way (suitable for 24 Fibre OFC ) including all accessories of approved make of GAIL/MECON only. | 5.00 | Sets |  | 5000.00 | 25000.00 | 3000.00 | 15000.00 | 10000.00 | 50000.00 | 12000.00 | 60000.00 | 45000.00 | 225000.00 | 12500.00 | 62500.00 | 15000.00 | Vichitra Constructions Pvt Ltd
498.00 | Installation of 40mm OD(One or two as per the instruction of EIC/GAIL GA Incharge), permanently lubricated HDPE ducts, in same pipeline trench direct buried Open Cut Method) or Crossing through HDD(Bundle Pulling) in all type of soil & terrain, all work as define in mainline work, for terminal area or non pipeline area - excavation, padding, backfilling, supply & Laying of common warning mat/mesh (as provided for the pipeline), cleaning and sealing of ducts, for river crossing additional blowing pit at both end of the river bank, jointing of HDPE conduit, supply and installation of erection accessories as required, Testing of laid permanently lubricated HDPE ducts, rectification if required, cleaning and sealing of ducts at the end after testing, preparation of report, joint location marking in CAS, final acceptance / Handing over of the same to Client/ other contractor, Drawings and documentation all complete as per specifications provided in the bid document. (Supply of HDPE accessories required including Plastic Couplers (PC), End Plugs (EP), Cable Sealing Plugs (CSP), End Caps (EC) etc suitable & sufficient for supplied Duct, complete in all respect as per specification and as per direction of EIC). (This duct is for blowing of 24 F for total length of pipeline as per spec. and drawing) | 9000.00 | Mtr |  | 45.00 | 405000.00 | 50.00 | 450000.00 | 60.00 | 540000.00 | 10.00 | 90000.00 | 24.00 | 216000.00 | 85.00 | 765000.00 | 90000.00 | AMP INFRA PRIVATE LIMITED
499.00 | All activities pertaining to Blowing / Laying of optical fiber cable in same pipeline trench inside 40 mm HDPE telecom duct (after testing of OFC drum at site), testing of OFC before Blowing/laying, cable sealing etc. using all materials required complete as per specifications and drawing provided in the bid document & as per direction of EIC. (spare loop of 10 Meter at Blowing Pit, 20 Meter at Jointing Pit, & 100 Meter at each station in a Blowing Pit (if applicable) shall be provided- No payments for laying shall be made for these spare loops). The scope includes blowing of OFC through HDPE duct laid by the contractor as well as blowing of OFC through HDPE duct laid by other contractor. | 9000.00 | Mtr |  | 45.00 | 405000.00 | 20.00 | 180000.00 | 60.00 | 540000.00 | 50.00 | 450000.00 | 24.00 | 216000.00 | 75.00 | 675000.00 | 180000.00 | Vichitra Constructions Pvt Ltd
500.00 | Submission of optical fiber cable & HDPE alignment sheets as per the requirements of specification based on the existing pipe line survey (No separate survey reqd.), estimation of OFC & HDPE duct including all accessories in accordance with the alignment sheet and specifications. Laying work can not be started without approval of these documents from Client / Consultant / EIC. | 1.00 | LS |  | 50000.00 | 50000.00 | 25000.00 | 25000.00 | 10000.00 | 10000.00 | 50000.00 | 50000.00 | 45000.00 | 45000.00 | 65000.00 | 65000.00 | 10000.00 | Shanti Infraconstruct Pvt. Ltd.
501.00 | Supply and installation of OFC Blowing pits / Jointing pit (RCC pit as per MECON dwg & at every 1 KM distance for BP and every joint location for JP, at 1 meter away from the main pipeline), including sand etc all complete as per spec.Also, at every junction, branching points,HDD crossings, cased crossings, NH crossings blowing pit has to be considered. | 18.00 | Nos. |  | 15000.00 | 270000.00 | 15000.00 | 270000.00 | 15000.00 | 270000.00 | 12000.00 | 216000.00 | 9800.00 | 176400.00 | 22500.00 | 405000.00 | 176400.00 | Adorn Infra Energy Pvt. Ltd.
502.00 | Supply & installation of 300 dia OFC cable markers at all pipeline warning markers locations on same pipeline markers / KM marker / directional marker post as per specifications & drawing provided in the bid document and direction of consultant. | 14.00 | Nos. |  | 900.00 | 12600.00 | 1000.00 | 14000.00 | 2000.00 | 28000.00 | 800.00 | 11200.00 | 1150.00 | 16100.00 | 5500.00 | 77000.00 | 11200.00 | AMP INFRA PRIVATE LIMITED
503.00 | Splicing, Jointing of optical fiber cable , final Jointing / splicing, Testing of OFC after jointing all completed as per specifications & drawing provided in the bid document and as per instruction of EIC. This has to be done at all joint locations. | 12.00 | Nos. |  | 3500.00 | 42000.00 | 5000.00 | 60000.00 | 8000.00 | 96000.00 | 9000.00 | 108000.00 | 15600.00 | 187200.00 | 16500.00 | 198000.00 | 42000.00 | Mansi Ganga Builders and Engineers Pvt Ltd
504.00 | Supply and installation of Joint Marker at all jointing locations all complete as per spec., drawing provided in the bid document and the direction of consultant. This has to be done at all joint locations. | 12.00 | Nos. |  | 1500.00 | 18000.00 | 1000.00 | 12000.00 | 2000.00 | 24000.00 | 6000.00 | 72000.00 | 15600.00 | 187200.00 | 6500.00 | 78000.00 | 12000.00 | Vichitra Constructions Pvt Ltd
505.00 | Note : (i) The quantites of individual item can varied as per site requirement.The payment will be made as per actual certified measurement at site. For the supply items the quantities shall be procured after approval from client/ consultant/EIC.
506.00 | (ii) The bidder must indicate currency(ies) against each quoted item of the SOR.
507.00 | (iii) The total amount shall also be given by the bidder in the quoted currency(ies). (iv) Some of the may / may not be execute as per site requirements.
508.00 | Sub-Total Section F
509.00 | Sub-Total Section A + B + C + D + E + F
510.00 | GST (CGST&SGST/UTGST or IGST) in percentage (%) on Total of Section A + B + C + D + E + F above ( Presently applicable @18% on similar works ) | 1.00 | percentage |  | 18.00 | 23272908.84 | 18.00 | 20259384.30 | 18.00 | 42787425.60 | 18.00 | 19547995.50 | 18.00 | 13398812.46 | 18.00 | 18775373.76 | 13398812.46 | Adorn Infra Energy Pvt. Ltd.
| Total in Figures |  |  |  |  | 152566846.84 |  | 132811519.30 |  | 280495345.60 |  | 128147970.50 |  | 87836659.46 |  | 123083005.76
Lowest Amount Quoted BY: Adorn Infra Energy Pvt. Ltd.(87836659.46)

## BOQ Summary
BOQ Summary Details Tender Title: LAYING, HDD AND ASSOCIATED WORKS UNDER EAST SINGHBHUM (JAMSHEDPUR)/ RANCHI GA FOR CITY GAS DISTRIBUTION NETWORK (12 MONTHS ANNUAL RATE CONTRACT (ARC)) Tender ID: 2023_GAIL_153221_1
Sheet Name | Sl.No | Bidder Name | Amount | Bid Rank
BoQ1 | 1 | Adorn Infra Energy Pvt. Ltd. | 87836659.46 | L1
| 2 | NOPS INFRASTRUCTURE PVT. LTD. | 123083005.76 | L2
| 3 | AMP INFRA PRIVATE LIMITED | 128147970.50 | L3
| 4 | Vichitra Constructions Pvt Ltd | 132811519.30 | L4
| 5 | Mansi Ganga Builders and Engineers Pvt Ltd | 152566846.84 | L5
| 6 | Shanti Infraconstruct Pvt. Ltd. | 280495345.60 | L6