## BoQ1
Government eProcurement System Created By: RAKESH SHARMA Created Date/Time: 21-Jul-2023 05:08 PM Tender Title: COMPOSITE WORKS FOR IMPLEMENTATION OF SMALL SCALE NG LIQUEFACTION PLANT AT VIJAIPUR OF GAIL (India) Limited Tender ID: 2023_GAIL_153661_1
Tender Inviting Authority:
Name of Work: Project : COMPOSITE WORKS FOR IMPLEMENTATION OF SMALL SCALE NG LIQUEFACTION PLANT AT VIJAIPUR (R-2) [TENDER NO: 05/51/Q7SY/GAIL/001-CW-R1 (Tender ID: 2023_GAIL_153661)]
Contract No:
SCHEDULE OF WORK / ITEM(S)
Sl.No | Description of Work / Item(s) | No.of Qty | Units | Estimated Rate | Hi Technocrats Private Limited(GSTN-NA) |  | Shree Balaji Engineering Services(GSTN-NA) |  | NOPS INFRASTRUCTURE PVT. LTD.(GSTN-NA)
[5 empty] | Rate | Amount | Rate | Amount | Rate | Amount | L1 Amount | L1 Vendor
1.00 | SECTION:A- ELECTRICAL WORKS
2.00 | Modification work in 1no. Outgoing Motor feeder of Existing 6.6 kV Panel at existing SS-11 substation at Gail Vijaipur & convert it to Transformer feeder (Relay & CT shall be free issued by M/s GAIL), as per scope of work, datasheets,specifications etc. | 1.00 | No. |  | 2291165.00 | 2291165.00 | 1000000.00 | 1000000.00 | 100000.00 | 100000.00 | 100000.00 | NOPS INFRASTRUCTURE PVT. LTD.
3.00 | HT Cable : Supply, laying, termination, testing and commissioning of 6.6kV (E) grade XLPE insulated FRLS power cable (conforming to IS:7098 and specification) of 3CX300sqmm A2XFY size from Existing SS-11 at Gail Vijaypur Complex to New Control Room building near SSLNG plant in trenches/ excavated under ground trench /trays, pulling through pipes and its proper sealing, cutting of paved area, roads etc, as per scope of work, datasheets,specifications etc. | 1000.00 | Mtr. |  | 2820.00 | 2820000.00 | 2000.00 | 2000000.00 | 4200.00 | 4200000.00 | 2000000.00 | Shree Balaji Engineering Services
4.00 | Transformer : Design, Engineering, Manufacturing, Testing at shop and at site, Packing, Supply, Delivery at site,installation, testing & commissioning of Distribution Transformer (Outdoor Type) as per IS 2026 &1180 (latest amendment, Min. Energy Efficiency Level-3), 2500KVA, 3-Phase, 6.6/0.433kV, 50 Hz, Z-7.0%, Dyn11 Vector Group, ONAN, Copper Wound, with Off-Circuit Tap changer (in steps as per IS) with control panel, Conservator, Breather, HV Cable termination Box & Bushing, Secondary side cable terminal box and Busduct connection both provision with all bottom support structure, recommended mandatory spares, 2years O&M spares,Protection and Indicator for Oil Level, Oil Temperature, Winding Temperature, Buchholz Relay, mounting wheels, Silca Gel, Level Indicator Gauge, Neutral CT, Terminal Box, Valves, Transformer Oil, Marshalling Box including interconnecting control cables to upstream &/or LT Breaker Panel as required and Transformer Neutral & Body Earthing with earth pits and earth strips as per IS 3043 and all accessories & spares as specified in attached Scope of Work, datasheet, specifications and QAP. | 2.00 | Nos. |  | 5604929.00 | 11209858.00 | 2000000.00 | 4000000.00 | 4000000.00 | 8000000.00 | 4000000.00 | Shree Balaji Engineering Services
5.00 | 415V Busduct : Design, manufacturing, procurement of materials and bought out components, assembly at shop, inspection, testing, supply, packing, shipment and delivery to site of 415V, 4000A, TPN, 50Hz, 50kA for 1 sec, Al busbar, Non segregated, Sandwich type, metal enclosed Bus duct with its necessary accessories (bends, Seal-off bushing, Flexible copper braids, Flexible joints, Wall frame assembly etc.) including Mandatory spares, Special tools, Pre-commissioning / commissioning spares, training and warranty services. The length and bend indicated herein are approximate only. Qty tolerance on running length is +/- 10%. | 50.00 | Mtr. |  | 124885.00 | 6244250.00 | 2500.00 | 125000.00 | 4200.00 | 210000.00 | 125000.00 | Shree Balaji Engineering Services
6.00 | PMCC Panel : Design, Engineering, Manufacturing, Testing at shop and at site, Packing, Supply, Delivery at site,installation, testing & commissioning of 415 V,4000Amp (50 KA/1sec) single front type indoor PMCC panel with 2 incomers & 1 bus-coupler scheme as per SLD,IEC 61439 compliant TTA Panel, to receive input power at SSLNG station consisting of bus bar chamber, cable alley, 2nos. 4000 Amp incomer ACB (with LSIG & Shunt trip) from 2500kVA transformer secondary , 1no. Bus-coupler with 4000A ACB and Outgoings as 5nos. 1250Amp ACB,6 nos. 800 Amp ACB, 2nos. 400A TPN MCCB, 6 nos. 100 Amp TPN MCCB, 6nos. 63Amp TPN MCCB, 5 nos. 32 Amp TPN MCB & 6 Nos 20/16 Amp DP MCB outgoing & 2nos. Control Transformer (2.5kVA, 415V/240V) complete with wiring, relays, indication lamp, ammeter, voltmeter, MFM (Multi Function Meter) etc including all labour and materials with operating mechanism, all accessories, mandatory spares as per specification, auxiliaries etc complete in all respects as specified in scope of work,technical specification, data sheet & SLD no. MEC/Q7SY/05/E9/E/1081A. | 1.00 | No. |  | 8534568.00 | 8534568.00 | 250000.00 | 250000.00 | 100000.00 | 100000.00 | 100000.00 | NOPS INFRASTRUCTURE PVT. LTD.
7.00 | OLDB : Design, Engineering, Manufacturing, Testing at shop and at site, Packing, Supply, Delivery at site,installation, testing & commissioning of Outdoor Lighting Panel (O-LDB) consisting of 63 Amp (30mA sensitivity) 4 Pole RCBO as incomer and 8 nos. 20/16A TPN MCBs & 4 nos. 20A DP MCBs as out goings complete with Contactor, timer, A/M switch, PB with timer and 4 Nos. 20/16 Amp DP MCB, 2 Nos. 20A TPN MCB without timer etc indication lamp. Refer SLD no.MEC/Q7SY/05/E9/E/1081B,as per scope of work, datasheets,specifications etc.. | 1.00 | No. |  | 450937.00 | 450937.00 | 250000.00 | 250000.00 | 150000.00 | 150000.00 | 150000.00 | NOPS INFRASTRUCTURE PVT. LTD.
8.00 | APFC Panel : Design, Engineering, Manufacturing, Testing at shop and at site, Packing, Supply, Delivery at site,installation, testing & commissioning of APFC Panel (300kVAR, 415V, 50kA/1Sec) with detuned filters in steps as per SLD with automatic correction of Power factor. MCCBs shall be fixed type with single front type indoor with operating mechanism , all accessories, auxiliaries etc complete in all respect as specified in technical specification, datasheet & SLD no. MEC/Q7SY/05/E9/E/1081C (Rev-0). | 2.00 | Nos. |  | 1176661.00 | 2353322.00 | 250000.00 | 500000.00 | 300000.00 | 600000.00 | 500000.00 | Shree Balaji Engineering Services
9.00 | DCDB : Design, Engineering, Manufacturing, Testing at shop and at site, Packing, Supply, Delivery at site,installation, testing & commissioning of DCDB Panel (220V DC), wall mounted type, to receive DC control supply from Gail's existing DCDB panel (Panel no.11-DC-701.03), consising of 2 nos. 32A DC DP MCB as incomer, 1no. 32A DC DP MCB as bus-coupler & 8nos. 16A DP DC MCBs, 8nos. 10/6A DP DC MCBs as outgoing feeders complete with wiring, relays, indication lamps, ammeter, voltmeter etc including all labour and materials with operating mechanism, all accessories, mandatory spares as per specification, auxiliaries etc complete in all respects as specified in scope of work,technical specification, data sheet & SLD no. MEC/Q7SY/05/E9/E/1081D. | 1.00 | No. |  | 198810.00 | 198810.00 | 250000.00 | 250000.00 | 150000.00 | 150000.00 | 150000.00 | NOPS INFRASTRUCTURE PVT. LTD.
10.00 | ACDB : Design, Engineering, Manufacturing, Testing at shop and at site, Packing, Supply, Delivery at site,installation, testing & commissioning of ACDB (240V AC) panel, wall mounted type, with inbuilt step-up transformer/converter (Input supply 170-240V AC & Output supply 240V AC +/-1% ) consising of 2 nos. 32A DP MCB as incomer, 1no. 32A DP MCB as bus-coupler & 6nos. 16A DP MCBs, 8nos. 10/6A DP MCBs as outgoing feeders complete with wiring, relays, indication lamps, ammeter, voltmeter etc including all labour and materials with operating mechanism, all accessories, mandatory spares as per specification, auxiliaries etc complete in all respects as specified in scope of work,technical specification, data sheet & SLD no. MEC/Q7SY/05/E9/E/1081E. | 1.00 | No. |  | 143067.00 | 143067.00 | 250000.00 | 250000.00 | 150000.00 | 150000.00 | 143067.00 | Hi Technocrats Private Limited
11.00 | Power & Control Cables : Supply, laying, termination, testing and commissioning of 1.1kV grade XLPE insulated, PVC sheathed, FRLS power and control cables (conforming to IS:7098 and specification) of following sizes in trenches/ excavated under ground trench /trays, pulling through pipes and its proper sealing, cutting of paved area, roads etc.
12.00 | 3.5Cx 400 mm2 2XFY | 200.00 | Mtr. |  | 20952.00 | 4190400.00 | 1500.00 | 300000.00 | 3600.00 | 720000.00 | 300000.00 | Shree Balaji Engineering Services
13.00 | 3Cx240mm2 2XFY | 500.00 | Mtr. |  | 9089.00 | 4544500.00 | 1500.00 | 750000.00 | 3200.00 | 1600000.00 | 750000.00 | Shree Balaji Engineering Services
14.00 | 4Cx70mm2 2XFY | 500.00 | Mtr. |  | 3586.00 | 1793000.00 | 1500.00 | 750000.00 | 2800.00 | 1400000.00 | 750000.00 | Shree Balaji Engineering Services
15.00 | 4Cx50mm2 2XFY | 250.00 | Mtr. |  | 2514.00 | 628500.00 | 1500.00 | 375000.00 | 2200.00 | 550000.00 | 375000.00 | Shree Balaji Engineering Services
16.00 | 3.5Cx 25 mm2 2XFY | 100.00 | Mtr. |  | 1381.00 | 138100.00 | 1500.00 | 150000.00 | 1100.00 | 110000.00 | 110000.00 | NOPS INFRASTRUCTURE PVT. LTD.
17.00 | 4Cx16mm2 2XFY | 1000.00 | Mtr. |  | 952.00 | 952000.00 | 1500.00 | 1500000.00 | 800.00 | 800000.00 | 800000.00 | NOPS INFRASTRUCTURE PVT. LTD.
18.00 | 3.5Cx 185 mm2 A2XFY | 150.00 | Mtr. |  | 1247.00 | 187050.00 | 1500.00 | 225000.00 | 1800.00 | 270000.00 | 187050.00 | Hi Technocrats Private Limited
19.00 | 3.5Cx 35 mm2 A2XFY | 200.00 | Mtr. |  | 330.00 | 66000.00 | 1500.00 | 300000.00 | 750.00 | 150000.00 | 66000.00 | Hi Technocrats Private Limited
20.00 | 2C x 16mm2 2XWY | 600.00 | Mtr. |  | 827.00 | 496200.00 | 1500.00 | 900000.00 | 700.00 | 420000.00 | 420000.00 | NOPS INFRASTRUCTURE PVT. LTD.
21.00 | 2C x 10mm2 2XWY | 100.00 | Mtr. |  | 751.00 | 75100.00 | 1500.00 | 150000.00 | 350.00 | 35000.00 | 35000.00 | NOPS INFRASTRUCTURE PVT. LTD.
22.00 | 4Cx 6 mm2 2XWY | 200.00 | Mtr. |  | 452.00 | 90400.00 | 1500.00 | 300000.00 | 340.00 | 68000.00 | 68000.00 | NOPS INFRASTRUCTURE PVT. LTD.
23.00 | 4Cx 4 mm2 2XWY | 200.00 | Mtr. |  | 312.00 | 62400.00 | 1500.00 | 300000.00 | 300.00 | 60000.00 | 60000.00 | NOPS INFRASTRUCTURE PVT. LTD.
24.00 | 14Cx2.5 mm2 2XWY | 1000.00 | Mtr. |  | 647.00 | 647000.00 | 1500.00 | 1500000.00 | 1600.00 | 1600000.00 | 647000.00 | Hi Technocrats Private Limited
25.00 | 7Cx 2.5mm2 2XWY | 1000.00 | Mtr. |  | 361.00 | 361000.00 | 1500.00 | 1500000.00 | 1400.00 | 1400000.00 | 361000.00 | Hi Technocrats Private Limited
26.00 | 4Cx 2.5 mm2 2XWY | 1500.00 | Mtr. |  | 218.00 | 327000.00 | 1500.00 | 2250000.00 | 275.00 | 412500.00 | 327000.00 | Hi Technocrats Private Limited
27.00 | 3Cx2.5mm2 2XWY | 100.00 | Mtr. |  | 188.00 | 18800.00 | 1500.00 | 150000.00 | 250.00 | 25000.00 | 18800.00 | Hi Technocrats Private Limited
28.00 | 3Cx1.5mm2 2XWY | 750.00 | Mtr. |  | 147.00 | 110250.00 | 1500.00 | 1125000.00 | 200.00 | 150000.00 | 110250.00 | Hi Technocrats Private Limited
29.00 | Supply, installation, testing, commissioning of lighting fixtures complete with mounting bracket, flame proof/non flame proof, control gear box as per the type of fixture, lamps, 4 way junction boxes etc. including civil work with pipe inserts for cables and connecting work, with all material and labour as per specifications, drawings and instruction of Engineer-in-charge. Work to be completed in all respects.
30.00 | Street lighting, integral flame proof well glass fixture (CMIFR approved for Zone-1/2 gas group IIA & IIB) with 72 W LED luminaire with flame proof control gear Model no. FLPW-1095 of Baliga make or equivalent) | 25.00 | Nos. |  | 9783.00 | 244575.00 | 25000.00 | 625000.00 | 11000.00 | 275000.00 | 244575.00 | Hi Technocrats Private Limited
31.00 | Street lighting, integral flame proof well/flat glass fixture (CMIFR approved for Zone-1/2 gas group IIA & IIB) with 72 W LED luminaire (suitable for 220V DC Input supply) with flame proof control gear Model no. ELF 61072F of FCG make or WG/1240 of Sudhir make or equivalent) | 6.00 | Nos. |  | 12872.00 | 77232.00 | 25000.00 | 150000.00 | 11000.00 | 66000.00 | 66000.00 | NOPS INFRASTRUCTURE PVT. LTD.
32.00 | Street lighting Non flame proof luminaire (lighting fixture : Type LSTP-45-CDL of M/s CG make or equivalent, with 45W LED). | 5.00 | Nos. |  | 4342.00 | 21710.00 | 150000.00 | 750000.00 | 2600.00 | 13000.00 | 13000.00 | NOPS INFRASTRUCTURE PVT. LTD.
33.00 | Non flame proof Integral flood lighting fixture (for 72W LED) on building/ structure/pole, lighting fixture type : LSFN-72-CDL of M/s CG make or equivalent | 2.00 | Nos. |  | 7637.00 | 15274.00 | 150000.00 | 300000.00 | 6000.00 | 12000.00 | 12000.00 | NOPS INFRASTRUCTURE PVT. LTD.
34.00 | Flame proof Integral flood lighting fixture (for 150W LED) on building/ structure/pole, lighting fixture type : FLPW-2595 of M/s Baliga make or equivalent | 4.00 | Nos. |  | 18433.00 | 73732.00 | 150000.00 | 600000.00 | 15000.00 | 60000.00 | 60000.00 | NOPS INFRASTRUCTURE PVT. LTD.
35.00 | Non flame proof bracket mounted integral LED lighting fixture on building/ structure, lighting fixture type : LSTP-45-CDL of M/s CG make or equivalent | 2.00 | Nos. |  | 4342.00 | 8684.00 | 150000.00 | 300000.00 | 6000.00 | 12000.00 | 8684.00 | Hi Technocrats Private Limited
36.00 | Street lighting pole 6mtr high GI octagonal pole (Type BOP-6030 of Bajaj make or equivalent) complete with bracket, GI clamps, FLP Cable glands, flame proof & weather proof (IP-55) junction boxes (4 way) as per standard drawing& specification. | 36.00 | Nos. |  | 21196.00 | 763056.00 | 200000.00 | 7200000.00 | 18000.00 | 648000.00 | 648000.00 | NOPS INFRASTRUCTURE PVT. LTD.
37.00 | High Mast Lighting system on 20m high pole consisting for 8 nos. of lighting fixtures (200W LED Lamp Type LFLN-120-CDL/60 of CG make or equivalent) & FLP WP type Feeder Pillar panel as per standard specification & datasheet. | 1.00 | No. |  | 1059098.00 | 1059098.00 | 1500000.00 | 1500000.00 | 800000.00 | 800000.00 | 800000.00 | NOPS INFRASTRUCTURE PVT. LTD.
38.00 | Supply, Installation, testing & commissioning of point wiring as per details in construction drawing & specification including complete wiring including flexible wire (FRLSH PVC), switch boxes & switches (ANCHOR ROMA make or equivalent), Multi strand Flexible FRLSH PVC insulated copper conductor wires/cables for following items (Wiring from DB to Switchboard is included in the point wiring)- Surface/ recess mounted LED light fixrure with 18W LED lamp (type PB-13-A-L-WXOA of Pyrotech make or equivalent). | 10.00 | Nos. |  | 16819.00 | 168190.00 | 100000.00 | 1000000.00 | 5000.00 | 50000.00 | 50000.00 | NOPS INFRASTRUCTURE PVT. LTD.
39.00 | Junction Boxes : Supply, installation, testing & commissioning of IP-55 weather proof, structure/surface mounted junction box with canopy with 4 Sqmm terminals, cable glands & all other accessories required for termination of cables (4Way). | 5.00 | Nos. |  | 3124.00 | 15620.00 | 150000.00 | 750000.00 | 2000.00 | 10000.00 | 10000.00 | NOPS INFRASTRUCTURE PVT. LTD.
40.00 | Junction Boxes : Supply, installation, testing & commissioning of FLP, IP-55 weather proof, structure/surface mounted junction box with 4 Sqmm terminals with cable glands & all other accessories required for termination of cables (2Way). | 5.00 | Nos. |  | 3947.00 | 19735.00 | 150000.00 | 750000.00 | 1800.00 | 9000.00 | 9000.00 | NOPS INFRASTRUCTURE PVT. LTD.
41.00 | Burried Trench : Excavation to required width and depth (in all types of soil including rock cutting, jungle / debris clearing whever required along the cable route) filling with 150 mm sand above and below cables and good quality approved bricks (75 mm thick) covering the cables through out the trench, back filling (after cable laying), and finally compacting as per tender specification and approved drawings, including one run of warning tape.
42.00 | 600mm wide x 1000mm depth | 500.00 | Mtr. |  | 1510.00 | 755000.00 | 2500.00 | 1250000.00 | 400.00 | 200000.00 | 200000.00 | NOPS INFRASTRUCTURE PVT. LTD.
43.00 | 1000mm wide x 1000mm depth | 400.00 | Mtr. |  | 1991.00 | 796400.00 | 2500.00 | 1000000.00 | 500.00 | 200000.00 | 200000.00 | NOPS INFRASTRUCTURE PVT. LTD.
44.00 | Supply, installation, testing, commissioning of the complete earthing and lightning protection system, earth electrodes/ pit, earth main ring, earthing of electrical equipments, instrument panels, field instruments, process equipments and pipes/ flanges including all associated civil work with all material and labour as per specification and drawings approved by the Owner/Consultant.
45.00 | Earth Pits- GI PIPE Electrode with 6 mm thick chequered plate cover | 10.00 | Nos. |  | 21282.00 | 212820.00 | 100000.00 | 1000000.00 | 15000.00 | 150000.00 | 150000.00 | NOPS INFRASTRUCTURE PVT. LTD.
46.00 | Earth Pits- Copper plate Electrode with 6 mm thick chequered plate cover | 4.00 | Nos. |  | 37346.00 | 149384.00 | 100000.00 | 400000.00 | 22000.00 | 88000.00 | 88000.00 | NOPS INFRASTRUCTURE PVT. LTD.
47.00 | GI Strip (50X6) mm | 200.00 | Mtr |  | 447.00 | 89400.00 | 1500.00 | 300000.00 | 400.00 | 80000.00 | 80000.00 | NOPS INFRASTRUCTURE PVT. LTD.
48.00 | GI Strip (25X3) mm | 500.00 | Mtr |  | 168.00 | 84000.00 | 1500.00 | 750000.00 | 300.00 | 150000.00 | 84000.00 | Hi Technocrats Private Limited
49.00 | Copper Strip (25X3) mm | 100.00 | Mtr |  | 1185.00 | 118500.00 | 1500.00 | 150000.00 | 750.00 | 75000.00 | 75000.00 | NOPS INFRASTRUCTURE PVT. LTD.
50.00 | GI Wire (8mm- solid), Cu- wire rope (Min 8 mm dia solid) and all balance earthing material including copper strip (50 mm x 2 mm thick) jumper for flanges etc. as per the specification for all stations. | 1.00 | Lot |  | 151030.00 | 151030.00 | 100000.00 | 100000.00 | 10000.00 | 10000.00 | 10000.00 | NOPS INFRASTRUCTURE PVT. LTD.
51.00 | GI lightning rod 16 mm dia. 3000 mm long air termination road including supply of all mounting hardware (IEC 62305 approved) etc. complete as per approved drawings, specifications and directions of Engineer-In-Charge. | 2.00 | Set |  | 6741.00 | 13482.00 | 10000.00 | 20000.00 | 5000.00 | 10000.00 | 10000.00 | NOPS INFRASTRUCTURE PVT. LTD.
52.00 | Advance maintenance free earthing system with 3mtr earth electrode of low carbon steel with 250 micron copper coating with carbon based backfill compound (Resitivity of compound shall be less than 1 ohm-m) as per IS 3043/IEEE-80. | 10.00 | Nos. |  | 48742.00 | 487420.00 | 100000.00 | 1000000.00 | 25000.00 | 250000.00 | 250000.00 | NOPS INFRASTRUCTURE PVT. LTD.
53.00 | 25 sq mm green fexible copper wire(Approx 10mtrs) along with two nos Clamps harware etc shall be complete including mettalic cover box(suitable for outdoor) ,size 400X400X200 in all respect to earthing/ground of LCV at two points | 2.00 | Set |  | 29931.00 | 59862.00 | 15000.00 | 30000.00 | 3000.00 | 6000.00 | 6000.00 | NOPS INFRASTRUCTURE PVT. LTD.
54.00 | Flame Proof Welding Socket : Supply, erection and commissioning of Flame proof type 63 Amp. Welding socket | 2.00 | Nos. |  | 17519.00 | 35038.00 | 15000.00 | 30000.00 | 15000.00 | 30000.00 | 30000.00 | NOPS INFRASTRUCTURE PVT. LTD., Shree Balaji Engineering Services
55.00 | Flame Proof Torch : Supply of flame proof type portable type emergency light fed by a self- contained SMF battery and charger operating on input supply 240 V AC. (Type: RVL/2C/181 of Sudhir make or equivalent) | 1.00 | No. |  | 14554.00 | 14554.00 | 15000.00 | 15000.00 | 10000.00 | 10000.00 | 10000.00 | NOPS INFRASTRUCTURE PVT. LTD.
56.00 | Supply, Installation, Erection of following Hot Dip Galvanized Ladder/Perforated Type cable trays (as per IS 2629) including bends, tee, crosses,horizontal and vertical splices etc. as required including supply of all G.I hardwares, all labour and material as required as per standard drawings, specification and direction of Engineer-in-charge
57.00 | Ladder type, made from 50mm height and 2.5 mm thick sheet steel & galvanized (86 microns) of following sizes.
58.00 | 100mm wide | 100.00 | Mtr |  | 1143.00 | 114300.00 | 1500.00 | 150000.00 | 400.00 | 40000.00 | 40000.00 | NOPS INFRASTRUCTURE PVT. LTD.
59.00 | 150 mm wide | 100.00 | Mtr |  | 1192.00 | 119200.00 | 1500.00 | 150000.00 | 600.00 | 60000.00 | 60000.00 | NOPS INFRASTRUCTURE PVT. LTD.
60.00 | 300 mm wide | 200.00 | Mtr |  | 1356.00 | 271200.00 | 1500.00 | 300000.00 | 1200.00 | 240000.00 | 240000.00 | NOPS INFRASTRUCTURE PVT. LTD.
61.00 | Perforated type, made from 50mm height and 2.5 mm thick sheet steel & galvanized (86 microns) of following sizes.
62.00 | 100mm wide | 100.00 | Mtr |  | 1095.00 | 109500.00 | 1500.00 | 150000.00 | 480.00 | 48000.00 | 48000.00 | NOPS INFRASTRUCTURE PVT. LTD.
63.00 | 150mm wide | 100.00 | Mtr |  | 1312.00 | 131200.00 | 1500.00 | 150000.00 | 750.00 | 75000.00 | 75000.00 | NOPS INFRASTRUCTURE PVT. LTD.
64.00 | 300mm wide | 200.00 | Mtr |  | 1939.00 | 387800.00 | 1500.00 | 300000.00 | 1400.00 | 280000.00 | 280000.00 | NOPS INFRASTRUCTURE PVT. LTD.
65.00 | Insulating Mats : Supply and laying of Insulating Mats 11kV grade (as per IS:15652 - 2006) of 1000mm width, required for maintenance of electrical equipment in substation as required including cutting to required shape in running length and including all labour and materials etc. complete and as per directions of Engineer-In-Charge as per applicable Indian or International standards and Indian Electricity Rules. | 40.00 | Mtr |  | 2437.00 | 97480.00 | 50000.00 | 2000000.00 | 650.00 | 26000.00 | 26000.00 | NOPS INFRASTRUCTURE PVT. LTD.
66.00 | Supply and installation of the following including the supply of necessary clamp, bolts, rawl plugs etc. breaking and making good of walls, if required , and including all labour and materials complete as per directions of Engineer-In-Charge, applicable standards and Indian Electricity rules.
67.00 | Shock hazard charts complete with frame and glass | 1.00 | No. |  | 6316.00 | 6316.00 | 100000.00 | 100000.00 | 2800.00 | 2800.00 | 2800.00 | NOPS INFRASTRUCTURE PVT. LTD.
68.00 | First Aid Boxes | 1.00 | No. |  | 4943.00 | 4943.00 | 100000.00 | 100000.00 | 5000.00 | 5000.00 | 4943.00 | Hi Technocrats Private Limited
69.00 | Caution boards (Danger, High Volatage) including supply of necessary clamps, bolts and other hardware. | 1.00 | No. |  | 5561.00 | 5561.00 | 100000.00 | 100000.00 | 2000.00 | 2000.00 | 2000.00 | NOPS INFRASTRUCTURE PVT. LTD.
70.00 | Single Line Diagram complete in glass frame. | 1.00 | No. |  | 23204.00 | 23204.00 | 100000.00 | 100000.00 | 4500.00 | 4500.00 | 4500.00 | NOPS INFRASTRUCTURE PVT. LTD.
71.00 | Supply and laying of following sizes of class 'B' G.I.Pipe in required length fixed on steel, concrete or similar sructure, laid in trenches, ready to be buried in concrete including cutting, threading, bending and similar works, supply of clamps, small iron structures, spacers and installation of seats, plugs, bushings etc. small civil works, including all labour and materials complete as per approved drawings and directions of Engineer-In-Charge.
72.00 | 50 mm NB | 20.00 | Mtr |  | 1003.00 | 20060.00 | 10000.00 | 200000.00 | 700.00 | 14000.00 | 14000.00 | NOPS INFRASTRUCTURE PVT. LTD.
73.00 | 100 mm NB | 20.00 | Mtr |  | 2277.00 | 45540.00 | 10000.00 | 200000.00 | 1600.00 | 32000.00 | 32000.00 | NOPS INFRASTRUCTURE PVT. LTD.
74.00 | 200 mm NB | 20.00 | Mtr |  | 5628.00 | 112560.00 | 10000.00 | 200000.00 | 3200.00 | 64000.00 | 64000.00 | NOPS INFRASTRUCTURE PVT. LTD.
75.00 | Erection Material : Supply, Fabrication and errection of MS base frame support for switch gear and bracket for misc. electrical equipment, cable and cable tray support out of roled MS section,pipes,plates etc including welding, bolting, reveting, supply of necessary anchor bolts and grouting etc supply of paints applying one coat of anti rust primer two finish coats of approved synthetic enamel paints including bracking walls, floors etc for structure as required including supply of all GI hardware materials including all labour and materials complete as required and the direction of Engineer-in-charge. | 1.00 | Lot |  | 1096341.00 | 1096341.00 | 10000.00 | 10000.00 | 40000.00 | 40000.00 | 10000.00 | Shree Balaji Engineering Services
76.00 | All works relating to statutory approvals, laisioning from competent authority like Electrical Inspectorate, CEA, SEB etc including carrying out of all required modifications in design / Manufacturer / Installation to meet the requirement of Indian Electricity rules and other statutory regulations in force, carrying out necessary paper work and liasion with the authorities to obtain all necessary clearances for charging of installation as per relevant national standards. However the official fees towards the approvals shall be reimbursed by the client for all stations. | 1.00 | LS |  | 549200.00 | 549200.00 | 10000.00 | 10000.00 | 100000.00 | 100000.00 | 10000.00 | Shree Balaji Engineering Services
77.00 | Sub-Total Section A
78.00 | SECTION:B- FIRE PROTECTION SYSTEM
79.00 | PLANT PIPING (ABOVEGROUND) SUPPLY, FABRICATION, ERECTION, INSTALLATION, PAINTING AND TESTING OF PIPING :
80.00 | SUPPLY OF PIPES: Complete work of supply of ERW pipes, including all taxes, duties, transportation and inspection charges but not limited to, the following items in accordance with relevant specifications , drawings, specification and instructions of Engineer-in-charge and as per all provisions of the CONTRACT DOCUMENT.
81.00 | FABRICATION, ERECTION, INSTALLATION, PAINTING AND TESTING OF Above Ground pipes: Receiving and taking over / handling of all supplied materials from Contractor's / Owner's designated place(s), transportation including loading, unloading, handling from Contractor's /Owner's designated place(s) to Contractor's own stock yard(s)/ work site(s)/ work shop(s) including arranging all necessary storage area(s) thereof, as required; supply of all balance materials (except supply of those specified subsequently in SOR), equipment, consumables as defined in Contractor's scope of supply and their transportation to the work site(s); performing all above ground piping fabrication works including cutting,edge preparation (inclusive of grinding the edges of pipes, fittings etc. to match with the matching edges of uneven/ different thickness wherever required) including, fit up, bending, pre-heating wherever required, welding, threading etc.; fabrication of fittings like miter bends, tees, reducers etc other than those in the scope of contractor and erection of the same, erection of pipes of all types and thickness over sleepers, overhead on racks and at all elevations; hook-up with, existing header, equipments etc, fittings of all sizes i.e.elbows, reducers, tees, 'blind flanges, including fixing of all types of gaskets , bolts, studs and nuts of all sizes; cleaning and flushing, carrying out hydrostatic test at 18 kg/cm2 (g) (minimum 1.50 times the design pressure) ,carrying out 10% non-destructive testing of each size such as radiography by gamma ray, magnetic particle, liquid penetration etc., pre-commissioning and commissioning; surface preparation, primer, painting complete of pipeline with fittings as per MECON painting specification no. MEC/S/05/21/07, Painting to be done by spray only, clean-up and restoration of site, preparation of as built drawings, documents and project records; transportation of surplus free issue materials to Owner's designated place(s); completing all works in all respects as per the AFC drawings, specifications, standards and other provisions of Contract and instruction of Engineer-in-Charge. Supply of paints, solvents and primers , preparation of surfaces by sand/grit blasting using one of the abrasives and application of Zinc Ethyl Silicate Primer (P1- One coat @ 75 microns DFT / coat), Two pack epoxy – polyamid mio Intermediate / undercoat paint (U1- One coat @ 100 microns DFT/coat minimum) and Two pack aliphatic acrylic polyurethane finish paint ( F2-Two Coats @ 40 microns DFT /coat minimum) suitable for normal corrosive painting environment as defined in contract document. Identification, lettering/ numbering, colour coding and colour bands as per Industry Quality Control manual etc. as specified including rub down and touch up of shop primer or scrapping of shop primer wherever required and providing of scaffolding for all heights, labour, materials, tools and tackles, consumables, supervision etc. to complete the work in all respect as per Specification, Drawings,Standards and instruction of Engineer-in-Charge. Painting shall be done by spray only.
82.00 | 12 INCH, IS: 3589,Thk.-7.1 mm | 10.00 | RM |  | 9362.00 | 93620.00 | 5000.00 | 50000.00 | 8500.00 | 85000.00 | 50000.00 | Shree Balaji Engineering Services
83.00 | 10 INCH, IS: 3589,Thk.-6.3 mm | 20.00 | RM |  | 7125.00 | 142500.00 | 5000.00 | 100000.00 | 6635.00 | 132700.00 | 100000.00 | Shree Balaji Engineering Services
84.00 | 8 INCH, IS: 3589,Thk.-6.3 mm | 330.00 | RM |  | 5495.00 | 1813350.00 | 7000.00 | 2310000.00 | 5000.00 | 1650000.00 | 1650000.00 | NOPS INFRASTRUCTURE PVT. LTD.
85.00 | 6 INCH, IS: 1239,Thk.- Heavy | 30.00 | RM |  | 3683.00 | 110490.00 | 5000.00 | 150000.00 | 3100.00 | 93000.00 | 93000.00 | NOPS INFRASTRUCTURE PVT. LTD.
86.00 | 4 INCH, IS: 1239,Thk.- Heavy | 50.00 | RM |  | 2479.00 | 123950.00 | 10000.00 | 500000.00 | 2250.00 | 112500.00 | 112500.00 | NOPS INFRASTRUCTURE PVT. LTD.
87.00 | 3 INCH, IS: 1239,Thk.- Heavy | 10.00 | RM |  | 1809.00 | 18090.00 | 10000.00 | 100000.00 | 2100.00 | 21000.00 | 18090.00 | Hi Technocrats Private Limited
88.00 | 2 INCH, IS: 1239,Thk.- Heavy | 10.00 | RM |  | 1179.00 | 11790.00 | 10000.00 | 100000.00 | 1800.00 | 18000.00 | 11790.00 | Hi Technocrats Private Limited
89.00 | 1 INCH, IS: 1239,Thk.- Heavy | 10.00 | RM |  | 624.00 | 6240.00 | 10000.00 | 100000.00 | 1600.00 | 16000.00 | 6240.00 | Hi Technocrats Private Limited
90.00 | PLANT PIPING (UNDER GROUND) SUPPLY, FABRICATION, ERECTION, INSTALLATION, WRAPPING & COATING AND TESTING OF PIPING :
91.00 | SUPPLY OF PIPES: Complete work of supply of ERW pipes, including all taxes, duties, transportation and inspection charges but not limited to, the following items in accordance with relevant specifications indicated in scope of work indicated in SCC, drawings, specification and instructions of Engineer-in-charge and as per all provisions of the CONTRACT DOCUMENT.
92.00 | FABRICATION, ERECTION, INSTALLATION, PAINTING AND TESTING of Under Ground pipes: Receiving and taking over of all supplied materials from designated place(s) of issue, transportation including loading, unloading, handling from Owner's designated place(s) of issue to Contractor's own stock yard(s)/ work site(s)/ work shop(s) including arranging all necessary storage area(s) thereof, as required; supply of all balance materials (except those specified subsequently in SOR), equipment, consumables as defined in Contractor's scope of supply and their transportation to the work site(s); performing all under ground piping fabrication works including cutting,edge preparation (inclusive of grinding the edges of pipes, fittings etc. to match with the matching edges of uneven/ different thickness wherever required) including, fit up, bending, pre-heating wherever required, welding, threading /tapping etc.,; hook-up with, existing header, equipments etc, fittings of all sizes i.e.elbows, reducers, tees, 'blind flanges, including fixing of all types of gaskets , bolts, studs and nuts of all sizes;
93.00 | Cleaning and flushing, carrying out hydrostatic test at 18 kg/cm2 (g) (minimum 1.50 times the design pressure) ,carrying out 10% non-destructive testing of each size such as radiography by gamma ray, magnetic particle, liquid penetration etc., pre-commissioning and commissioning; clean-up and restoration of site, preparation of as built drawings, documents and project records; transportation of surplus free issue materials to Owner's designated place(s); completing all works in all respects as per the AFC drawings, specifications, standards and other provisions of Contract and instruction of Engineer-in-Charge. Job also includes trenching to all types of soil to specified depth, laying the already wrapped and coated pipes, back filling the trenches with available approved soil and also laying the pipes through hume pipes/culverts. Cost of wrapping as per IS: 10221 to be included in the cost including supply of wrapping materials. Cost of supply of hume pipes for road crossing also to be included.
94.00 | 12 INCH, IS: 3589,Thk.-7.1 mm | 10.00 | RM |  | 14820.00 | 148200.00 | 5000.00 | 50000.00 | 11700.00 | 117000.00 | 50000.00 | Shree Balaji Engineering Services
95.00 | 10 INCH, IS: 3589,Thk.-6.3 mm,A33A, | 10.00 | RM |  | 11763.00 | 117630.00 | 5000.00 | 50000.00 | 10500.00 | 105000.00 | 50000.00 | Shree Balaji Engineering Services
96.00 | 8 INCH, IS: 1239,Thk.- Heavy, A33A | 50.00 | RM |  | 8596.00 | 429800.00 | 5000.00 | 250000.00 | 7500.00 | 375000.00 | 250000.00 | Shree Balaji Engineering Services
97.00 | 6 INCH, IS: 1239,Thk.- Heavy, A33A | 10.00 | RM |  | 5992.00 | 59920.00 | 5000.00 | 50000.00 | 4200.00 | 42000.00 | 42000.00 | NOPS INFRASTRUCTURE PVT. LTD.
98.00 | 4 INCH, IS: 1239,Thk.- Heavy | 10.00 | RM |  | 4379.00 | 43790.00 | 5000.00 | 50000.00 | 3200.00 | 32000.00 | 32000.00 | NOPS INFRASTRUCTURE PVT. LTD.
99.00 | SUPPLY AND ERECTION OF VALVES Complete work of supply & erection of CS valves including Design, Engineering, Manufacturing, Testing, Inspection, Packaging, Forwarding, Transportation to store, supply and erection of matching companion flanges, gaskets, fasteners, nuts & studs, etc. but not limited to, the following items in accordance with relevant specifications indicated in scope of work, drawings, specification and instructions of Engineer-in-charge and as per all provisions of the CONTRACT DOCUMENT.Handling including lifting and transportation from Owner's/ Contractor's own storage yard to work site and installation of all types of valve by bolting, threading or welding,including supply of gaskets, nuts & studs, etc. and insertion/ erection of the same on either side of flanged valve at all elevations of pipe sleepers, supports or overhead on racks, equipments nozzle, pumps & painting etc. supply of all consumables, manpower, equipment, etc. for completion of all works as per scope of work and as per drawings, specifications and instructions of Engineer-in-charge including servicing/ cleaning of valves wherever requried.
100.00 | Gate Valves as per details below:
101.00 | Size - 10 INCH, Rating - 150 | 1.00 | Nos. |  | 104348.00 | 104348.00 | 50000.00 | 50000.00 | 65000.00 | 65000.00 | 50000.00 | Shree Balaji Engineering Services
102.00 | Size - 8 INCH, Rating - 150 | 7.00 | Nos. |  | 66951.00 | 468657.00 | 50000.00 | 350000.00 | 59200.00 | 414400.00 | 350000.00 | Shree Balaji Engineering Services
103.00 | Size - 6 INCH, Rating - 150 | 1.00 | Nos. |  | 42357.00 | 42357.00 | 50000.00 | 50000.00 | 54000.00 | 54000.00 | 42357.00 | Hi Technocrats Private Limited
104.00 | Tripple Offset Butterfly Valves as per details below:
105.00 | Size - 4 INCH, Rating - 150 | 17.00 | Nos. |  | 137752.00 | 2341784.00 | 50000.00 | 850000.00 | 8500.00 | 144500.00 | 144500.00 | NOPS INFRASTRUCTURE PVT. LTD.
106.00 | Ball Valves as per details below:
107.00 | Size - 4 INCH, Rating - 150 | 2.00 | Nos |  | 66406.00 | 132812.00 | 50000.00 | 100000.00 | 61600.00 | 123200.00 | 100000.00 | Shree Balaji Engineering Services
108.00 | Size - 2 INCH, Rating - 150 | 1.00 | Nos |  | 29438.00 | 29438.00 | 50000.00 | 50000.00 | 34435.00 | 34435.00 | 29438.00 | Hi Technocrats Private Limited
109.00 | Size - 1 INCH, Rating - 150 | 2.00 | Nos |  | 16112.00 | 32224.00 | 50000.00 | 100000.00 | 8895.00 | 17790.00 | 17790.00 | NOPS INFRASTRUCTURE PVT. LTD.
110.00 | SUPPLY & ERECTION OF Y /T TYPE STRAINER Design, Engineering, Manufacturing, Testing, Inspection, supply & erection including Packaging, Forwarding, Transportation, supply and erection of matching companion flanges, gaskets, fasteners, nuts & Stud , etc. to store of "Y / T" type strainer with cast Steel body & SS strainer as per approved Drg.,/ Data Sheet/ PJS etc but not limited to, the following in accordance with relevant specifications , drawings, specification and instructions of Engineer-in-charge and as per all provisions of the CONTRACT DOCUMENT as per details below. Handling including lifting and transportation from Owner's/ Contractor's own storage yard to work site and installation & commissioning of "Y / T" type strainer with cast Steel body & SS strainer by bolting, threading or welding,including supply of gaskets, nuts & bolts, etc. and insertion/ erection of the same on either side of flanged valve at all elevations of pipe sleepers, supports or overhead on racks,pumps & painting etc. supply of all consumables, manpower, equipment, etc. for completion of all works as per scope of work and as per drawings, specifications and instructions of Engineer-in-charge including servicing/ cleaning wherever requried as per details below.
111.00 | 4" T/Y Type Strainer - 150# | 2.00 | Nos. |  | 48330.00 | 96660.00 | 50000.00 | 100000.00 | 50700.00 | 101400.00 | 96660.00 | Hi Technocrats Private Limited
112.00 | SUPPLY & ERECTION OF FITTINGS
113.00 | Complete work of Supply & Erection of Fittings (150 Class) including transportation to store and inspection charges but not limited to the following items in accordance with relevant Specifications and instructions of EIC and as per all provisions of the CONTRACT DOCUMENT.Handling including lifting and transportation from Contractor's own storage yard to work site of all types and sizes, erection on pipelines, at all locations (a/g and u/g ) including alignment, fit-up, welding, including supply of all consumables, manpower, equipment, etc. for completion of all works as per scope of work and as per drawings, specifications and instructions of Engineer-in-charge
114.00 | 90º Elbow, Nominal size - 8 INCH | 10.00 | Nos. |  | 9049.00 | 90490.00 | 5000.00 | 50000.00 | 5540.00 | 55400.00 | 50000.00 | Shree Balaji Engineering Services
115.00 | 90º Elbow, Nominal size - 6 INCH | 2.00 | Nos. |  | 4982.00 | 9964.00 | 5000.00 | 10000.00 | 4900.00 | 9800.00 | 9800.00 | NOPS INFRASTRUCTURE PVT. LTD.
116.00 | 45º Elbow, Nominal size - 6 INCH | 1.00 | Nos. |  | 3616.00 | 3616.00 | 5000.00 | 5000.00 | 3480.00 | 3480.00 | 3480.00 | NOPS INFRASTRUCTURE PVT. LTD.
117.00 | 90º Elbow, Nominal size - 4 INCH | 10.00 | Nos. |  | 2491.00 | 24910.00 | 5000.00 | 50000.00 | 3950.00 | 39500.00 | 24910.00 | Hi Technocrats Private Limited
118.00 | 45º Elbow, Nominal size - 4 INCH | 1.00 | Nos. |  | 1999.00 | 1999.00 | 5000.00 | 5000.00 | 2850.00 | 2850.00 | 1999.00 | Hi Technocrats Private Limited
119.00 | Equal Tee, Nominal size - 8 INCH | 1.00 | Nos. |  | 7487.00 | 7487.00 | 5000.00 | 5000.00 | 6650.00 | 6650.00 | 5000.00 | Shree Balaji Engineering Services
120.00 | Reducing Tee, Size-12 x 8 INCH | 2.00 | Nos. |  | 23666.00 | 47332.00 | 5000.00 | 10000.00 | 5940.00 | 11880.00 | 10000.00 | Shree Balaji Engineering Services
121.00 | Reducing Tee, Size-8 x 6 INCH | 2.00 | Nos. |  | 11925.00 | 23850.00 | 5000.00 | 10000.00 | 5350.00 | 10700.00 | 10000.00 | Shree Balaji Engineering Services
122.00 | Reducing Tee, Size-8 x 4 INCH | 12.00 | Nos. |  | 14321.00 | 171852.00 | 5000.00 | 60000.00 | 5040.00 | 60480.00 | 60000.00 | Shree Balaji Engineering Services
123.00 | Conc. Reducer, 10 x 8 INCH | 1.00 | Nos. |  | 8616.00 | 8616.00 | 5000.00 | 5000.00 | 5660.00 | 5660.00 | 5000.00 | Shree Balaji Engineering Services
124.00 | Conc. Reducer, 6 x 4 INCH | 2.00 | Nos. |  | 4186.00 | 8372.00 | 5000.00 | 10000.00 | 4150.00 | 8300.00 | 8300.00 | NOPS INFRASTRUCTURE PVT. LTD.
125.00 | Socolet,3/4 INCH | 2.00 | Nos. |  | 559.00 | 1118.00 | 5000.00 | 10000.00 | 960.00 | 1920.00 | 1118.00 | Hi Technocrats Private Limited
126.00 | Socolet,1/2 INCH | 2.00 | Nos. |  | 559.00 | 1118.00 | 5000.00 | 10000.00 | 880.00 | 1760.00 | 1118.00 | Hi Technocrats Private Limited
127.00 | HYDRANT SYSTEM Complete work of supply & erection including Design, Engineering, Manufacturing, Testing, Inspection, Packaging, Forwarding, Transportation to store, gaskets, fasteners, nuts & bolts, etc but not limited to, the following items in accordance with relevant specifications indicated in scope of work, SCC, drawings, specification and instructions of Engineer-in-charge and as per all provisions of the CONTRACT DOCUMENT.
128.00 | Supply & Erection of 2 way stand post type hydrant with two nos. single outlet 100 mm inlet bronze landing valve (conforming to IS : 5290 : 1993 - type -A) with matching flanges (Conforming to IS : 6392 Table-17 / ANSI B 16.5), with control fitted with 63 mm dia instantaneous female coupling on the outlet complete with orifice flange as required for network pressure ranging from 9 to 10.5 Kg/cm2, blank cap and chain. bolts, nuts and gaskets, etc., complete as per data sheet & technical specification . (1 set consists of 2 nos of single valves with stand post & matching flange 4" size, gaskets, nut & bolt all complete). The assembly shall be suitable for direct erection over companion flange on branch outlet from main header. Handling including lifting and transportation from Owner's/ Contractor's own storage yard to work site and installation by bolting, threading or welding,including insertion/ erection of matching companion flanges, gaskets, fasteners, nuts & bolts, etc supply of all consumables, manpower, equipment, etc. for completion of all works as per scope of work and as per drawings, specifications and instructions of Engineer-in-charge including servicing/ cleaning wherever requried. | 10.00 | Set |  | 32787.00 | 327870.00 | 20000.00 | 200000.00 | 100000.00 | 1000000.00 | 200000.00 | Shree Balaji Engineering Services
129.00 | Supply & Erection of 750 stand post type water cum foam monitor (UL Listed / FM Approved) as per Data sheet & Technical Specification with jet / spray nozzle with drain provision and all other accessories including suitable orifice plate for network pressure ranging from 8 to 10.5 Kg/cm2 and matching flanges of 4" size confirming to IS: 6392 Table - 17, bolts, nuts and gaskets complete including painting as specified & directed by EIC. Handling including lifting and transportation from Owner's/ Contractor's own storage yard to work site and Erection by bolting, threading or welding,including insertion/ erection of matching companion flanges, gaskets, fasteners, nuts & bolts etc supply of all consumables, manpower, equipment, etc. for completion of all works as per scope of work and as per drawings, specifications and instructions of Engineer-in-charge including servicing/ cleaning wherever requried. | 3.00 | Nos. |  | 134279.00 | 402837.00 | 20000.00 | 60000.00 | 125000.00 | 375000.00 | 60000.00 | Shree Balaji Engineering Services
130.00 | Supply & Erection of MS fire hose cabinet suitable for accommodating 2 nos of 15 mtrs long canvas hose with coupling, branch pipe and nozzle for external hydrants with double glass door, lock & key including outdoor mounting arrangement complete as specified. Necessary hangers and brackets for hose, nozzle and Triple Purpose type branch pipe to be provided within the cabinet. Provision for putting key of the cabinet shall also be provided.Handling including lifting and transportation from Owner's/ Contractor's own storage yard to work site and Erection of FRP fire hose cabinet including supply of all consumables, manpower, equipment, etc. for completion of all works as per scope of work and as per drawings, specifications and instructions of Engineer-in-charge including servicing/ cleaning wherever requried. | 10.00 | Nos. |  | 10929.00 | 109290.00 | 20000.00 | 200000.00 | 35000.00 | 350000.00 | 109290.00 | Hi Technocrats Private Limited
131.00 | Supply of 63 mm dia 15 m long RRL Hose including SS male and female instanteneous type coupling , machine wound with GI wire complete in all respects. Hose to IS:636 type B, UL Listed / FM Approved and coupling to IS:903:1984 with ISI certification. (One set consists of 2 nos each of 15m length) | 10.00 | Set |  | 8636.00 | 86360.00 | 20000.00 | 200000.00 | 15000.00 | 150000.00 | 86360.00 | Hi Technocrats Private Limited
132.00 | Supply of Jet Nozzle with branch pipe ( IS 903) | 12.00 | Nos. |  | 4105.00 | 49260.00 | 20000.00 | 240000.00 | 4200.00 | 50400.00 | 49260.00 | Hi Technocrats Private Limited
133.00 | ORIFICE PLATE Complete work of supply & erection of suitable CS Orifice plate of 4" size for reducing the pressure from 8-12 kg/cm2 to 0.2-4 kg/cm2 in accordance with relevant Specifications & relevant Data Sheets indicated in scope of work indicated in SCC, drawings, specification and instructions of EIC and as per all provisions of the CONTRACT DOCUMENT. | 13.00 | Nos. |  | 6590.00 | 85670.00 | 50000.00 | 650000.00 | 3700.00 | 48100.00 | 48100.00 | NOPS INFRASTRUCTURE PVT. LTD.
134.00 | HIGH EXPANSION FOAM GENERATORS
135.00 | Complete work comprising of Design, Engineering, Supply, Inspection, Erection, testing & commissioning of Water Turbine Powered based High Expansion Foam Generators (Fixed Type) with by-pass system along with inlet coupling & pressure gauge, Fixed Inline foam Inductor ,Foam pick up tube complete as per the technical specificatrion . The Generator shall meet the stipulations of OISD / technical specification . | 1.00 | Nos |  | 384440.00 | 384440.00 | 25000.00 | 25000.00 | 200000.00 | 200000.00 | 25000.00 | Shree Balaji Engineering Services
136.00 | Complete work comprising of Design, Engineering, Supply, Inspection, Erection, testing & commissioning of Water Turbine Powered based High Expansion Foam Generators (Portable Type) along with by-pass system inlet coupling, portable type Inline Foam Inductor, Foam pick up tube complete as per the technical specificatrion . The Generator shall meet the stipulations of OISD / technical specification. | 1.00 | Nos |  | 384440.00 | 384440.00 | 25000.00 | 25000.00 | 250000.00 | 250000.00 | 25000.00 | Shree Balaji Engineering Services
137.00 | SUPPLY & ERECTION OF ITEMS/COMPONENTS RELATED TO FIXED FOAM SYSTEM
138.00 | Foam Solution per tender spec. confirming to IS-4989 Part-II & UL listed, 3% concentrate filled in 200/210 ltr HDPE barrels. | 800.00 | Ltrs |  | 230.00 | 184000.00 | 1500.00 | 1200000.00 | 110.00 | 88000.00 | 88000.00 | NOPS INFRASTRUCTURE PVT. LTD.
139.00 | Foam Solution per tender spec. confirming to IS-4989 Part-II & UL listed, 3% concentrate filled in 1000 ltr HDPE Tote. The outer frame shall be Rigid welded hot dipped galvanized tubular steel cage. Bottom plate shall be galvanized steel base shaped for inner container support and stability. | 2000.00 | Ltrs |  | 353.00 | 706000.00 | 1500.00 | 3000000.00 | 150.00 | 300000.00 | 300000.00 | NOPS INFRASTRUCTURE PVT. LTD.
140.00 | M S stand with cover/ hood for Keeping the out door foam solution cans one over one. | 4.00 | Nos |  | 12185.00 | 48740.00 | 1500.00 | 6000.00 | 10000.00 | 40000.00 | 6000.00 | Shree Balaji Engineering Services
141.00 | SUPPLY, ERECTION, TESTING, COMMISSIONING OF MEDIUM VELOCITY WATER SPRAY SYSTEM Design, Engineering, Supply, Inspection, Erection, testing & commissioning of MVWS system at suitable height as per NFPA-15/TAC/NBC guidelines comprising manual operated valve, water spray system piping, PG, strainers, supports, fittings . Pipes & fittings as per PMS No. MEC/23SF/05/28/M/ FF/GAIL/003, painting of pipes etc. complete in all respect in accordance with OISD / TAC/NBC requirement and schematic drawings of area enclosed. Sufficient number of drain points with isolation Ball Valves to be provided as per requirement.contractor to furnish Complete techincal details including preparation and getting approval of GA drawing of the system. Complete work includes Handling including lifting and transportation from Owner's/ Contractor's own storage yard to work site and installation & commissioning of MVWS by bolting, threading or welding,including supply of gaskets, nuts & bolts, etc. and insertion/ erection of the same on either side of flanged valve at all elevations & painting etc. supply of all consumables, manpower, equipment, etc. for completion of all works as per scope of work and as per drawings, specifications and instructions of Engineer-in-charge including servicing/ cleaning wherever requried. Note: Tenderer shall include cost of all items viz. Line Pipe, flanges, fittings of all sizes etc. while quoting for item no. 9.1. Supports for MVWS system shall be included in Item no. 7. Battery limit of the job shall start from the downstream of manual valve with complete piping. Only Triple Offset Butterfly Valves, Strainer, Nozzles are to be quoted separately. MOV/DV for spray system have been considered under item 9.2 & strainers in SOR item no. 4.2 . Civil works shall be considered in civil item, However instrumentation items viz. pressure guage shall be quoted under this item.
142.00 | MVWSS for LNG Tank, High pressure Pump, PRS Skid & LNG Pump skid | 1.00 | LS |  | 2540050.00 | 2540050.00 | 100000.00 | 100000.00 | 1500000.00 | 1500000.00 | 100000.00 | Shree Balaji Engineering Services
143.00 | Design, Engineering, Supply, Erection, Fabrication, Inspection, Testing & commissioning of CS Deluge valve assembly actuated by through a) Pilot valve (in automatically operation mode), (b) Manual / remote operation through Solenoid Valve (in remote operation mode) (c) Activation of solenoid from respective area LEL detectors and (d) Local Manual operation, including Pilot valve,solenoid valve self actuated including supply & erection of matching flange, gaskets, nuts & bolts, tubing for actuation, fittings, associated piping confirming to PMS, painting etc. all complete as per the specification, Technical Data Sheets, P&ID, drawings, standard specification, codes and directions of Engineer-in-Charge.Size of Remote operated valve (ROV) (Deluge application) .
144.00 | 4" Dia | 1.00 | No. |  | 214188.00 | 214188.00 | 100000.00 | 100000.00 | 500000.00 | 500000.00 | 100000.00 | Shree Balaji Engineering Services
145.00 | SUPPLY OF PIPE SUPPORTS Supply of pipe/ equipment supports (for all sizes/ thickness) sheds fabricated from structural steel sections consisting of MS rounds, angles, channels including supply of bolts, nuts, washers, U-clamps etc. as required for supporting as defined in contract document and as per standard specification for Shop and Field painting, No. MEC/TS/05/21/07, Drawings, Specification, Standards, other provisions of Contract and instruction of Engineer-in-Charge | 2.00 | MT |  | 173685.00 | 347370.00 | 125000.00 | 250000.00 | 135000.00 | 270000.00 | 250000.00 | Shree Balaji Engineering Services
146.00 | FIRE ALARM & CLEAN AGENT SYSTEM
147.00 | DESIGN, ENGINEERING, SUPPLY, HANDLING, TRANSPORTATION, INSTALLATION, TESTING & COMMISSIONING OF HIGH PRESSURE CLEAN AGENT (INERT GAS) FIRE SUPPRESSION SYSTEM Clean Gas Fire Suppression Centralised System (Inert Gas High Pressure) complete with required accessories with main and standby bank of cylinders & each cylinder filled with Clean agent Fire extinguishing Agent (Inert Gas) as Main Bank and Standby Bank (As per NFPA 2001 & UL Listed / FM / VDS / LPCB approved) with Pressure Switch & Locking Device, Discharge Nozzles designed to provide the proper flow rate and distribution of Clean Agent to total flood the hazard area: 180 deg. / 360 deg. ( As per NFPA 2001 & UL Listed / FM / VDS / LPCB approved ), ASTM A106 Gr. B Piping, fittings & supports, etc. , Manifold fabricated from seamless pipe, A106 Gr. B having inlets with supports etc. with activation through intelligent addressable Fire Detection and Alarm System panels after receiving signals from detectors, response indicators etc. all complete supply as per approved scheme & MECON TS and instructions of Engineer-in-charge. The bidder shall include mandatory spares as described in PJS along with recommended list of spares required for 2 years trouble free operation. Inert gas shall be used as Clean Gas Agent. Complete work of supply, installation, testing, commissioning includes Handling including lifting and transportation from Owner's / Contractor's own storage yard to work site and inspection charges, installation, testing, commissioning & handing over in accordance with relevant Specifications & relevant Data Sheets indicated in PJS, scope of work, SCC, drawings, specification and instructions of EIC and as per all provisions of the CONTRACT DOCUMENT. The areas of rooms to be protected are listed below:
148.00 | Control Room building size 20m x 10m x 4 mt (ht) comprsing Instrumentation, Control Room of size 8m x 5m & Electrical room of size 12m x 10 m. | 1.00 | L.S. |  | 6556075.00 | 6556075.00 | 10000.00 | 10000.00 | 4000000.00 | 4000000.00 | 10000.00 | Shree Balaji Engineering Services
149.00 | Note - 1. Design shall be done by successful bidder based on largest room size with provision to discharge gas in affected room through directional valves including Room void, Ceiling Void & Floor void/ Cable trenches. Balancing of gas discharge in rooms shall be done keeping in NOAEL level as per NFPA2001. Detailed control room drawing shall be provided during detailed engineering stage.
150.00 | DESIGN, ENGINEERING, SUPPLY, ERECTION, TESTING & COMMISSIONING OF FIRE DETECTION & ALARM SYSTEM FOR CONTROL ROOM BUILDING Intelligent addressable Fire Detection and Alarm System with fire alarm cum gas release panels which will also have provision to receive signals from LHS system in cable trenches, detectors, response indicators, cabling , cable trays, manual gas release switch , manual gas abort switch, hooter with flasher, manual call points etc. all complete as per approved scheme & enclosed drawings. Work shall be carried out as per MECON TS No. MEC/TS/05/28/081/11 & enclosed drawing. Manual call points shall be installed at strategic operating locations. Complete work of supply includes transportation to store and inspection charges but not limited to, the following items in accordance with relevant Specifications & relevant Data Sheets indicated in scope of work, SCC, drawings, specification and instructions of EIC and as per all provisions of the CONTRACT DOCUMENT. Handling including lifting and transportation from Owner's/ Contractor's own storage yard to work site and installation & commissioning of FIRE DETECTION & ALARM SYSTEM including performance testing of the system, painting etc. supply of all consumables, manpower, equipment, etc. for completion of all works as per scope of work and as per drawings, specifications and instructions of Engineer-in-charge including servicing/ cleaning wherever required. The area of control room buildings to be protected are listed below:
151.00 | Control Room building size 20m x 10m x 4 mt (ht) comprsing Instrumentation, Control Room of size 8m x 5m, Electrical room of size 12m x 10 m, Fire Fighting Room of size 3m x 3m, Pantry of size 3m x 1.5 m, Toilets of size 3.5m x 3m & Varandah of size 8m x 2m. | 1.00 | L.S. |  | 2368425.00 | 2368425.00 | 10000.00 | 10000.00 | 250000.00 | 250000.00 | 10000.00 | Shree Balaji Engineering Services
152.00 | Note: Fire Alarm Panel & Gas Release Panel shall have provision to work on 230 V AC / 24VDC (Input Power supply ) as per availabilty of Input power at Stations. Detailed control room drawing shall be provided during detailed engineering stage. Integration of Fire Alarm Panel with PLC Panel to be considred by the bidder with all the required hardware, cables and OEM services shall be in the bidder’s scope for the successful integration
153.00 | MANUAL CALL POINTS Complete work of Design, Engineering, Supply, Handling, Transportation, Installation, Testing & Commissioning of Exproof & IP 67 Manual Call Points. The MCP shall be break Glass Type in Red Colour and are located at the following locations in the LCNG Terminal Area: (i) Security room,(ii) Loading /unloading Pump area, (iii) Truck Unloading area (iv) Outside the Dyke area towards LCNG storage tank. These manual call points shall be hard wired to PLC.The scope of work also includes supply,inspection,laying,termination & testing of required quantities of cable as per MCP location along with necessary hardware or other accessories required to enhance the functionality,operation of the complete system. | 4.00 | Nos |  | 24714.00 | 98856.00 | 10000.00 | 40000.00 | 6000.00 | 24000.00 | 24000.00 | NOPS INFRASTRUCTURE PVT. LTD.
154.00 | DESIGN, ENGINEERING, SUPPLY, INSTALLATION, TESTING & COMMISSIONING OF LINEAR HEAT SENSING CABLE Design, supply, installation & commissioning of Linear Heat sensors for cable trenches & below false flooring comprising of linear type heat sensor cable, integration with smoke detectors & fire alarm cum gas release panel all complete as per approved scheme & enclosed drawing. Complete work of supply includes transportation to store and inspection charges but not limited to, the following items in accordance with relevant Specifications & relevant Data Sheets indicated in PJS, scope of work, SCC, drawings, specification and instructions of EIC and as per all provisions of the CONTRACT DOCUMENT. LHS shall be of Following spec. - LHS shall be used for detecting heat from a fire over its entire length. The sensor cable shall consist of a twisted pair of copper coated steel conductors covered by a temperature sensitive insulation. The LHS shall be UL/FM/LPCB/VDS approved and shall be designed for open area as well as proximity detection. LHS shall be compatible with any fire control panel that is capable of accepting contact closure type initiating devices. Linear Heat Detection System shall be used for effective activation of a warning or alarm signal indicating a condition of excessive heat or fire. In this system, each discrete addressable LHS cable zone shall report an individual alarm to the addressable fire control panel.The detector unit shall send fault signal when the LHS is damaged (Cut or damaged). The parameters as mentioned against each requirement are indicative and bidder has to submit the data sheet of LHS for approval of MECON during detailed engineering. Qty. of LHS shall be considered as per approved engineering drg. The areas of cable trenches/below false flooring to be protected are listed below:
155.00 | Control Room building size 20m x 10m x 4 mt (ht) comprsing Instrumentation, Control Room of size 8m x 5m & Electrical room of size 12m x 10 m. | 50.00 | Mtrs |  | 7140.00 | 357000.00 | 1500.00 | 75000.00 | 1500.00 | 75000.00 | 75000.00 | NOPS INFRASTRUCTURE PVT. LTD., Shree Balaji Engineering Services
156.00 | SUPPLY, INSPECTION, LAYING, TERMINATION & TESTING OF FRLS CABLES Supply, inspection, laying, termination with fire alarm panel & testing of FRLS cables in control room for AC tripping & Exhaust Fan, all required relays & cable glands (Explosion proof double compression type) and consumables like ferrules, clamps, lugs, sleeves, aluminium/SS tag plates etc., clamping , ferruling, glanding of the cables, termination at both ends, including shield/drain, providing/fixing of identifying tags and megger testing and loop testing.
157.00 | 2 core 1.5 Sqmm copper cable | 50.00 | Mtrs |  | 231.00 | 11550.00 | 1500.00 | 75000.00 | 1500.00 | 75000.00 | 11550.00 | Hi Technocrats Private Limited
158.00 | SUPPLY OF SAFETY EQUIPMENTS & HAND APPLIANCES
159.00 | DRY CHEMICAL POWDER TYPE FIRE EXTINGUISHER (STORED PRESSURE TYPE) Supply & Installation of Dry Chemical Powder type fire extinguisher as per IS: 15683-2006 & MECON TS no. MEC/TS/05/28/081/26 suitable for inverted operation with anticorrosive treatment and hydraulically tested to a pressure of 25 kg/ sq.cm . Extinguishers externally painted with red enamel and fixed to wall with brackets complete with internal charge and spanner complete. Complete work of supply includes transportation to store and inspection charges but not limited to, the following items in accordance with relevant Specifications & relevant Data Sheets indicated in scope of work,SCC, drawings, specification and instructions of EIC and as per all provisions of the CONTRACT DOCUMENT
160.00 | 4 Kg Capacity | 4.00 | Nos. |  | 4970.00 | 19880.00 | 15000.00 | 60000.00 | 8000.00 | 32000.00 | 19880.00 | Hi Technocrats Private Limited
161.00 | 9 Kg Capacity | 10.00 | Nos. |  | 8966.00 | 89660.00 | 15000.00 | 150000.00 | 11000.00 | 110000.00 | 89660.00 | Hi Technocrats Private Limited
162.00 | 25 Kg Capacity (Trolley mounted) | 2.00 | Nos. |  | 42632.00 | 85264.00 | 15000.00 | 30000.00 | 40000.00 | 80000.00 | 30000.00 | Shree Balaji Engineering Services
163.00 | 75 Kg Capacity (Trolley mounted) | 2.00 | Nos. |  | 73044.00 | 146088.00 | 15000.00 | 30000.00 | 50000.00 | 100000.00 | 30000.00 | Shree Balaji Engineering Services
164.00 | CO2 TYPE FIRE EXTINGUISHERS Supply & Installation of CO2 type fire extinguishers with steel cylinder with dischange valve as per MECON TS no. MEC/TS/05/28/081/25 and conforming to IS:15683. Extinguisher shall be painted with red enamel paint. Complete work of supply includes transportation to store and inspection charges but not limited to, the following items in accordance with relevant Specifications & relevant Data Sheets indicated in scope of work,SCC, drawings, specification and instructions of EIC and as per all provisions of the CONTRACT DOCUMENT
165.00 | Capacity 4.5 kg. | 2.00 | Nos. |  | 8966.00 | 17932.00 | 10000.00 | 20000.00 | 8500.00 | 17000.00 | 17000.00 | NOPS INFRASTRUCTURE PVT. LTD.
166.00 | CLEAN AGENT TYPE FIRE EXTINGUISHER Providing & fixing clean agent type fire extinguisher suitable for inverted operation with anticorrosive treatment and hydraulically tested as per NFPA 2001. The product should be UL /LPCB/VDS/FM listed. The gas shall be stored at a pressure of not less than 15 bar and range shall be 2-5 meter.
167.00 | 2.5Kg Capacity | 2.00 | Nos. |  | 13716.00 | 27432.00 | 10000.00 | 20000.00 | 10000.00 | 20000.00 | 20000.00 | NOPS INFRASTRUCTURE PVT. LTD., Shree Balaji Engineering Services
168.00 | FIRE BUCKETS Supply and installation of galvenised steel set of 4 fire buckets (9 Ltrs. Cap) as per technical specification no. MEC/TS/05/28/081/03 and confirming to IS: 2546-1974 RA2000.Buckets shall be painted with red enamel paint and fixed to suitable location . Complete work of supply includes transportation to store and inspection charges but not limited to, the following items in accordance with relevant Specifications & relevant Data Sheets indicated in scope of work,SCC, drawings, specification and instructions of EIC and as per all provisions of the CONTRACT DOCUMENT | 2.00 | Nos. |  | 5547.00 | 11094.00 | 5000.00 | 10000.00 | 5000.00 | 10000.00 | 10000.00 | NOPS INFRASTRUCTURE PVT. LTD., Shree Balaji Engineering Services
169.00 | EYE WASH SHOWER (STAINLESS STEEL) Complete work of supply & installation including Design, Engineering, Manufacturing, Testing, Inspection, Packaging, Forwarding, Transportation to store, of Eye Wash shower pedestal mounted along with supply & laying of required GI Heavy Pipes, fittings Isolation valves , etc but not limited to, the following items in accordance with relevant specifications indicated in scope of work, SCC, drawings, specification and instructions of Engineer-in-charge and as per all provisions of the CONTRACT DOCUMENT. Supply & laying of GI Pipe (Heavy Grade ) of Size (25 NB) minimum,Fittings,isolation valves for water connection to the Eye Wash Shower (Near Odorising Skid) from the avaialable nearest tapping point of Portable water are deemed to be included in the quoted price. | 1.00 | Nos |  | 30481.00 | 30481.00 | 5000.00 | 5000.00 | 35000.00 | 35000.00 | 5000.00 | Shree Balaji Engineering Services
170.00 | SUPPLY OF SAFETY EQUIPMENT Complete work of supply includes transportation to store and inspection charges but not limited to, the following items in accordance with relevant Specifications & relevant Data Sheets indicated in scope of work,SCC, drawings, specification and instructions of EIC and as per all provisions of the CONTRACT DOCUMENT
171.00 | Goggles for Eye Protection from LNG Spray | 5.00 | Nos. |  | 3776.00 | 18880.00 | 1500.00 | 7500.00 | 1250.00 | 6250.00 | 6250.00 | NOPS INFRASTRUCTURE PVT. LTD.
172.00 | Protective Apron for cryogenic liquid handling | 5.00 | Nos. |  | 9707.00 | 48535.00 | 1500.00 | 7500.00 | 2200.00 | 11000.00 | 7500.00 | Shree Balaji Engineering Services
173.00 | Safety Helmet with GAIL GAS Logo - IS-2925-1984 RA2000 | 10.00 | Nos. |  | 3844.00 | 38440.00 | 1500.00 | 15000.00 | 1850.00 | 18500.00 | 15000.00 | Shree Balaji Engineering Services
174.00 | Gumboots for protection during LNG Spillage | 2.00 | Set |  | 4586.00 | 9172.00 | 1500.00 | 3000.00 | 2800.00 | 5600.00 | 3000.00 | Shree Balaji Engineering Services
175.00 | Stretcher with blanket- IS-4037-1967 RA-2001. | 1.00 | Nos. |  | 29794.00 | 29794.00 | 1500.00 | 1500.00 | 5500.00 | 5500.00 | 1500.00 | Shree Balaji Engineering Services
176.00 | First Aid Box | 1.00 | Nos. |  | 9707.00 | 9707.00 | 1500.00 | 1500.00 | 5000.00 | 5000.00 | 1500.00 | Shree Balaji Engineering Services
177.00 | Supply,Installation,Testing and Commissioining of Electrical Siren (1 Km Diametrical range) & Interfacing with Fire Alarm Panel/Gas Release Panel | 1.00 | Nos. |  | 53272.00 | 53272.00 | 1500.00 | 1500.00 | 32000.00 | 32000.00 | 1500.00 | Shree Balaji Engineering Services
178.00 | Hand operated siren (1 Km Diametrical range) IS-6194-1971 RA- 2006 | 1.00 | Nos. |  | 52586.00 | 52586.00 | 1500.00 | 1500.00 | 7000.00 | 7000.00 | 1500.00 | Shree Balaji Engineering Services
179.00 | Rubber Hand Gloves IS-4770 –1991 RA-2001 | 4.00 | pair |  | 11149.00 | 44596.00 | 1500.00 | 6000.00 | 1000.00 | 4000.00 | 4000.00 | NOPS INFRASTRUCTURE PVT. LTD.
180.00 | Cotton Hand Gloves | 10.00 | pair |  | 1510.00 | 15100.00 | 1500.00 | 15000.00 | 450.00 | 4500.00 | 4500.00 | NOPS INFRASTRUCTURE PVT. LTD.
181.00 | Hand gloves suitable for cryogenic liquid handling, | 4.00 | pair |  | 9666.00 | 38664.00 | 1500.00 | 6000.00 | 1700.00 | 6800.00 | 6000.00 | Shree Balaji Engineering Services
182.00 | Red & Green flag for fire drill | 1.00 | pair |  | 3735.00 | 3735.00 | 1500.00 | 1500.00 | 1800.00 | 1800.00 | 1500.00 | Shree Balaji Engineering Services
183.00 | Portable Gas Detectors | 1.00 | Nos. |  | 119314.00 | 119314.00 | 1500.00 | 1500.00 | 100000.00 | 100000.00 | 1500.00 | Shree Balaji Engineering Services
184.00 | Explosive meter | 1.00 | Nos. |  | 126179.00 | 126179.00 | 1500.00 | 1500.00 | 12500.00 | 12500.00 | 1500.00 | Shree Balaji Engineering Services
185.00 | Safety tocrh | 2.00 | Nos. |  | 37208.00 | 74416.00 | 1500.00 | 3000.00 | 1200.00 | 2400.00 | 2400.00 | NOPS INFRASTRUCTURE PVT. LTD.
186.00 | Trolley to carry the above items nozzles & branch pipes etc. | 1.00 | Nos. |  | 32760.00 | 32760.00 | 1500.00 | 1500.00 | 5000.00 | 5000.00 | 1500.00 | Shree Balaji Engineering Services
187.00 | Ear Muff | 5.00 | Nos. |  | 3844.00 | 19220.00 | 1500.00 | 7500.00 | 550.00 | 2750.00 | 2750.00 | NOPS INFRASTRUCTURE PVT. LTD.
188.00 | Ear Plug | 5.00 | Nos. |  | 1620.00 | 8100.00 | 1500.00 | 7500.00 | 450.00 | 2250.00 | 2250.00 | NOPS INFRASTRUCTURE PVT. LTD.
189.00 | Fire Proximity Suit | 1.00 | Nos. |  | 37208.00 | 37208.00 | 1500.00 | 1500.00 | 8000.00 | 8000.00 | 1500.00 | Shree Balaji Engineering Services
190.00 | Resuscitator | 1.00 | Nos. |  | 22380.00 | 22380.00 | 1500.00 | 1500.00 | 4850.00 | 4850.00 | 1500.00 | Shree Balaji Engineering Services
191.00 | Self contained breathing apparatus with one spare cylinder (30 min. capacity) | 1.00 | Nos. |  | 56485.00 | 56485.00 | 1500.00 | 1500.00 | 20000.00 | 20000.00 | 1500.00 | Shree Balaji Engineering Services
192.00 | Low Temperature Suit for handling of cryogenic liquid | 1.00 | Nos. |  | 185492.00 | 185492.00 | 1500.00 | 1500.00 | 15000.00 | 15000.00 | 1500.00 | Shree Balaji Engineering Services
193.00 | Water Jel Blanket | 1.00 | Nos. |  | 37208.00 | 37208.00 | 1500.00 | 1500.00 | 7000.00 | 7000.00 | 1500.00 | Shree Balaji Engineering Services
194.00 | Wind Shock | 1.00 | Nos. |  | 2362.00 | 2362.00 | 1500.00 | 1500.00 | 3200.00 | 3200.00 | 1500.00 | Shree Balaji Engineering Services
195.00 | PRESSURE GAUGE Design, engineering. Manufacturing, shop testing, supply, packing & forwarding, transportation, delivery at storage and from storage to site of Pressuer guage (Glycerine filled) as per technical specification
196.00 | Pressure Gauge ( Range 0-25 Kg/sq. cm) | 2.00 | Nos. |  | 10160.00 | 20320.00 | 5000.00 | 10000.00 | 10000.00 | 20000.00 | 10000.00 | Shree Balaji Engineering Services
197.00 | Sub-Total Section B
198.00 | SECTION:C- INSTRUMENTATION
199.00 | Supply of Pressure Gauges as per tender document (inclusive of supply of necessary piping materials/tubings, alongwith all necessary valves & fittings, impulse lines/manifolds as per installation standard) | 5.00 | Nos. |  | 9611.00 | 48055.00 | 5000.00 | 25000.00 | 26500.00 | 132500.00 | 25000.00 | Shree Balaji Engineering Services
200.00 | Installation, testing, calibration and commissioning of Pressure Gauges as per tender document (inclusive of necessary piping materials/tubings, alongwith all necessary valves & fittings, impulse lines/manifolds as per installation standard) | 5.00 | Nos. |  | 824.00 | 4120.00 | 5000.00 | 25000.00 | 5200.00 | 26000.00 | 4120.00 | Hi Technocrats Private Limited
201.00 | Supply of Pressure Transmitters as per tender document (inclusive of supply of yoke, supports for impulse lines (wherever required), SS manifolds/ SS impulse lines & SS valves & fittings with supports, as per installation std. no. MEC/05/E5/SD/PT/001) | 2.00 | Nos. |  | 80321.00 | 160642.00 | 5000.00 | 10000.00 | 42500.00 | 85000.00 | 10000.00 | Shree Balaji Engineering Services
202.00 | Installation, testing, calibration and commissioning of Pressure Transmitters as per tender document (inclusive of yoke, supports for impulse lines (wherever required), SS manifolds/ SS impulse lines & SS valves & fittings with supports, as per installation std. no. MEC/05/E5/SD/PT/001) | 2.00 | Nos. |  | 4806.00 | 9612.00 | 5000.00 | 10000.00 | 5000.00 | 10000.00 | 9612.00 | Hi Technocrats Private Limited
203.00 | Supply of Temperature Transmitters as per tender document (inclusive of supply of yoke, supports, etc) | 1.00 | Nos. |  | 77575.00 | 77575.00 | 5000.00 | 5000.00 | 7500.00 | 7500.00 | 5000.00 | Shree Balaji Engineering Services
204.00 | Installation, testing, calibration and commissioning of Temperature Transmitters as per tender document (inclusive of yoke, supports, etc) | 1.00 | Nos. |  | 3433.00 | 3433.00 | 5000.00 | 5000.00 | 5000.00 | 5000.00 | 3433.00 | Hi Technocrats Private Limited
205.00 | Supply of RTD with flanged thermowell inclusive of thermowell and other necessary items as per installation standard | 1.00 | Nos. |  | 43936.00 | 43936.00 | 5000.00 | 5000.00 | 35000.00 | 35000.00 | 5000.00 | Shree Balaji Engineering Services
206.00 | Installation, Calibration, Testing & Commissioning of RTD with flanged thermowell inclusive of installation of thermowell on the nozzle and installation of instruments as per installation standard | 1.00 | Nos. |  | 1373.00 | 1373.00 | 5000.00 | 5000.00 | 5000.00 | 5000.00 | 1373.00 | Hi Technocrats Private Limited
207.00 | Installation of Junction Boxes including Supply of Junction Boxes with Glands, plugs for unused entries, supply, fabrication and installation of supports, plugging of unused entries and painting.
208.00 | Supply of Explosionproof electrical junction boxes along with supply of yoke, support , Stand, Glands, plugs, etc. for 6 pair/ 6 Triad/ 12 Core cable entry | 1.00 | Nos. |  | 11671.00 | 11671.00 | 5000.00 | 5000.00 | 15500.00 | 15500.00 | 5000.00 | Shree Balaji Engineering Services
209.00 | Installation, testing and commissioning of Explosionproof electrical junction boxes along with yoke, support , Stand, Glanding, Termination & loop checking for 6 pair/ 6 Triad/ 12 core cable entry | 1.00 | Nos. |  | 3433.00 | 3433.00 | 5000.00 | 5000.00 | 7500.00 | 7500.00 | 3433.00 | Hi Technocrats Private Limited
210.00 | Supply of Canopies fabricated out of powder coated MS for electronic transmitters including supply, fabrication of support and reflective painting. | 3.00 | Nos. |  | 5767.00 | 17301.00 | 5000.00 | 15000.00 | 60000.00 | 180000.00 | 15000.00 | Shree Balaji Engineering Services
211.00 | Installation, testing and commissioning of Canopies fabricated out of powder coated MS for electronic transmitters including installation of canopy with support and reflective painting. | 3.00 | Nos. |  | 1648.00 | 4944.00 | 5000.00 | 15000.00 | 10000.00 | 30000.00 | 4944.00 | Hi Technocrats Private Limited
212.00 | Supply, laying, testing of FRLS cables (control, signal, power, triad cables) including supply of all required cable glands (Explosion proof double compression type) and consumables like ferrules, clamps, PVC tubes, aluminium/SS tag plates etc., clamping , ferruling, glanding of the cables, termination at both ends, including shield/drain/ communication wire, providing/fixing of identifying tags and megger testing and loop testing . Supply and installation of GI pipes / Hume pipes (in road crossings, buildings, etc.) and PVC pipes (for crossing of electrical cables) is included in the scope of cable laying but exclusive of supply & erection of GI Perforated tray.
213.00 | Supply of 1 P x 1.5 mm² (Type I), Signal Cable | 600.00 | Mtrs. |  | 102.00 | 61200.00 | 1000.00 | 600000.00 | 140.00 | 84000.00 | 61200.00 | Hi Technocrats Private Limited
214.00 | Laying, testing and commissioning of 1 P x 1.5 mm² (Type I), Signal Cable | 600.00 | Mtrs. |  | 69.00 | 41400.00 | 1000.00 | 600000.00 | 100.00 | 60000.00 | 41400.00 | Hi Technocrats Private Limited
215.00 | Supply of 6 P x 1.5 mm² (Type II) Signal Cable | 200.00 | Mtrs. |  | 419.00 | 83800.00 | 1000.00 | 200000.00 | 550.00 | 110000.00 | 83800.00 | Hi Technocrats Private Limited
216.00 | Laying, testing and commissioning of 6 P x 1.5 mm² (Type II) Signal Cable | 200.00 | Mtrs. |  | 110.00 | 22000.00 | 1000.00 | 200000.00 | 100.00 | 20000.00 | 20000.00 | NOPS INFRASTRUCTURE PVT. LTD.
217.00 | Supply of RS-485 Serial Communication Cable | 200.00 | Mtrs. |  | 91.00 | 18200.00 | 1000.00 | 200000.00 | 250.00 | 50000.00 | 18200.00 | Hi Technocrats Private Limited
218.00 | Laying, testing and commissioning of RS-485 Serial Communication Cable | 200.00 | Mtrs. |  | 55.00 | 11000.00 | 1000.00 | 200000.00 | 100.00 | 20000.00 | 11000.00 | Hi Technocrats Private Limited
219.00 | Supply of armoured OFC Cable as per specification available in tender. Cost of all the accessories, splicing, patch cords, media converters, etc. shall be considered under this line item. | 500.00 | Mtrs. |  | 275.00 | 137500.00 | 1000.00 | 500000.00 | 100.00 | 50000.00 | 50000.00 | NOPS INFRASTRUCTURE PVT. LTD.
220.00 | Laying, testing and commissioning of armoured OFC Cable as per specification available in tender. Cost of all the accessories, splicing, patch cords, media converters, etc. shall be considered under this line item. | 500.00 | Mtrs. |  | 106.00 | 53000.00 | 1000.00 | 500000.00 | 45.00 | 22500.00 | 22500.00 | NOPS INFRASTRUCTURE PVT. LTD.
221.00 | Supply of CAT6 Ethernet Communication Cable | 200.00 | Mtrs. |  | 119.00 | 23800.00 | 1000.00 | 200000.00 | 150.00 | 30000.00 | 23800.00 | Hi Technocrats Private Limited
222.00 | Laying, testing and commissioning of CAT6 Ethernet Communication Cable | 200.00 | Mtrs. |  | 34.00 | 6800.00 | 1000.00 | 200000.00 | 90.00 | 18000.00 | 6800.00 | Hi Technocrats Private Limited
223.00 | Supply of Multi cable Transit blocks for all the cables entering in control room (including 100% spares) | 1.00 | Lumpsum |  | 109840.00 | 109840.00 | 1000.00 | 1000.00 | 25000.00 | 25000.00 | 1000.00 | Shree Balaji Engineering Services
224.00 | Installation , testing and commisioning of Multi cable Transit blocks for all the cables entering in control room (including 100% spares) | 1.00 | Lumpsum |  | 13730.00 | 13730.00 | 1000.00 | 1000.00 | 7000.00 | 7000.00 | 1000.00 | Shree Balaji Engineering Services
225.00 | Supply and erection of prefabricated perforated GI trays of thickness 2 mm including tees, bends and elbows, supply, fabrication and erection of required supports and painting of supports with one coat of primer as per IS:2074 and 2 coats of finished paint including supply of paint as per std. and direction of Engineer In-Charge.
226.00 | Supply of 60 mm wide X 30 mm high | 70.00 | Mtrs. |  | 339.00 | 23730.00 | 1000.00 | 70000.00 | 300.00 | 21000.00 | 21000.00 | NOPS INFRASTRUCTURE PVT. LTD.
227.00 | Installation, testing and commissioning of 60 mm wide X 30 mm high | 70.00 | Mtrs. |  | 124.00 | 8680.00 | 1000.00 | 70000.00 | 100.00 | 7000.00 | 7000.00 | NOPS INFRASTRUCTURE PVT. LTD.
228.00 | Supply of 100 mm wide X 30 mm high | 50.00 | Mtrs. |  | 430.00 | 21500.00 | 1000.00 | 50000.00 | 350.00 | 17500.00 | 17500.00 | NOPS INFRASTRUCTURE PVT. LTD.
229.00 | Installation, testing and commissioning of 100 mm wide X 30 mm high | 50.00 | Mtrs. |  | 151.00 | 7550.00 | 1000.00 | 50000.00 | 100.00 | 5000.00 | 5000.00 | NOPS INFRASTRUCTURE PVT. LTD.
230.00 | Supply of 200 mm wide X 30 mm high | 50.00 | Mtrs. |  | 673.00 | 33650.00 | 1000.00 | 50000.00 | 600.00 | 30000.00 | 30000.00 | NOPS INFRASTRUCTURE PVT. LTD.
231.00 | Installation, testing and commissioning of 200 mm wide X 30 mm high | 50.00 | Mtrs. |  | 254.00 | 12700.00 | 1000.00 | 50000.00 | 100.00 | 5000.00 | 5000.00 | NOPS INFRASTRUCTURE PVT. LTD.
232.00 | Supply of 300 mm wide X 30 mm high | 50.00 | Mtrs. |  | 916.00 | 45800.00 | 1000.00 | 50000.00 | 1000.00 | 50000.00 | 45800.00 | Hi Technocrats Private Limited
233.00 | Installation, testing and commissioning of 300 mm wide X 30 mm high | 50.00 | Mtrs. |  | 316.00 | 15800.00 | 1000.00 | 50000.00 | 100.00 | 5000.00 | 5000.00 | NOPS INFRASTRUCTURE PVT. LTD.
234.00 | EARTHING
235.00 | Supply, Laying, testing and Termination of 6 sqmm Copper Wire for instrumentation earthing (in tray and conduits as required) as per site requirement. | 1.00 | Lumpsum |  | 155836.00 | 155836.00 | 10000.00 | 10000.00 | 30000.00 | 30000.00 | 10000.00 | Shree Balaji Engineering Services
236.00 | Supply, inspection, transportation of 1" GI piping alongwith Tees, Elbows, fittings, flanges, gaskets, valves, etc. as required, complete in all respect as per the tender document. Cost of Tees, Elbows, fittings, flanges, gaskets, valves, etc. shall be included in this line item. | 600.00 | Mtrs. |  | 590.00 | 354000.00 | 1000.00 | 600000.00 | 400.00 | 240000.00 | 240000.00 | NOPS INFRASTRUCTURE PVT. LTD.
237.00 | Installation, Testing & Commissioning of 1" GI piping alongwith Tees, Elbows, fittings, flanges, gaskets, valves, etc. as required, complete in all respect as per the tender document. Cost of Tees, Elbows, fittings, flanges, gaskets, valves, etc. shall be included in this line item. | 600.00 | Mtrs. |  | 206.00 | 123600.00 | 1000.00 | 600000.00 | 100.00 | 60000.00 | 60000.00 | NOPS INFRASTRUCTURE PVT. LTD.
238.00 | Supply of 4C x 1.5 mm² - Quad Cable (Type-I) , RTD Cables | 100.00 | Mtrs. |  | 146.00 | 14600.00 | 1000.00 | 100000.00 | 250.00 | 25000.00 | 14600.00 | Hi Technocrats Private Limited
239.00 | Laying, testing and commissioning of 4C x 1.5 mm² - Quad Cable (Type-I) , RTD Cables | 100.00 | Mtrs. |  | 48.00 | 4800.00 | 1000.00 | 100000.00 | 100.00 | 10000.00 | 4800.00 | Hi Technocrats Private Limited
240.00 | Laying, testing and commissioning of cables upto 8P/16C/8T as per site requirement & tender document | 300.00 | Mtrs. |  | 55.00 | 16500.00 | 1000.00 | 300000.00 | 800.00 | 240000.00 | 16500.00 | Hi Technocrats Private Limited
241.00 | Laying, testing and commissioning of cables upto 16P/32C/16T as per site requirement & tender document | 300.00 | Mtrs. |  | 62.00 | 18600.00 | 1000.00 | 300000.00 | 100.00 | 30000.00 | 18600.00 | Hi Technocrats Private Limited
242.00 | Laying, testing and commissioning of cables upto 24P/48C/24T as per site requirement & tender document | 300.00 | Mtrs. |  | 76.00 | 22800.00 | 1000.00 | 300000.00 | 150.00 | 45000.00 | 22800.00 | Hi Technocrats Private Limited
243.00 | Testing & Commissioning of Metering Skid alongwith Metering Panel, cables, JB which are free issued i.e. supplied by other contractors. Bidder to provide all manpower, tools & tackles, equipments, consumables, etc. required as per direction of Engineer-in-charge. Scope also includes installation of metering panel / JB & laying of free issued cables (within process area and from process area to control room and within the control room. However, cost of laying, testing & commissioning of cables shall be paid through SOR line item 12.1, 12.2 & 12.3). Supply & installation of base frame for panel is in bidder's scope. | 1.00 | Lumpsum |  | 205950.00 | 205950.00 | 1000.00 | 1000.00 | 500000.00 | 500000.00 | 1000.00 | Shree Balaji Engineering Services
244.00 | Design, Engineering, manufacture, inspection, Supply of G160 300#, RPD Meter, expander & reducer & its accessories (Conical Strainer, Restriction Orifice, Lubricant, Meter bolts, gaskets, stud-nuts, tubes, fittings, valves, etc.), Consumables, structural support, Compulsory Spares and Commissioning Spares including OEM visit at site if required as per specifications enclosed. Datasheet shall be submitted for review / approval. | 2.00 | Nos. |  | 281465.00 | 562930.00 | 1000.00 | 2000.00 | 250000.00 | 500000.00 | 2000.00 | Shree Balaji Engineering Services
245.00 | Installation, testing and commissioning of G160 300#, RPD Meter, expander & reducer & its accessories (Conical Strainer, Restriction Orifice, Lubricant, Meter bolts, gaskets, stud-nuts, tubes, fittings, valves, etc.), Consumables, structural support, Compulsory Spares and Commissioning Spares including OEM visit at site if required as per specifications enclosed. Datasheet shall be submitted for review / approval. | 2.00 | Nos. |  | 8238.00 | 16476.00 | 1000.00 | 2000.00 | 50000.00 | 100000.00 | 2000.00 | Shree Balaji Engineering Services
246.00 | Excavation of trenches for burying the cables (for all the items being supplied by the bidder, free issued to the bidder), preparation of same for laying of cable, filling with river sand before and after cable laying, laying of brick, back filling and compacting of the excavated earth, cable route markers, etc. as per specifications including supply of sand and bricks and removal of surplus earth as per instructions of Engineer-in-Charge. Size of Trench : minimum 600 mm (Width) X 800 mm ( Depth) | 100.00 | Mtrs. |  | 412.00 | 41200.00 | 1000.00 | 100000.00 | 400.00 | 40000.00 | 40000.00 | NOPS INFRASTRUCTURE PVT. LTD.
247.00 | Start up & Commissioning of complete terminal instruments as per tender, including all labour, test equipments and other auxiliaries as required, tagging of all the instrumentation items including cables, etc., complete in all respects as per specifications/ drawings/ directions of Engineer-in-Charge. All necessary Testing and commissioning reports, as-built drawings etc., shall also be prepared and to be submitted to the purchaser/consultant | 1.00 | Lumpsum |  | 171625.00 | 171625.00 | 1000.00 | 1000.00 | 150000.00 | 150000.00 | 1000.00 | Shree Balaji Engineering Services
248.00 | Sub-Total Section C
249.00 | SECTION:D- MECHANICAL WORKS
250.00 | PLANT PIPING (ABOVEGROUND and UNDER GROUND)
251.00 | Transportation including loading, unloading & handling of all piping items from Owner's and/ or Contractor's storage point to work site/ workshop as applicable, complete work of fabrication, erection, painting, testing of pipes, flanges and fittings and making ready for further Commissioning / Start-up of carbon steel piping of all sizes and ratings including supply of all consumables, equipment, manpower and other resources and execution of, but not limited to, the following works in accordance with relevant specifications & scope of work, drawings, specification and instructions of Engineer-in-charge and as per all provisions of the CONTRACT DOCUMENT.
252.00 | Fabrication including cutting, edge preparation, inclusive of grinding the edges of pipes, fittings, flanges etc. to match with the matching edges of uneven/different thickness wherever required, welding, attachment of all pipe fittings like elbows, tees, reducers. Supply of nipples, couplings,caps, plugs, gasket, stud bolts, nuts, U Clamps etc. as required for completion of job.
253.00 | Fixing/ Installation of weldolets, sockolets, flanges, vent and drain point connection etc., including providing stub-in connections, fabricated fittings and reinforcement pads etc., as required.
254.00 | Erection including prior cleaning, lifting, placing on pipe sleepers and supports, overhead on racks, skids and at all elevations including installation and carrying out connected activities for all types of valves including supply and fixing of gaskets, studs/ bolts, nuts wherever required for all sizes, levelling, aligning, joining of flanges, blind flanges, connecting with equipment, nozzles, strainers, tie-in with existing piping/facilities, etc. tapping for inline instruments like pressure gauges, thermowells, sample connection, etc.
255.00 | Preparation of final bill of material based on piping GADs.
256.00 | Preparation of isometric and fabrication drawings.
257.00 | Carrying out Non-destructive testing as required except items mentioned in sl. no. 5 of SOR.
258.00 | Surface preparation before application of primer by means of sand blasting including supply of approved quality of sand, manpower, machineries, tools & tackles to achieve required roughness as per specification and as per instruction of Engineer-in-charge.
259.00 | Painting of entire system (including aboveground all pipes fittings, flanges and accessories) as per specification MEC/S/05/21/07 suitable for corrosive area environment including supply of approved paints and primers, application of primer and paints, indentification lettering/ numbering, colour coding, etc. as specified including rub down & touch up of shop primer or scrapping of shop primer wherever required by COMPANY and providing scafolding for all heights etc.
260.00 | Cleaning and flushing by water/ compressed air, testing of the systems including hydrostatic, pneumatic and any other type of testing as specified, draining, drying by compressed air/other methods approved by COMPANY.
261.00 | Precommissioning & making operational all piping system and equipments and provide all necessary assistance in term of supply of man-power, equipment, tools and tackles required amount of nitrogen for purging of entire terminal piping system including equipments etc. to the company during commissioning activities.
262.00 | Clean-up and restoration of site, preparation of as built drawings, documents and project records; transportation of surplus free issue material to Owner's designated place(s); completing all works in all respects as per the AFC drawing, specifications, standards and other provisions of Contract and instruction of Engineer-in-charge.
263.00 | Completion of all such work in all respects as per scope of work and as per drawings, specifications and instructions of the COMPANY and keeping the system ready in all respects for further commissioning and start up.
264.00 | Hook-up works including making provision for hooking up and carrying out shutdown activities at consumer location/other location if necessary.
265.00 | Complete Carbon Steel Piping Work with painting including all fittings, flanges and supply of all required gaskets, studs bolts & nuts etc. as described under item 1.0 above
266.00 | D1A
267.00 | 4" NB, ASTM A106, Gr. B (Charpy), Seamless, BE, Sch. XS | 6.00 | m |  | 1335.00 | 8010.00 | 1000.00 | 6000.00 | 6090.00 | 36540.00 | 6000.00 | Shree Balaji Engineering Services
268.00 | B1A
269.00 | 4" NB, ASTM A106, Gr. B (Charpy), Seamless, BE , Sch.-40 | 1000.00 | m |  | 1335.00 | 1335000.00 | 1000.00 | 1000000.00 | 6090.00 | 6090000.00 | 1000000.00 | Shree Balaji Engineering Services
270.00 | 2" NB, ASTM A106, Gr. B (Charpy), Seamless, BE , Sch.-XS | 60.00 | m |  | 670.00 | 40200.00 | 1000.00 | 60000.00 | 4180.00 | 250800.00 | 40200.00 | Hi Technocrats Private Limited
271.00 | A1A
272.00 | 6" NB, ASTM A106, Gr. B (Charpy), Seamless, BE , Sch.-STD | 100.00 | m |  | 2002.00 | 200200.00 | 1000.00 | 100000.00 | 8300.00 | 830000.00 | 100000.00 | Shree Balaji Engineering Services
273.00 | 2" NB, ASTM A106, Gr. B (Charpy), Seamless, BE , Sch.-XS | 1150.00 | m |  | 670.00 | 770500.00 | 1000.00 | 1150000.00 | 4180.00 | 4807000.00 | 770500.00 | Hi Technocrats Private Limited
274.00 | 1" NB, ASTM A106, Gr. B, Seamless, PE , Sch.-XS | 174.00 | m |  | 334.00 | 58116.00 | 1000.00 | 174000.00 | 3480.00 | 605520.00 | 58116.00 | Hi Technocrats Private Limited
275.00 | 3/4" NB, ASTM A106, Gr. B, Seamless, PE , Sch.-160 | 6.00 | m |  | 258.00 | 1548.00 | 1000.00 | 6000.00 | 2690.00 | 16140.00 | 1548.00 | Hi Technocrats Private Limited
276.00 | 1/2" NB, ASTM A106, Gr. B, Seamless, PE , Sch.-160 | 150.00 | m |  | 258.00 | 38700.00 | 1000.00 | 150000.00 | 2615.00 | 392250.00 | 38700.00 | Hi Technocrats Private Limited
277.00 | SUPPLY OF ASSORTED PIPE
278.00 | Handling including lifting, transportation from Contractor Stores to CONTRACTOR's workshop for fabrication and/ or to work site for field fabrication and erection for all piping items supplied by Contractor.
279.00 | CARBON STEEL PIPES
280.00 | D1A
281.00 | 4" NB, ASTM A106, Gr. B (Charpy), Seamless, BE, Sch. XS | 6.00 | m |  | 5120.00 | 30720.00 | 1000.00 | 6000.00 | 3600.00 | 21600.00 | 6000.00 | Shree Balaji Engineering Services
282.00 | B1A
283.00 | 4" NB, ASTM A106, Gr. B (Charpy), Seamless, BE , Sch.-40 | 1000.00 | m |  | 4068.00 | 4068000.00 | 1000.00 | 1000000.00 | 3200.00 | 3200000.00 | 1000000.00 | Shree Balaji Engineering Services
284.00 | 2" NB, ASTM A106, Gr. B (Charpy), Seamless, BE , Sch.-XS | 60.00 | m |  | 1939.00 | 116340.00 | 1000.00 | 60000.00 | 2800.00 | 168000.00 | 60000.00 | Shree Balaji Engineering Services
285.00 | A1A
286.00 | 6" NB, ASTM A106, Gr. B (Charpy), Seamless, BE , Sch.-STD | 100.00 | m |  | 6763.00 | 676300.00 | 1000.00 | 100000.00 | 3600.00 | 360000.00 | 100000.00 | Shree Balaji Engineering Services
287.00 | 2" NB, ASTM A106, Gr. B (Charpy), Seamless, BE , Sch.-XS | 1150.00 | m |  | 1951.00 | 2243650.00 | 1000.00 | 1150000.00 | 2800.00 | 3220000.00 | 1150000.00 | Shree Balaji Engineering Services
288.00 | 1" NB, ASTM A106, Gr. B, Seamless, PE , Sch.-XS | 174.00 | m |  | 1048.00 | 182352.00 | 1000.00 | 174000.00 | 2650.00 | 461100.00 | 174000.00 | Shree Balaji Engineering Services
289.00 | 3/4" NB, ASTM A106, Gr. B, Seamless, PE , Sch.-160 | 6.00 | m |  | 1158.00 | 6948.00 | 1000.00 | 6000.00 | 1800.00 | 10800.00 | 6000.00 | Shree Balaji Engineering Services
290.00 | 1/2" NB, ASTM A106, Gr. B, Seamless, PE , Sch.-160 | 150.00 | m |  | 863.00 | 129450.00 | 1000.00 | 150000.00 | 1400.00 | 210000.00 | 129450.00 | Hi Technocrats Private Limited
291.00 | SUPPLY OF FITTINGS
292.00 | Complete work of supply of flanges and fittings including all taxes, duties, transportation and inspection charges but not limited to, the following items in accordance with relevant specifications indicated in scope of work indicated in SCC, drawings, specification and instructions of Engineer-in-charge and as per all provisions of the CONTRACT DOCUMENT. Handling including lifting, transportation from Contractor Stores to CONTRACTOR's workshop for fabrication and/ or to work site for field fabrication and erection for all piping items supplied by Contractor.
293.00 | FLANGES
294.00 | Weld Neck (ASTM A 105 (Charpy) B-16.5, 125 AARH, RF), 4", 600# | 2.00 | Nos. |  | 14125.00 | 28250.00 | 2000.00 | 4000.00 | 2500.00 | 5000.00 | 4000.00 | Shree Balaji Engineering Services
295.00 | (End Thickness to match pipe thickness)
296.00 | Weld Neck (ASTM A 105 (Charpy) B-16.5, 125 AARH, RF), 4", 300# | 4.00 | Nos. |  | 11379.00 | 45516.00 | 2000.00 | 8000.00 | 1980.00 | 7920.00 | 7920.00 | NOPS INFRASTRUCTURE PVT. LTD.
297.00 | (End Thickness to match pipe thickness)
298.00 | Weld Neck (ASTM A 105 (Charpy) B-16.5, 125 AARH, RF), 2", 300# | 10.00 | Nos. |  | 4037.00 | 40370.00 | 2000.00 | 20000.00 | 720.00 | 7200.00 | 7200.00 | NOPS INFRASTRUCTURE PVT. LTD.
299.00 | (End Thickness to match pipe thickness)
300.00 | Socket Welded (B-16.5, ASTM A105, 125 AARH, SW, 1.5", 300# | 1.00 | Nos. |  | 2595.00 | 2595.00 | 2000.00 | 2000.00 | 690.00 | 690.00 | 690.00 | NOPS INFRASTRUCTURE PVT. LTD.
301.00 | Weld Neck (ASTM A 105 (Charpy) B-16.5, 125 AARH, RF), 6", 150# | 3.00 | Nos. |  | 14966.00 | 44898.00 | 2000.00 | 6000.00 | 2120.00 | 6360.00 | 6000.00 | Shree Balaji Engineering Services
302.00 | (End Thickness to match pipe thickness)
303.00 | Weld Neck (ASTM A 105 (Charpy) B-16.5, 125 AARH, RF), 2", 150# | 2.00 | Nos. |  | 2832.00 | 5664.00 | 2000.00 | 4000.00 | 490.00 | 980.00 | 980.00 | NOPS INFRASTRUCTURE PVT. LTD.
304.00 | (End Thickness to match pipe thickness)
305.00 | Socket Welded (B-16.5, ASTM A105, 125 AARH, SW, 1", 150# | 8.00 | Nos. |  | 1285.00 | 10280.00 | 2000.00 | 16000.00 | 360.00 | 2880.00 | 2880.00 | NOPS INFRASTRUCTURE PVT. LTD.
306.00 | Socket Welded (B-16.5, ASTM A105, 125 AARH, SW, 3/4", 150# | 2.00 | Nos. |  | 1146.00 | 2292.00 | 2000.00 | 4000.00 | 255.00 | 510.00 | 510.00 | NOPS INFRASTRUCTURE PVT. LTD.
307.00 | BLIND FLANGE
308.00 | Weld Neck (ASTM A 105 (Charpy) B-16.5, 125 AARH, RF), 4", 300# | 1.00 | Nos. |  | 4119.00 | 4119.00 | 2000.00 | 2000.00 | 1975.00 | 1975.00 | 1975.00 | NOPS INFRASTRUCTURE PVT. LTD.
309.00 | Weld Neck (ASTM A 105 (Charpy) B-16.5, 125 AARH, RF), 6", 150# | 1.00 | Nos. |  | 7689.00 | 7689.00 | 2000.00 | 2000.00 | 2325.00 | 2325.00 | 2000.00 | Shree Balaji Engineering Services
310.00 | Socket Welded (B-16.5, ASTM A105, 125 AARH, SW, 1", 150# | 1.00 | Nos. |  | 728.00 | 728.00 | 2000.00 | 2000.00 | 360.00 | 360.00 | 360.00 | NOPS INFRASTRUCTURE PVT. LTD.
311.00 | SPECTACLE BLIND
312.00 | Weld Neck (ASTM A 105 (Charpy) B-16.48, 125 AARH, RF), 4", 600# | 1.00 | Nos. |  | 6384.00 | 6384.00 | 2000.00 | 2000.00 | 2650.00 | 2650.00 | 2000.00 | Shree Balaji Engineering Services
313.00 | Weld Neck (ASTM A 105 (Charpy) B-16.48, 125 AARH, RF), 4", 300# | 1.00 | Nos. |  | 5629.00 | 5629.00 | 2000.00 | 2000.00 | 2200.00 | 2200.00 | 2000.00 | Shree Balaji Engineering Services
314.00 | Weld Neck (ASTM A 105 (Charpy) B-16.48, 125 AARH, RF), 2", 150# | 1.00 | Nos. |  | 3570.00 | 3570.00 | 2000.00 | 2000.00 | 1800.00 | 1800.00 | 1800.00 | NOPS INFRASTRUCTURE PVT. LTD.
315.00 | Weld Neck (ASTM A 105 ) B-16.48, 125 AARH, RF), 1", 150# | 1.00 | Nos. |  | 2540.00 | 2540.00 | 2000.00 | 2000.00 | 1200.00 | 1200.00 | 1200.00 | NOPS INFRASTRUCTURE PVT. LTD.
316.00 | ELBOW
317.00 | 90° Elbow (A234, Gr. WPB (Charpy) , B-16.9, 1.5D), BW, 4", Sch.-XS | 1.00 | Nos. |  | 3934.00 | 3934.00 | 2000.00 | 2000.00 | 1850.00 | 1850.00 | 1850.00 | NOPS INFRASTRUCTURE PVT. LTD.
318.00 | 90° Elbow (A234, Gr. WPB (Charpy) , B-16.9, 1.5D), BW, 4", Sch.-40 | 16.00 | Nos. |  | 3405.00 | 54480.00 | 2000.00 | 32000.00 | 1600.00 | 25600.00 | 25600.00 | NOPS INFRASTRUCTURE PVT. LTD.
319.00 | 90° Elbow (ASTM A234, Gr. WPB (Charpy), B-16.9, 1.5D), BW, 2", Sch.-XS | 18.00 | Nos. |  | 1363.00 | 24534.00 | 2000.00 | 36000.00 | 850.00 | 15300.00 | 15300.00 | NOPS INFRASTRUCTURE PVT. LTD.
320.00 | 90° Elbow (ASTM A105 , B-16.11), 1", Sch.-XS | 10.00 | Nos. |  | 851.00 | 8510.00 | 2000.00 | 20000.00 | 800.00 | 8000.00 | 8000.00 | NOPS INFRASTRUCTURE PVT. LTD.
321.00 | 90° Elbow (ASTM A105 , B-16.11), 1/2", Sch.-160 | 8.00 | Nos. |  | 776.00 | 6208.00 | 2000.00 | 16000.00 | 650.00 | 5200.00 | 5200.00 | NOPS INFRASTRUCTURE PVT. LTD.
322.00 | TEE
323.00 | Equal Tee (A234, Gr. WPB (Charpy), B-16.9, 1.5D), BW,2", Sch.-XS | 4.00 | Nos. |  | 2426.00 | 9704.00 | 2000.00 | 8000.00 | 1250.00 | 5000.00 | 5000.00 | NOPS INFRASTRUCTURE PVT. LTD.
324.00 | Unequal Tee (A234, Gr. WPB (Charpy), B-16.9, 1.5D), BW, 10" x 4", Sch. XS x XS | 1.00 | Nos. |  | 33585.00 | 33585.00 | 2000.00 | 2000.00 | 2650.00 | 2650.00 | 2000.00 | Shree Balaji Engineering Services
325.00 | Unequal Tee (A234, Gr. WPB (Charpy), B-16.9, 1.5D), BW, 4" x 2", Sch. 40 x XS | 2.00 | Nos. |  | 5060.00 | 10120.00 | 2000.00 | 4000.00 | 1650.00 | 3300.00 | 3300.00 | NOPS INFRASTRUCTURE PVT. LTD.
326.00 | Unequal Tee (A234, Gr. WPB (Charpy), B-16.9, 1.5D), BW, 4" x 2", Sch. STD x XS | 4.00 | Nos. |  | 5060.00 | 20240.00 | 2000.00 | 8000.00 | 1200.00 | 4800.00 | 4800.00 | NOPS INFRASTRUCTURE PVT. LTD.
327.00 | Unequal Tee (ASTM A105), B-16.11), SW, 2" x 1", Sch.-XS x XS | 2.00 | Nos. |  | 2805.00 | 5610.00 | 2000.00 | 4000.00 | 1050.00 | 2100.00 | 2100.00 | NOPS INFRASTRUCTURE PVT. LTD.
328.00 | Unequal Tee (ASTM A105), B-16.11), SW, 2" x 3/4", Sch.-XS x Sch.160 | 1.00 | Nos. |  | 2805.00 | 2805.00 | 2000.00 | 2000.00 | 550.00 | 550.00 | 550.00 | NOPS INFRASTRUCTURE PVT. LTD.
329.00 | SOCKOLET
330.00 | (ASTM A105, SW) MSS - SP 97, 4" x 1.5", 3000# | 1.00 | Nos. |  | 1470.00 | 1470.00 | 2000.00 | 2000.00 | 750.00 | 750.00 | 750.00 | NOPS INFRASTRUCTURE PVT. LTD.
331.00 | (ASTM A105, SW) MSS - SP 97, 4" x 3/4", 6000# | 1.00 | Nos. |  | 647.00 | 647.00 | 2000.00 | 2000.00 | 850.00 | 850.00 | 647.00 | Hi Technocrats Private Limited
332.00 | Supply of Valves
333.00 | Complete work of supply of valves including all taxes,duties,transportation and inspection charges but not limited to ,the following items in accordance with relevant Specifications & relevant Data Sheets indicated in scope of work indicated in SCC, drawings, specification and instructions of EIC and as perall provisions of the CONTRACT DOCUMENT.
334.00 | Ball Valves
335.00 | 4", 600#, FE, RB | 1.00 | Nos. |  | 144728.00 | 144728.00 | 30000.00 | 30000.00 | 85000.00 | 85000.00 | 30000.00 | Shree Balaji Engineering Services
336.00 | 4", 300#, FE, RB | 1.00 | Nos. |  | 107832.00 | 107832.00 | 30000.00 | 30000.00 | 72000.00 | 72000.00 | 30000.00 | Shree Balaji Engineering Services
337.00 | 2", 300#, FE | 7.00 | Nos. |  | 40658.00 | 284606.00 | 30000.00 | 210000.00 | 32000.00 | 224000.00 | 210000.00 | Shree Balaji Engineering Services
338.00 | 6", 150#, FE, RB | 1.00 | Nos. |  | 106545.00 | 106545.00 | 30000.00 | 30000.00 | 68500.00 | 68500.00 | 30000.00 | Shree Balaji Engineering Services
339.00 | 4", 150#, FE, RB | 2.00 | Nos. |  | 65802.00 | 131604.00 | 30000.00 | 60000.00 | 55000.00 | 110000.00 | 60000.00 | Shree Balaji Engineering Services
340.00 | 4", 150#, BW | 2.00 | Nos. |  | 71063.00 | 142126.00 | 30000.00 | 60000.00 | 52500.00 | 105000.00 | 60000.00 | Shree Balaji Engineering Services
341.00 | 2", 150#, FE | 9.00 | Nos. |  | 26516.00 | 238644.00 | 30000.00 | 270000.00 | 22500.00 | 202500.00 | 202500.00 | NOPS INFRASTRUCTURE PVT. LTD.
342.00 | 2", 150#, BW | 8.00 | Nos. |  | 26827.00 | 214616.00 | 30000.00 | 240000.00 | 22500.00 | 180000.00 | 180000.00 | NOPS INFRASTRUCTURE PVT. LTD.
343.00 | Sockolet Welded Valve (Ball / Globe / Plug)
344.00 | Ball Valves
345.00 | 1", 800#, SW | 2.00 | Nos. |  | 12374.00 | 24748.00 | 2000.00 | 4000.00 | 10000.00 | 20000.00 | 4000.00 | Shree Balaji Engineering Services
346.00 | 1", 800#, FE | 1.00 | Nos. |  | 18031.00 | 18031.00 | 2000.00 | 2000.00 | 8500.00 | 8500.00 | 2000.00 | Shree Balaji Engineering Services
347.00 | 3/4", 800#, FE | 1.00 | Nos. |  | 15485.00 | 15485.00 | 2000.00 | 2000.00 | 7200.00 | 7200.00 | 2000.00 | Shree Balaji Engineering Services
348.00 | Globe Valves
349.00 | 1", 800#, FE | 1.00 | Nos. |  | 7071.00 | 7071.00 | 20000.00 | 20000.00 | 22500.00 | 22500.00 | 7071.00 | Hi Technocrats Private Limited
350.00 | Plug Valves
351.00 | 1", 800#, FE | 1.00 | Nos. |  | 29344.00 | 29344.00 | 2000.00 | 2000.00 | 18500.00 | 18500.00 | 2000.00 | Shree Balaji Engineering Services
352.00 | Non Return Valve
353.00 | 2", 150#,FE | 1.00 | Nos. |  | 14142.00 | 14142.00 | 2000.00 | 2000.00 | 16500.00 | 16500.00 | 2000.00 | Shree Balaji Engineering Services
354.00 | Pressure Safety Valve
355.00 | 150#, | 1.00 | Nos. |  | 26197.00 | 26197.00 | 2000.00 | 2000.00 | 16500.00 | 16500.00 | 2000.00 | Shree Balaji Engineering Services
356.00 | ERECTION OF VALVES ( As per P & ID ), ABOVEGROUND & UNDERGROUND
357.00 | Handling including lifting and transportation from COMPANY's warehouse to CONTRACTOR'S Stores and/or work site and installation of all types of valves including assembly of valve accessories, (if any) by bolting, threading or welding, supply and insertion of gaskets, nuts & bolts, nipples, etc. at all elevations of pipe sleepers, supports or overhead on racks, equipments nozzle, skid & painting etc. supply of all consumables, manpower, equipment, etc. for completion of all works as per scope of work and as per drawings, specifications and instructions of Engineer-in-charge including servicing/ cleaning of valve wherever requried.
358.00 | Flanged/ Welded Valves (Full Bore/ Reduced Bore)
359.00 | 6", 150# | 1.00 | Nos. |  | 6590.00 | 6590.00 | 25000.00 | 25000.00 | 3600.00 | 3600.00 | 3600.00 | NOPS INFRASTRUCTURE PVT. LTD.
360.00 | 4", 600# | 1.00 | Nos. |  | 4394.00 | 4394.00 | 25000.00 | 25000.00 | 3200.00 | 3200.00 | 3200.00 | NOPS INFRASTRUCTURE PVT. LTD.
361.00 | 4", 300# | 1.00 | Nos. |  | 4394.00 | 4394.00 | 25000.00 | 25000.00 | 3200.00 | 3200.00 | 3200.00 | NOPS INFRASTRUCTURE PVT. LTD.
362.00 | 2", 300# | 7.00 | Nos. |  | 1648.00 | 11536.00 | 25000.00 | 175000.00 | 3000.00 | 21000.00 | 11536.00 | Hi Technocrats Private Limited
363.00 | 4", 150# | 4.00 | Nos. |  | 3295.00 | 13180.00 | 25000.00 | 100000.00 | 3200.00 | 12800.00 | 12800.00 | NOPS INFRASTRUCTURE PVT. LTD.
364.00 | 2", 150# | 18.00 | Nos. |  | 1648.00 | 29664.00 | 25000.00 | 450000.00 | 2200.00 | 39600.00 | 29664.00 | Hi Technocrats Private Limited
365.00 | Sockolet Welded Valve (Ball / Globe / Plug)
366.00 | 1", 800#, SW,FB | 4.00 | Nos. |  | 549.00 | 2196.00 | 25000.00 | 100000.00 | 1200.00 | 4800.00 | 2196.00 | Hi Technocrats Private Limited
367.00 | 1", 800#, FE | 1.00 | Nos. |  | 549.00 | 549.00 | 25000.00 | 25000.00 | 1200.00 | 1200.00 | 549.00 | Hi Technocrats Private Limited
368.00 | ¾", 800#, SW,FB | 1.00 | Nos. |  | 412.00 | 412.00 | 25000.00 | 25000.00 | 850.00 | 850.00 | 412.00 | Hi Technocrats Private Limited
369.00 | RADIOGRAPHY
370.00 | Performance of radiographic inspection by gamma radiation as per scope of work and as per specifications in piping of all types and thickness including providing/hiring of all necessary equipments, supply of all consumables, and whatever else even though not expressely mentioned but required to perform the work as per specifications and instructions of Engineer-in-Charge (full circle re-radiography of the repaired joint and additional radiography necessitated due to poor performance of contractor's welder shall be carried out by the Contractor at his own cost and shall not be paid extra by Company). Radiographs shall be submitted to the Engineer-in-Charge for acceptance, whose decision shall be final and binding.
371.00 | 10'' | 2.00 | Nos. of Joint |  | 2060.00 | 4120.00 | 3000.00 | 6000.00 | 1600.00 | 3200.00 | 3200.00 | NOPS INFRASTRUCTURE PVT. LTD.
372.00 | 6'' | 50.00 | Nos. of Joint |  | 1236.00 | 61800.00 | 3000.00 | 150000.00 | 1200.00 | 60000.00 | 60000.00 | NOPS INFRASTRUCTURE PVT. LTD.
373.00 | 4'' | 60.00 | Nos. of Joint |  | 824.00 | 49440.00 | 3000.00 | 180000.00 | 950.00 | 57000.00 | 49440.00 | Hi Technocrats Private Limited
374.00 | 2'' | 60.00 | Nos. of Joint |  | 412.00 | 24720.00 | 3000.00 | 180000.00 | 650.00 | 39000.00 | 24720.00 | Hi Technocrats Private Limited
375.00 | ERECTION OF METERING SKIDS & OTHER EQUIPMENTS
376.00 | Unloading, Handling, including lifting from Company's stores to Contractor's work-shop for fabrication or/ and to worksite for field fabrication, assembly of parts/ sub-assemblies erection for all type of Skid / ZPTS/ Cryo box/ Lube Skid/ DRS& Other equipments supplied by company above ground/ underground at all elevation/ depth, fixing of foundation bolts welding wherever required, alinging, grouting, hooking-up, cleaning and flushing by water draining, drying by compressed air providing all mountings, ancilliary, enabling works as required and completing in all respect as per drawings, specification and instruction of Engineer-in-charge. Contractor's scope shall include supply of all material and accessories including but not limited to any fixtures, clamps, gasket, nut bolts, finish coat of painting including rub down & touch up of shop primer/ paint scrapping of shop primer/ paint and further their painting after application of primer as per specification, wherever required by Company.
377.00 | Details of equipment are as under
378.00 | Installation of Metering Skid | 10.00 | MT |  | 30206.00 | 302060.00 | 100000.00 | 1000000.00 | 9500.00 | 95000.00 | 95000.00 | NOPS INFRASTRUCTURE PVT. LTD.
379.00 | Pneumatic Testing of Metering Skid by Nitrogen at the pressure of 7 Kg/cm2 | 1.00 | LS |  | 68650.00 | 68650.00 | 100000.00 | 100000.00 | 175000.00 | 175000.00 | 68650.00 | Hi Technocrats Private Limited
380.00 | Commissioning Assistance | 1.00 | LS |  | 247140.00 | 247140.00 | 100000.00 | 100000.00 | 150000.00 | 150000.00 | 100000.00 | Shree Balaji Engineering Services
381.00 | Unloading, Transportation of ZPTS and Cryo Box Equipments
382.00 | Unloading of ZPTS and Cryo Box Equipments at ware house. | 1.00 | LS |  | 48055.00 | 48055.00 | 500000.00 | 500000.00 | 5000.00 | 5000.00 | 5000.00 | NOPS INFRASTRUCTURE PVT. LTD.
383.00 | Transportation and Installation of ZPTS/ Cryo box/ Lube Skid & Other equipments within the plant premises | 20.00 | MT |  | 30206.00 | 604120.00 | 50000.00 | 1000000.00 | 6500.00 | 130000.00 | 130000.00 | NOPS INFRASTRUCTURE PVT. LTD.
384.00 | REPAIR OF DEFECT IN PIPES (NOT ATTRIBUTED TO CONTRACTOR)
385.00 | Repair of defects on Owner's existing pipeline/existing station piping system of all grades and wall thickness as specified & conifrmed by Engineer-in-charge.
386.00 | Cutting and rebevelling for dents in bevels exceeding 3 mm in depth for pipe sizes:
387.00 | Specified OD, mm
388.00 | 273.1 (For 10 inch Pipeline) | 1.00 | Nos. |  | 4119.00 | 4119.00 | 5.00 | 5.00 | 50.00 | 50.00 | 5.00 | Shree Balaji Engineering Services
389.00 | 168.3 (For 6 inch Pipeline) | 1.00 | Nos. |  | 2746.00 | 2746.00 | 5.00 | 5.00 | 50.00 | 50.00 | 5.00 | Shree Balaji Engineering Services
390.00 | 114.3 (For 4 inch Pipeline) | 1.00 | Nos. |  | 1648.00 | 1648.00 | 5.00 | 5.00 | 50.00 | 50.00 | 5.00 | Shree Balaji Engineering Services
391.00 | 60.3 (For 2 inch Pipeline) | 1.00 | Nos. |  | 1373.00 | 1373.00 | 5.00 | 5.00 | 50.00 | 50.00 | 5.00 | Shree Balaji Engineering Services
392.00 | LEAK / BURST (ATTRIBUTABLE TO OWNER)
393.00 | All works for locating leak / burst (occurred during hydro-static testing) including necessary repair/replacement defective pipe lengths including cutting and out and removing the defective pipes,welding,NDT of weld, repair and retesting of defective welds, coating/painting of replacement pipe/joint,cleanup,re-hydotesting of pipe segments including cost of all labour materials, consumables and inputs other than the owner supplied materialand performing all work as per drawings specification enclosed with the contract and direction of engineer incharge.
394.00 | For 10 inch Pipeline
395.00 | For 6 inch Pipeline | 6.00 | inch dia |  | 1373.00 | 8238.00 | 10.00 | 60.00 | 250.00 | 1500.00 | 60.00 | Shree Balaji Engineering Services
396.00 | For 4 inch Pipeline | 4.00 | inch dia |  | 1098.00 | 4392.00 | 10.00 | 40.00 | 200.00 | 800.00 | 40.00 | Shree Balaji Engineering Services
397.00 | For 2 inch Pipeline | 2.00 | inch dia |  | 549.00 | 1098.00 | 10.00 | 20.00 | 200.00 | 400.00 | 20.00 | Shree Balaji Engineering Services
398.00 | Note: This rate shall be applicable for owner supplied material/existing pipeline system
399.00 | PRE-COMMISSIONING AND ASSISTANCE IN COMMISSIONING OF PIPELINE SYSTEM
400.00 | Purging with nitrogen of the complete pipeline network and the associated facilities being installed to the specified acceptance criteria, carrying out pre-commissioning works, providing assistance during the complete duration of commissioning operations for entire pipeline network system including supply of all equipment, man-power, consumables (including pigs & nitrogen required for purging ) materials for all temporary works and performing all associated works, complete as per the relevant specifications, other provisions of Contract document and instructions of Engineer-in-charge. | 1.00 | LS |  | 102975.00 | 102975.00 | 300000.00 | 300000.00 | 150000.00 | 150000.00 | 102975.00 | Hi Technocrats Private Limited
401.00 | Hook Up with existing Pipeline/Hot work
402.00 | Complete work for hook-up through welding required to be carriedout in Pipe Line network, including purging of nitrogen, cleaning ,removal of painting,cutting of pipe section, NDT of joints & coating for u/g pipeline/piping by high built epoxy of minimum 500 micron and painting for a/g piping as per specification & direction of engineer Incharge.
403.00 | 10'' dia Joint | 2.00 | Nos |  | 8238.00 | 16476.00 | 250000.00 | 500000.00 | 150000.00 | 300000.00 | 16476.00 | Hi Technocrats Private Limited
404.00 | 4'' dia Joint | 2.00 | Nos |  | 3295.00 | 6590.00 | 250000.00 | 500000.00 | 150000.00 | 300000.00 | 6590.00 | Hi Technocrats Private Limited
405.00 | Purging/filling with nitrogen for pipeline system
406.00 | Purging/filling of Nitrogen for existing underground / Above Ground pipeline to the specified acceptance criteria, carrying out shutdown/hotwork, providing assistance during the complete duration of shutdown/hotwork operations for entire pipeline network system including supply of all equipment, man-power, consumables (including pigs & nitrogen required for purging/filling ) materials for all temporary works and performing all associated works, complete as per the relevant specifications, other provisions of Contract document and instructions of Engineer-in-charge.
407.00 | For 10" NB Pipeline | 500.00 | Meter |  | 137.00 | 68500.00 | 1000.00 | 500000.00 | 350.00 | 175000.00 | 68500.00 | Hi Technocrats Private Limited
408.00 | For 4" NB Pipeline | 60.00 | Meter |  | 137.00 | 8220.00 | 1000.00 | 60000.00 | 300.00 | 18000.00 | 8220.00 | Hi Technocrats Private Limited
409.00 | Note: Length mentioned are tentative & may be executed as per requirement.
410.00 | Receiving & taking over, handling, transportation of Terminal / Mainline material / Surplus material
411.00 | The contractor shall receive & take over owner supplied bare / Coated pipe / Metering Skids / Ball Valves / Equipment / any other material from GAIL's store (other than designated Project store , inspection of material at despatch point as well as destination point, and its transportation (including transit insurance) to GAIL's store / contractor's own stock yard near work site(s) / return of project surplus / sparable material from Project site / Contractor's store to GAIL's store / warehouse including loading on trucks / trailers, transportation, unloading & stacking on wooden sleepers at contractor's own stock yard near work site(s) / GAIL store (as applicable), including arrangement of truck / trailors / cranes / other material / machinery / man-power / consumables. Above work shall be carried out as per standard drawing, specification, instruction of Owner and other provision of contract document.
412.00 | Transportation by Trailer | 15000.00 | MT- KM |  | 19.00 | 285000.00 | 150.00 | 2250000.00 | 150.00 | 2250000.00 | 285000.00 | Hi Technocrats Private Limited
413.00 | Transportation by Truck | 5000.00 | MT- KM |  | 12.00 | 60000.00 | 150.00 | 750000.00 | 150.00 | 750000.00 | 60000.00 | Hi Technocrats Private Limited
414.00 | Note :
415.00 | (i) Unit of Measurement MT - Km is product of Weight (in MT) of Material to be transported & road distance (in Kilometers) between dispatch point & destination point. Accordingly , Unit rate will be in Rs / MT-Km
416.00 | ii) The quantities given in above item no. are tentative only and shall not be considered to be binding. The quantities may be increased, decreased or deleted as per the actual site requirement and instructions / recommendations of Owner. The unit rate shall be operated to work out the final payment to the contractor.
417.00 | iii) Above price shall be inclusive of all type of taxes & duties, transit insurance during transportation & other insurance etc. including all financial & commercial implication as per the tender document. No other payment except as per quoted unit rate & executed quantities will be payable by the Owner.
418.00 | iv) The quantities given in above item no. are tentative only and shall not be considered to be binding. The quantities may be increased, decreased or deleted as per the actual site requirement and instructions / recommendations of Owner. The unit rate shall be operated to work out the final payment to the contractor.
419.00 | Sub-Total Section D
420.00 | SECTION:E- STRUCTURAL WORKS
421.00 | Supply, fabrication & erection of Steel structure
422.00 | Supply, Fabrication and Erection of Steel structures such as angle iron post strut, strainer post, inclined angle, side runners, etc., including supply of raw materials, transportation and delivery at site, unloading, storage and handling at site, site assembly and finally erection of structures at appropriate locations at all height, alignment and welding of all structures true to line, level, plumb and dimension, including surface preparation St-2 according to IS:5954, primer paint two coats of zinc phosphate in phenolic alkyd medium DFT 35 microns per coat, finish paint two coats of synthetic enamel DFT 25 microns per coat conforming to IS:2932-2003. The work shall be completed in all respect as per drawings, technical specification and direction of the Engineer-in-Charge (cost of excavation, concrete works in foundation to be paid separately). (The cost & weight of MS bolts and nuts (permanent and service), fittings & fixtures, washers, electrodes, putty, gases, shims, packs, cost of straightening of raw materials, Built up section of any shape, cutting of flats from plates and providing splices, paints, tools, plants, testing of materials, etc and all other consumables as required for the work shall be deemed to be included in the quoted rates.) | 1100.00 | KG |  | 187.00 | 205700.00 | 150.00 | 165000.00 | 130.00 | 143000.00 | 143000.00 | NOPS INFRASTRUCTURE PVT. LTD.
423.00 | Providing and fixing Corrugated Galvanised Steel Sheet :
424.00 | Supply and fixing of 0.5mm TCT pre coated galvanised iron profile sheets (fy=240MPa) having profile depth 15-18mm and pitch of 75-80mm with zinc coating 120 gsm shall conform to IS :277.The sheet shall be fixed with galvanized "J" hooks, Bolts and Nuts 8 mm diameter with G.I. limpet washer. all fixing accessories shall conform to IS 730:1978 etc. all work as per Specification, description of works, drawings and as directed by EIC (net laid area to be measured for payment). | 65.00 | Sq.M |  | 1551.00 | 100815.00 | 2500.00 | 162500.00 | 1350.00 | 87750.00 | 87750.00 | NOPS INFRASTRUCTURE PVT. LTD.
425.00 | Sub-Total Section E
426.00 | SECTION:F- CIVIL WORKS
427.00 | EARTH WORK IN EXCAVATION AND BACKFILLING
428.00 | Earthwork in excavation for foundations in ordinary soils including soft rock / disintegrated rock in both dry and wet conditions including pumping and bailing out surface and subsoil water, shoring, strutting, slush removal including backfilling in all positions in layers of 300mm at all heights and depths as per drawings and specifications wherever required, in Foundation pits and other places with excavated suitable surplus earth including reclaiming from spoil heaps kept within the plot including dressing and levelling, watering and mechanical compaction etc.,transporting surplus unserviceable soil upto any lead and spreading in layers and as per specifications and direction of Engineer in charge. The Measurement for payment shall be for the theoretical volume only and it shall be the volume of the block of the excavation having maximum bottom dimension of the levelling course/PCC as per drawing and to actual depth.
429.00 | For depth upto 2.0 m. | 5.00 | CUM |  | 1098.00 | 5490.00 | 800.00 | 4000.00 | 400.00 | 2000.00 | 2000.00 | NOPS INFRASTRUCTURE PVT. LTD.
430.00 | Note:
431.00 | 1. The Contractor shall take into account in his rate, the provision for excess excavation required for necessary working space, cutting in slopes etc., which may be required for excavation and other allied works and refilling the side slopes and working space in layers as per requirement.
432.00 | PLAIN CEMENT CONCRETE
433.00 | Supplying and laying plain cement concrete of grade 1:3:6 (M 10) with stone aggregate 40mm down grade (including shuttering if required) in all levelling courses under foundations, mass concrete works,road works, chambers, trenches,floors and any other locations at all depths complete in all respects as per drawings, specifications and directions of the Engineer-in-charge. | 5.00 | CUM |  | 11671.00 | 58355.00 | 5000.00 | 25000.00 | 7500.00 | 37500.00 | 25000.00 | Shree Balaji Engineering Services
434.00 | Note:
435.00 | Rate to include cost of all labour, tools, tackles, equipment, hire charges, supply of all materials, OPC/PPC cement, shuttering in all conditions etc. with all bye works and sundry works.
436.00 | Note:
437.00 | The quantities indicated are estimated values and hence are approximate. Final payment will be made based on actual quantities to be certified by the Purchaser.
438.00 | The cost & weight of MS bolts (permanent and service), washers, electrodes, putty, gases, cost of straightening the raw materials, cutting of flats from plates and providing splices, paints, tools, plants, electric power,water.other consumables, as required for the work shall be deemed to be included in the quoted rates.
439.00 | All handling and transport charges of raw materials and fabricated structures including double handling, as required, for completion of work in accordance with time schedule, are deemed be included in the quoted rates
440.00 | Sub-Total Section F
441.00 | Total of Section A + B + C + D + E + F
442.00 | GST (CGST&SGST/UTGST or IGST) in percentage (%) on Total of Section A + B + C + D + E + F above | 1.00 | percentage |  | 18.00 | 17559144.00 | 18.00 | 14440075.20 | 18.00 | 12948039.90 | 12948039.90 | NOPS INFRASTRUCTURE PVT. LTD.
| Total in Figures |  |  |  |  | 115659144.00 |  | 94672715.20 |  | 84981594.90
Lowest Amount Quoted BY: NOPS INFRASTRUCTURE PVT. LTD.(84981594.90)

## BOQ Summary
BOQ Summary Details Tender Title: COMPOSITE WORKS FOR IMPLEMENTATION OF SMALL SCALE NG LIQUEFACTION PLANT AT VIJAIPUR OF GAIL (India) Limited Tender ID: 2023_GAIL_153661_1
Sheet Name | Sl.No | Bidder Name | Amount | Bid Rank
BoQ1 | 1 | NOPS INFRASTRUCTURE PVT. LTD. | 84981594.90 | L1
| 2 | Shree Balaji Engineering Services | 94672715.20 | L2
| 3 | Hi Technocrats Private Limited | 115659144.00 | L3