## BoQ1
Government eProcurement System Created By: ANIL DUBEY Created Date/Time: 16-Dec-2023 01:04 PM Tender Title: PIPELINE INSTALLATION BY HDD METHOD FOR KCPL PH-II OF GAIL Tender ID: 2023_GAIL_163041_1
Tender Inviting Authority: GAIL India Ltd
Name of Work: Project : PIPELINE INSTALLATION BY HDD METHOD ACROSS SEVEN NOS. CROSSINGS FOR KRISHNAGIRI – COIMBATORE PIPELINE PHASE-II PROJECT OF M/S GAIL (INDIA) LTD ON OPEN DOMESTIC COMPETITIVE BIDDING BASIS (PART-A)
BIDDING DOC NO.: SM/B411-000-MK-T-9570/1009
SCHEDULE OF WORK / ITEM(S)
Sl.No | Description of Work / Item(s) | No.of Qty | Units | Estimated Rate | Mansi Ganga Builders and Engineers Pvt Ltd(GSTN-09AABCM4255F1ZK) |  | Taurant Projects Ltd(GSTN-NA) |  | Mideast Pipeline Products(GSTN-NA) |  | ATINDRA CONSTRUCTION PRIVATE LIMITED(GSTN-NA) |  | ANERI CONSTRUCTION PRIVATE LIMITED(GSTN-NA) |  | RICKY INFRACON PVT LTD(GSTN-NA) |  | NEXT LEVEL PROJECTS PRIVATE LIMITED(GSTN-NA) |  | PLN Construction Ltd(GSTN-NA) |  | KRITA ENGINEERING PVT LTD(GSTN-NA) |  | NRP PROJECTS PRIVATE LIMITED(GSTN-NA)
[5 empty] | Rate | Amount | Rate | Amount | Rate | Amount | Rate | Amount | Rate | Amount | Rate | Amount | Rate | Amount | Rate | Amount | Rate | Amount | Rate | Amount | L1 Amount | L1 Vendor
1.00 | Magnetic Cleaning & EGP: METALLIC MATERIALS AND CORROSION ¦¦ Magnetic Cleaning and Electronic Geometry Pigging Mobilisation/ Demobilisation of pigging tools, tackles, consumables, accessories and personnel by Contractor at work site including but not limited to magnet pigs, electronic geometry pigs and pig tracking device, temporary launcher and receiver as per Specification and other provision of the bid document including supply of material, equipment, manpower, etc. as required for geometry inspection and magnet cleaning in accordance with the EIL Specification B411-000-06-41-EGP-0007: A) Mobilisation B) Demobilisation NOTE: Lumpsum charge is applicable for Mobilization and Demobilization charge only, and not for the entire Magnetic Cleaning and EGP charge. | 1.00 | Lumpsum |  | 50000.00 | 50000.00 | Not Quoted | Not Quoted | Not Quoted | Not Quoted | 0.00 | 0.00 | Not Quoted | Not Quoted | 0.00 | 0.00 | 100000.00 | 100000.00 | 30000.00 | 30000.00 | 50000.00 | 50000.00 | 120000.00 | 120000.00 | 0.00 | ATINDRA CONSTRUCTION PRIVATE LIMITED, RICKY INFRACON PVT LTD
2.00 | Magnetic Cleaning & EGP: METALLIC MATERIALS AND CORROSION ¦¦ Magnetic Cleaning and Electronic Geometry Pigging Magnetic Cleaning: Running of adequate no. of Magnet Pigs for pipeline including pig tracking for each segment, preparation of site report as per Specification and provisions of the bid document. | 1100.00 | m |  | 70.00 | 77000.00 | Not Quoted | Not Quoted | Not Quoted | Not Quoted | 0.00 | 0.00 | Not Quoted | Not Quoted | 0.00 | 0.00 | 70.00 | 77000.00 | 325.00 | 357500.00 | 182.00 | 200200.00 | 120.00 | 132000.00 | 0.00 | ATINDRA CONSTRUCTION PRIVATE LIMITED, RICKY INFRACON PVT LTD
3.00 | Magnetic Cleaning & EGP: METALLIC MATERIALS AND CORROSION ¦¦ Magnetic Cleaning and Electronic Geometry Pigging Electronic Geometry Pigging: Running of adequate no. of Electronic Geometry Pig (Caliper) including pig tracking for each segment, preparation of site report on pipeline, data analysis at Contractors facility as per Specification and provisions of the bid document. | 1100.00 | m |  | 180.00 | 198000.00 | Not Quoted | Not Quoted | Not Quoted | Not Quoted | 0.00 | 0.00 | Not Quoted | Not Quoted | 0.00 | 0.00 | 220.00 | 242000.00 | 315.00 | 346500.00 | 182.00 | 200200.00 | 310.00 | 341000.00 | 0.00 | ATINDRA CONSTRUCTION PRIVATE LIMITED, RICKY INFRACON PVT LTD
4.00 | Magnetic Cleaning & EGP: METALLIC MATERIALS AND CORROSION ¦¦ Magnetic Cleaning and Electronic Geometry Pigging Defect Verification: Defect verification at a max. of 3 locations for each segment inspected including supply of all tools, tackles, instruments, personnel and their transportation, all earth work, repair of pipeline coating wherever exposed, backfilling, work complete in all respect as per direction of engineer-in-charge. NOTE: Unit EACH signifies each segment of the pipeline. | 1.00 | each |  | 200000.00 | 200000.00 | Not Quoted | Not Quoted | Not Quoted | Not Quoted | 0.00 | 0.00 | Not Quoted | Not Quoted | 0.00 | 0.00 | 10000.00 | 10000.00 | 9000.00 | 9000.00 | 5000.00 | 5000.00 | 12000.00 | 12000.00 | 0.00 | ATINDRA CONSTRUCTION PRIVATE LIMITED, RICKY INFRACON PVT LTD
5.00 | Magnetic Cleaning & EGP: METALLIC MATERIALS AND CORROSION ¦¦ Magnetic Cleaning and Electronic Geometry Pigging Final Report: Preparation of final work report as per agreed format and submission to Client / Client's Consultant in total of 4 copies. | 1.00 | Lumpsum |  | 100000.00 | 100000.00 | Not Quoted | Not Quoted | Not Quoted | Not Quoted | 0.00 | 0.00 | Not Quoted | Not Quoted | 0.00 | 0.00 | 10000.00 | 10000.00 | 20000.00 | 20000.00 | 5000.00 | 5000.00 | 36000.00 | 36000.00 | 0.00 | ATINDRA CONSTRUCTION PRIVATE LIMITED, RICKY INFRACON PVT LTD
6.00 | Kaveri River HDD Crossing: CATHODIC PROTECTION ¦¦ CP System for HDD portion of the pipeline: Survey, design, engineering, supply, installation, testing and commissioning of cathodic protection system to protect the external surface of the HDD section of pipeline as per the enclosed specification vide document no.: B411-000-06-45-CSW-9570, R2. All work shall be carried out conforming to the scope of work, design basis, data sheets, specifications, standards, drawings, etc as per the provisions of GCC, SCC including specification no. 6-51-0027, 6-51-0029 and all materials, equipment, consumables, start-up/ commissioning spares etc. which include transportation, storage of materials at site, manpower, in line with the direction of Engineer-in -charge. | 1.00 | Lumpsum |  | 300000.00 | 300000.00 | Not Quoted | Not Quoted | Not Quoted | Not Quoted | 0.00 | 0.00 | Not Quoted | Not Quoted | 0.00 | 0.00 | 500000.00 | 500000.00 | 400000.00 | 400000.00 | 325000.00 | 325000.00 | 625000.00 | 625000.00 | 0.00 | ATINDRA CONSTRUCTION PRIVATE LIMITED, RICKY INFRACON PVT LTD
7.00 | Kaveri River HDD Crossing: INSTRUMENTATION ¦¦ TELECOMMUNICATION WORKS Submission of OFC alignment sheets, as-built drawings and all documentation in accordance with the specifications. | 1.00 | Lumpsum |  | 100000.00 | 100000.00 | Not Quoted | Not Quoted | Not Quoted | Not Quoted | 0.00 | 0.00 | Not Quoted | Not Quoted | 0.00 | 0.00 | 10000.00 | 10000.00 | 10000.00 | 10000.00 | 10000.00 | 10000.00 | 65000.00 | 65000.00 | 0.00 | ATINDRA CONSTRUCTION PRIVATE LIMITED, RICKY INFRACON PVT LTD
8.00 | Kaveri River HDD Crossing: INSTRUMENTATION ¦¦ TELECOMMUNICATION WORKS Supply & installation of OFC distance markers (metal plates on pipeline markers) at all pipeline marker locations as per specifications and direction of CLIENT/CONSULTANT. | 2.00 | nos |  | 25000.00 | 50000.00 | Not Quoted | Not Quoted | Not Quoted | Not Quoted | 0.00 | 0.00 | Not Quoted | Not Quoted | 0.00 | 0.00 | 10000.00 | 20000.00 | 3800.00 | 7600.00 | 10000.00 | 20000.00 | 12000.00 | 24000.00 | 0.00 | ATINDRA CONSTRUCTION PRIVATE LIMITED, RICKY INFRACON PVT LTD
9.00 | Kaveri River HDD Crossing: INSTRUMENTATION ¦¦ TELECOMMUNICATION WORKS Supply of Jointing closures, Factory acceptance testing, storage, and transportation to site, loading, unloading, jointing of OFC all complete as per specifications provided in the bid document and direction of CLIENT/CONSULTANT. | 2.00 | nos |  | 12000.00 | 24000.00 | Not Quoted | Not Quoted | Not Quoted | Not Quoted | 0.00 | 0.00 | Not Quoted | Not Quoted | 0.00 | 0.00 | 5000.00 | 10000.00 | 140000.00 | 280000.00 | 10000.00 | 20000.00 | 5000.00 | 10000.00 | 0.00 | ATINDRA CONSTRUCTION PRIVATE LIMITED, RICKY INFRACON PVT LTD
10.00 | Kaveri River HDD Crossing: INSTRUMENTATION ¦¦ TELECOMMUNICATION WORKS Site acceptance Testing of the laid OFC, all complete as per specification and direction of CLIENT/CONSULTANT. | 1.00 | Lumpsum |  | 30000.00 | 30000.00 | Not Quoted | Not Quoted | Not Quoted | Not Quoted | 0.00 | 0.00 | Not Quoted | Not Quoted | 0.00 | 0.00 | 10000.00 | 10000.00 | 50000.00 | 50000.00 | 10000.00 | 10000.00 | 50000.00 | 50000.00 | 0.00 | ATINDRA CONSTRUCTION PRIVATE LIMITED, RICKY INFRACON PVT LTD
11.00 | Kaveri River HDD Crossing: INSTRUMENTATION ¦¦ TELECOMMUNICATION WORKS 24 fibres single mode (18 numbers of ITU-T G.652 fibres & 6 numbers of ITU-T G.655 fibres) Optical Fibre Cable | 2300.00 | m |  | 85.00 | 195500.00 | Not Quoted | Not Quoted | Not Quoted | Not Quoted | 0.00 | 0.00 | Not Quoted | Not Quoted | 0.00 | 0.00 | 80.00 | 184000.00 | 80.00 | 184000.00 | 100.00 | 230000.00 | 120.00 | 276000.00 | 0.00 | ATINDRA CONSTRUCTION PRIVATE LIMITED, RICKY INFRACON PVT LTD
12.00 | Kaveri River HDD Crossing: INSTRUMENTATION ¦¦ TELECOMMUNICATION WORKS Duct with nominal diameter 40 mm or less | 2250.00 | m |  | 130.00 | 292500.00 | Not Quoted | Not Quoted | Not Quoted | Not Quoted | 0.00 | 0.00 | Not Quoted | Not Quoted | 0.00 | 0.00 | 80.00 | 180000.00 | 75.00 | 168750.00 | 100.00 | 225000.00 | 120.00 | 270000.00 | 0.00 | ATINDRA CONSTRUCTION PRIVATE LIMITED, RICKY INFRACON PVT LTD
13.00 | Kaveri River HDD Crossing: INSTRUMENTATION ¦¦ TELECOMMUNICATION WORKS Duct with nominal diameter 40 mm or less | 2250.00 | m |  | 100.00 | 225000.00 | Not Quoted | Not Quoted | Not Quoted | Not Quoted | 0.00 | 0.00 | Not Quoted | Not Quoted | 0.00 | 0.00 | 80.00 | 180000.00 | 70.00 | 157500.00 | 50.00 | 112500.00 | 120.00 | 270000.00 | 0.00 | ATINDRA CONSTRUCTION PRIVATE LIMITED, RICKY INFRACON PVT LTD
14.00 | Kaveri River HDD Crossing: INSTRUMENTATION ¦¦ TELECOMMUNICATION WORKS Supply and Installation of Jointing pit/ blowing pit, sand, OFC joint identification markers, electronic markers etc. including jointing of OFC (with OFC laid by other contractor at both ends of HDD) in jointing pits, back filling, pulling wire for OFC/Duct Pulling (rugged and durable) etc. all complete | 2.00 | nos |  | 40000.00 | 80000.00 | Not Quoted | Not Quoted | Not Quoted | Not Quoted | 0.00 | 0.00 | Not Quoted | Not Quoted | 0.00 | 0.00 | 30000.00 | 60000.00 | 10000.00 | 20000.00 | 10000.00 | 20000.00 | 24000.00 | 48000.00 | 0.00 | ATINDRA CONSTRUCTION PRIVATE LIMITED, RICKY INFRACON PVT LTD
15.00 | Kaveri River HDD Crossing: INSTRUMENTATION ¦¦ TELECOMMUNICATION WORKS Installation and Laying of OFC through permanently lubricated HDPE conduit (which is sub-ducted in CS conduit) including supply and use of all materials required like couplers, end plug etc. all complete as per the job specification (Supply & Installation of CS Conduit are covered in the Pipeline laying Section of the tender) | 2200.00 | m |  | 45.00 | 99000.00 | Not Quoted | Not Quoted | Not Quoted | Not Quoted | 0.00 | 0.00 | Not Quoted | Not Quoted | 0.00 | 0.00 | 200.00 | 440000.00 | 45.00 | 99000.00 | 50.00 | 110000.00 | 80.00 | 176000.00 | 0.00 | ATINDRA CONSTRUCTION PRIVATE LIMITED, RICKY INFRACON PVT LTD
16.00 | Kaveri River HDD Crossing: PIPELINES ¦¦ INSTALLATION OF PIPELINE BY TRENCHLESS TECHNIQUE (USING HORIZONTAL DIRECTIONAL DRILLING) Scope of Work Installation of Pipeline (Line Pipe Free issue from Owner) Pipe Material Grade API 5L Gr. X-70 PSL 2 Pipe OD 610 mm Type of Crossing Waterbody Type of Soil/Strata Hard Rock Crossing Name Kaveri River + Service Road + Kalingarayan Canal Chainage of Crossing 26.337 km Pipe Wall Thickness 12.7 mm | 1100.00 | m |  | 110000.00 | 121000000.00 | Not Quoted | Not Quoted | Not Quoted | Not Quoted | 0.00 | 0.00 | Not Quoted | Not Quoted | 0.00 | 0.00 | 81000.00 | 89100000.00 | 141400.00 | 155540000.00 | 88000.00 | 96800000.00 | 70000.00 | 77000000.00 | 0.00 | ATINDRA CONSTRUCTION PRIVATE LIMITED, RICKY INFRACON PVT LTD
17.00 | Kaveri River HDD Crossing: PIPELINES ¦¦ PERMANENT MARKERS Type of Marker Pipeline Warning Marker | 2.00 | nos |  | 15000.00 | 30000.00 | Not Quoted | Not Quoted | Not Quoted | Not Quoted | 0.00 | 0.00 | Not Quoted | Not Quoted | 0.00 | 0.00 | 15000.00 | 30000.00 | 15000.00 | 30000.00 | 10000.00 | 20000.00 | 15000.00 | 30000.00 | 0.00 | ATINDRA CONSTRUCTION PRIVATE LIMITED, RICKY INFRACON PVT LTD
18.00 | Kaveri River HDD Crossing: PIPELINES ¦¦ LEAKS/ BURSTS (ATTRIBUTABLE TO OWNER) Type of Leak Major Leak (detected by visual method) Pipe OD 610 mm | 1.00 | nos |  | 5000.00 | 5000.00 | Not Quoted | Not Quoted | Not Quoted | Not Quoted | 0.00 | 0.00 | Not Quoted | Not Quoted | 0.00 | 0.00 | 20000.00 | 20000.00 | 15000.00 | 15000.00 | 1000.00 | 1000.00 | 2000.00 | 2000.00 | 0.00 | ATINDRA CONSTRUCTION PRIVATE LIMITED, RICKY INFRACON PVT LTD
19.00 | Kaveri River HDD Crossing: PIPELINES ¦¦ IDLE TIME PRESERVATION WORKS Type of Preservation By Filling Corrosion Inhibited Water Pressure (Bar(g)) 2.0 Pipe OD 610 mm Period Up to 3 Month | 1100.00 | metre |  | 50.00 | 55000.00 | Not Quoted | Not Quoted | Not Quoted | Not Quoted | 0.00 | 0.00 | Not Quoted | Not Quoted | 0.00 | 0.00 | 40.00 | 44000.00 | 200.00 | 220000.00 | 100.00 | 110000.00 | 150.00 | 165000.00 | 0.00 | ATINDRA CONSTRUCTION PRIVATE LIMITED, RICKY INFRACON PVT LTD
20.00 | Kaveri River HDD Crossing: PIPELINES ¦¦ IDLE TIME PRESERVATION WORKS Type of Preservation By Filling Corrosion Inhibited Water Pressure (Bar(g)) 2.0 Pipe OD 610 mm Period 3 to 6 Month | 1100.00 | metre |  | 50.00 | 55000.00 | Not Quoted | Not Quoted | Not Quoted | Not Quoted | 0.00 | 0.00 | Not Quoted | Not Quoted | 0.00 | 0.00 | 60.00 | 66000.00 | 250.00 | 275000.00 | 23.00 | 25300.00 | 5.00 | 5500.00 | 0.00 | ATINDRA CONSTRUCTION PRIVATE LIMITED, RICKY INFRACON PVT LTD
21.00 | Kaveri River HDD Crossing: PIPELINES ¦¦ IDLE TIME PRESERVATION WORKS Type of Preservation By Filling Corrosion Inhibited Water Pressure (Bar(g)) 2.0 Pipe OD 610 mm Period 6 to 9 Month | 1100.00 | metre |  | 50.00 | 55000.00 | Not Quoted | Not Quoted | Not Quoted | Not Quoted | 0.00 | 0.00 | Not Quoted | Not Quoted | 0.00 | 0.00 | 80.00 | 88000.00 | 300.00 | 330000.00 | 20.00 | 22000.00 | 5.00 | 5500.00 | 0.00 | ATINDRA CONSTRUCTION PRIVATE LIMITED, RICKY INFRACON PVT LTD
22.00 | Kaveri River HDD Crossing: PIPELINES ¦¦ IDLE TIME PRESERVATION WORKS Type of Preservation By Filling Nitrogen Pressure (Bar(g)) 2.0 Pipe OD 610 mm Period Up to 3 Month | 1100.00 | metre |  | 50.00 | 55000.00 | Not Quoted | Not Quoted | Not Quoted | Not Quoted | 0.00 | 0.00 | Not Quoted | Not Quoted | 0.00 | 0.00 | 75.00 | 82500.00 | 100.00 | 110000.00 | 100.00 | 110000.00 | 100.00 | 110000.00 | 0.00 | ATINDRA CONSTRUCTION PRIVATE LIMITED, RICKY INFRACON PVT LTD
23.00 | Kaveri River HDD Crossing: PIPELINES ¦¦ IDLE TIME PRESERVATION WORKS Type of Preservation By Filling Nitrogen Pressure (Bar(g)) 2.0 Pipe OD 610 mm Period 3 to 6 Month | 1100.00 | metre |  | 50.00 | 55000.00 | Not Quoted | Not Quoted | Not Quoted | Not Quoted | 0.00 | 0.00 | Not Quoted | Not Quoted | 0.00 | 0.00 | 120.00 | 132000.00 | 125.00 | 137500.00 | 10.00 | 11000.00 | 10.00 | 11000.00 | 0.00 | ATINDRA CONSTRUCTION PRIVATE LIMITED, RICKY INFRACON PVT LTD
24.00 | Kaveri River HDD Crossing: PIPELINES ¦¦ IDLE TIME PRESERVATION WORKS Type of Preservation By Filling Nitrogen Pressure (Bar(g)) 2.0 Pipe OD 610 mm Period 6 to 9 Month | 1100.00 | metre |  | 50.00 | 55000.00 | Not Quoted | Not Quoted | Not Quoted | Not Quoted | 0.00 | 0.00 | Not Quoted | Not Quoted | 0.00 | 0.00 | 160.00 | 176000.00 | 120.00 | 132000.00 | 10.00 | 11000.00 | 10.00 | 11000.00 | 0.00 | ATINDRA CONSTRUCTION PRIVATE LIMITED, RICKY INFRACON PVT LTD
25.00 | Kaveri River HDD Crossing: PIPELINES ¦¦ PRE-COMMISSIONING AND COMMISSIONING ASSISTANCE FOR PIPELINES Pre-Commissioning Works as per details: Type of Activity Dewatering Pipe OD 610 mm | 1100.00 | m |  | 80.00 | 88000.00 | Not Quoted | Not Quoted | Not Quoted | Not Quoted | 0.00 | 0.00 | Not Quoted | Not Quoted | 0.00 | 0.00 | 50.00 | 55000.00 | 125.00 | 137500.00 | 100.00 | 110000.00 | 40.00 | 44000.00 | 0.00 | ATINDRA CONSTRUCTION PRIVATE LIMITED, RICKY INFRACON PVT LTD
26.00 | Kaveri River HDD Crossing: PIPELINES ¦¦ PRE-COMMISSIONING AND COMMISSIONING ASSISTANCE FOR PIPELINES Pre-Commissioning Works as per details: Type of Activity Swabbing Pipe OD 610 mm | 1100.00 | m |  | 190.00 | 209000.00 | Not Quoted | Not Quoted | Not Quoted | Not Quoted | 0.00 | 0.00 | Not Quoted | Not Quoted | 0.00 | 0.00 | 50.00 | 55000.00 | 135.00 | 148500.00 | 100.00 | 110000.00 | 50.00 | 55000.00 | 0.00 | ATINDRA CONSTRUCTION PRIVATE LIMITED, RICKY INFRACON PVT LTD
27.00 | Kaveri River HDD Crossing: PIPELINES ¦¦ PRE-COMMISSIONING AND COMMISSIONING ASSISTANCE FOR PIPELINES Commissioning Assistance : All works for Commissioning assistance as per details below: Pipe OD 610 mm | 1100.00 | m |  | 40.00 | 44000.00 | Not Quoted | Not Quoted | Not Quoted | Not Quoted | 0.00 | 0.00 | Not Quoted | Not Quoted | 0.00 | 0.00 | 50.00 | 55000.00 | 250.00 | 275000.00 | 100.00 | 110000.00 | 130.00 | 143000.00 | 0.00 | ATINDRA CONSTRUCTION PRIVATE LIMITED, RICKY INFRACON PVT LTD
28.00 | Kaveri River HDD Crossing: PIPELINES ¦¦ VIDEO FILM & PHOTOGRAPHY OF CONSTRUCTION ACTIVITIES Preparation of high resolution video films using drones or equivalent equipment as required (for minim 1 hr.) with audio commentary and Industrial photography covering all aspects/activities of pipeline construction annotated as required, conversion of same to video DVD/ Blue Ray/ USB Drive format, submitting three (3) sets of the same as per details in scope of work document. | 1.00 | Lumpsum |  | 100000.00 | 100000.00 | Not Quoted | Not Quoted | Not Quoted | Not Quoted | 0.00 | 0.00 | Not Quoted | Not Quoted | 0.00 | 0.00 | 100000.00 | 100000.00 | 20000.00 | 20000.00 | 10000.00 | 10000.00 | 120000.00 | 120000.00 | 0.00 | ATINDRA CONSTRUCTION PRIVATE LIMITED, RICKY INFRACON PVT LTD
29.00 | Total amount excluding GST for Part-A
30.00 | GST (CGST&SGST/UTGST or IGST) in percentage (%) on net Total Amount | 1.00 | percentage |  | 18.00 | 22288860.00 | Not Quoted | Not Quoted | Not Quoted | Not Quoted | 0.00 | 0.00 | Not Quoted | Not Quoted | 18.00 | 0.00 | 18.00 | 16566570.00 | 18.00 | 28711863.00 | 18.00 | 17818776.00 | 18.00 | 14428260.00 | 0.00 | ATINDRA CONSTRUCTION PRIVATE LIMITED, RICKY INFRACON PVT LTD
| Total in Figures |  |  |  |  | 146115860.00 | [5 empty] | 0.00 |  |  |  | 0.00 |  | 108603070.00 |  | 188222213.00 |  | 116811976.00 |  | 94585260.00
Lowest Amount Quoted BY: ATINDRA CONSTRUCTION PRIVATE LIMITED,RICKY INFRACON PVT LTD(0.00)

## BoQ2
Government eProcurement System Created By: ANIL DUBEY Created Date/Time: 16-Dec-2023 01:04 PM Tender Title: PIPELINE INSTALLATION BY HDD METHOD FOR KCPL PH-II OF GAIL Tender ID: 2023_GAIL_163041_1
Tender Inviting Authority: GAIL India Ltd
Name of Work: Project : PIPELINE INSTALLATION BY HDD METHOD ACROSS SEVEN NOS. CROSSINGS FOR KRISHNAGIRI – COIMBATORE PIPELINE PHASE-II PROJECT OF M/S GAIL (INDIA) LTD ON OPEN DOMESTIC COMPETITIVE BIDDING BASIS (PART-B)
BIDDING DOC NO.: SM/B411-000-MK-T-9570/1009
SCHEDULE OF WORK / ITEM(S)
Sl.No | Description of Work / Item(s) | No.of Qty | Units | Estimated Rate | Mansi Ganga Builders and Engineers Pvt Ltd(GSTN-09AABCM4255F1ZK) |  | Taurant Projects Ltd(GSTN-NA) |  | Mideast Pipeline Products(GSTN-NA) |  | ATINDRA CONSTRUCTION PRIVATE LIMITED(GSTN-NA) |  | ANERI CONSTRUCTION PRIVATE LIMITED(GSTN-NA) |  | RICKY INFRACON PVT LTD(GSTN-NA) |  | NEXT LEVEL PROJECTS PRIVATE LIMITED(GSTN-NA) |  | PLN Construction Ltd(GSTN-NA) |  | KRITA ENGINEERING PVT LTD(GSTN-NA) |  | NRP PROJECTS PRIVATE LIMITED(GSTN-NA)
[5 empty] | Rate | Amount | Rate | Amount | Rate | Amount | Rate | Amount | Rate | Amount | Rate | Amount | Rate | Amount | Rate | Amount | Rate | Amount | Rate | Amount | L1 Amount | L1 Vendor
1.00 | Magnetic Cleaning & EGP: METALLIC MATERIALS AND CORROSION ¦¦ Magnetic Cleaning and Electronic Geometry Pigging Mobilisation/ Demobilisation of pigging tools, tackles, consumables, accessories and personnel by Contractor at work site including but not limited to magnet pigs, electronic geometry pigs and pig tracking device, temporary launcher and receiver as per Specification and other provision of the bid document including supply of material, equipment, manpower, etc. as required for geometry inspection and magnet cleaning in accordance with the EIL Specification B411-000-06-41-EGP-0007: A) Mobilisation B) Demobilisation NOTE: Lumpsum charge is applicable for Mobilization and Demobilization charge only, and not for the entire Magnetic Cleaning and EGP charge. | 1.00 | Lumpsum |  | Not Quoted | Not Quoted | Not Quoted | Not Quoted | 100000.00 | 100000.00 | 0.00 | 0.00 | 43200.00 | 43200.00 | 40000.00 | 40000.00 | 0.00 | 0.00 | 30000.00 | 30000.00 | 50000.00 | 50000.00 | Not Quoted | Not Quoted | 0.00 | ATINDRA CONSTRUCTION PRIVATE LIMITED, NEXT LEVEL PROJECTS PRIVATE LIMITED
2.00 | Magnetic Cleaning & EGP: METALLIC MATERIALS AND CORROSION ¦¦ Magnetic Cleaning and Electronic Geometry Pigging Magnetic Cleaning: Running of adequate no. of Magnet Pigs for pipeline including pig tracking for each segment, preparation of site report as per Specification and provisions of the bid document. | 250.00 | m |  | Not Quoted | Not Quoted | Not Quoted | Not Quoted | 150.00 | 37500.00 | 0.00 | 0.00 | 145.00 | 36250.00 | 100.00 | 25000.00 | 0.00 | 0.00 | 325.00 | 81250.00 | 182.00 | 45500.00 | Not Quoted | Not Quoted | 0.00 | ATINDRA CONSTRUCTION PRIVATE LIMITED, NEXT LEVEL PROJECTS PRIVATE LIMITED
3.00 | Magnetic Cleaning & EGP: METALLIC MATERIALS AND CORROSION ¦¦ Magnetic Cleaning and Electronic Geometry Pigging Electronic Geometry Pigging: Running of adequate no. of Electronic Geometry Pig (Caliper) including pig tracking for each segment, preparation of site report on pipeline, data analysis at Contractors facility as per Specification and provisions of the bid document. | 250.00 | m |  | Not Quoted | Not Quoted | Not Quoted | Not Quoted | 300.00 | 75000.00 | 0.00 | 0.00 | 600.00 | 150000.00 | 200.00 | 50000.00 | 0.00 | 0.00 | 315.00 | 78750.00 | 182.00 | 45500.00 | Not Quoted | Not Quoted | 0.00 | ATINDRA CONSTRUCTION PRIVATE LIMITED, NEXT LEVEL PROJECTS PRIVATE LIMITED
4.00 | Magnetic Cleaning & EGP: METALLIC MATERIALS AND CORROSION ¦¦ Magnetic Cleaning and Electronic Geometry Pigging Defect Verification: Defect verification at a max. of 3 locations for each segment inspected including supply of all tools, tackles, instruments, personnel and their transportation, all earth work, repair of pipeline coating wherever exposed, backfilling, work complete in all respect as per direction of engineer-in-charge. NOTE: Unit EACH signifies each segment of the pipeline. | 1.00 | each |  | Not Quoted | Not Quoted | Not Quoted | Not Quoted | 10000.00 | 10000.00 | 0.00 | 0.00 | 31600.00 | 31600.00 | 40000.00 | 40000.00 | 0.00 | 0.00 | 9000.00 | 9000.00 | 5000.00 | 5000.00 | Not Quoted | Not Quoted | 0.00 | ATINDRA CONSTRUCTION PRIVATE LIMITED, NEXT LEVEL PROJECTS PRIVATE LIMITED
5.00 | Magnetic Cleaning & EGP: METALLIC MATERIALS AND CORROSION ¦¦ Magnetic Cleaning and Electronic Geometry Pigging Final Report: Preparation of final work report as per agreed format and submission to Client / Client's Consultant in total of 4 copies. | 1.00 | Lumpsum |  | Not Quoted | Not Quoted | Not Quoted | Not Quoted | 10000.00 | 10000.00 | 0.00 | 0.00 | 31600.00 | 31600.00 | 50000.00 | 50000.00 | 0.00 | 0.00 | 20000.00 | 20000.00 | 5000.00 | 5000.00 | Not Quoted | Not Quoted | 0.00 | ATINDRA CONSTRUCTION PRIVATE LIMITED, NEXT LEVEL PROJECTS PRIVATE LIMITED
6.00 | Lower Bhavani Canal HDD Crossing: CATHODIC PROTECTION ¦¦ CP System for HDD portion of the pipeline: Survey, design, engineering, supply, installation, testing and commissioning of cathodic protection system to protect the external surface of the HDD section of pipeline as per the enclosed specification vide document no.: B411-000-06-45-CSW-9570, R2. All work shall be carried out conforming to the scope of work, design basis, data sheets, specifications, standards, drawings, etc as per the provisions of GCC, SCC including specification no. 6-51-0027, 6-51-0029 and all materials, equipment, consumables, start-up/ commissioning spares etc. which include transportation, storage of materials at site, manpower, in line with the direction of Engineer-in -charge. | 1.00 | Lumpsum |  | Not Quoted | Not Quoted | Not Quoted | Not Quoted | 200000.00 | 200000.00 | 0.00 | 0.00 | 72500.00 | 72500.00 | 150000.00 | 150000.00 | 0.00 | 0.00 | 400000.00 | 400000.00 | 325000.00 | 325000.00 | Not Quoted | Not Quoted | 0.00 | ATINDRA CONSTRUCTION PRIVATE LIMITED, NEXT LEVEL PROJECTS PRIVATE LIMITED
7.00 | Lower Bhavani Canal HDD Crossing: INSTRUMENTATION ¦¦ TELECOMMUNICATION WORKS Submission of OFC alignment sheets, as-built drawings and all documentation in accordance with the specifications. | 1.00 | Lumpsum |  | Not Quoted | Not Quoted | Not Quoted | Not Quoted | 25000.00 | 25000.00 | 0.00 | 0.00 | 35900.00 | 35900.00 | 60000.00 | 60000.00 | 0.00 | 0.00 | 10000.00 | 10000.00 | 10000.00 | 10000.00 | Not Quoted | Not Quoted | 0.00 | ATINDRA CONSTRUCTION PRIVATE LIMITED, NEXT LEVEL PROJECTS PRIVATE LIMITED
8.00 | Lower Bhavani Canal HDD Crossing: INSTRUMENTATION ¦¦ TELECOMMUNICATION WORKS Supply & installation of OFC distance markers (metal plates on pipeline markers) at all pipeline marker locations as per specifications and direction of CLIENT/CONSULTANT. | 2.00 | nos |  | Not Quoted | Not Quoted | Not Quoted | Not Quoted | 1500.00 | 3000.00 | 0.00 | 0.00 | 2900.00 | 5800.00 | 40000.00 | 80000.00 | 0.00 | 0.00 | 3800.00 | 7600.00 | 10000.00 | 20000.00 | Not Quoted | Not Quoted | 0.00 | ATINDRA CONSTRUCTION PRIVATE LIMITED, NEXT LEVEL PROJECTS PRIVATE LIMITED
9.00 | Lower Bhavani Canal HDD Crossing: INSTRUMENTATION ¦¦ TELECOMMUNICATION WORKS Supply of Jointing closures, Factory acceptance testing, storage, and transportation to site, loading, unloading, jointing of OFC all complete as per specifications provided in the bid document and direction of CLIENT/CONSULTANT. | 2.00 | nos |  | Not Quoted | Not Quoted | Not Quoted | Not Quoted | 15000.00 | 30000.00 | 0.00 | 0.00 | 9425.00 | 18850.00 | 40000.00 | 80000.00 | 0.00 | 0.00 | 14000.00 | 28000.00 | 10000.00 | 20000.00 | Not Quoted | Not Quoted | 0.00 | ATINDRA CONSTRUCTION PRIVATE LIMITED, NEXT LEVEL PROJECTS PRIVATE LIMITED
10.00 | Lower Bhavani Canal HDD Crossing: INSTRUMENTATION ¦¦ TELECOMMUNICATION WORKS Site acceptance Testing of the laid OFC, all complete as per specification and direction of CLIENT/CONSULTANT. | 1.00 | Lumpsum |  | Not Quoted | Not Quoted | Not Quoted | Not Quoted | 15000.00 | 15000.00 | 0.00 | 0.00 | 40125.00 | 40125.00 | 50000.00 | 50000.00 | 0.00 | 0.00 | 50000.00 | 50000.00 | 10000.00 | 10000.00 | Not Quoted | Not Quoted | 0.00 | ATINDRA CONSTRUCTION PRIVATE LIMITED, NEXT LEVEL PROJECTS PRIVATE LIMITED
11.00 | Lower Bhavani Canal HDD Crossing: INSTRUMENTATION ¦¦ TELECOMMUNICATION WORKS 24 fibres single mode (18 numbers of ITU-T G.652 fibres & 6 numbers of ITU-T G.655 fibres) Optical Fibre Cable | 300.00 | m |  | Not Quoted | Not Quoted | Not Quoted | Not Quoted | 150.00 | 45000.00 | 0.00 | 0.00 | 125.00 | 37500.00 | 200.00 | 60000.00 | 0.00 | 0.00 | 80.00 | 24000.00 | 100.00 | 30000.00 | Not Quoted | Not Quoted | 0.00 | ATINDRA CONSTRUCTION PRIVATE LIMITED, NEXT LEVEL PROJECTS PRIVATE LIMITED
12.00 | Lower Bhavani Canal HDD Crossing: INSTRUMENTATION ¦¦ TELECOMMUNICATION WORKS Duct with nominal diameter 40 mm or less | 500.00 | m |  | Not Quoted | Not Quoted | Not Quoted | Not Quoted | 150.00 | 75000.00 | 0.00 | 0.00 | 95.00 | 47500.00 | 300.00 | 150000.00 | 0.00 | 0.00 | 75.00 | 37500.00 | 100.00 | 50000.00 | Not Quoted | Not Quoted | 0.00 | ATINDRA CONSTRUCTION PRIVATE LIMITED, NEXT LEVEL PROJECTS PRIVATE LIMITED
13.00 | Lower Bhavani Canal HDD Crossing: INSTRUMENTATION ¦¦ TELECOMMUNICATION WORKS Duct with nominal diameter 40 mm or less | 500.00 | m |  | Not Quoted | Not Quoted | Not Quoted | Not Quoted | 50.00 | 25000.00 | 0.00 | 0.00 | 95.00 | 47500.00 | 300.00 | 150000.00 | 0.00 | 0.00 | 70.00 | 35000.00 | 50.00 | 25000.00 | Not Quoted | Not Quoted | 0.00 | ATINDRA CONSTRUCTION PRIVATE LIMITED, NEXT LEVEL PROJECTS PRIVATE LIMITED
14.00 | Lower Bhavani Canal HDD Crossing: INSTRUMENTATION ¦¦ TELECOMMUNICATION WORKS Supply and Installation of Jointing pit/ blowing pit, sand, OFC joint identification markers, electronic markers etc. including jointing of OFC (with OFC laid by other contractor at both ends of HDD) in jointing pits, back filling, pulling wire for OFC/Duct Pulling (rugged and durable) etc. all complete | 2.00 | nos |  | Not Quoted | Not Quoted | Not Quoted | Not Quoted | 15000.00 | 30000.00 | 0.00 | 0.00 | 13960.00 | 27920.00 | 40000.00 | 80000.00 | 0.00 | 0.00 | 10000.00 | 20000.00 | 10000.00 | 20000.00 | Not Quoted | Not Quoted | 0.00 | ATINDRA CONSTRUCTION PRIVATE LIMITED, NEXT LEVEL PROJECTS PRIVATE LIMITED
15.00 | Lower Bhavani Canal HDD Crossing: INSTRUMENTATION ¦¦ TELECOMMUNICATION WORKS Installation and Laying of OFC through permanently lubricated HDPE conduit (which is sub-ducted in CS conduit) including supply and use of all materials required like couplers, end plug etc. all complete as per the job specification (Supply & Installation of CS Conduit are covered in the Pipeline laying Section of the tender) | 250.00 | m |  | Not Quoted | Not Quoted | Not Quoted | Not Quoted | 50.00 | 12500.00 | 0.00 | 0.00 | 65.00 | 16250.00 | 350.00 | 87500.00 | 0.00 | 0.00 | 45.00 | 11250.00 | 50.00 | 12500.00 | Not Quoted | Not Quoted | 0.00 | ATINDRA CONSTRUCTION PRIVATE LIMITED, NEXT LEVEL PROJECTS PRIVATE LIMITED
16.00 | Lower Bhavani Canal HDD Crossing: PIPELINES ¦¦ INSTALLATION OF PIPELINE BY TRENCHLESS TECHNIQUE (USING HORIZONTAL DIRECTIONAL DRILLING) Scope of Work Installation of Pipeline (Line Pipe Free issue from Owner) Pipe Material Grade API 5L Gr. X-70 PSL 2 Pipe OD 610 mm Type of Crossing Waterbody Type of Soil/Strata Hard Rock Crossing Name Lower Bhavani Canal Chainage of Crossing 42.626 km Pipe Wall Thickness 12.7 mm | 250.00 | m |  | Not Quoted | Not Quoted | Not Quoted | Not Quoted | 85250.00 | 21312500.00 | 0.00 | 0.00 | 90200.00 | 22550000.00 | 60000.00 | 15000000.00 | 0.00 | 0.00 | 159500.00 | 39875000.00 | 70000.00 | 17500000.00 | Not Quoted | Not Quoted | 0.00 | ATINDRA CONSTRUCTION PRIVATE LIMITED, NEXT LEVEL PROJECTS PRIVATE LIMITED
17.00 | Lower Bhavani Canal HDD Crossing: PIPELINES ¦¦ PERMANENT MARKERS Type of Marker Pipeline Warning Marker | 2.00 | nos |  | Not Quoted | Not Quoted | Not Quoted | Not Quoted | 12000.00 | 24000.00 | 0.00 | 0.00 | 6999.00 | 13998.00 | 40000.00 | 80000.00 | 0.00 | 0.00 | 15000.00 | 30000.00 | 10000.00 | 20000.00 | Not Quoted | Not Quoted | 0.00 | ATINDRA CONSTRUCTION PRIVATE LIMITED, NEXT LEVEL PROJECTS PRIVATE LIMITED
18.00 | Lower Bhavani Canal HDD Crossing: PIPELINES ¦¦ LEAKS/ BURSTS (ATTRIBUTABLE TO OWNER) Type of Leak Major Leak (detected by visual method) Pipe OD 610 mm | 1.00 | nos |  | Not Quoted | Not Quoted | Not Quoted | Not Quoted | 25000.00 | 25000.00 | 0.00 | 0.00 | 4500.00 | 4500.00 | 50000.00 | 50000.00 | 0.00 | 0.00 | 15000.00 | 15000.00 | 1000.00 | 1000.00 | Not Quoted | Not Quoted | 0.00 | ATINDRA CONSTRUCTION PRIVATE LIMITED, NEXT LEVEL PROJECTS PRIVATE LIMITED
19.00 | Lower Bhavani Canal HDD Crossing: PIPELINES ¦¦ IDLE TIME PRESERVATION WORKS Type of Preservation By Filling Corrosion Inhibited Water Pressure (Bar(g)) 2.0 Pipe OD 610 mm Period Up to 3 Month | 250.00 | metre |  | Not Quoted | Not Quoted | Not Quoted | Not Quoted | 85.00 | 21250.00 | 0.00 | 0.00 | 625.00 | 156250.00 | 150.00 | 37500.00 | 0.00 | 0.00 | 200.00 | 50000.00 | 100.00 | 25000.00 | Not Quoted | Not Quoted | 0.00 | ATINDRA CONSTRUCTION PRIVATE LIMITED, NEXT LEVEL PROJECTS PRIVATE LIMITED
20.00 | Lower Bhavani Canal HDD Crossing: PIPELINES ¦¦ IDLE TIME PRESERVATION WORKS Type of Preservation By Filling Corrosion Inhibited Water Pressure (Bar(g)) 2.0 Pipe OD 610 mm Period 3 to 6 Month | 250.00 | metre |  | Not Quoted | Not Quoted | Not Quoted | Not Quoted | 100.00 | 25000.00 | 0.00 | 0.00 | 625.00 | 156250.00 | 150.00 | 37500.00 | 0.00 | 0.00 | 250.00 | 62500.00 | 23.00 | 5750.00 | Not Quoted | Not Quoted | 0.00 | ATINDRA CONSTRUCTION PRIVATE LIMITED, NEXT LEVEL PROJECTS PRIVATE LIMITED
21.00 | Lower Bhavani Canal HDD Crossing: PIPELINES ¦¦ IDLE TIME PRESERVATION WORKS Type of Preservation By Filling Corrosion Inhibited Water Pressure (Bar(g)) 2.0 Pipe OD 610 mm Period 6 to 9 Month | 250.00 | metre |  | Not Quoted | Not Quoted | Not Quoted | Not Quoted | 125.00 | 31250.00 | 0.00 | 0.00 | 625.00 | 156250.00 | 150.00 | 37500.00 | 0.00 | 0.00 | 300.00 | 75000.00 | 20.00 | 5000.00 | Not Quoted | Not Quoted | 0.00 | ATINDRA CONSTRUCTION PRIVATE LIMITED, NEXT LEVEL PROJECTS PRIVATE LIMITED
22.00 | Lower Bhavani Canal HDD Crossing: PIPELINES ¦¦ IDLE TIME PRESERVATION WORKS Type of Preservation By Filling Nitrogen Pressure (Bar(g)) 2.0 Pipe OD 610 mm Period Up to 3 Month | 250.00 | metre |  | Not Quoted | Not Quoted | Not Quoted | Not Quoted | 65.00 | 16250.00 | 0.00 | 0.00 | 36.00 | 9000.00 | 150.00 | 37500.00 | 0.00 | 0.00 | 100.00 | 25000.00 | 100.00 | 25000.00 | Not Quoted | Not Quoted | 0.00 | ATINDRA CONSTRUCTION PRIVATE LIMITED, NEXT LEVEL PROJECTS PRIVATE LIMITED
23.00 | Lower Bhavani Canal HDD Crossing: PIPELINES ¦¦ IDLE TIME PRESERVATION WORKS Type of Preservation By Filling Nitrogen Pressure (Bar(g)) 2.0 Pipe OD 610 mm Period 3 to 6 Month | 250.00 | metre |  | Not Quoted | Not Quoted | Not Quoted | Not Quoted | 85.00 | 21250.00 | 0.00 | 0.00 | 36.00 | 9000.00 | 250.00 | 62500.00 | 0.00 | 0.00 | 125.00 | 31250.00 | 10.00 | 2500.00 | Not Quoted | Not Quoted | 0.00 | ATINDRA CONSTRUCTION PRIVATE LIMITED, NEXT LEVEL PROJECTS PRIVATE LIMITED
24.00 | Lower Bhavani Canal HDD Crossing: PIPELINES ¦¦ IDLE TIME PRESERVATION WORKS Type of Preservation By Filling Nitrogen Pressure (Bar(g)) 2.0 Pipe OD 610 mm Period 6 to 9 Month | 250.00 | metre |  | Not Quoted | Not Quoted | Not Quoted | Not Quoted | 100.00 | 25000.00 | 0.00 | 0.00 | 36.00 | 9000.00 | 250.00 | 62500.00 | 0.00 | 0.00 | 120.00 | 30000.00 | 10.00 | 2500.00 | Not Quoted | Not Quoted | 0.00 | ATINDRA CONSTRUCTION PRIVATE LIMITED, NEXT LEVEL PROJECTS PRIVATE LIMITED
25.00 | Lower Bhavani Canal HDD Crossing: PIPELINES ¦¦ PRE-COMMISSIONING AND COMMISSIONING ASSISTANCE FOR PIPELINES Pre-Commissioning Works as per details: Type of Activity Dewatering Pipe OD 610 mm | 250.00 | m |  | Not Quoted | Not Quoted | Not Quoted | Not Quoted | 75.00 | 18750.00 | 0.00 | 0.00 | 36.00 | 9000.00 | 250.00 | 62500.00 | 0.00 | 0.00 | 125.00 | 31250.00 | 100.00 | 25000.00 | Not Quoted | Not Quoted | 0.00 | ATINDRA CONSTRUCTION PRIVATE LIMITED, NEXT LEVEL PROJECTS PRIVATE LIMITED
26.00 | Lower Bhavani Canal HDD Crossing: PIPELINES ¦¦ PRE-COMMISSIONING AND COMMISSIONING ASSISTANCE FOR PIPELINES Pre-Commissioning Works as per details: Type of Activity Swabbing Pipe OD 610 mm | 250.00 | m |  | Not Quoted | Not Quoted | Not Quoted | Not Quoted | 150.00 | 37500.00 | 0.00 | 0.00 | 36.00 | 9000.00 | 150.00 | 37500.00 | 0.00 | 0.00 | 135.00 | 33750.00 | 100.00 | 25000.00 | Not Quoted | Not Quoted | 0.00 | ATINDRA CONSTRUCTION PRIVATE LIMITED, NEXT LEVEL PROJECTS PRIVATE LIMITED
27.00 | Lower Bhavani Canal HDD Crossing: PIPELINES ¦¦ PRE-COMMISSIONING AND COMMISSIONING ASSISTANCE FOR PIPELINES Commissioning Assistance : All works for Commissioning assistance as per details below: Pipe OD 610 mm | 250.00 | m |  | Not Quoted | Not Quoted | Not Quoted | Not Quoted | 60.00 | 15000.00 | 0.00 | 0.00 | 36.00 | 9000.00 | 150.00 | 37500.00 | 0.00 | 0.00 | 250.00 | 62500.00 | 100.00 | 25000.00 | Not Quoted | Not Quoted | 0.00 | ATINDRA CONSTRUCTION PRIVATE LIMITED, NEXT LEVEL PROJECTS PRIVATE LIMITED
28.00 | Lower Bhavani Canal HDD Crossing: PIPELINES ¦¦ VIDEO FILM & PHOTOGRAPHY OF CONSTRUCTION ACTIVITIES Preparation of high resolution video films using drones or equivalent equipment as required (for minim 1 hr.) with audio commentary and Industrial photography covering all aspects/activities of pipeline construction annotated as required, conversion of same to video DVD/ Blue Ray/ USB Drive format, submitting three (3) sets of the same as per details in scope of work document. | 1.00 | Lumpsum |  | Not Quoted | Not Quoted | Not Quoted | Not Quoted | 100000.00 | 100000.00 | 0.00 | 0.00 | 30500.00 | 30500.00 | 40000.00 | 40000.00 | 0.00 | 0.00 | 20000.00 | 20000.00 | 10000.00 | 10000.00 | Not Quoted | Not Quoted | 0.00 | ATINDRA CONSTRUCTION PRIVATE LIMITED, NEXT LEVEL PROJECTS PRIVATE LIMITED
29.00 | Total amount excluding GST for Part-B
30.00 | GST (CGST&SGST/UTGST or IGST) in percentage (%) on net Total Amount | 1.00 | percentage |  | Not Quoted | Not Quoted | Not Quoted | Not Quoted | 18.00 | 4025835.00 | 0.00 | 0.00 | 18.00 | 4277563.74 | 18.00 | 3012300.00 | 0.00 | 0.00 | 18.00 | 7413048.00 | 18.00 | 3302145.00 | Not Quoted | Not Quoted | 0.00 | ATINDRA CONSTRUCTION PRIVATE LIMITED, NEXT LEVEL PROJECTS PRIVATE LIMITED
| Total in Figures | [8 empty] | 26391585.00 |  | 0.00 |  | 28041806.74 |  | 19747300.00 |  | 0.00 |  | 48596648.00 |  | 21647395.00
Lowest Amount Quoted BY: ATINDRA CONSTRUCTION PRIVATE LIMITED,NEXT LEVEL PROJECTS PRIVATE LIMITED(0.00)

## BoQ3
Government eProcurement System Created By: ANIL DUBEY Created Date/Time: 16-Dec-2023 01:04 PM Tender Title: PIPELINE INSTALLATION BY HDD METHOD FOR KCPL PH-II OF GAIL Tender ID: 2023_GAIL_163041_1
Tender Inviting Authority: GAIL India Ltd
Name of Work: Project : PIPELINE INSTALLATION BY HDD METHOD ACROSS SEVEN NOS. CROSSINGS FOR KRISHNAGIRI – COIMBATORE PIPELINE PHASE-II PROJECT OF M/S GAIL (INDIA) LTD ON OPEN DOMESTIC COMPETITIVE BIDDING BASIS (PART-C)
BIDDING DOC NO.: SM/B411-000-MK-T-9570/1009
SCHEDULE OF WORK / ITEM(S)
Sl.No | Description of Work / Item(s) | No.of Qty | Units | Estimated Rate | Mansi Ganga Builders and Engineers Pvt Ltd(GSTN-09AABCM4255F1ZK) |  | Taurant Projects Ltd(GSTN-NA) |  | Mideast Pipeline Products(GSTN-NA) |  | ATINDRA CONSTRUCTION PRIVATE LIMITED(GSTN-NA) |  | ANERI CONSTRUCTION PRIVATE LIMITED(GSTN-NA) |  | RICKY INFRACON PVT LTD(GSTN-NA) |  | NEXT LEVEL PROJECTS PRIVATE LIMITED(GSTN-NA) |  | PLN Construction Ltd(GSTN-NA) |  | KRITA ENGINEERING PVT LTD(GSTN-NA) |  | NRP PROJECTS PRIVATE LIMITED(GSTN-NA)
[5 empty] | Rate | Amount | Rate | Amount | Rate | Amount | Rate | Amount | Rate | Amount | Rate | Amount | Rate | Amount | Rate | Amount | Rate | Amount | Rate | Amount | L1 Amount | L1 Vendor
1.00 | Magnetic Cleaning & EGP: METALLIC MATERIALS AND CORROSION ¦¦ Magnetic Cleaning and Electronic Geometry Pigging Mobilisation/ Demobilisation of pigging tools, tackles, consumables, accessories and personnel by Contractor at work site including but not limited to magnet pigs, electronic geometry pigs and pig tracking device, temporary launcher and receiver as per Specification and other provision of the bid document including supply of material, equipment, manpower, etc. as required for geometry inspection and magnet cleaning in accordance with the EIL Specification B411-000-06-41-EGP-0007: A) Mobilisation B) Demobilisation NOTE: Lumpsum charge is applicable for Mobilization and Demobilization charge only, and not for the entire Magnetic Cleaning and EGP charge. | 1.00 | Lumpsum |  | 50000.00 | 50000.00 | 200000.00 | 200000.00 | 100000.00 | 100000.00 | 0.00 | 0.00 | 51800.00 | 51800.00 | 50000.00 | 50000.00 | 0.00 | 0.00 | 30000.00 | 30000.00 | 50000.00 | 50000.00 | Not Quoted | Not Quoted | 0.00 | ATINDRA CONSTRUCTION PRIVATE LIMITED, NEXT LEVEL PROJECTS PRIVATE LIMITED
2.00 | Magnetic Cleaning & EGP: METALLIC MATERIALS AND CORROSION ¦¦ Magnetic Cleaning and Electronic Geometry Pigging Magnetic Cleaning: Running of adequate no. of Magnet Pigs for pipeline including pig tracking for each segment, preparation of site report as per Specification and provisions of the bid document. | 300.00 | m |  | 70.00 | 21000.00 | 10.00 | 3000.00 | 150.00 | 45000.00 | 0.00 | 0.00 | 145.00 | 43500.00 | 200.00 | 60000.00 | 0.00 | 0.00 | 325.00 | 97500.00 | 182.00 | 54600.00 | Not Quoted | Not Quoted | 0.00 | ATINDRA CONSTRUCTION PRIVATE LIMITED, NEXT LEVEL PROJECTS PRIVATE LIMITED
3.00 | Magnetic Cleaning & EGP: METALLIC MATERIALS AND CORROSION ¦¦ Magnetic Cleaning and Electronic Geometry Pigging Electronic Geometry Pigging: Running of adequate no. of Electronic Geometry Pig (Caliper) including pig tracking for each segment, preparation of site report on pipeline, data analysis at Contractors facility as per Specification and provisions of the bid document. | 300.00 | m |  | 180.00 | 54000.00 | 10.00 | 3000.00 | 300.00 | 90000.00 | 0.00 | 0.00 | 600.00 | 180000.00 | 200.00 | 60000.00 | 0.00 | 0.00 | 315.00 | 94500.00 | 182.00 | 54600.00 | Not Quoted | Not Quoted | 0.00 | ATINDRA CONSTRUCTION PRIVATE LIMITED, NEXT LEVEL PROJECTS PRIVATE LIMITED
4.00 | Magnetic Cleaning & EGP: METALLIC MATERIALS AND CORROSION ¦¦ Magnetic Cleaning and Electronic Geometry Pigging Defect Verification: Defect verification at a max. of 3 locations for each segment inspected including supply of all tools, tackles, instruments, personnel and their transportation, all earth work, repair of pipeline coating wherever exposed, backfilling, work complete in all respect as per direction of engineer-in-charge. NOTE: Unit EACH signifies each segment of the pipeline. | 1.00 | each |  | 200000.00 | 200000.00 | 10.00 | 10.00 | 10000.00 | 10000.00 | 0.00 | 0.00 | 37920.00 | 37920.00 | 40000.00 | 40000.00 | 0.00 | 0.00 | 9000.00 | 9000.00 | 5000.00 | 5000.00 | Not Quoted | Not Quoted | 0.00 | ATINDRA CONSTRUCTION PRIVATE LIMITED, NEXT LEVEL PROJECTS PRIVATE LIMITED
5.00 | Magnetic Cleaning & EGP: METALLIC MATERIALS AND CORROSION ¦¦ Magnetic Cleaning and Electronic Geometry Pigging Final Report: Preparation of final work report as per agreed format and submission to Client / Client's Consultant in total of 4 copies. | 1.00 | Lumpsum |  | 100000.00 | 100000.00 | 75000.00 | 75000.00 | 10000.00 | 10000.00 | 0.00 | 0.00 | 37920.00 | 37920.00 | 50000.00 | 50000.00 | 0.00 | 0.00 | 20000.00 | 20000.00 | 5000.00 | 5000.00 | Not Quoted | Not Quoted | 0.00 | ATINDRA CONSTRUCTION PRIVATE LIMITED, NEXT LEVEL PROJECTS PRIVATE LIMITED
6.00 | Nallar River HDD Crossing: CATHODIC PROTECTION ¦¦ CP System for HDD portion of the pipeline: Survey, design, engineering, supply, installation, testing and commissioning of cathodic protection system to protect the external surface of the HDD section of pipeline as per the enclosed specification vide document no.: B411-000-06-45-CSW-9570, R2. All work shall be carried out conforming to the scope of work, design basis, data sheets, specifications, standards, drawings, etc as per the provisions of GCC, SCC including specification no. 6-51-0027, 6-51-0029 and all materials, equipment, consumables, start-up/ commissioning spares etc. which include transportation, storage of materials at site, manpower, in line with the direction of Engineer-in -charge. | 1.00 | Lumpsum |  | 300000.00 | 300000.00 | 50000.00 | 50000.00 | 200000.00 | 200000.00 | 0.00 | 0.00 | 87000.00 | 87000.00 | 150000.00 | 150000.00 | 0.00 | 0.00 | 400000.00 | 400000.00 | 325000.00 | 325000.00 | Not Quoted | Not Quoted | 0.00 | ATINDRA CONSTRUCTION PRIVATE LIMITED, NEXT LEVEL PROJECTS PRIVATE LIMITED
7.00 | Nallar River HDD Crossing: INSTRUMENTATION ¦¦ TELECOMMUNICATION WORKS Submission of OFC alignment sheets, as-built drawings and all documentation in accordance with the specifications. | 1.00 | Lumpsum |  | 100000.00 | 100000.00 | 100000.00 | 100000.00 | 25000.00 | 25000.00 | 0.00 | 0.00 | 43080.00 | 43080.00 | 50000.00 | 50000.00 | 0.00 | 0.00 | 10000.00 | 10000.00 | 10000.00 | 10000.00 | Not Quoted | Not Quoted | 0.00 | ATINDRA CONSTRUCTION PRIVATE LIMITED, NEXT LEVEL PROJECTS PRIVATE LIMITED
8.00 | Nallar River HDD Crossing: INSTRUMENTATION ¦¦ TELECOMMUNICATION WORKS Supply & installation of OFC distance markers (metal plates on pipeline markers) at all pipeline marker locations as per specifications and direction of CLIENT/CONSULTANT. | 2.00 | nos |  | 25000.00 | 50000.00 | 5000.00 | 10000.00 | 1500.00 | 3000.00 | 0.00 | 0.00 | 2900.00 | 5800.00 | 30000.00 | 60000.00 | 0.00 | 0.00 | 3800.00 | 7600.00 | 10000.00 | 20000.00 | Not Quoted | Not Quoted | 0.00 | ATINDRA CONSTRUCTION PRIVATE LIMITED, NEXT LEVEL PROJECTS PRIVATE LIMITED
9.00 | Nallar River HDD Crossing: INSTRUMENTATION ¦¦ TELECOMMUNICATION WORKS Supply of Jointing closures, Factory acceptance testing, storage, and transportation to site, loading, unloading, jointing of OFC all complete as per specifications provided in the bid document and direction of CLIENT/CONSULTANT. | 2.00 | nos |  | 12000.00 | 24000.00 | 5000.00 | 10000.00 | 15000.00 | 30000.00 | 0.00 | 0.00 | 9425.00 | 18850.00 | 40000.00 | 80000.00 | 0.00 | 0.00 | 14000.00 | 28000.00 | 10000.00 | 20000.00 | Not Quoted | Not Quoted | 0.00 | ATINDRA CONSTRUCTION PRIVATE LIMITED, NEXT LEVEL PROJECTS PRIVATE LIMITED
10.00 | Nallar River HDD Crossing: INSTRUMENTATION ¦¦ TELECOMMUNICATION WORKS Site acceptance Testing of the laid OFC, all complete as per specification and direction of CLIENT/CONSULTANT. | 1.00 | Lumpsum |  | 30000.00 | 30000.00 | 5000.00 | 5000.00 | 15000.00 | 15000.00 | 0.00 | 0.00 | 48150.00 | 48150.00 | 50000.00 | 50000.00 | 0.00 | 0.00 | 50000.00 | 50000.00 | 10000.00 | 10000.00 | Not Quoted | Not Quoted | 0.00 | ATINDRA CONSTRUCTION PRIVATE LIMITED, NEXT LEVEL PROJECTS PRIVATE LIMITED
11.00 | Nallar River HDD Crossing: INSTRUMENTATION ¦¦ TELECOMMUNICATION WORKS 24 fibres single mode (18 numbers of ITU-T G.652 fibres & 6 numbers of ITU-T G.655 fibres) Optical Fibre Cable | 350.00 | m |  | 85.00 | 29750.00 | 100.00 | 35000.00 | 150.00 | 52500.00 | 0.00 | 0.00 | 125.00 | 43750.00 | 200.00 | 70000.00 | 0.00 | 0.00 | 80.00 | 28000.00 | 100.00 | 35000.00 | Not Quoted | Not Quoted | 0.00 | ATINDRA CONSTRUCTION PRIVATE LIMITED, NEXT LEVEL PROJECTS PRIVATE LIMITED
12.00 | Nallar River HDD Crossing: INSTRUMENTATION ¦¦ TELECOMMUNICATION WORKS Duct with nominal diameter 40 mm or less | 600.00 | m |  | 130.00 | 78000.00 | 50.00 | 30000.00 | 150.00 | 90000.00 | 0.00 | 0.00 | 95.00 | 57000.00 | 200.00 | 120000.00 | 0.00 | 0.00 | 75.00 | 45000.00 | 100.00 | 60000.00 | Not Quoted | Not Quoted | 0.00 | ATINDRA CONSTRUCTION PRIVATE LIMITED, NEXT LEVEL PROJECTS PRIVATE LIMITED
13.00 | Nallar River HDD Crossing: INSTRUMENTATION ¦¦ TELECOMMUNICATION WORKS Duct with nominal diameter 40 mm or less | 600.00 | m |  | 100.00 | 60000.00 | 50.00 | 30000.00 | 50.00 | 30000.00 | 0.00 | 0.00 | 95.00 | 57000.00 | 250.00 | 150000.00 | 0.00 | 0.00 | 70.00 | 42000.00 | 50.00 | 30000.00 | Not Quoted | Not Quoted | 0.00 | ATINDRA CONSTRUCTION PRIVATE LIMITED, NEXT LEVEL PROJECTS PRIVATE LIMITED
14.00 | Nallar River HDD Crossing: INSTRUMENTATION ¦¦ TELECOMMUNICATION WORKS Supply and Installation of Jointing pit/ blowing pit, sand, OFC joint identification markers, electronic markers etc. including jointing of OFC (with OFC laid by other contractor at both ends of HDD) in jointing pits, back filling, pulling wire for OFC/Duct Pulling (rugged and durable) etc. all complete | 2.00 | nos |  | 40000.00 | 80000.00 | 15000.00 | 30000.00 | 15000.00 | 30000.00 | 0.00 | 0.00 | 13960.00 | 27920.00 | 50000.00 | 100000.00 | 0.00 | 0.00 | 10000.00 | 20000.00 | 10000.00 | 20000.00 | Not Quoted | Not Quoted | 0.00 | ATINDRA CONSTRUCTION PRIVATE LIMITED, NEXT LEVEL PROJECTS PRIVATE LIMITED
15.00 | Nallar River HDD Crossing: INSTRUMENTATION ¦¦ TELECOMMUNICATION WORKS Installation and Laying of OFC through permanently lubricated HDPE conduit (which is sub-ducted in CS conduit) including supply and use of all materials required like couplers, end plug etc. all complete as per the job specification (Supply & Installation of CS Conduit are covered in the Pipeline laying Section of the tender) | 300.00 | m |  | 45.00 | 13500.00 | 100.00 | 30000.00 | 50.00 | 15000.00 | 0.00 | 0.00 | 65.00 | 19500.00 | 200.00 | 60000.00 | 0.00 | 0.00 | 45.00 | 13500.00 | 50.00 | 15000.00 | Not Quoted | Not Quoted | 0.00 | ATINDRA CONSTRUCTION PRIVATE LIMITED, NEXT LEVEL PROJECTS PRIVATE LIMITED
16.00 | Nallar River HDD Crossing: PIPELINES ¦¦ INSTALLATION OF PIPELINE BY TRENCHLESS TECHNIQUE (USING HORIZONTAL DIRECTIONAL DRILLING) Scope of Work Installation of Pipeline (Line Pipe Free issue from Owner) Pipe Material Grade API 5L Gr. X-70 PSL 2 Pipe OD 610 mm Type of Crossing Waterbody Type of Soil/Strata Hard Rock Crossing Name Nallar River Chainage of Crossing 87.453 km Pipe Wall Thickness 12.7 mm | 300.00 | m |  | 101850.00 | 30555000.00 | 60000.00 | 18000000.00 | 86000.00 | 25800000.00 | 0.00 | 0.00 | 90200.00 | 27060000.00 | 58000.00 | 17400000.00 | 0.00 | 0.00 | 160000.00 | 48000000.00 | 70000.00 | 21000000.00 | Not Quoted | Not Quoted | 0.00 | ATINDRA CONSTRUCTION PRIVATE LIMITED, NEXT LEVEL PROJECTS PRIVATE LIMITED
17.00 | Nallar River HDD Crossing: PIPELINES ¦¦ PERMANENT MARKERS Type of Marker Pipeline Warning Marker | 2.00 | nos |  | 15000.00 | 30000.00 | 10000.00 | 20000.00 | 12000.00 | 24000.00 | 0.00 | 0.00 | 6999.00 | 13998.00 | 40000.00 | 80000.00 | 0.00 | 0.00 | 15000.00 | 30000.00 | 10000.00 | 20000.00 | Not Quoted | Not Quoted | 0.00 | ATINDRA CONSTRUCTION PRIVATE LIMITED, NEXT LEVEL PROJECTS PRIVATE LIMITED
18.00 | Nallar River HDD Crossing: PIPELINES ¦¦ LEAKS/ BURSTS (ATTRIBUTABLE TO OWNER) Type of Leak Major Leak (detected by visual method) Pipe OD 610 mm | 1.00 | nos |  | 5000.00 | 5000.00 | 10.00 | 10.00 | 25000.00 | 25000.00 | 0.00 | 0.00 | 4500.00 | 4500.00 | 50000.00 | 50000.00 | 0.00 | 0.00 | 15000.00 | 15000.00 | 1000.00 | 1000.00 | Not Quoted | Not Quoted | 0.00 | ATINDRA CONSTRUCTION PRIVATE LIMITED, NEXT LEVEL PROJECTS PRIVATE LIMITED
19.00 | Nallar River HDD Crossing: PIPELINES ¦¦ IDLE TIME PRESERVATION WORKS Type of Preservation By Filling Corrosion Inhibited Water Pressure (Bar(g)) 2.0 Pipe OD 610 mm Period Up to 3 Month | 300.00 | metre |  | 50.00 | 15000.00 | 10.00 | 3000.00 | 85.00 | 25500.00 | 0.00 | 0.00 | 625.00 | 187500.00 | 200.00 | 60000.00 | 0.00 | 0.00 | 200.00 | 60000.00 | 100.00 | 30000.00 | Not Quoted | Not Quoted | 0.00 | ATINDRA CONSTRUCTION PRIVATE LIMITED, NEXT LEVEL PROJECTS PRIVATE LIMITED
20.00 | Nallar River HDD Crossing: PIPELINES ¦¦ IDLE TIME PRESERVATION WORKS Type of Preservation By Filling Corrosion Inhibited Water Pressure (Bar(g)) 2.0 Pipe OD 610 mm Period 3 to 6 Month | 300.00 | metre |  | 50.00 | 15000.00 | 10.00 | 3000.00 | 100.00 | 30000.00 | 0.00 | 0.00 | 625.00 | 187500.00 | 200.00 | 60000.00 | 0.00 | 0.00 | 250.00 | 75000.00 | 23.00 | 6900.00 | Not Quoted | Not Quoted | 0.00 | ATINDRA CONSTRUCTION PRIVATE LIMITED, NEXT LEVEL PROJECTS PRIVATE LIMITED
21.00 | Nallar River HDD Crossing: PIPELINES ¦¦ IDLE TIME PRESERVATION WORKS Type of Preservation By Filling Corrosion Inhibited Water Pressure (Bar(g)) 2.0 Pipe OD 610 mm Period 6 to 9 Month | 300.00 | metre |  | 50.00 | 15000.00 | 10.00 | 3000.00 | 125.00 | 37500.00 | 0.00 | 0.00 | 625.00 | 187500.00 | 200.00 | 60000.00 | 0.00 | 0.00 | 300.00 | 90000.00 | 20.00 | 6000.00 | Not Quoted | Not Quoted | 0.00 | ATINDRA CONSTRUCTION PRIVATE LIMITED, NEXT LEVEL PROJECTS PRIVATE LIMITED
22.00 | Nallar River HDD Crossing: PIPELINES ¦¦ IDLE TIME PRESERVATION WORKS Type of Preservation By Filling Nitrogen Pressure (Bar(g)) 2.0 Pipe OD 610 mm Period Up to 3 Month | 300.00 | metre |  | 50.00 | 15000.00 | 10.00 | 3000.00 | 65.00 | 19500.00 | 0.00 | 0.00 | 36.00 | 10800.00 | 200.00 | 60000.00 | 0.00 | 0.00 | 100.00 | 30000.00 | 100.00 | 30000.00 | Not Quoted | Not Quoted | 0.00 | ATINDRA CONSTRUCTION PRIVATE LIMITED, NEXT LEVEL PROJECTS PRIVATE LIMITED
23.00 | Nallar River HDD Crossing: PIPELINES ¦¦ IDLE TIME PRESERVATION WORKS Type of Preservation By Filling Nitrogen Pressure (Bar(g)) 2.0 Pipe OD 610 mm Period 3 to 6 Month | 300.00 | metre |  | 50.00 | 15000.00 | 10.00 | 3000.00 | 85.00 | 25500.00 | 0.00 | 0.00 | 36.00 | 10800.00 | 200.00 | 60000.00 | 0.00 | 0.00 | 125.00 | 37500.00 | 10.00 | 3000.00 | Not Quoted | Not Quoted | 0.00 | ATINDRA CONSTRUCTION PRIVATE LIMITED, NEXT LEVEL PROJECTS PRIVATE LIMITED
24.00 | Nallar River HDD Crossing: PIPELINES ¦¦ IDLE TIME PRESERVATION WORKS Type of Preservation By Filling Nitrogen Pressure (Bar(g)) 2.0 Pipe OD 610 mm Period 6 to 9 Month | 300.00 | metre |  | 50.00 | 15000.00 | 10.00 | 3000.00 | 100.00 | 30000.00 | 0.00 | 0.00 | 36.00 | 10800.00 | 200.00 | 60000.00 | 0.00 | 0.00 | 120.00 | 36000.00 | 10.00 | 3000.00 | Not Quoted | Not Quoted | 0.00 | ATINDRA CONSTRUCTION PRIVATE LIMITED, NEXT LEVEL PROJECTS PRIVATE LIMITED
25.00 | Nallar River HDD Crossing: PIPELINES ¦¦ PRE-COMMISSIONING AND COMMISSIONING ASSISTANCE FOR PIPELINES Pre-Commissioning Works as per details: Type of Activity Dewatering Pipe OD 610 mm | 300.00 | m |  | 80.00 | 24000.00 | 10.00 | 3000.00 | 75.00 | 22500.00 | 0.00 | 0.00 | 36.00 | 10800.00 | 200.00 | 60000.00 | 0.00 | 0.00 | 125.00 | 37500.00 | 100.00 | 30000.00 | Not Quoted | Not Quoted | 0.00 | ATINDRA CONSTRUCTION PRIVATE LIMITED, NEXT LEVEL PROJECTS PRIVATE LIMITED
26.00 | Nallar River HDD Crossing: PIPELINES ¦¦ PRE-COMMISSIONING AND COMMISSIONING ASSISTANCE FOR PIPELINES Pre-Commissioning Works as per details: Type of Activity Swabbing Pipe OD 610 mm | 300.00 | m |  | 190.00 | 57000.00 | 10.00 | 3000.00 | 150.00 | 45000.00 | 0.00 | 0.00 | 36.00 | 10800.00 | 200.00 | 60000.00 | 0.00 | 0.00 | 135.00 | 40500.00 | 100.00 | 30000.00 | Not Quoted | Not Quoted | 0.00 | ATINDRA CONSTRUCTION PRIVATE LIMITED, NEXT LEVEL PROJECTS PRIVATE LIMITED
27.00 | Nallar River HDD Crossing: PIPELINES ¦¦ PRE-COMMISSIONING AND COMMISSIONING ASSISTANCE FOR PIPELINES Commissioning Assistance : All works for Commissioning assistance as per details below: Pipe OD 610 mm | 300.00 | m |  | 40.00 | 12000.00 | 10.00 | 3000.00 | 60.00 | 18000.00 | 0.00 | 0.00 | 36.00 | 10800.00 | 200.00 | 60000.00 | 0.00 | 0.00 | 250.00 | 75000.00 | 100.00 | 30000.00 | Not Quoted | Not Quoted | 0.00 | ATINDRA CONSTRUCTION PRIVATE LIMITED, NEXT LEVEL PROJECTS PRIVATE LIMITED
28.00 | Nallar River HDD Crossing: PIPELINES ¦¦ VIDEO FILM & PHOTOGRAPHY OF CONSTRUCTION ACTIVITIES Preparation of high resolution video films using drones or equivalent equipment as required (for minim 1 hr.) with audio commentary and Industrial photography covering all aspects/activities of pipeline construction annotated as required, conversion of same to video DVD/ Blue Ray/ USB Drive format, submitting three (3) sets of the same as per details in scope of work document. | 1.00 | Lumpsum |  | 100000.00 | 100000.00 | 50000.00 | 50000.00 | 100000.00 | 100000.00 | 0.00 | 0.00 | 36600.00 | 36600.00 | 20000.00 | 20000.00 | 0.00 | 0.00 | 20000.00 | 20000.00 | 10000.00 | 10000.00 | Not Quoted | Not Quoted | 0.00 | ATINDRA CONSTRUCTION PRIVATE LIMITED, NEXT LEVEL PROJECTS PRIVATE LIMITED
29.00 | Total amount excluding GST for Part-C
30.00 | GST (CGST&SGST/UTGST or IGST) in percentage (%) on net Total Amount | 1.00 | percentage |  | 18.00 | 5771385.00 | 18.00 | 3367443.60 | 18.00 | 4850640.00 | 0.00 | 0.00 | 18.00 | 5130285.84 | 18.00 | 3463200.00 | 0.00 | 0.00 | 18.00 | 8899488.00 | 18.00 | 3944538.00 | Not Quoted | Not Quoted | 0.00 | ATINDRA CONSTRUCTION PRIVATE LIMITED, NEXT LEVEL PROJECTS PRIVATE LIMITED
| Total in Figures |  |  |  |  | 37834635.00 |  | 22075463.60 |  | 31798640.00 |  | 0.00 |  | 33631873.84 |  | 22703200.00 |  | 0.00 |  | 58341088.00 |  | 25858638.00
Lowest Amount Quoted BY: ATINDRA CONSTRUCTION PRIVATE LIMITED,NEXT LEVEL PROJECTS PRIVATE LIMITED(0.00)

## BoQ4
Government eProcurement System Created By: ANIL DUBEY Created Date/Time: 16-Dec-2023 01:04 PM Tender Title: PIPELINE INSTALLATION BY HDD METHOD FOR KCPL PH-II OF GAIL Tender ID: 2023_GAIL_163041_1
Tender Inviting Authority: GAIL India Ltd
Name of Work: Project : PIPELINE INSTALLATION BY HDD METHOD ACROSS SEVEN NOS. CROSSINGS FOR KRISHNAGIRI – COIMBATORE PIPELINE PHASE-II PROJECT OF M/S GAIL (INDIA) LTD ON OPEN DOMESTIC COMPETITIVE BIDDING BASIS (PART-D)
BIDDING DOC NO.: SM/B411-000-MK-T-9570/1009
SCHEDULE OF WORK / ITEM(S)
Sl.No | Description of Work / Item(s) | No.of Qty | Units | Estimated Rate | Mansi Ganga Builders and Engineers Pvt Ltd(GSTN-09AABCM4255F1ZK) |  | Taurant Projects Ltd(GSTN-NA) |  | Mideast Pipeline Products(GSTN-NA) |  | ATINDRA CONSTRUCTION PRIVATE LIMITED(GSTN-NA) |  | ANERI CONSTRUCTION PRIVATE LIMITED(GSTN-NA) |  | RICKY INFRACON PVT LTD(GSTN-NA) |  | NEXT LEVEL PROJECTS PRIVATE LIMITED(GSTN-NA) |  | PLN Construction Ltd(GSTN-NA) |  | KRITA ENGINEERING PVT LTD(GSTN-NA) |  | NRP PROJECTS PRIVATE LIMITED(GSTN-NA)
[5 empty] | Rate | Amount | Rate | Amount | Rate | Amount | Rate | Amount | Rate | Amount | Rate | Amount | Rate | Amount | Rate | Amount | Rate | Amount | Rate | Amount | L1 Amount | L1 Vendor
1.00 | Magnetic Cleaning & EGP: METALLIC MATERIALS AND CORROSION ¦¦ Magnetic Cleaning and Electronic Geometry Pigging Mobilisation/ Demobilisation of pigging tools, tackles, consumables, accessories and personnel by Contractor at work site including but not limited to magnet pigs, electronic geometry pigs and pig tracking device, temporary launcher and receiver as per Specification and other provision of the bid document including supply of material, equipment, manpower, etc. as required for geometry inspection and magnet cleaning in accordance with the EIL Specification B411-000-06-41-EGP-0007: A) Mobilisation B) Demobilisation NOTE: Lumpsum charge is applicable for Mobilization and Demobilization charge only, and not for the entire Magnetic Cleaning and EGP charge. | 1.00 | Lumpsum |  | Not Quoted | Not Quoted | 145000.00 | 145000.00 | 100000.00 | 100000.00 | 60000.00 | 60000.00 | 60480.00 | 60480.00 | 40000.00 | 40000.00 | 0.00 | 0.00 | 30000.00 | 30000.00 | 50000.00 | 50000.00 | Not Quoted | Not Quoted | 0.00 | NEXT LEVEL PROJECTS PRIVATE LIMITED
2.00 | Magnetic Cleaning & EGP: METALLIC MATERIALS AND CORROSION ¦¦ Magnetic Cleaning and Electronic Geometry Pigging Magnetic Cleaning: Running of adequate no. of Magnet Pigs for pipeline including pig tracking for each segment, preparation of site report as per Specification and provisions of the bid document. | 350.00 | m |  | Not Quoted | Not Quoted | 10.00 | 3500.00 | 150.00 | 52500.00 | 1500.00 | 525000.00 | 145.00 | 50750.00 | 100.00 | 35000.00 | 0.00 | 0.00 | 325.00 | 113750.00 | 182.00 | 63700.00 | Not Quoted | Not Quoted | 0.00 | NEXT LEVEL PROJECTS PRIVATE LIMITED
3.00 | Magnetic Cleaning & EGP: METALLIC MATERIALS AND CORROSION ¦¦ Magnetic Cleaning and Electronic Geometry Pigging Electronic Geometry Pigging: Running of adequate no. of Electronic Geometry Pig (Caliper) including pig tracking for each segment, preparation of site report on pipeline, data analysis at Contractors facility as per Specification and provisions of the bid document. | 350.00 | m |  | Not Quoted | Not Quoted | 10.00 | 3500.00 | 300.00 | 105000.00 | 1000.00 | 350000.00 | 600.00 | 210000.00 | 100.00 | 35000.00 | 0.00 | 0.00 | 315.00 | 110250.00 | 182.00 | 63700.00 | Not Quoted | Not Quoted | 0.00 | NEXT LEVEL PROJECTS PRIVATE LIMITED
4.00 | Magnetic Cleaning & EGP: METALLIC MATERIALS AND CORROSION ¦¦ Magnetic Cleaning and Electronic Geometry Pigging Defect Verification: Defect verification at a max. of 3 locations for each segment inspected including supply of all tools, tackles, instruments, personnel and their transportation, all earth work, repair of pipeline coating wherever exposed, backfilling, work complete in all respect as per direction of engineer-in-charge. NOTE: Unit EACH signifies each segment of the pipeline. | 1.00 | each |  | Not Quoted | Not Quoted | 10.00 | 10.00 | 10000.00 | 10000.00 | 60000.00 | 60000.00 | 44250.00 | 44250.00 | 20000.00 | 20000.00 | 0.00 | 0.00 | 9000.00 | 9000.00 | 5000.00 | 5000.00 | Not Quoted | Not Quoted | 0.00 | NEXT LEVEL PROJECTS PRIVATE LIMITED
5.00 | Magnetic Cleaning & EGP: METALLIC MATERIALS AND CORROSION ¦¦ Magnetic Cleaning and Electronic Geometry Pigging Final Report: Preparation of final work report as per agreed format and submission to Client / Client's Consultant in total of 4 copies. | 1.00 | Lumpsum |  | Not Quoted | Not Quoted | 75000.00 | 75000.00 | 10000.00 | 10000.00 | 60000.00 | 60000.00 | 44250.00 | 44250.00 | 40000.00 | 40000.00 | 0.00 | 0.00 | 20000.00 | 20000.00 | 5000.00 | 5000.00 | Not Quoted | Not Quoted | 0.00 | NEXT LEVEL PROJECTS PRIVATE LIMITED
6.00 | Railway HDD Crossing - 1: CATHODIC PROTECTION ¦¦ CP System for HDD portion of the pipeline: Survey, design, engineering, supply, installation, testing and commissioning of cathodic protection system to protect the external surface of the HDD section of pipeline as per the enclosed specification vide document no.: B411-000-06-45-CSW-9570, R2. All work shall be carried out conforming to the scope of work, design basis, data sheets, specifications, standards, drawings, etc as per the provisions of GCC, SCC including specification no. 6-51-0027, 6-51-0029 and all materials, equipment, consumables, start-up/ commissioning spares etc. which include transportation, storage of materials at site, manpower, in line with the direction of Engineer-in -charge. | 1.00 | Lumpsum |  | Not Quoted | Not Quoted | 50000.00 | 50000.00 | 200000.00 | 200000.00 | 200000.00 | 200000.00 | 101500.00 | 101500.00 | 125000.00 | 125000.00 | 0.00 | 0.00 | 400000.00 | 400000.00 | 325000.00 | 325000.00 | Not Quoted | Not Quoted | 0.00 | NEXT LEVEL PROJECTS PRIVATE LIMITED
7.00 | Railway HDD Crossing - 1: INSTRUMENTATION ¦¦ TELECOMMUNICATION WORKS Submission of OFC alignment sheets, as-built drawings and all documentation in accordance with the specifications. | 1.00 | Lumpsum |  | Not Quoted | Not Quoted | 75000.00 | 75000.00 | 25000.00 | 25000.00 | 20000.00 | 20000.00 | 50260.00 | 50260.00 | 30000.00 | 30000.00 | 0.00 | 0.00 | 10000.00 | 10000.00 | 10000.00 | 10000.00 | Not Quoted | Not Quoted | 0.00 | NEXT LEVEL PROJECTS PRIVATE LIMITED
8.00 | Railway HDD Crossing - 1: INSTRUMENTATION ¦¦ TELECOMMUNICATION WORKS Supply & installation of OFC distance markers (metal plates on pipeline markers) at all pipeline marker locations as per specifications and direction of CLIENT/CONSULTANT. | 2.00 | nos |  | Not Quoted | Not Quoted | 10.00 | 20.00 | 1500.00 | 3000.00 | 30000.00 | 60000.00 | 2900.00 | 5800.00 | 30000.00 | 60000.00 | 0.00 | 0.00 | 3800.00 | 7600.00 | 10000.00 | 20000.00 | Not Quoted | Not Quoted | 0.00 | NEXT LEVEL PROJECTS PRIVATE LIMITED
9.00 | Railway HDD Crossing - 1: INSTRUMENTATION ¦¦ TELECOMMUNICATION WORKS Supply of Jointing closures, Factory acceptance testing, storage, and transportation to site, loading, unloading, jointing of OFC all complete as per specifications provided in the bid document and direction of CLIENT/CONSULTANT. | 2.00 | nos |  | Not Quoted | Not Quoted | 10.00 | 20.00 | 15000.00 | 30000.00 | 20000.00 | 40000.00 | 9425.00 | 18850.00 | 30000.00 | 60000.00 | 0.00 | 0.00 | 14000.00 | 28000.00 | 10000.00 | 20000.00 | Not Quoted | Not Quoted | 0.00 | NEXT LEVEL PROJECTS PRIVATE LIMITED
10.00 | Railway HDD Crossing - 1: INSTRUMENTATION ¦¦ TELECOMMUNICATION WORKS Site acceptance Testing of the laid OFC, all complete as per specification and direction of CLIENT/CONSULTANT. | 1.00 | Lumpsum |  | Not Quoted | Not Quoted | 100000.00 | 100000.00 | 15000.00 | 15000.00 | 60000.00 | 60000.00 | 56175.00 | 56175.00 | 40000.00 | 40000.00 | 0.00 | 0.00 | 50000.00 | 50000.00 | 10000.00 | 10000.00 | Not Quoted | Not Quoted | 0.00 | NEXT LEVEL PROJECTS PRIVATE LIMITED
11.00 | Railway HDD Crossing - 1: INSTRUMENTATION ¦¦ TELECOMMUNICATION WORKS 24 fibres single mode (18 numbers of ITU-T G.652 fibres & 6 numbers of ITU-T G.655 fibres) Optical Fibre Cable | 400.00 | m |  | Not Quoted | Not Quoted | 120.00 | 48000.00 | 150.00 | 60000.00 | 150.00 | 60000.00 | 125.00 | 50000.00 | 200.00 | 80000.00 | 0.00 | 0.00 | 80.00 | 32000.00 | 100.00 | 40000.00 | Not Quoted | Not Quoted | 0.00 | NEXT LEVEL PROJECTS PRIVATE LIMITED
12.00 | Railway HDD Crossing - 1: INSTRUMENTATION ¦¦ TELECOMMUNICATION WORKS Duct with nominal diameter 40 mm or less | 700.00 | m |  | Not Quoted | Not Quoted | 100.00 | 70000.00 | 150.00 | 105000.00 | 150.00 | 105000.00 | 95.00 | 66500.00 | 200.00 | 140000.00 | 0.00 | 0.00 | 75.00 | 52500.00 | 100.00 | 70000.00 | Not Quoted | Not Quoted | 0.00 | NEXT LEVEL PROJECTS PRIVATE LIMITED
13.00 | Railway HDD Crossing - 1: INSTRUMENTATION ¦¦ TELECOMMUNICATION WORKS Duct with nominal diameter 40 mm or less | 700.00 | m |  | Not Quoted | Not Quoted | 110.00 | 77000.00 | 50.00 | 35000.00 | 220.00 | 154000.00 | 95.00 | 66500.00 | 200.00 | 140000.00 | 0.00 | 0.00 | 70.00 | 49000.00 | 50.00 | 35000.00 | Not Quoted | Not Quoted | 0.00 | NEXT LEVEL PROJECTS PRIVATE LIMITED
14.00 | Railway HDD Crossing - 1: INSTRUMENTATION ¦¦ TELECOMMUNICATION WORKS Supply and Installation of Jointing pit/ blowing pit, sand, OFC joint identification markers, electronic markers etc. including jointing of OFC (with OFC laid by other contractor at both ends of HDD) in jointing pits, back filling, pulling wire for OFC/Duct Pulling (rugged and durable) etc. all complete | 2.00 | nos |  | Not Quoted | Not Quoted | 15000.00 | 30000.00 | 15000.00 | 30000.00 | 15000.00 | 30000.00 | 13960.00 | 27920.00 | 30000.00 | 60000.00 | 0.00 | 0.00 | 10000.00 | 20000.00 | 10000.00 | 20000.00 | Not Quoted | Not Quoted | 0.00 | NEXT LEVEL PROJECTS PRIVATE LIMITED
15.00 | Railway HDD Crossing - 1: INSTRUMENTATION ¦¦ TELECOMMUNICATION WORKS Installation and Laying of OFC through permanently lubricated HDPE conduit (which is sub-ducted in CS conduit) including supply and use of all materials required like couplers, end plug etc. all complete as per the job specification (Supply & Installation of CS Conduit are covered in the Pipeline laying Section of the tender) | 350.00 | m |  | Not Quoted | Not Quoted | 110.00 | 38500.00 | 50.00 | 17500.00 | 80.00 | 28000.00 | 65.00 | 22750.00 | 350.00 | 122500.00 | 0.00 | 0.00 | 45.00 | 15750.00 | 50.00 | 17500.00 | Not Quoted | Not Quoted | 0.00 | NEXT LEVEL PROJECTS PRIVATE LIMITED
16.00 | Railway HDD Crossing - 1: PIPELINES ¦¦ INSTALLATION OF PIPELINE BY TRENCHLESS TECHNIQUE (USING HORIZONTAL DIRECTIONAL DRILLING) Scope of Work Installation of Pipeline (Line Pipe Free issue from Owner) Pipe Material Grade API 5L Gr. X-70 PSL 2 Pipe OD 610 mm Type of Crossing Railway Type of Soil/Strata Hard Rock Crossing Name Southern Railway Erode Irugur Section (From Sulur RS to Irugur RS) Chainage of Crossing 118.987 km Pipe Wall Thickness 15.5 mm | 350.00 | m |  | Not Quoted | Not Quoted | 60000.00 | 21000000.00 | 89750.00 | 31412500.00 | 78000.00 | 27300000.00 | 90200.00 | 31570000.00 | 56000.00 | 19600000.00 | 0.00 | 0.00 | 140000.00 | 49000000.00 | 59000.00 | 20650000.00 | Not Quoted | Not Quoted | 0.00 | NEXT LEVEL PROJECTS PRIVATE LIMITED
17.00 | Railway HDD Crossing - 1: PIPELINES ¦¦ PERMANENT MARKERS Type of Marker Pipeline Warning Marker | 2.00 | nos |  | Not Quoted | Not Quoted | 12500.00 | 25000.00 | 12000.00 | 24000.00 | 16000.00 | 32000.00 | 6999.00 | 13998.00 | 25000.00 | 50000.00 | 0.00 | 0.00 | 15000.00 | 30000.00 | 10000.00 | 20000.00 | Not Quoted | Not Quoted | 0.00 | NEXT LEVEL PROJECTS PRIVATE LIMITED
18.00 | Railway HDD Crossing - 1: PIPELINES ¦¦ LEAKS/ BURSTS (ATTRIBUTABLE TO OWNER) Type of Leak Major Leak (detected by visual method) Pipe OD 610 mm | 1.00 | nos |  | Not Quoted | Not Quoted | 100000.00 | 100000.00 | 25000.00 | 25000.00 | 50000.00 | 50000.00 | 4500.00 | 4500.00 | 40000.00 | 40000.00 | 0.00 | 0.00 | 15000.00 | 15000.00 | 1000.00 | 1000.00 | Not Quoted | Not Quoted | 0.00 | NEXT LEVEL PROJECTS PRIVATE LIMITED
19.00 | Railway HDD Crossing - 1: PIPELINES ¦¦ IDLE TIME PRESERVATION WORKS Type of Preservation By Filling Corrosion Inhibited Water Pressure (Bar(g)) 2.0 Pipe OD 610 mm Period Up to 3 Month | 350.00 | metre |  | Not Quoted | Not Quoted | 10.00 | 3500.00 | 85.00 | 29750.00 | 600.00 | 210000.00 | 625.00 | 218750.00 | 100.00 | 35000.00 | 0.00 | 0.00 | 200.00 | 70000.00 | 100.00 | 35000.00 | Not Quoted | Not Quoted | 0.00 | NEXT LEVEL PROJECTS PRIVATE LIMITED
20.00 | Railway HDD Crossing - 1: PIPELINES ¦¦ IDLE TIME PRESERVATION WORKS Type of Preservation By Filling Corrosion Inhibited Water Pressure (Bar(g)) 2.0 Pipe OD 610 mm Period 3 to 6 Month | 350.00 | metre |  | Not Quoted | Not Quoted | 10.00 | 3500.00 | 100.00 | 35000.00 | 600.00 | 210000.00 | 625.00 | 218750.00 | 100.00 | 35000.00 | 0.00 | 0.00 | 250.00 | 87500.00 | 23.00 | 8050.00 | Not Quoted | Not Quoted | 0.00 | NEXT LEVEL PROJECTS PRIVATE LIMITED
21.00 | Railway HDD Crossing - 1: PIPELINES ¦¦ IDLE TIME PRESERVATION WORKS Type of Preservation By Filling Corrosion Inhibited Water Pressure (Bar(g)) 2.0 Pipe OD 610 mm Period 6 to 9 Month | 350.00 | metre |  | Not Quoted | Not Quoted | 10.00 | 3500.00 | 125.00 | 43750.00 | 600.00 | 210000.00 | 625.00 | 218750.00 | 100.00 | 35000.00 | 0.00 | 0.00 | 300.00 | 105000.00 | 20.00 | 7000.00 | Not Quoted | Not Quoted | 0.00 | NEXT LEVEL PROJECTS PRIVATE LIMITED
22.00 | Railway HDD Crossing - 1: PIPELINES ¦¦ IDLE TIME PRESERVATION WORKS Type of Preservation By Filling Nitrogen Pressure (Bar(g)) 2.0 Pipe OD 610 mm Period Up to 3 Month | 350.00 | metre |  | Not Quoted | Not Quoted | 10.00 | 3500.00 | 65.00 | 22750.00 | 500.00 | 175000.00 | 36.00 | 12600.00 | 150.00 | 52500.00 | 0.00 | 0.00 | 100.00 | 35000.00 | 100.00 | 35000.00 | Not Quoted | Not Quoted | 0.00 | NEXT LEVEL PROJECTS PRIVATE LIMITED
23.00 | Railway HDD Crossing - 1: PIPELINES ¦¦ IDLE TIME PRESERVATION WORKS Type of Preservation By Filling Nitrogen Pressure (Bar(g)) 2.0 Pipe OD 610 mm Period 3 to 6 Month | 350.00 | metre |  | Not Quoted | Not Quoted | 10.00 | 3500.00 | 85.00 | 29750.00 | 500.00 | 175000.00 | 36.00 | 12600.00 | 150.00 | 52500.00 | 0.00 | 0.00 | 125.00 | 43750.00 | 10.00 | 3500.00 | Not Quoted | Not Quoted | 0.00 | NEXT LEVEL PROJECTS PRIVATE LIMITED
24.00 | Railway HDD Crossing - 1: PIPELINES ¦¦ IDLE TIME PRESERVATION WORKS Type of Preservation By Filling Nitrogen Pressure (Bar(g)) 2.0 Pipe OD 610 mm Period 6 to 9 Month | 350.00 | metre |  | Not Quoted | Not Quoted | 10.00 | 3500.00 | 100.00 | 35000.00 | 500.00 | 175000.00 | 36.00 | 12600.00 | 150.00 | 52500.00 | 0.00 | 0.00 | 120.00 | 42000.00 | 10.00 | 3500.00 | Not Quoted | Not Quoted | 0.00 | NEXT LEVEL PROJECTS PRIVATE LIMITED
25.00 | Railway HDD Crossing - 1: PIPELINES ¦¦ PRE-COMMISSIONING AND COMMISSIONING ASSISTANCE FOR PIPELINES Pre-Commissioning Works as per details: Type of Activity Dewatering Pipe OD 610 mm | 350.00 | m |  | Not Quoted | Not Quoted | 10.00 | 3500.00 | 75.00 | 26250.00 | 500.00 | 175000.00 | 36.00 | 12600.00 | 150.00 | 52500.00 | 0.00 | 0.00 | 125.00 | 43750.00 | 100.00 | 35000.00 | Not Quoted | Not Quoted | 0.00 | NEXT LEVEL PROJECTS PRIVATE LIMITED
26.00 | Railway HDD Crossing - 1: PIPELINES ¦¦ PRE-COMMISSIONING AND COMMISSIONING ASSISTANCE FOR PIPELINES Pre-Commissioning Works as per details: Type of Activity Swabbing Pipe OD 610 mm | 350.00 | m |  | Not Quoted | Not Quoted | 10.00 | 3500.00 | 150.00 | 52500.00 | 600.00 | 210000.00 | 36.00 | 12600.00 | 150.00 | 52500.00 | 0.00 | 0.00 | 135.00 | 47250.00 | 100.00 | 35000.00 | Not Quoted | Not Quoted | 0.00 | NEXT LEVEL PROJECTS PRIVATE LIMITED
27.00 | Railway HDD Crossing - 1: PIPELINES ¦¦ PRE-COMMISSIONING AND COMMISSIONING ASSISTANCE FOR PIPELINES Commissioning Assistance : All works for Commissioning assistance as per details below: Pipe OD 610 mm | 350.00 | m |  | Not Quoted | Not Quoted | 10.00 | 3500.00 | 60.00 | 21000.00 | 750.00 | 262500.00 | 36.00 | 12600.00 | 150.00 | 52500.00 | 0.00 | 0.00 | 250.00 | 87500.00 | 100.00 | 35000.00 | Not Quoted | Not Quoted | 0.00 | NEXT LEVEL PROJECTS PRIVATE LIMITED
28.00 | Railway HDD Crossing - 1: PIPELINES ¦¦ VIDEO FILM & PHOTOGRAPHY OF CONSTRUCTION ACTIVITIES Preparation of high resolution video films using drones or equivalent equipment as required (for minim 1 hr.) with audio commentary and Industrial photography covering all aspects/activities of pipeline construction annotated as required, conversion of same to video DVD/ Blue Ray/ USB Drive format, submitting three (3) sets of the same as per details in scope of work document. | 1.00 | Lumpsum |  | Not Quoted | Not Quoted | 25000.00 | 25000.00 | 100000.00 | 100000.00 | 200000.00 | 200000.00 | 42700.00 | 42700.00 | 40000.00 | 40000.00 | 0.00 | 0.00 | 20000.00 | 20000.00 | 10000.00 | 10000.00 | Not Quoted | Not Quoted | 0.00 | NEXT LEVEL PROJECTS PRIVATE LIMITED
29.00 | Total amount excluding GST for Part-D
30.00 | GST (CGST&SGST/UTGST or IGST) in percentage (%) on net Total Amount | 1.00 | percentage |  | Not Quoted | Not Quoted | 18.00 | 3941469.00 | 18.00 | 5877945.00 | 18.00 | 5615370.00 | 18.00 | 5983025.94 | 18.00 | 3811950.00 | 0.00 | 0.00 | 18.00 | 9103428.00 | 18.00 | 3893931.00 | Not Quoted | Not Quoted | 0.00 | NEXT LEVEL PROJECTS PRIVATE LIMITED
| Total in Figures | [6 empty] | 25838519.00 |  | 38533195.00 |  | 36811870.00 |  | 39222058.94 |  | 24989450.00 |  | 0.00 |  | 59678028.00 |  | 25526881.00
Lowest Amount Quoted BY: NEXT LEVEL PROJECTS PRIVATE LIMITED(0.00)

## BoQ5
Government eProcurement System Created By: ANIL DUBEY Created Date/Time: 16-Dec-2023 01:04 PM Tender Title: PIPELINE INSTALLATION BY HDD METHOD FOR KCPL PH-II OF GAIL Tender ID: 2023_GAIL_163041_1
Tender Inviting Authority: GAIL India Ltd
Name of Work: Project : PIPELINE INSTALLATION BY HDD METHOD ACROSS SEVEN NOS. CROSSINGS FOR KRISHNAGIRI – COIMBATORE PIPELINE PHASE-II PROJECT OF M/S GAIL (INDIA) LTD ON OPEN DOMESTIC COMPETITIVE BIDDING BASIS (PART-E)
BIDDING DOC NO.: SM/B411-000-MK-T-9570/1009
SCHEDULE OF WORK / ITEM(S)
Sl.No | Description of Work / Item(s) | No.of Qty | Units | Estimated Rate | Mansi Ganga Builders and Engineers Pvt Ltd(GSTN-09AABCM4255F1ZK) |  | Taurant Projects Ltd(GSTN-NA) |  | Mideast Pipeline Products(GSTN-NA) |  | ATINDRA CONSTRUCTION PRIVATE LIMITED(GSTN-NA) |  | ANERI CONSTRUCTION PRIVATE LIMITED(GSTN-NA) |  | RICKY INFRACON PVT LTD(GSTN-NA) |  | NEXT LEVEL PROJECTS PRIVATE LIMITED(GSTN-NA) |  | PLN Construction Ltd(GSTN-NA) |  | KRITA ENGINEERING PVT LTD(GSTN-NA) |  | NRP PROJECTS PRIVATE LIMITED(GSTN-NA)
[5 empty] | Rate | Amount | Rate | Amount | Rate | Amount | Rate | Amount | Rate | Amount | Rate | Amount | Rate | Amount | Rate | Amount | Rate | Amount | Rate | Amount | L1 Amount | L1 Vendor
1.00 | Magnetic Cleaning & EGP: METALLIC MATERIALS AND CORROSION ¦¦ Magnetic Cleaning and Electronic Geometry Pigging Mobilisation/ Demobilisation of pigging tools, tackles, consumables, accessories and personnel by Contractor at work site including but not limited to magnet pigs, electronic geometry pigs and pig tracking device, temporary launcher and receiver as per Specification and other provision of the bid document including supply of material, equipment, manpower, etc. as required for geometry inspection and magnet cleaning in accordance with the EIL Specification B411-000-06-41-EGP-0007: A) Mobilisation B) Demobilisation NOTE: Lumpsum charge is applicable for Mobilization and Demobilization charge only, and not for the entire Magnetic Cleaning and EGP charge. | 1.00 | Lumpsum |  | 50000.00 | 50000.00 | 200000.00 | 200000.00 | 100000.00 | 100000.00 | 60000.00 | 60000.00 | 51800.00 | 51800.00 | 40000.00 | 40000.00 | 0.00 | 0.00 | 30000.00 | 30000.00 | 50000.00 | 50000.00 | Not Quoted | Not Quoted | 0.00 | NEXT LEVEL PROJECTS PRIVATE LIMITED
2.00 | Magnetic Cleaning & EGP: METALLIC MATERIALS AND CORROSION ¦¦ Magnetic Cleaning and Electronic Geometry Pigging Magnetic Cleaning: Running of adequate no. of Magnet Pigs for pipeline including pig tracking for each segment, preparation of site report as per Specification and provisions of the bid document. | 300.00 | m |  | 70.00 | 21000.00 | 10.00 | 3000.00 | 150.00 | 45000.00 | 1500.00 | 450000.00 | 145.00 | 43500.00 | 150.00 | 45000.00 | 0.00 | 0.00 | 325.00 | 97500.00 | 182.00 | 54600.00 | Not Quoted | Not Quoted | 0.00 | NEXT LEVEL PROJECTS PRIVATE LIMITED
3.00 | Magnetic Cleaning & EGP: METALLIC MATERIALS AND CORROSION ¦¦ Magnetic Cleaning and Electronic Geometry Pigging Electronic Geometry Pigging: Running of adequate no. of Electronic Geometry Pig (Caliper) including pig tracking for each segment, preparation of site report on pipeline, data analysis at Contractors facility as per Specification and provisions of the bid document. | 300.00 | m |  | 180.00 | 54000.00 | 10.00 | 3000.00 | 300.00 | 90000.00 | 1000.00 | 300000.00 | 600.00 | 180000.00 | 150.00 | 45000.00 | 0.00 | 0.00 | 315.00 | 94500.00 | 182.00 | 54600.00 | Not Quoted | Not Quoted | 0.00 | NEXT LEVEL PROJECTS PRIVATE LIMITED
4.00 | Magnetic Cleaning & EGP: METALLIC MATERIALS AND CORROSION ¦¦ Magnetic Cleaning and Electronic Geometry Pigging Defect Verification: Defect verification at a max. of 3 locations for each segment inspected including supply of all tools, tackles, instruments, personnel and their transportation, all earth work, repair of pipeline coating wherever exposed, backfilling, work complete in all respect as per direction of engineer-in-charge. NOTE: Unit EACH signifies each segment of the pipeline. | 1.00 | each |  | 200000.00 | 200000.00 | 10.00 | 10.00 | 10000.00 | 10000.00 | 60000.00 | 60000.00 | 37920.00 | 37920.00 | 40000.00 | 40000.00 | 0.00 | 0.00 | 9000.00 | 9000.00 | 5000.00 | 5000.00 | Not Quoted | Not Quoted | 0.00 | NEXT LEVEL PROJECTS PRIVATE LIMITED
5.00 | Magnetic Cleaning & EGP: METALLIC MATERIALS AND CORROSION ¦¦ Magnetic Cleaning and Electronic Geometry Pigging Final Report: Preparation of final work report as per agreed format and submission to Client / Client's Consultant in total of 4 copies. | 1.00 | Lumpsum |  | 100000.00 | 100000.00 | 75000.00 | 75000.00 | 10000.00 | 10000.00 | 60000.00 | 60000.00 | 37920.00 | 37920.00 | 40000.00 | 40000.00 | 0.00 | 0.00 | 20000.00 | 20000.00 | 5000.00 | 5000.00 | Not Quoted | Not Quoted | 0.00 | NEXT LEVEL PROJECTS PRIVATE LIMITED
6.00 | Noyil River HDD Crossing: CATHODIC PROTECTION ¦¦ CP System for HDD portion of the pipeline: Survey, design, engineering, supply, installation, testing and commissioning of cathodic protection system to protect the external surface of the HDD section of pipeline as per the enclosed specification vide document no.: B411-000-06-45-CSW-9570, R2. All work shall be carried out conforming to the scope of work, design basis, data sheets, specifications, standards, drawings, etc as per the provisions of GCC, SCC including specification no. 6-51-0027, 6-51-0029 and all materials, equipment, consumables, start-up/ commissioning spares etc. which include transportation, storage of materials at site, manpower, in line with the direction of Engineer-in -charge. | 1.00 | Lumpsum |  | 300000.00 | 300000.00 | 50000.00 | 50000.00 | 200000.00 | 200000.00 | 200000.00 | 200000.00 | 87000.00 | 87000.00 | 150000.00 | 150000.00 | 0.00 | 0.00 | 400000.00 | 400000.00 | 325000.00 | 325000.00 | Not Quoted | Not Quoted | 0.00 | NEXT LEVEL PROJECTS PRIVATE LIMITED
7.00 | Noyil River HDD Crossing: INSTRUMENTATION ¦¦ TELECOMMUNICATION WORKS Submission of OFC alignment sheets, as-built drawings and all documentation in accordance with the specifications. | 1.00 | Lumpsum |  | 100000.00 | 100000.00 | 100000.00 | 100000.00 | 25000.00 | 25000.00 | 20000.00 | 20000.00 | 43080.00 | 43080.00 | 40000.00 | 40000.00 | 0.00 | 0.00 | 10000.00 | 10000.00 | 10000.00 | 10000.00 | Not Quoted | Not Quoted | 0.00 | NEXT LEVEL PROJECTS PRIVATE LIMITED
8.00 | Noyil River HDD Crossing: INSTRUMENTATION ¦¦ TELECOMMUNICATION WORKS Supply & installation of OFC distance markers (metal plates on pipeline markers) at all pipeline marker locations as per specifications and direction of CLIENT/CONSULTANT. | 2.00 | nos |  | 25000.00 | 50000.00 | 5000.00 | 10000.00 | 1500.00 | 3000.00 | 30000.00 | 60000.00 | 2900.00 | 5800.00 | 40000.00 | 80000.00 | 0.00 | 0.00 | 3800.00 | 7600.00 | 10000.00 | 20000.00 | Not Quoted | Not Quoted | 0.00 | NEXT LEVEL PROJECTS PRIVATE LIMITED
9.00 | Noyil River HDD Crossing: INSTRUMENTATION ¦¦ TELECOMMUNICATION WORKS Supply of Jointing closures, Factory acceptance testing, storage, and transportation to site, loading, unloading, jointing of OFC all complete as per specifications provided in the bid document and direction of CLIENT/CONSULTANT. | 2.00 | nos |  | 12000.00 | 24000.00 | 5000.00 | 10000.00 | 15000.00 | 30000.00 | 20000.00 | 40000.00 | 9425.00 | 18850.00 | 40000.00 | 80000.00 | 0.00 | 0.00 | 14000.00 | 28000.00 | 10000.00 | 20000.00 | Not Quoted | Not Quoted | 0.00 | NEXT LEVEL PROJECTS PRIVATE LIMITED
10.00 | Noyil River HDD Crossing: INSTRUMENTATION ¦¦ TELECOMMUNICATION WORKS Site acceptance Testing of the laid OFC, all complete as per specification and direction of CLIENT/CONSULTANT. | 1.00 | Lumpsum |  | 30000.00 | 30000.00 | 5000.00 | 5000.00 | 15000.00 | 15000.00 | 60000.00 | 60000.00 | 48150.00 | 48150.00 | 50000.00 | 50000.00 | 0.00 | 0.00 | 50000.00 | 50000.00 | 10000.00 | 10000.00 | Not Quoted | Not Quoted | 0.00 | NEXT LEVEL PROJECTS PRIVATE LIMITED
11.00 | Noyil River HDD Crossing: INSTRUMENTATION ¦¦ TELECOMMUNICATION WORKS 24 fibres single mode (18 numbers of ITU-T G.652 fibres & 6 numbers of ITU-T G.655 fibres) Optical Fibre Cable | 350.00 | m |  | 85.00 | 29750.00 | 100.00 | 35000.00 | 150.00 | 52500.00 | 150.00 | 52500.00 | 125.00 | 43750.00 | 200.00 | 70000.00 | 0.00 | 0.00 | 80.00 | 28000.00 | 100.00 | 35000.00 | Not Quoted | Not Quoted | 0.00 | NEXT LEVEL PROJECTS PRIVATE LIMITED
12.00 | Noyil River HDD Crossing: INSTRUMENTATION ¦¦ TELECOMMUNICATION WORKS Duct with nominal diameter 40 mm or less | 600.00 | m |  | 130.00 | 78000.00 | 50.00 | 30000.00 | 150.00 | 90000.00 | 150.00 | 90000.00 | 95.00 | 57000.00 | 250.00 | 150000.00 | 0.00 | 0.00 | 75.00 | 45000.00 | 100.00 | 60000.00 | Not Quoted | Not Quoted | 0.00 | NEXT LEVEL PROJECTS PRIVATE LIMITED
13.00 | Noyil River HDD Crossing: INSTRUMENTATION ¦¦ TELECOMMUNICATION WORKS Duct with nominal diameter 40 mm or less | 600.00 | m |  | 100.00 | 60000.00 | 50.00 | 30000.00 | 50.00 | 30000.00 | 220.00 | 132000.00 | 95.00 | 57000.00 | 200.00 | 120000.00 | 0.00 | 0.00 | 70.00 | 42000.00 | 50.00 | 30000.00 | Not Quoted | Not Quoted | 0.00 | NEXT LEVEL PROJECTS PRIVATE LIMITED
14.00 | Noyil River HDD Crossing: INSTRUMENTATION ¦¦ TELECOMMUNICATION WORKS Supply and Installation of Jointing pit/ blowing pit, sand, OFC joint identification markers, electronic markers etc. including jointing of OFC (with OFC laid by other contractor at both ends of HDD) in jointing pits, back filling, pulling wire for OFC/Duct Pulling (rugged and durable) etc. all complete | 2.00 | nos |  | 40000.00 | 80000.00 | 15000.00 | 30000.00 | 15000.00 | 30000.00 | 15000.00 | 30000.00 | 13960.00 | 27920.00 | 25000.00 | 50000.00 | 0.00 | 0.00 | 10000.00 | 20000.00 | 10000.00 | 20000.00 | Not Quoted | Not Quoted | 0.00 | NEXT LEVEL PROJECTS PRIVATE LIMITED
15.00 | Noyil River HDD Crossing: INSTRUMENTATION ¦¦ TELECOMMUNICATION WORKS Installation and Laying of OFC through permanently lubricated HDPE conduit (which is sub-ducted in CS conduit) including supply and use of all materials required like couplers, end plug etc. all complete as per the job specification (Supply & Installation of CS Conduit are covered in the Pipeline laying Section of the tender) | 300.00 | m |  | 45.00 | 13500.00 | 100.00 | 30000.00 | 50.00 | 15000.00 | 80.00 | 24000.00 | 65.00 | 19500.00 | 250.00 | 75000.00 | 0.00 | 0.00 | 45.00 | 13500.00 | 50.00 | 15000.00 | Not Quoted | Not Quoted | 0.00 | NEXT LEVEL PROJECTS PRIVATE LIMITED
16.00 | Noyil River HDD Crossing: PIPELINES ¦¦ INSTALLATION OF PIPELINE BY TRENCHLESS TECHNIQUE (USING HORIZONTAL DIRECTIONAL DRILLING) Scope of Work Installation of Pipeline (Line Pipe Free issue from Owner) Pipe Material Grade API 5L Gr. X-70 PSL 2 Pipe OD 610 mm Type of Crossing Waterbody Type of Soil/Strata Hard Rock Crossing Name Noyil River Chainage of Crossing 120.415 km Pipe Wall Thickness 12.7 mm | 300.00 | m |  | 101850.00 | 30555000.00 | 60000.00 | 18000000.00 | 89750.00 | 26925000.00 | 78000.00 | 23400000.00 | 90200.00 | 27060000.00 | 59000.00 | 17700000.00 | 0.00 | 0.00 | 160000.00 | 48000000.00 | 70000.00 | 21000000.00 | Not Quoted | Not Quoted | 0.00 | NEXT LEVEL PROJECTS PRIVATE LIMITED
17.00 | Noyil River HDD Crossing: PIPELINES ¦¦ PERMANENT MARKERS Type of Marker Pipeline Warning Marker | 2.00 | nos |  | 15000.00 | 30000.00 | 10000.00 | 20000.00 | 12000.00 | 24000.00 | 16000.00 | 32000.00 | 6999.00 | 13998.00 | 25000.00 | 50000.00 | 0.00 | 0.00 | 15000.00 | 30000.00 | 10000.00 | 20000.00 | Not Quoted | Not Quoted | 0.00 | NEXT LEVEL PROJECTS PRIVATE LIMITED
18.00 | Noyil River HDD Crossing: PIPELINES ¦¦ LEAKS/ BURSTS (ATTRIBUTABLE TO OWNER) Type of Leak Major Leak (detected by visual method) Pipe OD 610 mm | 1.00 | nos |  | 5000.00 | 5000.00 | 10.00 | 10.00 | 25000.00 | 25000.00 | 50000.00 | 50000.00 | 4500.00 | 4500.00 | 40000.00 | 40000.00 | 0.00 | 0.00 | 15000.00 | 15000.00 | 1000.00 | 1000.00 | Not Quoted | Not Quoted | 0.00 | NEXT LEVEL PROJECTS PRIVATE LIMITED
19.00 | Noyil River HDD Crossing: PIPELINES ¦¦ IDLE TIME PRESERVATION WORKS Type of Preservation By Filling Corrosion Inhibited Water Pressure (Bar(g)) 2.0 Pipe OD 610 mm Period Up to 3 Month | 300.00 | metre |  | 50.00 | 15000.00 | 10.00 | 3000.00 | 85.00 | 25500.00 | 600.00 | 180000.00 | 625.00 | 187500.00 | 150.00 | 45000.00 | 0.00 | 0.00 | 200.00 | 60000.00 | 100.00 | 30000.00 | Not Quoted | Not Quoted | 0.00 | NEXT LEVEL PROJECTS PRIVATE LIMITED
20.00 | Noyil River HDD Crossing: PIPELINES ¦¦ IDLE TIME PRESERVATION WORKS Type of Preservation By Filling Corrosion Inhibited Water Pressure (Bar(g)) 2.0 Pipe OD 610 mm Period 3 to 6 Month | 300.00 | metre |  | 50.00 | 15000.00 | 10.00 | 3000.00 | 100.00 | 30000.00 | 600.00 | 180000.00 | 625.00 | 187500.00 | 150.00 | 45000.00 | 0.00 | 0.00 | 250.00 | 75000.00 | 23.00 | 6900.00 | Not Quoted | Not Quoted | 0.00 | NEXT LEVEL PROJECTS PRIVATE LIMITED
21.00 | Noyil River HDD Crossing: PIPELINES ¦¦ IDLE TIME PRESERVATION WORKS Type of Preservation By Filling Corrosion Inhibited Water Pressure (Bar(g)) 2.0 Pipe OD 610 mm Period 6 to 9 Month | 300.00 | metre |  | 50.00 | 15000.00 | 10.00 | 3000.00 | 125.00 | 37500.00 | 600.00 | 180000.00 | 625.00 | 187500.00 | 150.00 | 45000.00 | 0.00 | 0.00 | 300.00 | 90000.00 | 20.00 | 6000.00 | Not Quoted | Not Quoted | 0.00 | NEXT LEVEL PROJECTS PRIVATE LIMITED
22.00 | Noyil River HDD Crossing: PIPELINES ¦¦ IDLE TIME PRESERVATION WORKS Type of Preservation By Filling Nitrogen Pressure (Bar(g)) 2.0 Pipe OD 610 mm Period Up to 3 Month | 300.00 | metre |  | 50.00 | 15000.00 | 10.00 | 3000.00 | 65.00 | 19500.00 | 500.00 | 150000.00 | 36.00 | 10800.00 | 150.00 | 45000.00 | 0.00 | 0.00 | 100.00 | 30000.00 | 100.00 | 30000.00 | Not Quoted | Not Quoted | 0.00 | NEXT LEVEL PROJECTS PRIVATE LIMITED
23.00 | Noyil River HDD Crossing: PIPELINES ¦¦ IDLE TIME PRESERVATION WORKS Type of Preservation By Filling Nitrogen Pressure (Bar(g)) 2.0 Pipe OD 610 mm Period 3 to 6 Month | 300.00 | metre |  | 50.00 | 15000.00 | 10.00 | 3000.00 | 85.00 | 25500.00 | 500.00 | 150000.00 | 36.00 | 10800.00 | 150.00 | 45000.00 | 0.00 | 0.00 | 125.00 | 37500.00 | 10.00 | 3000.00 | Not Quoted | Not Quoted | 0.00 | NEXT LEVEL PROJECTS PRIVATE LIMITED
24.00 | Noyil River HDD Crossing: PIPELINES ¦¦ IDLE TIME PRESERVATION WORKS Type of Preservation By Filling Nitrogen Pressure (Bar(g)) 2.0 Pipe OD 610 mm Period 6 to 9 Month | 300.00 | metre |  | 50.00 | 15000.00 | 10.00 | 3000.00 | 100.00 | 30000.00 | 500.00 | 150000.00 | 36.00 | 10800.00 | 150.00 | 45000.00 | 0.00 | 0.00 | 120.00 | 36000.00 | 10.00 | 3000.00 | Not Quoted | Not Quoted | 0.00 | NEXT LEVEL PROJECTS PRIVATE LIMITED
25.00 | Noyil River HDD Crossing: PIPELINES ¦¦ PRE-COMMISSIONING AND COMMISSIONING ASSISTANCE FOR PIPELINES Pre-Commissioning Works as per details: Type of Activity Dewatering Pipe OD 610 mm | 300.00 | m |  | 80.00 | 24000.00 | 10.00 | 3000.00 | 75.00 | 22500.00 | 500.00 | 150000.00 | 36.00 | 10800.00 | 150.00 | 45000.00 | 0.00 | 0.00 | 125.00 | 37500.00 | 100.00 | 30000.00 | Not Quoted | Not Quoted | 0.00 | NEXT LEVEL PROJECTS PRIVATE LIMITED
26.00 | Noyil River HDD Crossing: PIPELINES ¦¦ PRE-COMMISSIONING AND COMMISSIONING ASSISTANCE FOR PIPELINES Pre-Commissioning Works as per details: Type of Activity Swabbing Pipe OD 610 mm | 300.00 | m |  | 190.00 | 57000.00 | 10.00 | 3000.00 | 150.00 | 45000.00 | 600.00 | 180000.00 | 36.00 | 10800.00 | 150.00 | 45000.00 | 0.00 | 0.00 | 135.00 | 40500.00 | 100.00 | 30000.00 | Not Quoted | Not Quoted | 0.00 | NEXT LEVEL PROJECTS PRIVATE LIMITED
27.00 | Noyil River HDD Crossing: PIPELINES ¦¦ PRE-COMMISSIONING AND COMMISSIONING ASSISTANCE FOR PIPELINES Commissioning Assistance : All works for Commissioning assistance as per details below: Pipe OD 610 mm | 300.00 | m |  | 40.00 | 12000.00 | 10.00 | 3000.00 | 60.00 | 18000.00 | 750.00 | 225000.00 | 36.00 | 10800.00 | 150.00 | 45000.00 | 0.00 | 0.00 | 250.00 | 75000.00 | 100.00 | 30000.00 | Not Quoted | Not Quoted | 0.00 | NEXT LEVEL PROJECTS PRIVATE LIMITED
28.00 | Noyil River HDD Crossing: PIPELINES ¦¦ VIDEO FILM & PHOTOGRAPHY OF CONSTRUCTION ACTIVITIES Preparation of high resolution video films using drones or equivalent equipment as required (for minim 1 hr.) with audio commentary and Industrial photography covering all aspects/activities of pipeline construction annotated as required, conversion of same to video DVD/ Blue Ray/ USB Drive format, submitting three (3) sets of the same as per details in scope of work document. | 1.00 | Lumpsum |  | 100000.00 | 100000.00 | 50000.00 | 50000.00 | 100000.00 | 100000.00 | 200000.00 | 200000.00 | 36600.00 | 36600.00 | 40000.00 | 40000.00 | 0.00 | 0.00 | 20000.00 | 20000.00 | 10000.00 | 10000.00 | Not Quoted | Not Quoted | 0.00 | NEXT LEVEL PROJECTS PRIVATE LIMITED
29.00 | Total amount excluding GST for Part-E
30.00 | GST (CGST&SGST/UTGST or IGST) in percentage (%) on net Total Amount | 1.00 | percentage |  | 18.00 | 5771385.00 | 18.00 | 3367443.60 | 18.00 | 5053140.00 | 18.00 | 4835790.00 | 18.00 | 5130285.84 | 18.00 | 3475800.00 | 0.00 | 0.00 | 18.00 | 8899488.00 | 18.00 | 3944538.00 | Not Quoted | Not Quoted | 0.00 | NEXT LEVEL PROJECTS PRIVATE LIMITED
| Total in Figures |  |  |  |  | 37834635.00 |  | 22075463.60 |  | 33126140.00 |  | 31701290.00 |  | 33631873.84 |  | 22785800.00 |  | 0.00 |  | 58341088.00 |  | 25858638.00
Lowest Amount Quoted BY: NEXT LEVEL PROJECTS PRIVATE LIMITED(0.00)

## BoQ6
Government eProcurement System Created By: ANIL DUBEY Created Date/Time: 16-Dec-2023 01:04 PM Tender Title: PIPELINE INSTALLATION BY HDD METHOD FOR KCPL PH-II OF GAIL Tender ID: 2023_GAIL_163041_1
Tender Inviting Authority: GAIL India Ltd
Name of Work: Project : PIPELINE INSTALLATION BY HDD METHOD ACROSS SEVEN NOS. CROSSINGS FOR KRISHNAGIRI – COIMBATORE PIPELINE PHASE-II PROJECT OF M/S GAIL (INDIA) LTD ON OPEN DOMESTIC COMPETITIVE BIDDING BASIS (PART-F)
BIDDING DOC NO.: SM/B411-000-MK-T-9570/1009
SCHEDULE OF WORK / ITEM(S)
Sl.No | Description of Work / Item(s) | No.of Qty | Units | Estimated Rate | Mansi Ganga Builders and Engineers Pvt Ltd(GSTN-09AABCM4255F1ZK) |  | Taurant Projects Ltd(GSTN-NA) |  | Mideast Pipeline Products(GSTN-NA) |  | ATINDRA CONSTRUCTION PRIVATE LIMITED(GSTN-NA) |  | ANERI CONSTRUCTION PRIVATE LIMITED(GSTN-NA) |  | RICKY INFRACON PVT LTD(GSTN-NA) |  | NEXT LEVEL PROJECTS PRIVATE LIMITED(GSTN-NA) |  | PLN Construction Ltd(GSTN-NA) |  | KRITA ENGINEERING PVT LTD(GSTN-NA) |  | NRP PROJECTS PRIVATE LIMITED(GSTN-NA)
[5 empty] | Rate | Amount | Rate | Amount | Rate | Amount | Rate | Amount | Rate | Amount | Rate | Amount | Rate | Amount | Rate | Amount | Rate | Amount | Rate | Amount | L1 Amount | L1 Vendor
1.00 | Magnetic Cleaning & EGP: METALLIC MATERIALS AND CORROSION ¦¦ Magnetic Cleaning and Electronic Geometry Pigging Mobilisation/ Demobilisation of pigging tools, tackles, consumables, accessories and personnel by Contractor at work site including but not limited to magnet pigs, electronic geometry pigs and pig tracking device, temporary launcher and receiver as per Specification and other provision of the bid document including supply of material, equipment, manpower, etc. as required for geometry inspection and magnet cleaning in accordance with the EIL Specification B411-000-06-41-EGP-0007: A) Mobilisation B) Demobilisation NOTE: Lumpsum charge is applicable for Mobilization and Demobilization charge only, and not for the entire Magnetic Cleaning and EGP charge. | 1.00 | Lumpsum |  | Not Quoted | Not Quoted | 200000.00 | 200000.00 | Not Quoted | Not Quoted | 0.00 | 0.00 | 51800.00 | 51800.00 | 40000.00 | 40000.00 | 0.00 | 0.00 | 30000.00 | 30000.00 | 50000.00 | 50000.00 | Not Quoted | Not Quoted | 0.00 | ATINDRA CONSTRUCTION PRIVATE LIMITED, NEXT LEVEL PROJECTS PRIVATE LIMITED
2.00 | Magnetic Cleaning & EGP: METALLIC MATERIALS AND CORROSION ¦¦ Magnetic Cleaning and Electronic Geometry Pigging Magnetic Cleaning: Running of adequate no. of Magnet Pigs for pipeline including pig tracking for each segment, preparation of site report as per Specification and provisions of the bid document. | 300.00 | m |  | Not Quoted | Not Quoted | 10.00 | 3000.00 | Not Quoted | Not Quoted | 0.00 | 0.00 | 145.00 | 43500.00 | 200.00 | 60000.00 | 0.00 | 0.00 | 325.00 | 97500.00 | 182.00 | 54600.00 | Not Quoted | Not Quoted | 0.00 | ATINDRA CONSTRUCTION PRIVATE LIMITED, NEXT LEVEL PROJECTS PRIVATE LIMITED
3.00 | Magnetic Cleaning & EGP: METALLIC MATERIALS AND CORROSION ¦¦ Magnetic Cleaning and Electronic Geometry Pigging Electronic Geometry Pigging: Running of adequate no. of Electronic Geometry Pig (Caliper) including pig tracking for each segment, preparation of site report on pipeline, data analysis at Contractors facility as per Specification and provisions of the bid document. | 300.00 | m |  | Not Quoted | Not Quoted | 10.00 | 3000.00 | Not Quoted | Not Quoted | 0.00 | 0.00 | 600.00 | 180000.00 | 100.00 | 30000.00 | 0.00 | 0.00 | 315.00 | 94500.00 | 182.00 | 54600.00 | Not Quoted | Not Quoted | 0.00 | ATINDRA CONSTRUCTION PRIVATE LIMITED, NEXT LEVEL PROJECTS PRIVATE LIMITED
4.00 | Magnetic Cleaning & EGP: METALLIC MATERIALS AND CORROSION ¦¦ Magnetic Cleaning and Electronic Geometry Pigging Defect Verification: Defect verification at a max. of 3 locations for each segment inspected including supply of all tools, tackles, instruments, personnel and their transportation, all earth work, repair of pipeline coating wherever exposed, backfilling, work complete in all respect as per direction of engineer-in-charge. NOTE: Unit EACH signifies each segment of the pipeline. | 1.00 | each |  | Not Quoted | Not Quoted | 10.00 | 10.00 | Not Quoted | Not Quoted | 0.00 | 0.00 | 37920.00 | 37920.00 | 20000.00 | 20000.00 | 0.00 | 0.00 | 9000.00 | 9000.00 | 5000.00 | 5000.00 | Not Quoted | Not Quoted | 0.00 | ATINDRA CONSTRUCTION PRIVATE LIMITED, NEXT LEVEL PROJECTS PRIVATE LIMITED
5.00 | Magnetic Cleaning & EGP: METALLIC MATERIALS AND CORROSION ¦¦ Magnetic Cleaning and Electronic Geometry Pigging Final Report: Preparation of final work report as per agreed format and submission to Client / Client's Consultant in total of 4 copies. | 1.00 | Lumpsum |  | Not Quoted | Not Quoted | 75000.00 | 75000.00 | Not Quoted | Not Quoted | 0.00 | 0.00 | 37920.00 | 37920.00 | 40000.00 | 40000.00 | 0.00 | 0.00 | 20000.00 | 20000.00 | 5000.00 | 5000.00 | Not Quoted | Not Quoted | 0.00 | ATINDRA CONSTRUCTION PRIVATE LIMITED, NEXT LEVEL PROJECTS PRIVATE LIMITED
6.00 | Railway HDD Crossing - 2: CATHODIC PROTECTION ¦¦ CP System for HDD portion of the pipeline: Survey, design, engineering, supply, installation, testing and commissioning of cathodic protection system to protect the external surface of the HDD section of pipeline as per the enclosed specification vide document no.: B411-000-06-45-CSW-9570, R2. All work shall be carried out conforming to the scope of work, design basis, data sheets, specifications, standards, drawings, etc as per the provisions of GCC, SCC including specification no. 6-51-0027, 6-51-0029 and all materials, equipment, consumables, start-up/ commissioning spares etc. which include transportation, storage of materials at site, manpower, in line with the direction of Engineer-in -charge. | 1.00 | Lumpsum |  | Not Quoted | Not Quoted | 50000.00 | 50000.00 | Not Quoted | Not Quoted | 0.00 | 0.00 | 87000.00 | 87000.00 | 150000.00 | 150000.00 | 0.00 | 0.00 | 400000.00 | 400000.00 | 325000.00 | 325000.00 | Not Quoted | Not Quoted | 0.00 | ATINDRA CONSTRUCTION PRIVATE LIMITED, NEXT LEVEL PROJECTS PRIVATE LIMITED
7.00 | Railway HDD Crossing - 2: INSTRUMENTATION ¦¦ TELECOMMUNICATION WORKS Submission of OFC alignment sheets, as-built drawings and all documentation in accordance with the specifications. | 1.00 | Lumpsum |  | Not Quoted | Not Quoted | 100000.00 | 100000.00 | Not Quoted | Not Quoted | 0.00 | 0.00 | 43080.00 | 43080.00 | 30000.00 | 30000.00 | 0.00 | 0.00 | 10000.00 | 10000.00 | 10000.00 | 10000.00 | Not Quoted | Not Quoted | 0.00 | ATINDRA CONSTRUCTION PRIVATE LIMITED, NEXT LEVEL PROJECTS PRIVATE LIMITED
8.00 | Railway HDD Crossing - 2: INSTRUMENTATION ¦¦ TELECOMMUNICATION WORKS Supply & installation of OFC distance markers (metal plates on pipeline markers) at all pipeline marker locations as per specifications and direction of CLIENT/CONSULTANT. | 2.00 | nos |  | Not Quoted | Not Quoted | 5000.00 | 10000.00 | Not Quoted | Not Quoted | 0.00 | 0.00 | 2900.00 | 5800.00 | 30000.00 | 60000.00 | 0.00 | 0.00 | 3800.00 | 7600.00 | 10000.00 | 20000.00 | Not Quoted | Not Quoted | 0.00 | ATINDRA CONSTRUCTION PRIVATE LIMITED, NEXT LEVEL PROJECTS PRIVATE LIMITED
9.00 | Railway HDD Crossing - 2: INSTRUMENTATION ¦¦ TELECOMMUNICATION WORKS Supply of Jointing closures, Factory acceptance testing, storage, and transportation to site, loading, unloading, jointing of OFC all complete as per specifications provided in the bid document and direction of CLIENT/CONSULTANT. | 2.00 | nos |  | Not Quoted | Not Quoted | 5000.00 | 10000.00 | Not Quoted | Not Quoted | 0.00 | 0.00 | 9425.00 | 18850.00 | 30000.00 | 60000.00 | 0.00 | 0.00 | 14000.00 | 28000.00 | 10000.00 | 20000.00 | Not Quoted | Not Quoted | 0.00 | ATINDRA CONSTRUCTION PRIVATE LIMITED, NEXT LEVEL PROJECTS PRIVATE LIMITED
10.00 | Railway HDD Crossing - 2: INSTRUMENTATION ¦¦ TELECOMMUNICATION WORKS Site acceptance Testing of the laid OFC, all complete as per specification and direction of CLIENT/CONSULTANT. | 1.00 | Lumpsum |  | Not Quoted | Not Quoted | 5000.00 | 5000.00 | Not Quoted | Not Quoted | 0.00 | 0.00 | 48150.00 | 48150.00 | 25000.00 | 25000.00 | 0.00 | 0.00 | 50000.00 | 50000.00 | 10000.00 | 10000.00 | Not Quoted | Not Quoted | 0.00 | ATINDRA CONSTRUCTION PRIVATE LIMITED, NEXT LEVEL PROJECTS PRIVATE LIMITED
11.00 | Railway HDD Crossing - 2: INSTRUMENTATION ¦¦ TELECOMMUNICATION WORKS 24 fibres single mode (18 numbers of ITU-T G.652 fibres & 6 numbers of ITU-T G.655 fibres) Optical Fibre Cable | 350.00 | m |  | Not Quoted | Not Quoted | 100.00 | 35000.00 | Not Quoted | Not Quoted | 0.00 | 0.00 | 125.00 | 43750.00 | 200.00 | 70000.00 | 0.00 | 0.00 | 80.00 | 28000.00 | 100.00 | 35000.00 | Not Quoted | Not Quoted | 0.00 | ATINDRA CONSTRUCTION PRIVATE LIMITED, NEXT LEVEL PROJECTS PRIVATE LIMITED
12.00 | Railway HDD Crossing - 2: INSTRUMENTATION ¦¦ TELECOMMUNICATION WORKS Duct with nominal diameter 40 mm or less | 600.00 | m |  | Not Quoted | Not Quoted | 50.00 | 30000.00 | Not Quoted | Not Quoted | 0.00 | 0.00 | 95.00 | 57000.00 | 250.00 | 150000.00 | 0.00 | 0.00 | 75.00 | 45000.00 | 100.00 | 60000.00 | Not Quoted | Not Quoted | 0.00 | ATINDRA CONSTRUCTION PRIVATE LIMITED, NEXT LEVEL PROJECTS PRIVATE LIMITED
13.00 | Railway HDD Crossing - 2: INSTRUMENTATION ¦¦ TELECOMMUNICATION WORKS Duct with nominal diameter 40 mm or less | 600.00 | m |  | Not Quoted | Not Quoted | 50.00 | 30000.00 | Not Quoted | Not Quoted | 0.00 | 0.00 | 95.00 | 57000.00 | 250.00 | 150000.00 | 0.00 | 0.00 | 70.00 | 42000.00 | 50.00 | 30000.00 | Not Quoted | Not Quoted | 0.00 | ATINDRA CONSTRUCTION PRIVATE LIMITED, NEXT LEVEL PROJECTS PRIVATE LIMITED
14.00 | Railway HDD Crossing - 2: INSTRUMENTATION ¦¦ TELECOMMUNICATION WORKS Supply and Installation of Jointing pit/ blowing pit, sand, OFC joint identification markers, electronic markers etc. including jointing of OFC (with OFC laid by other contractor at both ends of HDD) in jointing pits, back filling, pulling wire for OFC/Duct Pulling (rugged and durable) etc. all complete | 2.00 | nos |  | Not Quoted | Not Quoted | 15000.00 | 30000.00 | Not Quoted | Not Quoted | 0.00 | 0.00 | 13960.00 | 27920.00 | 20000.00 | 40000.00 | 0.00 | 0.00 | 10000.00 | 20000.00 | 10000.00 | 20000.00 | Not Quoted | Not Quoted | 0.00 | ATINDRA CONSTRUCTION PRIVATE LIMITED, NEXT LEVEL PROJECTS PRIVATE LIMITED
15.00 | Railway HDD Crossing - 2: INSTRUMENTATION ¦¦ TELECOMMUNICATION WORKS Installation and Laying of OFC through permanently lubricated HDPE conduit (which is sub-ducted in CS conduit) including supply and use of all materials required like couplers, end plug etc. all complete as per the job specification (Supply & Installation of CS Conduit are covered in the Pipeline laying Section of the tender) | 300.00 | m |  | Not Quoted | Not Quoted | 100.00 | 30000.00 | Not Quoted | Not Quoted | 0.00 | 0.00 | 65.00 | 19500.00 | 250.00 | 75000.00 | 0.00 | 0.00 | 45.00 | 13500.00 | 50.00 | 15000.00 | Not Quoted | Not Quoted | 0.00 | ATINDRA CONSTRUCTION PRIVATE LIMITED, NEXT LEVEL PROJECTS PRIVATE LIMITED
16.00 | Railway HDD Crossing - 2: PIPELINES ¦¦ INSTALLATION OF PIPELINE BY TRENCHLESS TECHNIQUE (USING HORIZONTAL DIRECTIONAL DRILLING) Scope of Work Installation of Pipeline (Line Pipe Free issue from Owner) Pipe Material Grade API 5L Gr. X-70 PSL 2 Pipe OD 610 mm Type of Crossing Railway Type of Soil/Strata Hard Rock Crossing Name Southern Railway Line (From Chettipalaiyam RS to Podanur RS) Chainage of Crossing 130.433 km Pipe Wall Thickness 15.5 mm | 300.00 | m |  | Not Quoted | Not Quoted | 61500.00 | 18450000.00 | Not Quoted | Not Quoted | 0.00 | 0.00 | 90200.00 | 27060000.00 | 570000.00 | 171000000.00 | 0.00 | 0.00 | 160000.00 | 48000000.00 | 59000.00 | 17700000.00 | Not Quoted | Not Quoted | 0.00 | ATINDRA CONSTRUCTION PRIVATE LIMITED, NEXT LEVEL PROJECTS PRIVATE LIMITED
17.00 | Railway HDD Crossing - 2: PIPELINES ¦¦ PERMANENT MARKERS Type of Marker Pipeline Warning Marker | 2.00 | nos |  | Not Quoted | Not Quoted | 10000.00 | 20000.00 | Not Quoted | Not Quoted | 0.00 | 0.00 | 6999.00 | 13998.00 | 40000.00 | 80000.00 | 0.00 | 0.00 | 15000.00 | 30000.00 | 10000.00 | 20000.00 | Not Quoted | Not Quoted | 0.00 | ATINDRA CONSTRUCTION PRIVATE LIMITED, NEXT LEVEL PROJECTS PRIVATE LIMITED
18.00 | Railway HDD Crossing - 2: PIPELINES ¦¦ LEAKS/ BURSTS (ATTRIBUTABLE TO OWNER) Type of Leak Major Leak (detected by visual method) Pipe OD 610 mm | 1.00 | nos |  | Not Quoted | Not Quoted | 10.00 | 10.00 | Not Quoted | Not Quoted | 0.00 | 0.00 | 4500.00 | 4500.00 | 40000.00 | 40000.00 | 0.00 | 0.00 | 15000.00 | 15000.00 | 1000.00 | 1000.00 | Not Quoted | Not Quoted | 0.00 | ATINDRA CONSTRUCTION PRIVATE LIMITED, NEXT LEVEL PROJECTS PRIVATE LIMITED
19.00 | Railway HDD Crossing - 2: PIPELINES ¦¦ IDLE TIME PRESERVATION WORKS Type of Preservation By Filling Corrosion Inhibited Water Pressure (Bar(g)) 2.0 Pipe OD 610 mm Period Up to 3 Month | 300.00 | metre |  | Not Quoted | Not Quoted | 10.00 | 3000.00 | Not Quoted | Not Quoted | 0.00 | 0.00 | 625.00 | 187500.00 | 100.00 | 30000.00 | 0.00 | 0.00 | 200.00 | 60000.00 | 100.00 | 30000.00 | Not Quoted | Not Quoted | 0.00 | ATINDRA CONSTRUCTION PRIVATE LIMITED, NEXT LEVEL PROJECTS PRIVATE LIMITED
20.00 | Railway HDD Crossing - 2: PIPELINES ¦¦ IDLE TIME PRESERVATION WORKS Type of Preservation By Filling Corrosion Inhibited Water Pressure (Bar(g)) 2.0 Pipe OD 610 mm Period 3 to 6 Month | 300.00 | metre |  | Not Quoted | Not Quoted | 10.00 | 3000.00 | Not Quoted | Not Quoted | 0.00 | 0.00 | 625.00 | 187500.00 | 100.00 | 30000.00 | 0.00 | 0.00 | 250.00 | 75000.00 | 23.00 | 6900.00 | Not Quoted | Not Quoted | 0.00 | ATINDRA CONSTRUCTION PRIVATE LIMITED, NEXT LEVEL PROJECTS PRIVATE LIMITED
21.00 | Railway HDD Crossing - 2: PIPELINES ¦¦ IDLE TIME PRESERVATION WORKS Type of Preservation By Filling Corrosion Inhibited Water Pressure (Bar(g)) 2.0 Pipe OD 610 mm Period 6 to 9 Month | 300.00 | metre |  | Not Quoted | Not Quoted | 10.00 | 3000.00 | Not Quoted | Not Quoted | 0.00 | 0.00 | 625.00 | 187500.00 | 100.00 | 30000.00 | 0.00 | 0.00 | 300.00 | 90000.00 | 20.00 | 6000.00 | Not Quoted | Not Quoted | 0.00 | ATINDRA CONSTRUCTION PRIVATE LIMITED, NEXT LEVEL PROJECTS PRIVATE LIMITED
22.00 | Railway HDD Crossing - 2: PIPELINES ¦¦ IDLE TIME PRESERVATION WORKS Type of Preservation By Filling Nitrogen Pressure (Bar(g)) 2.0 Pipe OD 610 mm Period Up to 3 Month | 300.00 | metre |  | Not Quoted | Not Quoted | 10.00 | 3000.00 | Not Quoted | Not Quoted | 0.00 | 0.00 | 36.00 | 10800.00 | 100.00 | 30000.00 | 0.00 | 0.00 | 100.00 | 30000.00 | 100.00 | 30000.00 | Not Quoted | Not Quoted | 0.00 | ATINDRA CONSTRUCTION PRIVATE LIMITED, NEXT LEVEL PROJECTS PRIVATE LIMITED
23.00 | Railway HDD Crossing - 2: PIPELINES ¦¦ IDLE TIME PRESERVATION WORKS Type of Preservation By Filling Nitrogen Pressure (Bar(g)) 2.0 Pipe OD 610 mm Period 3 to 6 Month | 300.00 | metre |  | Not Quoted | Not Quoted | 10.00 | 3000.00 | Not Quoted | Not Quoted | 0.00 | 0.00 | 36.00 | 10800.00 | 100.00 | 30000.00 | 0.00 | 0.00 | 125.00 | 37500.00 | 10.00 | 3000.00 | Not Quoted | Not Quoted | 0.00 | ATINDRA CONSTRUCTION PRIVATE LIMITED, NEXT LEVEL PROJECTS PRIVATE LIMITED
24.00 | Railway HDD Crossing - 2: PIPELINES ¦¦ IDLE TIME PRESERVATION WORKS Type of Preservation By Filling Nitrogen Pressure (Bar(g)) 2.0 Pipe OD 610 mm Period 6 to 9 Month | 300.00 | metre |  | Not Quoted | Not Quoted | 10.00 | 3000.00 | Not Quoted | Not Quoted | 0.00 | 0.00 | 36.00 | 10800.00 | 100.00 | 30000.00 | 0.00 | 0.00 | 120.00 | 36000.00 | 10.00 | 3000.00 | Not Quoted | Not Quoted | 0.00 | ATINDRA CONSTRUCTION PRIVATE LIMITED, NEXT LEVEL PROJECTS PRIVATE LIMITED
25.00 | Railway HDD Crossing - 2: PIPELINES ¦¦ PRE-COMMISSIONING AND COMMISSIONING ASSISTANCE FOR PIPELINES Pre-Commissioning Works as per details: Type of Activity Dewatering Pipe OD 610 mm | 300.00 | m |  | Not Quoted | Not Quoted | 10.00 | 3000.00 | Not Quoted | Not Quoted | 0.00 | 0.00 | 36.00 | 10800.00 | 100.00 | 30000.00 | 0.00 | 0.00 | 125.00 | 37500.00 | 100.00 | 30000.00 | Not Quoted | Not Quoted | 0.00 | ATINDRA CONSTRUCTION PRIVATE LIMITED, NEXT LEVEL PROJECTS PRIVATE LIMITED
26.00 | Railway HDD Crossing - 2: PIPELINES ¦¦ PRE-COMMISSIONING AND COMMISSIONING ASSISTANCE FOR PIPELINES Pre-Commissioning Works as per details: Type of Activity Swabbing Pipe OD 610 mm | 300.00 | m |  | Not Quoted | Not Quoted | 10.00 | 3000.00 | Not Quoted | Not Quoted | 0.00 | 0.00 | 36.00 | 10800.00 | 100.00 | 30000.00 | 0.00 | 0.00 | 135.00 | 40500.00 | 100.00 | 30000.00 | Not Quoted | Not Quoted | 0.00 | ATINDRA CONSTRUCTION PRIVATE LIMITED, NEXT LEVEL PROJECTS PRIVATE LIMITED
27.00 | Railway HDD Crossing - 2: PIPELINES ¦¦ PRE-COMMISSIONING AND COMMISSIONING ASSISTANCE FOR PIPELINES Commissioning Assistance : All works for Commissioning assistance as per details below: Pipe OD 610 mm | 300.00 | m |  | Not Quoted | Not Quoted | 10.00 | 3000.00 | Not Quoted | Not Quoted | 0.00 | 0.00 | 36.00 | 10800.00 | 100.00 | 30000.00 | 0.00 | 0.00 | 250.00 | 75000.00 | 100.00 | 30000.00 | Not Quoted | Not Quoted | 0.00 | ATINDRA CONSTRUCTION PRIVATE LIMITED, NEXT LEVEL PROJECTS PRIVATE LIMITED
28.00 | Railway HDD Crossing - 2: PIPELINES ¦¦ VIDEO FILM & PHOTOGRAPHY OF CONSTRUCTION ACTIVITIES Preparation of high resolution video films using drones or equivalent equipment as required (for minim 1 hr.) with audio commentary and Industrial photography covering all aspects/activities of pipeline construction annotated as required, conversion of same to video DVD/ Blue Ray/ USB Drive format, submitting three (3) sets of the same as per details in scope of work document. | 1.00 | Lumpsum |  | Not Quoted | Not Quoted | 50000.00 | 50000.00 | Not Quoted | Not Quoted | 0.00 | 0.00 | 36600.00 | 36600.00 | 40000.00 | 40000.00 | 0.00 | 0.00 | 20000.00 | 20000.00 | 10000.00 | 10000.00 | Not Quoted | Not Quoted | 0.00 | ATINDRA CONSTRUCTION PRIVATE LIMITED, NEXT LEVEL PROJECTS PRIVATE LIMITED
29.00 | Total amount excluding GST for Part-F
30.00 | GST (CGST&SGST/UTGST or IGST) in percentage (%) on net Total Amount | 1.00 | percentage |  | Not Quoted | Not Quoted | 18.00 | 3448443.60 | Not Quoted | Not Quoted | 0.00 | 0.00 | 18.00 | 5130285.84 | 18.00 | 31037400.00 | 0.00 | 0.00 | 18.00 | 8899488.00 | 18.00 | 3350538.00 | Not Quoted | Not Quoted | 0.00 | ATINDRA CONSTRUCTION PRIVATE LIMITED, NEXT LEVEL PROJECTS PRIVATE LIMITED
| Total in Figures | [6 empty] | 22606463.60 |  |  |  | 0.00 |  | 33631873.84 |  | 203467400.00 |  | 0.00 |  | 58341088.00 |  | 21964638.00
Lowest Amount Quoted BY: ATINDRA CONSTRUCTION PRIVATE LIMITED,NEXT LEVEL PROJECTS PRIVATE LIMITED(0.00)

## BoQ7
Government eProcurement System Created By: ANIL DUBEY Created Date/Time: 16-Dec-2023 01:04 PM Tender Title: PIPELINE INSTALLATION BY HDD METHOD FOR KCPL PH-II OF GAIL Tender ID: 2023_GAIL_163041_1
Tender Inviting Authority: GAIL India Ltd
Name of Work: Project : PIPELINE INSTALLATION BY HDD METHOD ACROSS SEVEN NOS. CROSSINGS FOR KRISHNAGIRI – COIMBATORE PIPELINE PHASE-II PROJECT OF M/S GAIL (INDIA) LTD ON OPEN DOMESTIC COMPETITIVE BIDDING BASIS (PART-G)
BIDDING DOC NO.: SM/B411-000-MK-T-9570/1009
SCHEDULE OF WORK / ITEM(S)
Sl.No | Description of Work / Item(s) | No.of Qty | Units | Estimated Rate | Mansi Ganga Builders and Engineers Pvt Ltd(GSTN-09AABCM4255F1ZK) |  | Taurant Projects Ltd(GSTN-NA) |  | Mideast Pipeline Products(GSTN-NA) |  | ATINDRA CONSTRUCTION PRIVATE LIMITED(GSTN-NA) |  | ANERI CONSTRUCTION PRIVATE LIMITED(GSTN-NA) |  | RICKY INFRACON PVT LTD(GSTN-NA) |  | NEXT LEVEL PROJECTS PRIVATE LIMITED(GSTN-NA) |  | PLN Construction Ltd(GSTN-NA) |  | KRITA ENGINEERING PVT LTD(GSTN-NA) |  | NRP PROJECTS PRIVATE LIMITED(GSTN-NA)
[5 empty] | Rate | Amount | Rate | Amount | Rate | Amount | Rate | Amount | Rate | Amount | Rate | Amount | Rate | Amount | Rate | Amount | Rate | Amount | Rate | Amount | L1 Amount | L1 Vendor
1.00 | Magnetic Cleaning & EGP: METALLIC MATERIALS AND CORROSION ¦¦ Magnetic Cleaning and Electronic Geometry Pigging Mobilisation/ Demobilisation of pigging tools, tackles, consumables, accessories and personnel by Contractor at work site including but not limited to magnet pigs, electronic geometry pigs and pig tracking device, temporary launcher and receiver as per Specification and other provision of the bid document including supply of material, equipment, manpower, etc. as required for geometry inspection and magnet cleaning in accordance with the EIL Specification B411-000-06-41-EGP-0007: A) Mobilisation B) Demobilisation NOTE: Lumpsum charge is applicable for Mobilization and Demobilization charge only, and not for the entire Magnetic Cleaning and EGP charge. | 1.00 | Lumpsum |  | Not Quoted | Not Quoted | Not Quoted | Not Quoted | Not Quoted | Not Quoted | 0.00 | 0.00 | 43200.00 | 43200.00 | 40000.00 | 40000.00 | 0.00 | 0.00 | 30000.00 | 30000.00 | 50000.00 | 50000.00 | Not Quoted | Not Quoted | 0.00 | ATINDRA CONSTRUCTION PRIVATE LIMITED, NEXT LEVEL PROJECTS PRIVATE LIMITED
2.00 | Magnetic Cleaning & EGP: METALLIC MATERIALS AND CORROSION ¦¦ Magnetic Cleaning and Electronic Geometry Pigging Magnetic Cleaning: Running of adequate no. of Magnet Pigs for pipeline including pig tracking for each segment, preparation of site report as per Specification and provisions of the bid document. | 250.00 | m |  | Not Quoted | Not Quoted | Not Quoted | Not Quoted | Not Quoted | Not Quoted | 0.00 | 0.00 | 145.00 | 36250.00 | 200.00 | 50000.00 | 0.00 | 0.00 | 325.00 | 81250.00 | 182.00 | 45500.00 | Not Quoted | Not Quoted | 0.00 | ATINDRA CONSTRUCTION PRIVATE LIMITED, NEXT LEVEL PROJECTS PRIVATE LIMITED
3.00 | Magnetic Cleaning & EGP: METALLIC MATERIALS AND CORROSION ¦¦ Magnetic Cleaning and Electronic Geometry Pigging Electronic Geometry Pigging: Running of adequate no. of Electronic Geometry Pig (Caliper) including pig tracking for each segment, preparation of site report on pipeline, data analysis at Contractors facility as per Specification and provisions of the bid document. | 250.00 | m |  | Not Quoted | Not Quoted | Not Quoted | Not Quoted | Not Quoted | Not Quoted | 0.00 | 0.00 | 600.00 | 150000.00 | 200.00 | 50000.00 | 0.00 | 0.00 | 315.00 | 78750.00 | 182.00 | 45500.00 | Not Quoted | Not Quoted | 0.00 | ATINDRA CONSTRUCTION PRIVATE LIMITED, NEXT LEVEL PROJECTS PRIVATE LIMITED
4.00 | Magnetic Cleaning & EGP: METALLIC MATERIALS AND CORROSION ¦¦ Magnetic Cleaning and Electronic Geometry Pigging Defect Verification: Defect verification at a max. of 3 locations for each segment inspected including supply of all tools, tackles, instruments, personnel and their transportation, all earth work, repair of pipeline coating wherever exposed, backfilling, work complete in all respect as per direction of engineer-in-charge. NOTE: Unit EACH signifies each segment of the pipeline. | 1.00 | each |  | Not Quoted | Not Quoted | Not Quoted | Not Quoted | Not Quoted | Not Quoted | 0.00 | 0.00 | 31600.00 | 31600.00 | 40000.00 | 40000.00 | 0.00 | 0.00 | 9000.00 | 9000.00 | 5000.00 | 5000.00 | Not Quoted | Not Quoted | 0.00 | ATINDRA CONSTRUCTION PRIVATE LIMITED, NEXT LEVEL PROJECTS PRIVATE LIMITED
5.00 | Magnetic Cleaning & EGP: METALLIC MATERIALS AND CORROSION ¦¦ Magnetic Cleaning and Electronic Geometry Pigging Final Report: Preparation of final work report as per agreed format and submission to Client / Client's Consultant in total of 4 copies. | 1.00 | Lumpsum |  | Not Quoted | Not Quoted | Not Quoted | Not Quoted | Not Quoted | Not Quoted | 0.00 | 0.00 | 31600.00 | 31600.00 | 40000.00 | 40000.00 | 0.00 | 0.00 | 20000.00 | 20000.00 | 5000.00 | 5000.00 | Not Quoted | Not Quoted | 0.00 | ATINDRA CONSTRUCTION PRIVATE LIMITED, NEXT LEVEL PROJECTS PRIVATE LIMITED
6.00 | Thoppur Toll Plaza HDD Crossing: CATHODIC PROTECTION ¦¦ CP System for HDD portion of the pipeline: Survey, design, engineering, supply, installation, testing and commissioning of cathodic protection system to protect the external surface of the HDD section of pipeline as per the enclosed specification vide document no.: B411-000-06-45-CSW-9570, R2. All work shall be carried out conforming to the scope of work, design basis, data sheets, specifications, standards, drawings, etc as per the provisions of GCC, SCC including specification no. 6-51-0027, 6-51-0029 and all materials, equipment, consumables, start-up/ commissioning spares etc. which include transportation, storage of materials at site, manpower, in line with the direction of Engineer-in -charge. | 1.00 | Lumpsum |  | Not Quoted | Not Quoted | Not Quoted | Not Quoted | Not Quoted | Not Quoted | 0.00 | 0.00 | 72500.00 | 72500.00 | 150000.00 | 150000.00 | 0.00 | 0.00 | 400000.00 | 400000.00 | 325000.00 | 325000.00 | Not Quoted | Not Quoted | 0.00 | ATINDRA CONSTRUCTION PRIVATE LIMITED, NEXT LEVEL PROJECTS PRIVATE LIMITED
7.00 | Thoppur Toll Plaza HDD Crossing: INSTRUMENTATION ¦¦ TELECOMMUNICATION WORKS Submission of OFC alignment sheets, as-built drawings and all documentation in accordance with the specifications. | 1.00 | Lumpsum |  | Not Quoted | Not Quoted | Not Quoted | Not Quoted | Not Quoted | Not Quoted | 0.00 | 0.00 | 35900.00 | 35900.00 | 50000.00 | 50000.00 | 0.00 | 0.00 | 10000.00 | 10000.00 | 10000.00 | 10000.00 | Not Quoted | Not Quoted | 0.00 | ATINDRA CONSTRUCTION PRIVATE LIMITED, NEXT LEVEL PROJECTS PRIVATE LIMITED
8.00 | Thoppur Toll Plaza HDD Crossing: INSTRUMENTATION ¦¦ TELECOMMUNICATION WORKS Supply & installation of OFC distance markers (metal plates on pipeline markers) at all pipeline marker locations as per specifications and direction of CLIENT/CONSULTANT. | 2.00 | nos |  | Not Quoted | Not Quoted | Not Quoted | Not Quoted | Not Quoted | Not Quoted | 0.00 | 0.00 | 2900.00 | 5800.00 | 30000.00 | 60000.00 | 0.00 | 0.00 | 3800.00 | 7600.00 | 10000.00 | 20000.00 | Not Quoted | Not Quoted | 0.00 | ATINDRA CONSTRUCTION PRIVATE LIMITED, NEXT LEVEL PROJECTS PRIVATE LIMITED
9.00 | Thoppur Toll Plaza HDD Crossing: INSTRUMENTATION ¦¦ TELECOMMUNICATION WORKS Supply of Jointing closures, Factory acceptance testing, storage, and transportation to site, loading, unloading, jointing of OFC all complete as per specifications provided in the bid document and direction of CLIENT/CONSULTANT. | 2.00 | nos |  | Not Quoted | Not Quoted | Not Quoted | Not Quoted | Not Quoted | Not Quoted | 0.00 | 0.00 | 9425.00 | 18850.00 | 30000.00 | 60000.00 | 0.00 | 0.00 | 14000.00 | 28000.00 | 10000.00 | 20000.00 | Not Quoted | Not Quoted | 0.00 | ATINDRA CONSTRUCTION PRIVATE LIMITED, NEXT LEVEL PROJECTS PRIVATE LIMITED
10.00 | Thoppur Toll Plaza HDD Crossing: INSTRUMENTATION ¦¦ TELECOMMUNICATION WORKS Site acceptance Testing of the laid OFC, all complete as per specification and direction of CLIENT/CONSULTANT. | 1.00 | Lumpsum |  | Not Quoted | Not Quoted | Not Quoted | Not Quoted | Not Quoted | Not Quoted | 0.00 | 0.00 | 40125.00 | 40125.00 | 50000.00 | 50000.00 | 0.00 | 0.00 | 50000.00 | 50000.00 | 10000.00 | 10000.00 | Not Quoted | Not Quoted | 0.00 | ATINDRA CONSTRUCTION PRIVATE LIMITED, NEXT LEVEL PROJECTS PRIVATE LIMITED
11.00 | Thoppur Toll Plaza HDD Crossing: INSTRUMENTATION ¦¦ TELECOMMUNICATION WORKS 24 fibres single mode (18 numbers of ITU-T G.652 fibres & 6 numbers of ITU-T G.655 fibres) Optical Fibre Cable | 300.00 | m |  | Not Quoted | Not Quoted | Not Quoted | Not Quoted | Not Quoted | Not Quoted | 0.00 | 0.00 | 125.00 | 37500.00 | 150.00 | 45000.00 | 0.00 | 0.00 | 80.00 | 24000.00 | 100.00 | 30000.00 | Not Quoted | Not Quoted | 0.00 | ATINDRA CONSTRUCTION PRIVATE LIMITED, NEXT LEVEL PROJECTS PRIVATE LIMITED
12.00 | Thoppur Toll Plaza HDD Crossing: INSTRUMENTATION ¦¦ TELECOMMUNICATION WORKS Duct with nominal diameter 40 mm or less | 500.00 | m |  | Not Quoted | Not Quoted | Not Quoted | Not Quoted | Not Quoted | Not Quoted | 0.00 | 0.00 | 95.00 | 47500.00 | 200.00 | 100000.00 | 0.00 | 0.00 | 75.00 | 37500.00 | 100.00 | 50000.00 | Not Quoted | Not Quoted | 0.00 | ATINDRA CONSTRUCTION PRIVATE LIMITED, NEXT LEVEL PROJECTS PRIVATE LIMITED
13.00 | Thoppur Toll Plaza HDD Crossing: INSTRUMENTATION ¦¦ TELECOMMUNICATION WORKS Duct with nominal diameter 40 mm or less | 500.00 | m |  | Not Quoted | Not Quoted | Not Quoted | Not Quoted | Not Quoted | Not Quoted | 0.00 | 0.00 | 95.00 | 47500.00 | 200.00 | 100000.00 | 0.00 | 0.00 | 70.00 | 35000.00 | 50.00 | 25000.00 | Not Quoted | Not Quoted | 0.00 | ATINDRA CONSTRUCTION PRIVATE LIMITED, NEXT LEVEL PROJECTS PRIVATE LIMITED
14.00 | Thoppur Toll Plaza HDD Crossing: INSTRUMENTATION ¦¦ TELECOMMUNICATION WORKS Supply and Installation of Jointing pit/ blowing pit, sand, OFC joint identification markers, electronic markers etc. including jointing of OFC (with OFC laid by other contractor at both ends of HDD) in jointing pits, back filling, pulling wire for OFC/Duct Pulling (rugged and durable) etc. all complete | 2.00 | nos |  | Not Quoted | Not Quoted | Not Quoted | Not Quoted | Not Quoted | Not Quoted | 0.00 | 0.00 | 13960.00 | 27920.00 | 25000.00 | 50000.00 | 0.00 | 0.00 | 10000.00 | 20000.00 | 10000.00 | 20000.00 | Not Quoted | Not Quoted | 0.00 | ATINDRA CONSTRUCTION PRIVATE LIMITED, NEXT LEVEL PROJECTS PRIVATE LIMITED
15.00 | Thoppur Toll Plaza HDD Crossing: INSTRUMENTATION ¦¦ TELECOMMUNICATION WORKS Installation and Laying of OFC through permanently lubricated HDPE conduit (which is sub-ducted in CS conduit) including supply and use of all materials required like couplers, end plug etc. all complete as per the job specification (Supply & Installation of CS Conduit are covered in the Pipeline laying Section of the tender) | 250.00 | m |  | Not Quoted | Not Quoted | Not Quoted | Not Quoted | Not Quoted | Not Quoted | 0.00 | 0.00 | 65.00 | 16250.00 | 200.00 | 50000.00 | 0.00 | 0.00 | 45.00 | 11250.00 | 50.00 | 12500.00 | Not Quoted | Not Quoted | 0.00 | ATINDRA CONSTRUCTION PRIVATE LIMITED, NEXT LEVEL PROJECTS PRIVATE LIMITED
16.00 | Thoppur Toll Plaza HDD Crossing: PIPELINES ¦¦ INSTALLATION OF PIPELINE BY TRENCHLESS TECHNIQUE (USING HORIZONTAL DIRECTIONAL DRILLING) Scope of Work Installation of Pipeline (Line Pipe Free issue from Owner) Pipe Material Grade API 5L Gr. X-70 PSL 2 Pipe OD 610 mm Type of Crossing Any Other Type of Soil/Strata Hard Strata (Soft Rock/ Murrum / Weathered Rock etc.) Crossing Name THOPPUR TOLL PLAZA Chainage of Crossing 77.073 km Pipe Wall Thickness 12.7 mm | 250.00 | m |  | Not Quoted | Not Quoted | Not Quoted | Not Quoted | Not Quoted | Not Quoted | 0.00 | 0.00 | 90200.00 | 22550000.00 | 60000.00 | 15000000.00 | 0.00 | 0.00 | 159500.00 | 39875000.00 | 59000.00 | 14750000.00 | Not Quoted | Not Quoted | 0.00 | ATINDRA CONSTRUCTION PRIVATE LIMITED, NEXT LEVEL PROJECTS PRIVATE LIMITED
17.00 | Thoppur Toll Plaza HDD Crossing: PIPELINES ¦¦ PERMANENT MARKERS Type of Marker Pipeline Warning Marker | 2.00 | nos |  | Not Quoted | Not Quoted | Not Quoted | Not Quoted | Not Quoted | Not Quoted | 0.00 | 0.00 | 6999.00 | 13998.00 | 40000.00 | 80000.00 | 0.00 | 0.00 | 15000.00 | 30000.00 | 10000.00 | 20000.00 | Not Quoted | Not Quoted | 0.00 | ATINDRA CONSTRUCTION PRIVATE LIMITED, NEXT LEVEL PROJECTS PRIVATE LIMITED
18.00 | Thoppur Toll Plaza HDD Crossing: PIPELINES ¦¦ LEAKS/ BURSTS (ATTRIBUTABLE TO OWNER) Type of Leak Major Leak (detected by visual method) Pipe OD 610 mm | 1.00 | nos |  | Not Quoted | Not Quoted | Not Quoted | Not Quoted | Not Quoted | Not Quoted | 0.00 | 0.00 | 4500.00 | 4500.00 | 40000.00 | 40000.00 | 0.00 | 0.00 | 15000.00 | 15000.00 | 1000.00 | 1000.00 | Not Quoted | Not Quoted | 0.00 | ATINDRA CONSTRUCTION PRIVATE LIMITED, NEXT LEVEL PROJECTS PRIVATE LIMITED
19.00 | Thoppur Toll Plaza HDD Crossing: PIPELINES ¦¦ IDLE TIME PRESERVATION WORKS Type of Preservation By Filling Corrosion Inhibited Water Pressure (Bar(g)) 2.0 Pipe OD 610 mm Period Up to 3 Month | 250.00 | metre |  | Not Quoted | Not Quoted | Not Quoted | Not Quoted | Not Quoted | Not Quoted | 0.00 | 0.00 | 625.00 | 156250.00 | 150.00 | 37500.00 | 0.00 | 0.00 | 200.00 | 50000.00 | 100.00 | 25000.00 | Not Quoted | Not Quoted | 0.00 | ATINDRA CONSTRUCTION PRIVATE LIMITED, NEXT LEVEL PROJECTS PRIVATE LIMITED
20.00 | Thoppur Toll Plaza HDD Crossing: PIPELINES ¦¦ IDLE TIME PRESERVATION WORKS Type of Preservation By Filling Corrosion Inhibited Water Pressure (Bar(g)) 2.0 Pipe OD 610 mm Period 3 to 6 Month | 250.00 | metre |  | Not Quoted | Not Quoted | Not Quoted | Not Quoted | Not Quoted | Not Quoted | 0.00 | 0.00 | 625.00 | 156250.00 | 150.00 | 37500.00 | 0.00 | 0.00 | 250.00 | 62500.00 | 23.00 | 5750.00 | Not Quoted | Not Quoted | 0.00 | ATINDRA CONSTRUCTION PRIVATE LIMITED, NEXT LEVEL PROJECTS PRIVATE LIMITED
21.00 | Thoppur Toll Plaza HDD Crossing: PIPELINES ¦¦ IDLE TIME PRESERVATION WORKS Type of Preservation By Filling Corrosion Inhibited Water Pressure (Bar(g)) 2.0 Pipe OD 610 mm Period 6 to 9 Month | 250.00 | metre |  | Not Quoted | Not Quoted | Not Quoted | Not Quoted | Not Quoted | Not Quoted | 0.00 | 0.00 | 625.00 | 156250.00 | 150.00 | 37500.00 | 0.00 | 0.00 | 300.00 | 75000.00 | 20.00 | 5000.00 | Not Quoted | Not Quoted | 0.00 | ATINDRA CONSTRUCTION PRIVATE LIMITED, NEXT LEVEL PROJECTS PRIVATE LIMITED
22.00 | Thoppur Toll Plaza HDD Crossing: PIPELINES ¦¦ IDLE TIME PRESERVATION WORKS Type of Preservation By Filling Nitrogen Pressure (Bar(g)) 2.0 Pipe OD 610 mm Period Up to 3 Month | 250.00 | metre |  | Not Quoted | Not Quoted | Not Quoted | Not Quoted | Not Quoted | Not Quoted | 0.00 | 0.00 | 36.00 | 9000.00 | 150.00 | 37500.00 | 0.00 | 0.00 | 100.00 | 25000.00 | 100.00 | 25000.00 | Not Quoted | Not Quoted | 0.00 | ATINDRA CONSTRUCTION PRIVATE LIMITED, NEXT LEVEL PROJECTS PRIVATE LIMITED
23.00 | Thoppur Toll Plaza HDD Crossing: PIPELINES ¦¦ IDLE TIME PRESERVATION WORKS Type of Preservation By Filling Nitrogen Pressure (Bar(g)) 2.0 Pipe OD 610 mm Period 3 to 6 Month | 250.00 | metre |  | Not Quoted | Not Quoted | Not Quoted | Not Quoted | Not Quoted | Not Quoted | 0.00 | 0.00 | 36.00 | 9000.00 | 100.00 | 25000.00 | 0.00 | 0.00 | 125.00 | 31250.00 | 10.00 | 2500.00 | Not Quoted | Not Quoted | 0.00 | ATINDRA CONSTRUCTION PRIVATE LIMITED, NEXT LEVEL PROJECTS PRIVATE LIMITED
24.00 | Thoppur Toll Plaza HDD Crossing: PIPELINES ¦¦ IDLE TIME PRESERVATION WORKS Type of Preservation By Filling Nitrogen Pressure (Bar(g)) 2.0 Pipe OD 610 mm Period 6 to 9 Month | 250.00 | metre |  | Not Quoted | Not Quoted | Not Quoted | Not Quoted | Not Quoted | Not Quoted | 0.00 | 0.00 | 36.00 | 9000.00 | 100.00 | 25000.00 | 0.00 | 0.00 | 120.00 | 30000.00 | 10.00 | 2500.00 | Not Quoted | Not Quoted | 0.00 | ATINDRA CONSTRUCTION PRIVATE LIMITED, NEXT LEVEL PROJECTS PRIVATE LIMITED
25.00 | Thoppur Toll Plaza HDD Crossing: PIPELINES ¦¦ PRE-COMMISSIONING AND COMMISSIONING ASSISTANCE FOR PIPELINES Pre-Commissioning Works as per details: Type of Activity Dewatering Pipe OD 610 mm | 250.00 | m |  | Not Quoted | Not Quoted | Not Quoted | Not Quoted | Not Quoted | Not Quoted | 0.00 | 0.00 | 36.00 | 9000.00 | 100.00 | 25000.00 | 0.00 | 0.00 | 125.00 | 31250.00 | 100.00 | 25000.00 | Not Quoted | Not Quoted | 0.00 | ATINDRA CONSTRUCTION PRIVATE LIMITED, NEXT LEVEL PROJECTS PRIVATE LIMITED
26.00 | Thoppur Toll Plaza HDD Crossing: PIPELINES ¦¦ PRE-COMMISSIONING AND COMMISSIONING ASSISTANCE FOR PIPELINES Pre-Commissioning Works as per details: Type of Activity Swabbing Pipe OD 610 mm | 250.00 | m |  | Not Quoted | Not Quoted | Not Quoted | Not Quoted | Not Quoted | Not Quoted | 0.00 | 0.00 | 36.00 | 9000.00 | 100.00 | 25000.00 | 0.00 | 0.00 | 135.00 | 33750.00 | 100.00 | 25000.00 | Not Quoted | Not Quoted | 0.00 | ATINDRA CONSTRUCTION PRIVATE LIMITED, NEXT LEVEL PROJECTS PRIVATE LIMITED
27.00 | Thoppur Toll Plaza HDD Crossing: PIPELINES ¦¦ PRE-COMMISSIONING AND COMMISSIONING ASSISTANCE FOR PIPELINES Commissioning Assistance : All works for Commissioning assistance as per details below: Pipe OD 610 mm | 250.00 | m |  | Not Quoted | Not Quoted | Not Quoted | Not Quoted | Not Quoted | Not Quoted | 0.00 | 0.00 | 36.00 | 9000.00 | 100.00 | 25000.00 | 0.00 | 0.00 | 250.00 | 62500.00 | 100.00 | 25000.00 | Not Quoted | Not Quoted | 0.00 | ATINDRA CONSTRUCTION PRIVATE LIMITED, NEXT LEVEL PROJECTS PRIVATE LIMITED
28.00 | Thoppur Toll Plaza HDD Crossing: PIPELINES ¦¦ VIDEO FILM & PHOTOGRAPHY OF CONSTRUCTION ACTIVITIES Preparation of high resolution video films using drones or equivalent equipment as required (for minim 1 hr.) with audio commentary and Industrial photography covering all aspects/activities of pipeline construction annotated as required, conversion of same to video DVD/ Blue Ray/ USB Drive format, submitting three (3) sets of the same as per details in scope of work document. | 1.00 | Lumpsum |  | Not Quoted | Not Quoted | Not Quoted | Not Quoted | Not Quoted | Not Quoted | 0.00 | 0.00 | 30500.00 | 30500.00 | 25000.00 | 25000.00 | 0.00 | 0.00 | 20000.00 | 20000.00 | 10000.00 | 10000.00 | Not Quoted | Not Quoted | 0.00 | ATINDRA CONSTRUCTION PRIVATE LIMITED, NEXT LEVEL PROJECTS PRIVATE LIMITED
29.00 | Total amount excluding GST for Part-G
30.00 | GST (CGST&SGST/UTGST or IGST) in percentage (%) on net Total Amount | 1.00 | percentage |  | Not Quoted | Not Quoted | Not Quoted | Not Quoted | Not Quoted | Not Quoted | 0.00 | 0.00 | 18.00 | 4277563.74 | 18.00 | 2943900.00 | 0.00 | 0.00 | 18.00 | 7413048.00 | 18.00 | 2807145.00 | Not Quoted | Not Quoted | 0.00 | ATINDRA CONSTRUCTION PRIVATE LIMITED, NEXT LEVEL PROJECTS PRIVATE LIMITED
| Total in Figures | [10 empty] | 0.00 |  | 28041806.74 |  | 19298900.00 |  | 0.00 |  | 48596648.00 |  | 18402395.00
Lowest Amount Quoted BY: ATINDRA CONSTRUCTION PRIVATE LIMITED,NEXT LEVEL PROJECTS PRIVATE LIMITED(0.00)

## BOQ Summary
BOQ Summary Details Tender Title: PIPELINE INSTALLATION BY HDD METHOD FOR KCPL PH-II OF GAIL Tender ID: 2023_GAIL_163041_1
Sheet Name | Sl.No | Bidder Name | Amount | Bid Rank
BoQ1 | 1 | RICKY INFRACON PVT LTD | 0.00 | L1
| 2 | ATINDRA CONSTRUCTION PRIVATE LIMITED | 0.00 | L1
| 3 | NRP PROJECTS PRIVATE LIMITED | 94585260.00 | L2
| 4 | NEXT LEVEL PROJECTS PRIVATE LIMITED | 108603070.00 | L3
| 5 | KRITA ENGINEERING PVT LTD | 116811976.00 | L4
| 6 | Mansi Ganga Builders and Engineers Pvt Ltd | 146115860.00 | L5
| 7 | PLN Construction Ltd | 188222213.00 | L6
| 8 | Mideast Pipeline Products |  | No Rank
| 9 | ANERI CONSTRUCTION PRIVATE LIMITED |  | No Rank
| 10 | Taurant Projects Ltd |  | No Rank
BoQ2 | 1 | ATINDRA CONSTRUCTION PRIVATE LIMITED | 0.00 | L1
| 2 | NEXT LEVEL PROJECTS PRIVATE LIMITED | 0.00 | L1
| 3 | RICKY INFRACON PVT LTD | 19747300.00 | L2
| 4 | KRITA ENGINEERING PVT LTD | 21647395.00 | L3
| 5 | Mideast Pipeline Products | 26391585.00 | L4
| 6 | ANERI CONSTRUCTION PRIVATE LIMITED | 28041806.74 | L5
| 7 | PLN Construction Ltd | 48596648.00 | L6
| 8 | Taurant Projects Ltd |  | No Rank
| 9 | Mansi Ganga Builders and Engineers Pvt Ltd |  | No Rank
| 10 | NRP PROJECTS PRIVATE LIMITED |  | No Rank
BoQ3 | 1 | NEXT LEVEL PROJECTS PRIVATE LIMITED | 0.00 | L1
| 2 | ATINDRA CONSTRUCTION PRIVATE LIMITED | 0.00 | L1
| 3 | Taurant Projects Ltd | 22075463.60 | L2
| 4 | RICKY INFRACON PVT LTD | 22703200.00 | L3
| 5 | KRITA ENGINEERING PVT LTD | 25858638.00 | L4
| 6 | Mideast Pipeline Products | 31798640.00 | L5
| 7 | ANERI CONSTRUCTION PRIVATE LIMITED | 33631873.84 | L6
| 8 | Mansi Ganga Builders and Engineers Pvt Ltd | 37834635.00 | L7
| 9 | PLN Construction Ltd | 58341088.00 | L8
| 10 | NRP PROJECTS PRIVATE LIMITED |  | No Rank
BoQ4 | 1 | NEXT LEVEL PROJECTS PRIVATE LIMITED | 0.00 | L1
| 2 | RICKY INFRACON PVT LTD | 24989450.00 | L2
| 3 | KRITA ENGINEERING PVT LTD | 25526881.00 | L3
| 4 | Taurant Projects Ltd | 25838519.00 | L4
| 5 | ATINDRA CONSTRUCTION PRIVATE LIMITED | 36811870.00 | L5
| 6 | Mideast Pipeline Products | 38533195.00 | L6
| 7 | ANERI CONSTRUCTION PRIVATE LIMITED | 39222058.94 | L7
| 8 | PLN Construction Ltd | 59678028.00 | L8
| 9 | NRP PROJECTS PRIVATE LIMITED |  | No Rank
| 10 | Mansi Ganga Builders and Engineers Pvt Ltd |  | No Rank
BoQ5 | 1 | NEXT LEVEL PROJECTS PRIVATE LIMITED | 0.00 | L1
| 2 | Taurant Projects Ltd | 22075463.60 | L2
| 3 | RICKY INFRACON PVT LTD | 22785800.00 | L3
| 4 | KRITA ENGINEERING PVT LTD | 25858638.00 | L4
| 5 | ATINDRA CONSTRUCTION PRIVATE LIMITED | 31701290.00 | L5
| 6 | Mideast Pipeline Products | 33126140.00 | L6
| 7 | ANERI CONSTRUCTION PRIVATE LIMITED | 33631873.84 | L7
| 8 | Mansi Ganga Builders and Engineers Pvt Ltd | 37834635.00 | L8
| 9 | PLN Construction Ltd | 58341088.00 | L9
| 10 | NRP PROJECTS PRIVATE LIMITED |  | No Rank
BoQ6 | 1 | NEXT LEVEL PROJECTS PRIVATE LIMITED | 0.00 | L1
| 2 | ATINDRA CONSTRUCTION PRIVATE LIMITED | 0.00 | L1
| 3 | KRITA ENGINEERING PVT LTD | 21964638.00 | L2
| 4 | Taurant Projects Ltd | 22606463.60 | L3
| 5 | ANERI CONSTRUCTION PRIVATE LIMITED | 33631873.84 | L4
| 6 | PLN Construction Ltd | 58341088.00 | L5
| 7 | RICKY INFRACON PVT LTD | 203467400.00 | L6
| 8 | Mansi Ganga Builders and Engineers Pvt Ltd |  | No Rank
| 9 | Mideast Pipeline Products |  | No Rank
| 10 | NRP PROJECTS PRIVATE LIMITED |  | No Rank
BoQ7 | 1 | NEXT LEVEL PROJECTS PRIVATE LIMITED | 0.00 | L1
| 2 | ATINDRA CONSTRUCTION PRIVATE LIMITED | 0.00 | L1
| 3 | KRITA ENGINEERING PVT LTD | 18402395.00 | L2
| 4 | RICKY INFRACON PVT LTD | 19298900.00 | L3
| 5 | ANERI CONSTRUCTION PRIVATE LIMITED | 28041806.74 | L4
| 6 | PLN Construction Ltd | 48596648.00 | L5
| 7 | NRP PROJECTS PRIVATE LIMITED |  | No Rank
| 8 | Mideast Pipeline Products |  | No Rank
| 9 | Taurant Projects Ltd |  | No Rank
| 10 | Mansi Ganga Builders and Engineers Pvt Ltd |  | No Rank