## BoQ1
Government eProcurement System Created By: Kamleshwar Pratap Created Date/Time: 22-Mar-2023 01:12 PM Tender Title: Construction of Artificial Recharge Structure in Jaisalmer PKG 4 Tender ID: 2023_WAPCO_145307_1
Tender Inviting Authority: WAPCOS Ltd. (A Government of India Undertaking) Under Ministry of Jal Shakti, Government of India
NAME OF WORK: (CD-01)- CONSTRUCTION OF RCC CHECK DAM AT HAR RAJ SAGAR, AKAL, DABLA, JAISALMER, RAJASTHAN.
Contract No: WAP/GWRD&M/ARS/2022-23/03
SCHEDULE OF WORK / ITEM(S)
Sl.No | Description of Work / Item(s) | No.of Qty | Units | Estimated Rate | N S Associates Pvt Ltd.(GSTN-07AABCN7057J1Z8) |  | Jai Baba Construction Company(GSTN-08AABFJ2456N1Z3)
[5 empty] | Rate | Amount | Rate | Amount | L1 Amount | L1 Vendor
1.00 | Cutting & clearance of jungle, bushes, shrubs Ankra/Ipomoea, Juliflora typna etc. on canal and bunds in dry/moist/slushy conditions including disposal as per instructions of the Engineer-in-charge. Cost of wood has been deducted from rates and thus will be property of contractor after cutting: Thick | 2925.00 | Sqm | 100.00 | 2.00 | 5850.00 | 20.00 | 58500.00 | 5850.00 | N S Associates Pvt Ltd.
2.00 | Dag belling: Over 10 cm to 15 cm deep | 770.00 | m | 100.00 | 1.00 | 770.00 | 30.00 | 23100.00 | 770.00 | N S Associates Pvt Ltd.
3.00 | Earth work in rough (borrow area) excavation for embankments in hard soil, morrum or highly weathered strata dry or moist, including laying in 20 cm layers (before compaction) and breaking of clods, sorting of grass, pebbles etc. and dressing when compacted by vibro compactor, vibro sheep foot roller, sheep foot roller/pneumatic tyred roller to obtain dry density of at least 98% of Standard Proctor's density with initial lead of 250 m and all lift (Excluding charges for compaction and watering) including loading and un-loading wherever required complete in all respect. | 665.00 | Cum | 10.00 | 152.00 | 101080.00 | 300.00 | 199500.00 | 101080.00 | N S Associates Pvt Ltd.
4.00 | Add extra charges for lead beyond 250 m and up to 750 m (½ Km) | 665.00 | Cum | 10.00 | 5.00 | 3325.00 | 25.00 | 16625.00 | 3325.00 | N S Associates Pvt Ltd.
5.00 | Add extra for each subsequent lead of 500m or part there of beyond ½ Km and up to 5 km | 665.00 | Cum | 10.00 | 6.00 | 3990.00 | 75.00 | 49875.00 | 3990.00 | N S Associates Pvt Ltd.
6.00 | Compaction of earth or highly weathered strata by mechanical equipment such as sheep foot roller/pneumatic tyred roller/vibro compactor/vibro sheep foot compactor required as per site condition to obtain dry density of at least 98% of Standard Proctor's density | 665.00 | Cum | 10.00 | 25.00 | 16625.00 | 55.00 | 36575.00 | 16625.00 | N S Associates Pvt Ltd.
7.00 | Watering of earth including cost of carriage of water including all lead and lift | 665.00 | Cum | 10.00 | 11.00 | 7315.00 | 150.00 | 99750.00 | 7315.00 | N S Associates Pvt Ltd.
8.00 | Excavation including loading, unloading, disposal and dressing of excavated earth within all lead and lift including dressing of excavated area and dewatering wherever required complete in all respect: All kind of soil, hard soil mixed with kankar/boulders, morrum/rocky area. | 483.44 | Cum | 10.00 | 155.00 | 74933.20 | 225.00 | 108774.00 | 74933.20 | N S Associates Pvt Ltd.
9.00 | Excavation including loading unloading disposal and dressing of excavated rock including all and lift in dry or moist including dressing of excavated area, de-watering wherever required complete in all respect: Hard rock (dry or moist) requiring blasting (where hardness of rock is more than 2) including disposal of excavated material in the designated spoil bank /embankment, dressing of excavated material and dewatering with all leads & lifts of excavation and disposal. The contractor is free to use the usable excavated stone else where for which any transition expenditure & royalties, tax etc if required to be paid then it will be liability of contractor as the cost of usable stone has already been deducted from the rate. | 4350.94 | Cum | 10.00 | 160.00 | 696150.40 | 325.00 | 1414055.50 | 696150.40 | N S Associates Pvt Ltd.
10.00 | Providing and Laying in position of Cement concrete Nominal mix (1:3:6) M-10 including leads of all construction materials, curing, compaction and finishing with rendering in cement sand mortar 1:3 (1 cement : 3 coarse sand) and making good the joints excluding the cost of centering, shuttering and reinforcement. Well graded crusher broken stone aggregate of maximum size upto 40 mm | 178.55 | Cum | 10.00 | 4625.00 | 825793.75 | 4000.00 | 714200.00 | 714200.00 | Jai Baba Construction Company
11.00 | Refilling the excavated earth (excluding rock) in trenches, plinth side of foundations etc. in layers not exceeding 20 cm in depth, consolidating each deposited layer by ramming and watering including cost of water, loading and unloading wherever required with cost of dewatering wherever required. | 483.44 | Cum | 10.00 | 40.00 | 19337.60 | 200.00 | 96688.00 | 19337.60 | N S Associates Pvt Ltd.
12.00 | Providing and Laying in position of Cement concrete Design mix M-20 (1:1.5:3) including leads of all construction materials, plasticizers (if required), curing, compaction and finishing with rendering in cement sand mortar 1:3 ( 1 cement : 3 coarse sand) and making good the joints including the cost of centering, shuttering. Well graded crusher broken stone aggregate of maximum size upto 20 mm; (For mix design Cement content considered 400 kg/cum of concrete) | 929.63 | Cum | 10.00 | 6075.00 | 5647502.25 | 6000.00 | 5577780.00 | 5577780.00 | Jai Baba Construction Company
13.00 | Supply & fixing 6 mm thick PVC water seal of approved quality in construction/contraction/expansion joint as per drawing and direction of Engineer-in-Charge complete in all respect including all lead & lifts: 200 mm wide | 192.00 | m | 10.00 | 235.00 | 45120.00 | 400.00 | 76800.00 | 45120.00 | N S Associates Pvt Ltd.
14.00 | Plaster in cement sand mortar 1:3 including racking of joints, smooth finishing & curing etc. complete including all leads of all construction materials of thickness: 20 mm | 364.11 | Sqm | 10.00 | 278.00 | 101222.58 | 350.00 | 127438.50 | 101222.58 | N S Associates Pvt Ltd.
15.00 | Supplying of M.S. reionforcement including labour charges for bending binding and placing in position all reinforcement as per drawing including cost of binding wire and all leads and lifts using: Tor or ribbed bars (IS :1786-1985) | 28659.06 | Kg | 10.00 | 85.00 | 2436020.10 | 102.00 | 2923224.12 | 2436020.10 | N S Associates Pvt Ltd.
16.00 | Supplying and laying quarry spalls properly graded but not more than 10cm in size with spreading in required profile including all leads & lifts | 52.50 | Cum | 10.00 | 410.00 | 21525.00 | 500.00 | 26250.00 | 21525.00 | N S Associates Pvt Ltd.
17.00 | Supplying stone, spall and laying R. R. stone pitching, hammer dressed with packing of voids from small stones including all lead & lifts, in required profile of 30 cm thickness (± 5 % thickness tolerance) | 176.40 | Cum | 10.00 | 1315.00 | 231966.00 | 2000.00 | 352800.00 | 231966.00 | N S Associates Pvt Ltd.
18.00 | Dry boulder/stone filling in required profile with filling of voids etc. complete including all lead & lifts, and well finished surface | 78.75 | Cum | 10.00 | 495.00 | 38981.25 | 1500.00 | 118125.00 | 38981.25 | N S Associates Pvt Ltd.
19.00 | Providing and fixing PVC pipes 75 mm dia (4 Kg/sq. MCM as per ISI 4985) in weep hole including all lead & lifts and making good the wall etc. complete as per direction of Engineer in Charge. | 240.00 | m | 10.00 | 55.00 | 13200.00 | 150.00 | 36000.00 | 13200.00 | N S Associates Pvt Ltd.
20.00 | Providing an fixing MS board (at site) as per drawing including primer, painting, lettering with well finished surface and all lead & lifts as per direction of Engineer-in-Charge | 1.00 | No. | 10.00 | 5850.00 | 5850.00 | 25000.00 | 25000.00 | 5850.00 | N S Associates Pvt Ltd.
| Total in Figures |  |  |  |  | 10296557.13 |  | 12081060.12
Lowest Amount Quoted BY: N S Associates Pvt Ltd.(10296557.13)

## BoQ10
Government eProcurement System Created By: Kamleshwar Pratap Created Date/Time: 22-Mar-2023 01:12 PM Tender Title: Construction of Artificial Recharge Structure in Jaisalmer PKG 4 Tender ID: 2023_WAPCO_145307_1
Tender Inviting Authority: WAPCOS Ltd. (A Government of India Undertaking) Under Ministry of Jal Shakti, Government of India
NAME OF WORK: (KHN-02)- CONSTRUCTION OF KHADIN WITH 01 Nos. WASTE WEIR AT MEGHWALO KI DHANI, DAMODARA, SAM, JAISALMER, RAJASTHAN.
Contract No: WAP/GWRD&M/ARS/2022-23/03
SCHEDULE OF WORK / ITEM(S)
Sl.No | Description of Work / Item(s) | No.of Qty | Units | Estimated Rate | N S Associates Pvt Ltd.(GSTN-07AABCN7057J1Z8) |  | Jai Baba Construction Company(GSTN-08AABFJ2456N1Z3)
[5 empty] | Rate | Amount | Rate | Amount | L1 Amount | L1 Vendor
1.00 | Cutting & clearance of jungle, bushes, shrubs Ankra/Ipomoea, Juliflora typna etc. on canal and bunds in dry/moist/slushy conditions including disposal as per instructions of the Engineer-in-charge. Cost of wood has been deducted from rates and thus will be property of contractor after cutting: Thick | 4500.00 | Sqm | 100.00 | 2.00 | 9000.00 | 20.00 | 90000.00 | 9000.00 | N S Associates Pvt Ltd.
2.00 | Dag belling: Over 10 cm to 15 cm deep | 1400.00 | m | 100.00 | 1.00 | 1400.00 | 30.00 | 42000.00 | 1400.00 | N S Associates Pvt Ltd.
3.00 | Earth work in rough (borrow area) excavation for embankments in hard soil, morrum or highly weathered strata dry or moist, including laying in 20 cm layers (before compaction) and breaking of clods, sorting of grass, pebbles etc. and dressing when compacted by vibro compactor, vibro sheep foot roller, sheep foot roller/pneumatic tyred roller to obtain dry density of at least 98% of Standard Proctor's density with initial lead of 250 m and all lift (Excluding charges for compaction and watering) including loading and un-loading wherever required complete in all respect. | 3985.53 | Cum | 10.00 | 152.00 | 605800.56 | 300.00 | 1195659.00 | 605800.56 | N S Associates Pvt Ltd.
4.00 | Add extra charges for lead beyond 250 m and up to 750 m (½ Km) | 3985.53 | Cum | 10.00 | 5.00 | 19927.65 | 25.00 | 99638.25 | 19927.65 | N S Associates Pvt Ltd.
5.00 | Add extra for each subsequent lead of 500m or part there of beyond ½ Km and up to 5 km | 3985.53 | Cum | 10.00 | 6.00 | 23913.18 | 75.00 | 298914.75 | 23913.18 | N S Associates Pvt Ltd.
6.00 | Compaction of earth or highly weathered strata by mechanical equipment such as sheep foot roller/pneumatic tyred roller/vibro compactor/vibro sheep foot compactor required as per site condition to obtain dry density of at least 98% of Standard Proctor's density | 3985.53 | Cum | 10.00 | 25.00 | 99638.25 | 55.00 | 219204.15 | 99638.25 | N S Associates Pvt Ltd.
7.00 | Watering of earth including cost of carriage of water including all lead and lift | 3985.53 | Cum | 10.00 | 11.00 | 43840.83 | 150.00 | 597829.50 | 43840.83 | N S Associates Pvt Ltd.
8.00 | Excavation including loading, unloading, disposal and dressing of excavated earth within all lead and lift including dressing of excavated area and dewatering wherever required complete in all respect: All kind of soil, hard soil mixed with kankar/boulders, morrum/rocky area. | 671.23 | Cum | 10.00 | 155.00 | 104040.65 | 225.00 | 151026.75 | 104040.65 | N S Associates Pvt Ltd.
9.00 | Excavation including loading unloading disposal and dressing of excavated rock including all and lift in dry or moist including dressing of excavated area, de-watering wherever required complete in all respect: Hard rock (dry or moist) requiring blasting (where hardness of rock is more than 2) including disposal of excavated material in the designated spoil bank /embankment, dressing of excavated material and dewatering with all leads & lifts of excavation and disposal. The contractor is free to use the usable excavated stone else where for which any transition expenditure & royalties, tax etc if required to be paid then it will be liability of contractor as the cost of usable stone has already been deducted from the rate. | 74.58 | Cum | 10.00 | 160.00 | 11932.80 | 325.00 | 24238.50 | 11932.80 | N S Associates Pvt Ltd.
10.00 | Providing and Laying in position of Cement concrete Nominal mix (1:3:6) M-10 including leads of all construction materials, curing, compaction and finishing with rendering in cement sand mortar 1:3 (1 cement : 3 coarse sand) and making good the joints excluding the cost of centering, shuttering and reinforcement. Well graded crusher broken stone aggregate of maximum size upto 40 mm | 80.31 | Cum | 10.00 | 4625.00 | 371433.75 | 4000.00 | 321240.00 | 321240.00 | Jai Baba Construction Company
11.00 | Refilling the excavated earth (excluding rock) in trenches, plinth side of foundations etc. in layers not exceeding 20 cm in depth, consolidating each deposited layer by ramming and watering including cost of water, loading and unloading wherever required with cost of dewatering wherever required. | 74.58 | Cum | 10.00 | 40.00 | 2983.20 | 150.00 | 11187.00 | 2983.20 | N S Associates Pvt Ltd.
12.00 | Random rubble stone masonry (using R. R. stones where 75 % stones to be not less than 15 cm in size in any direction and weighing not less than 23 kg.) for foundation including curing with all leads of all construction materials including curing etc. complete: In cement sand mortar 1:3 | 83.80 | Cum | 10.00 | 4250.00 | 356150.00 | 4500.00 | 377100.00 | 356150.00 | N S Associates Pvt Ltd.
13.00 | Random rubble stone masonry (using R. R. stones where 75 % stones to be not less than 15 cm in size in any direction and weighing not less than 23 kg.) for work in superstructure including curing with all leads of all construction materials including curing etc. complete: In cement sand mortar 1:3 | 145.75 | Cum | 10.00 | 4465.00 | 650773.75 | 5000.00 | 728750.00 | 650773.75 | N S Associates Pvt Ltd.
14.00 | Providing and Laying in position of Cement concrete Design mix M-20 (1:1.5:3) including leads of all construction materials, plasticizers (if required), curing, compaction and finishing with rendering in cement sand mortar 1:3 ( 1 cement : 3 coarse sand) and making good the joints including the cost of centering, shuttering. Well graded crusher broken stone aggregate of maximum size upto 20 mm; (For mix design Cement content considered 400 kg/cum of concrete) | 17.80 | Cum | 10.00 | 6075.00 | 108135.00 | 6000.00 | 106800.00 | 106800.00 | Jai Baba Construction Company
15.00 | Supply & fixing 6 mm thick PVC water seal of approved quality in construction/contraction/expansion joint as per drawing and direction of Engineer-in-Charge complete in all respect including all lead & lifts: 200 mm wide | 32.00 | m | 10.00 | 235.00 | 7520.00 | 250.00 | 8000.00 | 7520.00 | N S Associates Pvt Ltd.
16.00 | Plaster in cement sand mortar 1:3 including racking of joints, smooth finishing & curing etc. complete including all leads of all construction materials of thickness: 20 mm | 116.60 | Sqm | 10.00 | 278.00 | 32414.80 | 350.00 | 40810.00 | 32414.80 | N S Associates Pvt Ltd.
17.00 | Providing and laying cement concrete coping in (1:2:4) with maximum size of crusher broken aggregate upto 20 mm including shuttering etc. with all leads of material complete in all respect in thickness of: 75 mm | 42.34 | Sqm | 10.00 | 405.00 | 17147.70 | 250.00 | 10585.00 | 10585.00 | Jai Baba Construction Company
18.00 | Supplying and laying quarry spalls properly graded but not more than 10cm in size with spreading in required profile including all leads & lifts | 345.45 | Cum | 10.00 | 410.00 | 141634.50 | 500.00 | 172725.00 | 141634.50 | N S Associates Pvt Ltd.
19.00 | Supplying stone, spall and laying R. R. stone pitching, hammer dressed with packing of voids from small stones including all lead & lifts, in required profile of 30 cm thickness (± 5 % thickness tolerance) | 1199.79 | Cum | 10.00 | 1315.00 | 1577723.85 | 2000.00 | 2399580.00 | 1577723.85 | N S Associates Pvt Ltd.
20.00 | Dry boulder/stone filling in required profile with filling of voids etc. complete including all lead & lifts, and well finished surface | 21.00 | Cum | 10.00 | 495.00 | 10395.00 | 1500.00 | 31500.00 | 10395.00 | N S Associates Pvt Ltd.
21.00 | Providing and fixing PVC pipes 75 mm dia (4 Kg/sq. MCM as per ISI 4985) in weep hole including all lead & lifts and making good the wall etc. complete as per direction of Engineer in Charge. | 112.00 | m | 10.00 | 55.00 | 6160.00 | 150.00 | 16800.00 | 6160.00 | N S Associates Pvt Ltd.
22.00 | MS Pipe (4m length×450mm ID, Thickness of pipe-7.0 mm) with Regulatory valve with operating handle and rubber seal: fabrication, supply, erection, testing and commissioning all accessories for operating escape/regulator valve including cost of all materials, machinery, labour, cutting, fittings, bending, aligning, anchoring, welding, finishing etc.,complete with all leads and lifts as per specifications & drawings and direction of Engineer in Charge | 1.00 | No. | 10.00 | 32000.00 | 32000.00 | 50000.00 | 50000.00 | 32000.00 | N S Associates Pvt Ltd.
23.00 | Providing an fixing MS board (at site) as per drawing including primer, painting, lettering with well finished surface and all lead & lifts as per direction of Engineer-in-Charge | 1.00 | No. | 10.00 | 5850.00 | 5850.00 | 25000.00 | 25000.00 | 5850.00 | N S Associates Pvt Ltd.
| Total in Figures |  |  |  |  | 4239815.47 |  | 7018587.90
Lowest Amount Quoted BY: N S Associates Pvt Ltd.(4239815.47)

## BoQ11
Government eProcurement System Created By: Kamleshwar Pratap Created Date/Time: 22-Mar-2023 01:12 PM Tender Title: Construction of Artificial Recharge Structure in Jaisalmer PKG 4 Tender ID: 2023_WAPCO_145307_1
Tender Inviting Authority: WAPCOS Ltd. (A Government of India Undertaking) Under Ministry of Jal Shakti, Government of India
NAME OF WORK: (KHN-03)- CONSTRUCTION OF KHADIN WITH 01 Nos. WASTE WEIR AT KHALTO WALA KHADIN, DAMODARA, SAM, JAISALMER, RAJASTHAN.
Contract No: WAP/GWRD&M/ARS/2022-23/03
SCHEDULE OF WORK / ITEM(S)
Sl.No | Description of Work / Item(s) | No.of Qty | Units | Estimated Rate | N S Associates Pvt Ltd.(GSTN-07AABCN7057J1Z8) |  | Jai Baba Construction Company(GSTN-08AABFJ2456N1Z3)
[5 empty] | Rate | Amount | Rate | Amount | L1 Amount | L1 Vendor
1.00 | Cutting & clearance of jungle, bushes, shrubs Ankra/Ipomoea, Juliflora typna etc. on canal and bunds in dry/moist/slushy conditions including disposal as per instructions of the Engineer-in-charge. Cost of wood has been deducted from rates and thus will be property of contractor after cutting: Thick | 3750.00 | Sqm | 100.00 | 2.00 | 7500.00 | 20.00 | 75000.00 | 7500.00 | N S Associates Pvt Ltd.
2.00 | Dag belling: Over 10 cm to 15 cm deep | 1200.00 | m | 100.00 | 1.00 | 1200.00 | 30.00 | 36000.00 | 1200.00 | N S Associates Pvt Ltd.
3.00 | Earth work in rough (borrow area) excavation for embankments in hard soil, morrum or highly weathered strata dry or moist, including laying in 20 cm layers (before compaction) and breaking of clods, sorting of grass, pebbles etc. and dressing when compacted by vibro compactor, vibro sheep foot roller, sheep foot roller/pneumatic tyred roller to obtain dry density of at least 98% of Standard Proctor's density with initial lead of 250 m and all lift (Excluding charges for compaction and watering) including loading and un-loading wherever required complete in all respect. | 3353.03 | Cum | 10.00 | 152.00 | 509660.56 | 300.00 | 1005909.00 | 509660.56 | N S Associates Pvt Ltd.
4.00 | Add extra charges for lead beyond 250 m and up to 750 m (½ Km) | 3353.03 | Cum | 10.00 | 5.00 | 16765.15 | 25.00 | 83825.75 | 16765.15 | N S Associates Pvt Ltd.
5.00 | Add extra for each subsequent lead of 500m or part there of beyond ½ Km and up to 5 km | 3353.03 | Cum | 10.00 | 6.00 | 20118.18 | 75.00 | 251477.25 | 20118.18 | N S Associates Pvt Ltd.
6.00 | Compaction of earth or highly weathered strata by mechanical equipment such as sheep foot roller/pneumatic tyred roller/vibro compactor/vibro sheep foot compactor required as per site condition to obtain dry density of at least 98% of Standard Proctor's density | 3353.03 | Cum | 10.00 | 25.00 | 83825.75 | 55.00 | 184416.65 | 83825.75 | N S Associates Pvt Ltd.
7.00 | Watering of earth including cost of carriage of water including all lead and lift | 3353.03 | Cum | 10.00 | 11.00 | 36883.33 | 150.00 | 502954.50 | 36883.33 | N S Associates Pvt Ltd.
8.00 | Excavation including loading, unloading, disposal and dressing of excavated earth within all lead and lift including dressing of excavated area and dewatering wherever required complete in all respect: All kind of soil, hard soil mixed with kankar/boulders, morrum/rocky area. | 671.23 | Cum | 10.00 | 155.00 | 104040.65 | 225.00 | 151026.75 | 104040.65 | N S Associates Pvt Ltd.
9.00 | Excavation including loading unloading disposal and dressing of excavated rock including all and lift in dry or moist including dressing of excavated area, de-watering wherever required complete in all respect: Hard rock (dry or moist) requiring blasting (where hardness of rock is more than 2) including disposal of excavated material in the designated spoil bank /embankment, dressing of excavated material and dewatering with all leads & lifts of excavation and disposal. The contractor is free to use the usable excavated stone else where for which any transition expenditure & royalties, tax etc if required to be paid then it will be liability of contractor as the cost of usable stone has already been deducted from the rate. | 74.58 | Cum | 10.00 | 160.00 | 11932.80 | 325.00 | 24238.50 | 11932.80 | N S Associates Pvt Ltd.
10.00 | Providing and Laying in position of Cement concrete Nominal mix (1:3:6) M-10 including leads of all construction materials, curing, compaction and finishing with rendering in cement sand mortar 1:3 (1 cement : 3 coarse sand) and making good the joints excluding the cost of centering, shuttering and reinforcement. Well graded crusher broken stone aggregate of maximum size upto 40 mm | 80.31 | Cum | 10.00 | 4625.00 | 371433.75 | 4000.00 | 321240.00 | 321240.00 | Jai Baba Construction Company
11.00 | Refilling the excavated earth (excluding rock) in trenches, plinth side of foundations etc. in layers not exceeding 20 cm in depth, consolidating each deposited layer by ramming and watering including cost of water, loading and unloading wherever required with cost of dewatering wherever required. | 74.58 | Cum | 10.00 | 40.00 | 2983.20 | 150.00 | 11187.00 | 2983.20 | N S Associates Pvt Ltd.
12.00 | Random rubble stone masonry (using R. R. stones where 75 % stones to be not less than 15 cm in size in any direction and weighing not less than 23 kg.) for foundation including curing with all leads of all construction materials including curing etc. complete: In cement sand mortar 1:3 | 83.80 | Cum | 10.00 | 4250.00 | 356150.00 | 4500.00 | 377100.00 | 356150.00 | N S Associates Pvt Ltd.
13.00 | Random rubble stone masonry (using R. R. stones where 75 % stones to be not less than 15 cm in size in any direction and weighing not less than 23 kg.) for work in superstructure including curing with all leads of all construction materials including curing etc. complete: In cement sand mortar 1:3 | 145.75 | Cum | 10.00 | 4465.00 | 650773.75 | 5000.00 | 728750.00 | 650773.75 | N S Associates Pvt Ltd.
14.00 | Providing and Laying in position of Cement concrete Design mix M-20 (1:1.5:3) including leads of all construction materials, plasticizers (if required), curing, compaction and finishing with rendering in cement sand mortar 1:3 ( 1 cement : 3 coarse sand) and making good the joints including the cost of centering, shuttering. Well graded crusher broken stone aggregate of maximum size upto 20 mm; (For mix design Cement content considered 400 kg/cum of concrete) | 17.80 | Cum | 10.00 | 6075.00 | 108135.00 | 6000.00 | 106800.00 | 106800.00 | Jai Baba Construction Company
15.00 | Supply & fixing 6 mm thick PVC water seal of approved quality in construction/contraction/expansion joint as per drawing and direction of Engineer-in-Charge complete in all respect including all lead & lifts: 200 mm wide | 32.00 | m | 10.00 | 235.00 | 7520.00 | 250.00 | 8000.00 | 7520.00 | N S Associates Pvt Ltd.
16.00 | Plaster in cement sand mortar 1:3 including racking of joints, smooth finishing & curing etc. complete including all leads of all construction materials of thickness: 20 mm | 116.60 | Sqm | 10.00 | 278.00 | 32414.80 | 350.00 | 40810.00 | 32414.80 | N S Associates Pvt Ltd.
17.00 | Providing and laying cement concrete coping in (1:2:4) with maximum size of crusher broken aggregate upto 20 mm including shuttering etc. with all leads of material complete in all respect in thickness of: 75 mm | 42.34 | Sqm | 10.00 | 405.00 | 17147.70 | 350.00 | 14819.00 | 14819.00 | Jai Baba Construction Company
18.00 | Supplying and laying quarry spalls properly graded but not more than 10cm in size with spreading in required profile including all leads & lifts | 292.95 | Cum | 10.00 | 410.00 | 120109.50 | 500.00 | 146475.00 | 120109.50 | N S Associates Pvt Ltd.
19.00 | Supplying stone, spall and laying R. R. stone pitching, hammer dressed with packing of voids from small stones including all lead & lifts, in required profile of 30 cm thickness (± 5 % thickness tolerance) | 1016.79 | Cum | 10.00 | 1315.00 | 1337078.85 | 2000.00 | 2033580.00 | 1337078.85 | N S Associates Pvt Ltd.
20.00 | Dry boulder/stone filling in required profile with filling of voids etc. complete including all lead & lifts, and well finished surface | 21.00 | Cum | 10.00 | 495.00 | 10395.00 | 1500.00 | 31500.00 | 10395.00 | N S Associates Pvt Ltd.
21.00 | Providing and fixing PVC pipes 75 mm dia (4 Kg/sq. MCM as per ISI 4985) in weep hole including all lead & lifts and making good the wall etc. complete as per direction of Engineer in Charge. | 112.00 | m | 10.00 | 55.00 | 6160.00 | 150.00 | 16800.00 | 6160.00 | N S Associates Pvt Ltd.
22.00 | MS Pipe (4m length×450mm ID, Thickness of pipe-7.0 mm) with Regulatory valve with operating handle and rubber seal: fabrication, supply, erection, testing and commissioning all accessories for operating escape/regulator valve including cost of all materials, machinery, labour, cutting, fittings, bending, aligning, anchoring, welding, finishing etc.,complete with all leads and lifts as per specifications & drawings and direction of Engineer in Charge | 1.00 | No. | 10.00 | 32000.00 | 32000.00 | 50000.00 | 50000.00 | 32000.00 | N S Associates Pvt Ltd.
23.00 | Providing an fixing MS board (at site) as per drawing including primer, painting, lettering with well finished surface and all lead & lifts as per direction of Engineer-in-Charge | 1.00 | No. | 10.00 | 5850.00 | 5850.00 | 25000.00 | 25000.00 | 5850.00 | N S Associates Pvt Ltd.
| Total in Figures |  |  |  |  | 3850077.97 |  | 6226909.40
Lowest Amount Quoted BY: N S Associates Pvt Ltd.(3850077.97)

## BoQ12
Government eProcurement System Created By: Kamleshwar Pratap Created Date/Time: 22-Mar-2023 01:12 PM Tender Title: Construction of Artificial Recharge Structure in Jaisalmer PKG 4 Tender ID: 2023_WAPCO_145307_1
Tender Inviting Authority: WAPCOS Ltd. (A Government of India Undertaking) Under Ministry of Jal Shakti, Government of India
NAME OF WORK: (KHN-04)- CONSTRUCTION OF KHADIN WITH 01 Nos. WASTE WEIR AT GHOLADI KHADIN, GHURIA (DHULIA), SIPLA, SAM, JAISALMER, RAJASTHAN.
Contract No: WAP/GWRD&M/ARS/2022-23/03
SCHEDULE OF WORK / ITEM(S)
Sl.No | Description of Work / Item(s) | No.of Qty | Units | Estimated Rate | N S Associates Pvt Ltd.(GSTN-07AABCN7057J1Z8) |  | Jai Baba Construction Company(GSTN-08AABFJ2456N1Z3)
[5 empty] | Rate | Amount | Rate | Amount | L1 Amount | L1 Vendor
1.00 | Cutting & clearance of jungle, bushes, shrubs Ankra/Ipomoea, Juliflora typna etc. on canal and bunds in dry/moist/slushy conditions including disposal as per instructions of the Engineer-in-charge. Cost of wood has been deducted from rates and thus will be property of contractor after cutting: Thick | 4500.00 | Sqm | 100.00 | 2.00 | 9000.00 | 20.00 | 90000.00 | 9000.00 | N S Associates Pvt Ltd.
2.00 | Dag belling: Over 10 cm to 15 cm deep | 1400.00 | m | 100.00 | 1.00 | 1400.00 | 30.00 | 42000.00 | 1400.00 | N S Associates Pvt Ltd.
3.00 | Earth work in rough (borrow area) excavation for embankments in hard soil, morrum or highly weathered strata dry or moist, including laying in 20 cm layers (before compaction) and breaking of clods, sorting of grass, pebbles etc. and dressing when compacted by vibro compactor, vibro sheep foot roller, sheep foot roller/pneumatic tyred roller to obtain dry density of at least 98% of Standard Proctor's density with initial lead of 250 m and all lift (Excluding charges for compaction and watering) including loading and un-loading wherever required complete in all respect. | 3985.53 | Cum | 10.00 | 152.00 | 605800.56 | 300.00 | 1195659.00 | 605800.56 | N S Associates Pvt Ltd.
4.00 | Add extra charges for lead beyond 250 m and up to 750 m (½ Km) | 3985.53 | Cum | 10.00 | 5.00 | 19927.65 | 25.00 | 99638.25 | 19927.65 | N S Associates Pvt Ltd.
5.00 | Add extra for each subsequent lead of 500m or part there of beyond ½ Km and up to 5 km | 3985.53 | Cum | 10.00 | 6.00 | 23913.18 | 75.00 | 298914.75 | 23913.18 | N S Associates Pvt Ltd.
6.00 | Compaction of earth or highly weathered strata by mechanical equipment such as sheep foot roller/pneumatic tyred roller/vibro compactor/vibro sheep foot compactor required as per site condition to obtain dry density of at least 98% of Standard Proctor's density | 3985.53 | Cum | 10.00 | 25.00 | 99638.25 | 55.00 | 219204.15 | 99638.25 | N S Associates Pvt Ltd.
7.00 | Watering of earth including cost of carriage of water including all lead and lift | 3985.53 | Cum | 10.00 | 11.00 | 43840.83 | 150.00 | 597829.50 | 43840.83 | N S Associates Pvt Ltd.
8.00 | Excavation including loading, unloading, disposal and dressing of excavated earth within all lead and lift including dressing of excavated area and dewatering wherever required complete in all respect: All kind of soil, hard soil mixed with kankar/boulders, morrum/rocky area. | 671.23 | Cum | 10.00 | 155.00 | 104040.65 | 225.00 | 151026.75 | 104040.65 | N S Associates Pvt Ltd.
9.00 | Excavation including loading unloading disposal and dressing of excavated rock including all and lift in dry or moist including dressing of excavated area, de-watering wherever required complete in all respect: Hard rock (dry or moist) requiring blasting (where hardness of rock is more than 2) including disposal of excavated material in the designated spoil bank /embankment, dressing of excavated material and dewatering with all leads & lifts of excavation and disposal. The contractor is free to use the usable excavated stone else where for which any transition expenditure & royalties, tax etc if required to be paid then it will be liability of contractor as the cost of usable stone has already been deducted from the rate. | 74.58 | Cum | 10.00 | 160.00 | 11932.80 | 325.00 | 24238.50 | 11932.80 | N S Associates Pvt Ltd.
10.00 | Providing and Laying in position of Cement concrete Nominal mix (1:3:6) M-10 including leads of all construction materials, curing, compaction and finishing with rendering in cement sand mortar 1:3 (1 cement : 3 coarse sand) and making good the joints excluding the cost of centering, shuttering and reinforcement. Well graded crusher broken stone aggregate of maximum size upto 40 mm | 80.31 | Cum | 10.00 | 4625.00 | 371433.75 | 4000.00 | 321240.00 | 321240.00 | Jai Baba Construction Company
11.00 | Refilling the excavated earth (excluding rock) in trenches, plinth side of foundations etc. in layers not exceeding 20 cm in depth, consolidating each deposited layer by ramming and watering including cost of water, loading and unloading wherever required with cost of dewatering wherever required. | 74.58 | Cum | 10.00 | 40.00 | 2983.20 | 150.00 | 11187.00 | 2983.20 | N S Associates Pvt Ltd.
12.00 | Random rubble stone masonry (using R. R. stones where 75 % stones to be not less than 15 cm in size in any direction and weighing not less than 23 kg.) for foundation including curing with all leads of all construction materials including curing etc. complete: In cement sand mortar 1:3 | 83.80 | Cum | 10.00 | 4250.00 | 356150.00 | 4500.00 | 377100.00 | 356150.00 | N S Associates Pvt Ltd.
13.00 | Random rubble stone masonry (using R. R. stones where 75 % stones to be not less than 15 cm in size in any direction and weighing not less than 23 kg.) for work in superstructure including curing with all leads of all construction materials including curing etc. complete: In cement sand mortar 1:3 | 145.75 | Cum | 10.00 | 4465.00 | 650773.75 | 5000.00 | 728750.00 | 650773.75 | N S Associates Pvt Ltd.
14.00 | Providing and Laying in position of Cement concrete Design mix M-20 (1:1.5:3) including leads of all construction materials, plasticizers (if required), curing, compaction and finishing with rendering in cement sand mortar 1:3 ( 1 cement : 3 coarse sand) and making good the joints including the cost of centering, shuttering. Well graded crusher broken stone aggregate of maximum size upto 20 mm; (For mix design Cement content considered 400 kg/cum of concrete) | 17.80 | Cum | 10.00 | 6075.00 | 108135.00 | 6000.00 | 106800.00 | 106800.00 | Jai Baba Construction Company
15.00 | Supply & fixing 6 mm thick PVC water seal of approved quality in construction/contraction/expansion joint as per drawing and direction of Engineer-in-Charge complete in all respect including all lead & lifts: 200 mm wide | 32.00 | m | 10.00 | 235.00 | 7520.00 | 500.00 | 16000.00 | 7520.00 | N S Associates Pvt Ltd.
16.00 | Plaster in cement sand mortar 1:3 including racking of joints, smooth finishing & curing etc. complete including all leads of all construction materials of thickness: 20 mm | 116.60 | Sqm | 10.00 | 278.00 | 32414.80 | 350.00 | 40810.00 | 32414.80 | N S Associates Pvt Ltd.
17.00 | Providing and laying cement concrete coping in (1:2:4) with maximum size of crusher broken aggregate upto 20 mm including shuttering etc. with all leads of material complete in all respect in thickness of: 75 mm | 42.34 | Sqm | 10.00 | 405.00 | 17147.70 | 450.00 | 19053.00 | 17147.70 | N S Associates Pvt Ltd.
18.00 | Supplying and laying quarry spalls properly graded but not more than 10cm in size with spreading in required profile including all leads & lifts | 345.45 | Cum | 10.00 | 410.00 | 141634.50 | 500.00 | 172725.00 | 141634.50 | N S Associates Pvt Ltd.
19.00 | Supplying stone, spall and laying R. R. stone pitching, hammer dressed with packing of voids from small stones including all lead & lifts, in required profile of 30 cm thickness (± 5 % thickness tolerance) | 1199.79 | Cum | 10.00 | 1315.00 | 1577723.85 | 2000.00 | 2399580.00 | 1577723.85 | N S Associates Pvt Ltd.
20.00 | Dry boulder/stone filling in required profile with filling of voids etc. complete including all lead & lifts, and well finished surface | 21.00 | Cum | 10.00 | 495.00 | 10395.00 | 1500.00 | 31500.00 | 10395.00 | N S Associates Pvt Ltd.
21.00 | Providing and fixing PVC pipes 75 mm dia (4 Kg/sq. MCM as per ISI 4985) in weep hole including all lead & lifts and making good the wall etc. complete as per direction of Engineer in Charge. | 112.00 | m | 10.00 | 55.00 | 6160.00 | 150.00 | 16800.00 | 6160.00 | N S Associates Pvt Ltd.
22.00 | MS Pipe (4m length×450mm ID, Thickness of pipe-7.0 mm) with Regulatory valve with operating handle and rubber seal: fabrication, supply, erection, testing and commissioning all accessories for operating escape/regulator valve including cost of all materials, machinery, labour, cutting, fittings, bending, aligning, anchoring, welding, finishing etc.,complete with all leads and lifts as per specifications & drawings and direction of Engineer in Charge | 1.00 | No. | 10.00 | 32000.00 | 32000.00 | 50000.00 | 50000.00 | 32000.00 | N S Associates Pvt Ltd.
23.00 | Providing an fixing MS board (at site) as per drawing including primer, painting, lettering with well finished surface and all lead & lifts as per direction of Engineer-in-Charge | 1.00 | No. | 10.00 | 5850.00 | 5850.00 | 25000.00 | 25000.00 | 5850.00 | N S Associates Pvt Ltd.
| Total in Figures |  |  |  |  | 4239815.47 |  | 7035055.90
Lowest Amount Quoted BY: N S Associates Pvt Ltd.(4239815.47)

## BoQ13
Government eProcurement System Created By: Kamleshwar Pratap Created Date/Time: 22-Mar-2023 01:12 PM Tender Title: Construction of Artificial Recharge Structure in Jaisalmer PKG 4 Tender ID: 2023_WAPCO_145307_1
Tender Inviting Authority: WAPCOS Ltd. (A Government of India Undertaking) Under Ministry of Jal Shakti, Government of India
NAME OF WORK: (KHN-05)- CONSTRUCTION OF KHADIN WITH 04 Nos. WASTE WEIR AT LAKH SINGH KA KHADIN, DUJASAR, SALKHA, SAM, JAISALMER, RAJASTHAN.
Contract No: WAP/GWRD&M/ARS/2022-23/03
SCHEDULE OF WORK / ITEM(S)
Sl.No | Description of Work / Item(s) | No.of Qty | Units | Estimated Rate | N S Associates Pvt Ltd.(GSTN-07AABCN7057J1Z8) |  | Jai Baba Construction Company(GSTN-08AABFJ2456N1Z3)
[5 empty] | Rate | Amount | Rate | Amount | L1 Amount | L1 Vendor
1.00 | Cutting & clearance of jungle, bushes, shrubs Ankra/Ipomoea, Juliflora typna etc. on canal and bunds in dry/moist/slushy conditions including disposal as per instructions of the Engineer-in-charge. Cost of wood has been deducted from rates and thus will be property of contractor after cutting: Thick | 20250.00 | Sqm | 100.00 | 2.00 | 40500.00 | 20.00 | 405000.00 | 40500.00 | N S Associates Pvt Ltd.
2.00 | Dag belling: Over 10 cm to 15 cm deep | 6200.00 | m | 100.00 | 1.00 | 6200.00 | 30.00 | 186000.00 | 6200.00 | N S Associates Pvt Ltd.
3.00 | Earth work in rough (borrow area) excavation for embankments in hard soil, morrum or highly weathered strata dry or moist, including laying in 20 cm layers (before compaction) and breaking of clods, sorting of grass, pebbles etc. and dressing when compacted by vibro compactor, vibro sheep foot roller, sheep foot roller/pneumatic tyred roller to obtain dry density of at least 98% of Standard Proctor's density with initial lead of 250 m and all lift (Excluding charges for compaction and watering) including loading and un-loading wherever required complete in all respect. | 17839.62 | Cum | 10.00 | 152.00 | 2711622.24 | 300.00 | 5351886.00 | 2711622.24 | N S Associates Pvt Ltd.
4.00 | Add extra charges for lead beyond 250 m and up to 750 m (½ Km) | 17839.62 | Cum | 10.00 | 5.00 | 89198.10 | 25.00 | 445990.50 | 89198.10 | N S Associates Pvt Ltd.
5.00 | Add extra for each subsequent lead of 500m or part there of beyond ½ Km and up to 5 km | 17839.62 | Cum | 10.00 | 6.00 | 107037.72 | 75.00 | 1337971.50 | 107037.72 | N S Associates Pvt Ltd.
6.00 | Compaction of earth or highly weathered strata by mechanical equipment such as sheep foot roller/pneumatic tyred roller/vibro compactor/vibro sheep foot compactor required as per site condition to obtain dry density of at least 98% of Standard Proctor's density | 17839.62 | Cum | 10.00 | 25.00 | 445990.50 | 55.00 | 981179.10 | 445990.50 | N S Associates Pvt Ltd.
7.00 | Watering of earth including cost of carriage of water including all lead and lift | 17839.62 | Cum | 10.00 | 11.00 | 196235.82 | 150.00 | 2675943.00 | 196235.82 | N S Associates Pvt Ltd.
8.00 | Excavation including loading, unloading, disposal and dressing of excavated earth within all lead and lift including dressing of excavated area and dewatering wherever required complete in all respect: All kind of soil, hard soil mixed with kankar/boulders, morrum/rocky area. | 1469.92 | Cum | 10.00 | 155.00 | 227837.60 | 225.00 | 330732.00 | 227837.60 | N S Associates Pvt Ltd.
9.00 | Excavation including loading unloading disposal and dressing of excavated rock including all and lift in dry or moist including dressing of excavated area, de-watering wherever required complete in all respect: Hard rock (dry or moist) requiring blasting (where hardness of rock is more than 2) including disposal of excavated material in the designated spoil bank /embankment, dressing of excavated material and dewatering with all leads & lifts of excavation and disposal. The contractor is free to use the usable excavated stone else where for which any transition expenditure & royalties, tax etc if required to be paid then it will be liability of contractor as the cost of usable stone has already been deducted from the rate. | 163.32 | Cum | 10.00 | 160.00 | 26131.20 | 325.00 | 53079.00 | 26131.20 | N S Associates Pvt Ltd.
10.00 | Providing and Laying in position of Cement concrete Nominal mix (1:3:6) M-10 including leads of all construction materials, curing, compaction and finishing with rendering in cement sand mortar 1:3 (1 cement : 3 coarse sand) and making good the joints excluding the cost of centering, shuttering and reinforcement. Well graded crusher broken stone aggregate of maximum size upto 40 mm | 321.24 | Cum | 10.00 | 4625.00 | 1485735.00 | 4000.00 | 1284960.00 | 1284960.00 | Jai Baba Construction Company
11.00 | Refilling the excavated earth (excluding rock) in trenches, plinth side of foundations etc. in layers not exceeding 20 cm in depth, consolidating each deposited layer by ramming and watering including cost of water, loading and unloading wherever required with cost of dewatering wherever required. | 163.32 | Cum | 10.00 | 40.00 | 6532.80 | 150.00 | 24498.00 | 6532.80 | N S Associates Pvt Ltd.
12.00 | Random rubble stone masonry (using R. R. stones where 75 % stones to be not less than 15 cm in size in any direction and weighing not less than 23 kg.) for foundation including curing with all leads of all construction materials including curing etc. complete: In cement sand mortar 1:3 | 335.20 | Cum | 10.00 | 4250.00 | 1424600.00 | 4500.00 | 1508400.00 | 1424600.00 | N S Associates Pvt Ltd.
13.00 | Random rubble stone masonry (using R. R. stones where 75 % stones to be not less than 15 cm in size in any direction and weighing not less than 23 kg.) for work in superstructure including curing with all leads of all construction materials including curing etc. complete: In cement sand mortar 1:3 | 583.01 | Cum | 10.00 | 4465.00 | 2603139.65 | 5000.00 | 2915050.00 | 2603139.65 | N S Associates Pvt Ltd.
14.00 | Providing and Laying in position of Cement concrete Design mix M-20 (1:1.5:3) including leads of all construction materials, plasticizers (if required), curing, compaction and finishing with rendering in cement sand mortar 1:3 ( 1 cement : 3 coarse sand) and making good the joints including the cost of centering, shuttering. Well graded crusher broken stone aggregate of maximum size upto 20 mm; (For mix design Cement content considered 400 kg/cum of concrete) | 71.20 | Cum | 10.00 | 6075.00 | 432540.00 | 6000.00 | 427200.00 | 427200.00 | Jai Baba Construction Company
15.00 | Supply & fixing 6 mm thick PVC water seal of approved quality in construction/contraction/expansion joint as per drawing and direction of Engineer-in-Charge complete in all respect including all lead & lifts: 200 mm wide | 128.00 | m | 10.00 | 235.00 | 30080.00 | 350.00 | 44800.00 | 30080.00 | N S Associates Pvt Ltd.
16.00 | Plaster in cement sand mortar 1:3 including racking of joints, smooth finishing & curing etc. complete including all leads of all construction materials of thickness: 20 mm | 466.40 | Sqm | 10.00 | 278.00 | 129659.20 | 350.00 | 163240.00 | 129659.20 | N S Associates Pvt Ltd.
17.00 | Providing and laying cement concrete coping in (1:2:4) with maximum size of crusher broken aggregate upto 20 mm including shuttering etc. with all leads of material complete in all respect in thickness of: 75 mm | 169.36 | Sqm | 10.00 | 405.00 | 68590.80 | 450.00 | 76212.00 | 68590.80 | N S Associates Pvt Ltd.
18.00 | Supplying and laying quarry spalls properly graded but not more than 10cm in size with spreading in required profile including all leads & lifts | 1539.30 | Cum | 10.00 | 410.00 | 631113.00 | 500.00 | 769650.00 | 631113.00 | N S Associates Pvt Ltd.
19.00 | Supplying stone, spall and laying R. R. stone pitching, hammer dressed with packing of voids from small stones including all lead & lifts, in required profile of 30 cm thickness (± 5 % thickness tolerance) | 5348.16 | Cum | 10.00 | 1315.00 | 7032830.40 | 2000.00 | 10696320.00 | 7032830.40 | N S Associates Pvt Ltd.
20.00 | Dry boulder/stone filling in required profile with filling of voids etc. complete including all lead & lifts, and well finished surface | 84.00 | Cum | 10.00 | 495.00 | 41580.00 | 1500.00 | 126000.00 | 41580.00 | N S Associates Pvt Ltd.
21.00 | Providing and fixing PVC pipes 75 mm dia (4 Kg/sq. MCM as per ISI 4985) in weep hole including all lead & lifts and making good the wall etc. complete as per direction of Engineer in Charge. | 112.00 | m | 10.00 | 55.00 | 6160.00 | 150.00 | 16800.00 | 6160.00 | N S Associates Pvt Ltd.
22.00 | MS Pipe (4m length×450mm ID, Thickness of pipe-7.0 mm) with Regulatory valve with operating handle and rubber seal: fabrication, supply, erection, testing and commissioning all accessories for operating escape/regulator valve including cost of all materials, machinery, labour, cutting, fittings, bending, aligning, anchoring, welding, finishing etc.,complete with all leads and lifts as per specifications & drawings and direction of Engineer in Charge | 4.00 | No. | 10.00 | 32000.00 | 128000.00 | 50000.00 | 200000.00 | 128000.00 | N S Associates Pvt Ltd.
23.00 | Providing an fixing MS board (at site) as per drawing including primer, painting, lettering with well finished surface and all lead & lifts as per direction of Engineer-in-Charge | 1.00 | No. | 10.00 | 5850.00 | 5850.00 | 25000.00 | 25000.00 | 5850.00 | N S Associates Pvt Ltd.
| Total in Figures |  |  |  |  | 17877164.03 |  | 30045911.10
Lowest Amount Quoted BY: N S Associates Pvt Ltd.(17877164.03)

## BoQ14
Government eProcurement System Created By: Kamleshwar Pratap Created Date/Time: 22-Mar-2023 01:12 PM Tender Title: Construction of Artificial Recharge Structure in Jaisalmer PKG 4 Tender ID: 2023_WAPCO_145307_1
Tender Inviting Authority: WAPCOS Ltd. (A Government of India Undertaking) Under Ministry of Jal Shakti, Government of India
NAME OF WORK: (KHN-06)- CONSTRUCTION OF KHADIN WITH 04 Nos. WASTE WEIR AT ADAPAR 2, DAMODARA, SAM, JAISALMER, RAJASTHAN.
Contract No: WAP/GWRD&M/ARS/2022-23/03
SCHEDULE OF WORK / ITEM(S)
Sl.No | Description of Work / Item(s) | No.of Qty | Units | Estimated Rate | N S Associates Pvt Ltd.(GSTN-07AABCN7057J1Z8) |  | Jai Baba Construction Company(GSTN-08AABFJ2456N1Z3)
[5 empty] | Rate | Amount | Rate | Amount | L1 Amount | L1 Vendor
1.00 | Cutting & clearance of jungle, bushes, shrubs Ankra/Ipomoea, Juliflora typna etc. on canal and bunds in dry/moist/slushy conditions including disposal as per instructions of the Engineer-in-charge. Cost of wood has been deducted from rates and thus will be property of contractor after cutting: Thick | 15000.00 | Sqm | 100.00 | 2.00 | 30000.00 | 20.00 | 300000.00 | 30000.00 | N S Associates Pvt Ltd.
2.00 | Dag belling: Over 10 cm to 15 cm deep | 4800.00 | m | 100.00 | 1.00 | 4800.00 | 30.00 | 144000.00 | 4800.00 | N S Associates Pvt Ltd.
3.00 | Earth work in rough (borrow area) excavation for embankments in hard soil, morrum or highly weathered strata dry or moist, including laying in 20 cm layers (before compaction) and breaking of clods, sorting of grass, pebbles etc. and dressing when compacted by vibro compactor, vibro sheep foot roller, sheep foot roller/pneumatic tyred roller to obtain dry density of at least 98% of Standard Proctor's density with initial lead of 250 m and all lift (Excluding charges for compaction and watering) including loading and un-loading wherever required complete in all respect. | 13412.12 | Cum | 10.00 | 152.00 | 2038642.24 | 300.00 | 4023636.00 | 2038642.24 | N S Associates Pvt Ltd.
4.00 | Add extra charges for lead beyond 250 m and up to 750 m (½ Km) | 13412.12 | Cum | 10.00 | 5.00 | 67060.60 | 25.00 | 335303.00 | 67060.60 | N S Associates Pvt Ltd.
5.00 | Add extra for each subsequent lead of 500m or part there of beyond ½ Km and up to 5 km | 13412.12 | Cum | 10.00 | 6.00 | 80472.72 | 75.00 | 1005909.00 | 80472.72 | N S Associates Pvt Ltd.
6.00 | Compaction of earth or highly weathered strata by mechanical equipment such as sheep foot roller/pneumatic tyred roller/vibro compactor/vibro sheep foot compactor required as per site condition to obtain dry density of at least 98% of Standard Proctor's density | 13412.12 | Cum | 10.00 | 25.00 | 335303.00 | 55.00 | 737666.60 | 335303.00 | N S Associates Pvt Ltd.
7.00 | Watering of earth including cost of carriage of water including all lead and lift | 13412.12 | Cum | 10.00 | 11.00 | 147533.32 | 150.00 | 2011818.00 | 147533.32 | N S Associates Pvt Ltd.
8.00 | Excavation including loading, unloading, disposal and dressing of excavated earth within all lead and lift including dressing of excavated area and dewatering wherever required complete in all respect: All kind of soil, hard soil mixed with kankar/boulders, morrum/rocky area. | 1469.92 | Cum | 10.00 | 155.00 | 227837.60 | 225.00 | 330732.00 | 227837.60 | N S Associates Pvt Ltd.
9.00 | Excavation including loading unloading disposal and dressing of excavated rock including all and lift in dry or moist including dressing of excavated area, de-watering wherever required complete in all respect: Hard rock (dry or moist) requiring blasting (where hardness of rock is more than 2) including disposal of excavated material in the designated spoil bank /embankment, dressing of excavated material and dewatering with all leads & lifts of excavation and disposal. The contractor is free to use the usable excavated stone else where for which any transition expenditure & royalties, tax etc if required to be paid then it will be liability of contractor as the cost of usable stone has already been deducted from the rate. | 163.32 | Cum | 10.00 | 160.00 | 26131.20 | 325.00 | 53079.00 | 26131.20 | N S Associates Pvt Ltd.
10.00 | Providing and Laying in position of Cement concrete Nominal mix (1:3:6) M-10 including leads of all construction materials, curing, compaction and finishing with rendering in cement sand mortar 1:3 (1 cement : 3 coarse sand) and making good the joints excluding the cost of centering, shuttering and reinforcement. Well graded crusher broken stone aggregate of maximum size upto 40 mm | 321.24 | Cum | 10.00 | 4625.00 | 1485735.00 | 4000.00 | 1284960.00 | 1284960.00 | Jai Baba Construction Company
11.00 | Refilling the excavated earth (excluding rock) in trenches, plinth side of foundations etc. in layers not exceeding 20 cm in depth, consolidating each deposited layer by ramming and watering including cost of water, loading and unloading wherever required with cost of dewatering wherever required. | 163.32 | Cum | 10.00 | 40.00 | 6532.80 | 150.00 | 24498.00 | 6532.80 | N S Associates Pvt Ltd.
12.00 | Random rubble stone masonry (using R. R. stones where 75 % stones to be not less than 15 cm in size in any direction and weighing not less than 23 kg.) for foundation including curing with all leads of all construction materials including curing etc. complete: In cement sand mortar 1:3 | 335.20 | Cum | 10.00 | 4250.00 | 1424600.00 | 4500.00 | 1508400.00 | 1424600.00 | N S Associates Pvt Ltd.
13.00 | Random rubble stone masonry (using R. R. stones where 75 % stones to be not less than 15 cm in size in any direction and weighing not less than 23 kg.) for work in superstructure including curing with all leads of all construction materials including curing etc. complete: In cement sand mortar 1:3 | 583.01 | Cum | 10.00 | 4465.00 | 2603139.65 | 5000.00 | 2915050.00 | 2603139.65 | N S Associates Pvt Ltd.
14.00 | Providing and Laying in position of Cement concrete Design mix M-20 (1:1.5:3) including leads of all construction materials, plasticizers (if required), curing, compaction and finishing with rendering in cement sand mortar 1:3 ( 1 cement : 3 coarse sand) and making good the joints including the cost of centering, shuttering. Well graded crusher broken stone aggregate of maximum size upto 20 mm; (For mix design Cement content considered 400 kg/cum of concrete) | 71.20 | Cum | 10.00 | 6075.00 | 432540.00 | 6000.00 | 427200.00 | 427200.00 | Jai Baba Construction Company
15.00 | Supply & fixing 6 mm thick PVC water seal of approved quality in construction/contraction/expansion joint as per drawing and direction of Engineer-in-Charge complete in all respect including all lead & lifts: 200 mm wide | 128.00 | m | 10.00 | 235.00 | 30080.00 | 350.00 | 44800.00 | 30080.00 | N S Associates Pvt Ltd.
16.00 | Plaster in cement sand mortar 1:3 including racking of joints, smooth finishing & curing etc. complete including all leads of all construction materials of thickness: 20 mm | 466.40 | Sqm | 10.00 | 278.00 | 129659.20 | 350.00 | 163240.00 | 129659.20 | N S Associates Pvt Ltd.
17.00 | Providing and laying cement concrete coping in (1:2:4) with maximum size of crusher broken aggregate upto 20 mm including shuttering etc. with all leads of material complete in all respect in thickness of: 75 mm | 169.36 | Sqm | 10.00 | 405.00 | 68590.80 | 450.00 | 76212.00 | 68590.80 | N S Associates Pvt Ltd.
18.00 | Supplying and laying quarry spalls properly graded but not more than 10cm in size with spreading in required profile including all leads & lifts | 1171.80 | Cum | 10.00 | 410.00 | 480438.00 | 500.00 | 585900.00 | 480438.00 | N S Associates Pvt Ltd.
19.00 | Supplying stone, spall and laying R. R. stone pitching, hammer dressed with packing of voids from small stones including all lead & lifts, in required profile of 30 cm thickness (± 5 % thickness tolerance) | 4067.16 | Cum | 10.00 | 1315.00 | 5348315.40 | 2000.00 | 8134320.00 | 5348315.40 | N S Associates Pvt Ltd.
20.00 | Dry boulder/stone filling in required profile with filling of voids etc. complete including all lead & lifts, and well finished surface | 84.00 | Cum | 10.00 | 495.00 | 41580.00 | 1500.00 | 126000.00 | 41580.00 | N S Associates Pvt Ltd.
21.00 | Providing and fixing PVC pipes 75 mm dia (4 Kg/sq. MCM as per ISI 4985) in weep hole including all lead & lifts and making good the wall etc. complete as per direction of Engineer in Charge. | 112.00 | m | 10.00 | 55.00 | 6160.00 | 150.00 | 16800.00 | 6160.00 | N S Associates Pvt Ltd.
22.00 | MS Pipe (4m length×450mm ID, Thickness of pipe-7.0 mm) with Regulatory valve with operating handle and rubber seal: fabrication, supply, erection, testing and commissioning all accessories for operating escape/regulator valve including cost of all materials, machinery, labour, cutting, fittings, bending, aligning, anchoring, welding, finishing etc.,complete with all leads and lifts as per specifications & drawings and direction of Engineer in Charge | 4.00 | No. | 10.00 | 32000.00 | 128000.00 | 50000.00 | 200000.00 | 128000.00 | N S Associates Pvt Ltd.
23.00 | Providing an fixing MS board (at site) as per drawing including primer, painting, lettering with well finished surface and all lead & lifts as per direction of Engineer-in-Charge | 1.00 | No. | 10.00 | 5850.00 | 5850.00 | 25000.00 | 25000.00 | 5850.00 | N S Associates Pvt Ltd.
| Total in Figures |  |  |  |  | 15149001.53 |  | 24474523.60
Lowest Amount Quoted BY: N S Associates Pvt Ltd.(15149001.53)

## BoQ15
Government eProcurement System Created By: Kamleshwar Pratap Created Date/Time: 22-Mar-2023 01:12 PM Tender Title: Construction of Artificial Recharge Structure in Jaisalmer PKG 4 Tender ID: 2023_WAPCO_145307_1
Tender Inviting Authority: WAPCOS Ltd. (A Government of India Undertaking) Under Ministry of Jal Shakti, Government of India
NAME OF WORK: (MT-01)- CONSTRUCTION OF MODEL TALAB WITH WASTE WEIR AT LAKH SINGH KA TALAB, DUJASAR, SALKHA, SAM, JAISALMER, RAJASTHAN.
Contract No: WAP/GWRD&M/ARS/2022-23/03
SCHEDULE OF WORK / ITEM(S)
Sl.No | Description of Work / Item(s) | No.of Qty | Units | Estimated Rate | N S Associates Pvt Ltd.(GSTN-07AABCN7057J1Z8) |  | Jai Baba Construction Company(GSTN-08AABFJ2456N1Z3)
[5 empty] | Rate | Amount | Rate | Amount | L1 Amount | L1 Vendor
1.00 | Cutting & clearance of jungle, bushes, shrubs Ankra/Ipomoea, Juliflora typna etc. on canal and bunds in dry/moist/slushy conditions including disposal as per instructions of the Engineer-in-charge. Cost of wood has been deducted from rates and thus will be property of contractor after cutting: Thick | 84000.00 | Sqm | 100.00 | 2.00 | 168000.00 | 20.00 | 1680000.00 | 168000.00 | N S Associates Pvt Ltd.
2.00 | Dag belling: Over 10 cm to 15 cm deep | 4000.00 | m | 100.00 | 1.00 | 4000.00 | 30.00 | 120000.00 | 4000.00 | N S Associates Pvt Ltd.
3.00 | Earth work in rough (borrow area) excavation for embankments in hard soil, morrum or highly weathered strata dry or moist, including laying in 20 cm layers (before compaction) and breaking of clods, sorting of grass, pebbles etc. and dressing when compacted by vibro compactor, vibro sheep foot roller, sheep foot roller/pneumatic tyred roller to obtain dry density of at least 98% of Standard Proctor's density with initial lead of 250 m and all lift (Excluding charges for compaction and watering) including loading and un-loading wherever required complete in all respect. | 9617.12 | Cum | 10.00 | 152.00 | 1461802.24 | 300.00 | 2885136.00 | 1461802.24 | N S Associates Pvt Ltd.
4.00 | Add extra charges for lead beyond 250 m and up to 750 m (½ Km) | 9617.12 | Cum | 10.00 | 5.00 | 48085.60 | 25.00 | 240428.00 | 48085.60 | N S Associates Pvt Ltd.
5.00 | Add extra for each subsequent lead of 500m or part there of beyond ½ Km and up to 5 km | 9617.12 | Cum | 10.00 | 6.00 | 57702.72 | 75.00 | 721284.00 | 57702.72 | N S Associates Pvt Ltd.
6.00 | Compaction of earth or highly weathered strata by mechanical equipment such as sheep foot roller/pneumatic tyred roller/vibro compactor/vibro sheep foot compactor required as per site condition to obtain dry density of at least 98% of Standard Proctor's density | 9617.12 | Cum | 10.00 | 25.00 | 240428.00 | 55.00 | 528941.60 | 240428.00 | N S Associates Pvt Ltd.
7.00 | Watering of earth including cost of carriage of water including all lead and lift | 9617.12 | Cum | 10.00 | 11.00 | 105788.32 | 150.00 | 1442568.00 | 105788.32 | N S Associates Pvt Ltd.
8.00 | Excavation including loading, unloading, disposal and dressing of excavated earth within all lead and lift including dressing of excavated area and dewatering wherever required complete in all respect: All kind of soil, hard soil mixed with kankar/boulders, morrum/rocky area. | 206759.41 | Cum | 10.00 | 155.00 | 32047708.55 | 225.00 | 46520867.25 | 32047708.55 | N S Associates Pvt Ltd.
9.00 | Excavation including loading unloading disposal and dressing of excavated rock including all and lift in dry or moist including dressing of excavated area, de-watering wherever required complete in all respect: Hard rock (dry or moist) requiring blasting (where hardness of rock is more than 2) including disposal of excavated material in the designated spoil bank /embankment, dressing of excavated material and dewatering with all leads & lifts of excavation and disposal. The contractor is free to use the usable excavated stone else where for which any transition expenditure & royalties, tax etc if required to be paid then it will be liability of contractor as the cost of usable stone has already been deducted from the rate. | 51689.85 | Cum | 10.00 | 160.00 | 8270376.00 | 325.00 | 16799201.25 | 8270376.00 | N S Associates Pvt Ltd.
10.00 | Providing and Laying in position of Cement concrete Nominal mix (1:3:6) M-10 including leads of all construction materials, curing, compaction and finishing with rendering in cement sand mortar 1:3 (1 cement : 3 coarse sand) and making good the joints excluding the cost of centering, shuttering and reinforcement. Well graded crusher broken stone aggregate of maximum size upto 40 mm | 153.96 | Cum | 10.00 | 4625.00 | 712065.00 | 4000.00 | 615840.00 | 615840.00 | Jai Baba Construction Company
11.00 | Refilling the excavated earth (excluding rock) in trenches, plinth side of foundations etc. in layers not exceeding 20 cm in depth, consolidating each deposited layer by ramming and watering including cost of water, loading and unloading wherever required with cost of dewatering wherever required. | 2584.49 | Cum | 10.00 | 40.00 | 103379.60 | 200.00 | 516898.00 | 103379.60 | N S Associates Pvt Ltd.
12.00 | Random rubble stone masonry (using R. R. stones where 75 % stones to be not less than 15 cm in size in any direction and weighing not less than 23 kg.) for foundation including curing with all leads of all construction materials including curing etc. complete: In cement sand mortar 1:3 | 519.65 | Cum | 10.00 | 4250.00 | 2208512.50 | 4500.00 | 2338425.00 | 2208512.50 | N S Associates Pvt Ltd.
13.00 | Random rubble stone masonry (using R. R. stones where 75 % stones to be not less than 15 cm in size in any direction and weighing not less than 23 kg.) for work in superstructure including curing with all leads of all construction materials including curing etc. complete: In cement sand mortar 1:3 | 172.71 | Cum | 10.00 | 4465.00 | 771150.15 | 5000.00 | 863550.00 | 771150.15 | N S Associates Pvt Ltd.
14.00 | Providing and Laying in position of Cement concrete Design mix M-20 (1:1.5:3) including leads of all construction materials, plasticizers (if required), curing, compaction and finishing with rendering in cement sand mortar 1:3 ( 1 cement : 3 coarse sand) and making good the joints including the cost of centering, shuttering. Well graded crusher broken stone aggregate of maximum size upto 20 mm; (For mix design Cement content considered 400 kg/cum of concrete) | 35.60 | Cum | 10.00 | 6075.00 | 216270.00 | 6000.00 | 213600.00 | 213600.00 | Jai Baba Construction Company
15.00 | Supply & fixing 6 mm thick PVC water seal of approved quality in construction/contraction/expansion joint as per drawing and direction of Engineer-in-Charge complete in all respect including all lead & lifts: 200 mm wide | 56.00 | m | 10.00 | 235.00 | 13160.00 | 350.00 | 19600.00 | 13160.00 | N S Associates Pvt Ltd.
16.00 | Plaster in cement sand mortar 1:3 including racking of joints, smooth finishing & curing etc. complete including all leads of all construction materials of thickness: 20 mm | 162.10 | Sqm | 10.00 | 278.00 | 45063.80 | 350.00 | 56735.00 | 45063.80 | N S Associates Pvt Ltd.
17.00 | Providing and laying cement concrete coping in (1:2:4) with maximum size of crusher broken aggregate upto 20 mm including shuttering etc. with all leads of material complete in all respect in thickness of: 75 mm | 58.34 | Sqm | 10.00 | 405.00 | 23627.70 | 450.00 | 26253.00 | 23627.70 | N S Associates Pvt Ltd.
18.00 | Supplying and laying quarry spalls properly graded but not more than 10cm in size with spreading in required profile including all leads & lifts | 765.45 | Cum | 10.00 | 410.00 | 313834.50 | 500.00 | 382725.00 | 313834.50 | N S Associates Pvt Ltd.
19.00 | Supplying stone, spall and laying R. R. stone pitching, hammer dressed with packing of voids from small stones including all lead & lifts, in required profile of 30 cm thickness (± 5 % thickness tolerance) | 2663.79 | Cum | 10.00 | 1315.00 | 3502883.85 | 2000.00 | 5327580.00 | 3502883.85 | N S Associates Pvt Ltd.
20.00 | Dry boulder/stone filling in required profile with filling of voids etc. complete including all lead & lifts, and well finished surface | 42.00 | Cum | 10.00 | 495.00 | 20790.00 | 1500.00 | 63000.00 | 20790.00 | N S Associates Pvt Ltd.
21.00 | Providing and fixing PVC pipes 75 mm dia (4 Kg/sq. MCM as per ISI 4985) in weep hole including all lead & lifts and making good the wall etc. complete as per direction of Engineer in Charge. | 112.00 | m | 10.00 | 55.00 | 6160.00 | 150.00 | 16800.00 | 6160.00 | N S Associates Pvt Ltd.
22.00 | Providing an fixing MS board (at site) as per drawing including primer, painting, lettering with well finished surface and all lead & lifts as per direction of Engineer-in-Charge | 1.00 | No. | 10.00 | 5850.00 | 5850.00 | 25000.00 | 25000.00 | 5850.00 | N S Associates Pvt Ltd.
| Total in Figures |  |  |  |  | 50346638.53 |  | 81404432.10
Lowest Amount Quoted BY: N S Associates Pvt Ltd.(50346638.53)

## BoQ2
Government eProcurement System Created By: Kamleshwar Pratap Created Date/Time: 22-Mar-2023 01:12 PM Tender Title: Construction of Artificial Recharge Structure in Jaisalmer PKG 4 Tender ID: 2023_WAPCO_145307_1
Tender Inviting Authority: WAPCOS Ltd. (A Government of India Undertaking) Under Ministry of Jal Shakti, Government of India
NAME OF WORK: (CD-02)- CONSTRUCTION OF RCC CHECK DAM AT SUKRI NADI/NEAR LAXMAN SINGH'DHANI, NEDAN, SANKRA, JAISALMER, RAJASTHAN
Contract No: WAP/GWRD&M/ARS/2022-23/03
SCHEDULE OF WORK / ITEM(S)
Sl.No | Description of Work / Item(s) | No.of Qty | Units | Estimated Rate | N S Associates Pvt Ltd.(GSTN-07AABCN7057J1Z8) |  | Jai Baba Construction Company(GSTN-08AABFJ2456N1Z3)
[5 empty] | Rate | Amount | Rate | Amount | L1 Amount | L1 Vendor
1.00 | Cutting & clearance of jungle, bushes, shrubs Ankra/Ipomoea, Juliflora typna etc. on canal and bunds in dry/moist/slushy conditions including disposal as per instructions of the Engineer-in-charge. Cost of wood has been deducted from rates and thus will be property of contractor after cutting: Thick | 5850.00 | Sqm | 100.00 | 2.00 | 11700.00 | 20.00 | 117000.00 | 11700.00 | N S Associates Pvt Ltd.
2.00 | Dag belling: Over 10 cm to 15 cm deep | 1220.00 | m | 100.00 | 1.00 | 1220.00 | 30.00 | 36600.00 | 1220.00 | N S Associates Pvt Ltd.
3.00 | Earth work in rough (borrow area) excavation for embankments in hard soil, morrum or highly weathered strata dry or moist, including laying in 20 cm layers (before compaction) and breaking of clods, sorting of grass, pebbles etc. and dressing when compacted by vibro compactor, vibro sheep foot roller, sheep foot roller/pneumatic tyred roller to obtain dry density of at least 98% of Standard Proctor's density with initial lead of 250 m and all lift (Excluding charges for compaction and watering) including loading and un-loading wherever required complete in all respect. | 665.00 | Cum | 10.00 | 152.00 | 101080.00 | 300.00 | 199500.00 | 101080.00 | N S Associates Pvt Ltd.
4.00 | Add extra charges for lead beyond 250 m and up to 750 m (½ Km) | 665.00 | Cum | 10.00 | 5.00 | 3325.00 | 25.00 | 16625.00 | 3325.00 | N S Associates Pvt Ltd.
5.00 | Add extra for each subsequent lead of 500m or part there of beyond ½ Km and up to 5 km | 665.00 | Cum | 10.00 | 6.00 | 3990.00 | 75.00 | 49875.00 | 3990.00 | N S Associates Pvt Ltd.
6.00 | Compaction of earth or highly weathered strata by mechanical equipment such as sheep foot roller/pneumatic tyred roller/vibro compactor/vibro sheep foot compactor required as per site condition to obtain dry density of at least 98% of Standard Proctor's density | 665.00 | Cum | 10.00 | 25.00 | 16625.00 | 55.00 | 36575.00 | 16625.00 | N S Associates Pvt Ltd.
7.00 | Watering of earth including cost of carriage of water including all lead and lift | 665.00 | Cum | 10.00 | 11.00 | 7315.00 | 150.00 | 99750.00 | 7315.00 | N S Associates Pvt Ltd.
8.00 | Excavation including loading, unloading, disposal and dressing of excavated earth within all lead and lift including dressing of excavated area and dewatering wherever required complete in all respect: All kind of soil, hard soil mixed with kankar/boulders, morrum/rocky area. | 9339.26 | Cum | 10.00 | 155.00 | 1447585.30 | 225.00 | 2101333.50 | 1447585.30 | N S Associates Pvt Ltd.
9.00 | Excavation including loading unloading disposal and dressing of excavated rock including all and lift in dry or moist including dressing of excavated area, de-watering wherever required complete in all respect: Hard rock (dry or moist) requiring blasting (where hardness of rock is more than 2) including disposal of excavated material in the designated spoil bank /embankment, dressing of excavated material and dewatering with all leads & lifts of excavation and disposal. The contractor is free to use the usable excavated stone else where for which any transition expenditure & royalties, tax etc if required to be paid then it will be liability of contractor as the cost of usable stone has already been deducted from the rate. | 2334.82 | Cum | 10.00 | 160.00 | 373571.20 | 325.00 | 758816.50 | 373571.20 | N S Associates Pvt Ltd.
10.00 | Providing and Laying in position of Cement concrete Nominal mix (1:3:6) M-10 including leads of all construction materials, curing, compaction and finishing with rendering in cement sand mortar 1:3 (1 cement : 3 coarse sand) and making good the joints excluding the cost of centering, shuttering and reinforcement. Well graded crusher broken stone aggregate of maximum size upto 40 mm | 356.05 | Cum | 10.00 | 4625.00 | 1646731.25 | 4000.00 | 1424200.00 | 1424200.00 | Jai Baba Construction Company
11.00 | Refilling the excavated earth (excluding rock) in trenches, plinth side of foundations etc. in layers not exceeding 20 cm in depth, consolidating each deposited layer by ramming and watering including cost of water, loading and unloading wherever required with cost of dewatering wherever required. | 1167.41 | Cum | 10.00 | 40.00 | 46696.40 | 200.00 | 233482.00 | 46696.40 | N S Associates Pvt Ltd.
12.00 | Providing and Laying in position of Cement concrete Design mix M-20 (1:1.5:3) including leads of all construction materials, plasticizers (if required), curing, compaction and finishing with rendering in cement sand mortar 1:3 ( 1 cement : 3 coarse sand) and making good the joints including the cost of centering, shuttering. Well graded crusher broken stone aggregate of maximum size upto 20 mm; (For mix design Cement content considered 400 kg/cum of concrete) | 1697.50 | Cum | 10.00 | 6075.00 | 10312312.50 | 6000.00 | 10185000.00 | 10185000.00 | Jai Baba Construction Company
13.00 | Supply & fixing 6 mm thick PVC water seal of approved quality in construction/contraction/expansion joint as per drawing and direction of Engineer-in-Charge complete in all respect including all lead & lifts: 200 mm wide | 432.00 | m | 10.00 | 235.00 | 101520.00 | 400.00 | 172800.00 | 101520.00 | N S Associates Pvt Ltd.
14.00 | Plaster in cement sand mortar 1:3 including racking of joints, smooth finishing & curing etc. complete including all leads of all construction materials of thickness: 20 mm | 635.90 | Sqm | 10.00 | 278.00 | 176780.20 | 350.00 | 222565.00 | 176780.20 | N S Associates Pvt Ltd.
15.00 | Supplying of M.S. reionforcement including labour charges for bending binding and placing in position all reinforcement as per drawing including cost of binding wire and all leads and lifts using: Tor or ribbed bars (IS :1786-1985) | 56369.65 | Kg | 10.00 | 85.00 | 4791420.25 | 102.00 | 5749704.30 | 4791420.25 | N S Associates Pvt Ltd.
16.00 | Supplying and laying quarry spalls properly graded but not more than 10cm in size with spreading in required profile including all leads & lifts | 52.50 | Cum | 10.00 | 410.00 | 21525.00 | 500.00 | 26250.00 | 21525.00 | N S Associates Pvt Ltd.
17.00 | Supplying stone, spall and laying R. R. stone pitching, hammer dressed with packing of voids from small stones including all lead & lifts, in required profile of 30 cm thickness (± 5 % thickness tolerance) | 176.40 | Cum | 10.00 | 1315.00 | 231966.00 | 2000.00 | 352800.00 | 231966.00 | N S Associates Pvt Ltd.
18.00 | Dry boulder/stone filling in required profile with filling of voids etc. complete including all lead & lifts, and well finished surface | 180.00 | Cum | 10.00 | 495.00 | 89100.00 | 1500.00 | 270000.00 | 89100.00 | N S Associates Pvt Ltd.
19.00 | Providing and fixing PVC pipes 75 mm dia (4 Kg/sq. MCM as per ISI 4985) in weep hole including all lead & lifts and making good the wall etc. complete as per direction of Engineer in Charge. | 240.00 | m | 10.00 | 55.00 | 13200.00 | 150.00 | 36000.00 | 13200.00 | N S Associates Pvt Ltd.
20.00 | Providing an fixing MS board (at site) as per drawing including primer, painting, lettering with well finished surface and all lead & lifts as per direction of Engineer-in-Charge | 1.00 | No. | 10.00 | 5850.00 | 5850.00 | 25000.00 | 25000.00 | 5850.00 | N S Associates Pvt Ltd.
| Total in Figures |  |  |  |  | 19403513.10 |  | 22113876.30
Lowest Amount Quoted BY: N S Associates Pvt Ltd.(19403513.10)

## BoQ3
Government eProcurement System Created By: Kamleshwar Pratap Created Date/Time: 22-Mar-2023 01:12 PM Tender Title: Construction of Artificial Recharge Structure in Jaisalmer PKG 4 Tender ID: 2023_WAPCO_145307_1
Tender Inviting Authority: WAPCOS Ltd. (A Government of India Undertaking) Under Ministry of Jal Shakti, Government of India
NAME OF WORK: (CD-03)- CONSTRUCTION OF RCC CHECK DAM NEAR I-NATH TEMPLE/APPROX. 300M EASTSIDE OF DEVIKOT-SAKRA ROAD, KHUHDA, MADHOPURA, SANKRA, JAISALMER, RAJASTHAN.
Contract No: WAP/GWRD&M/ARS/2022-23/03
SCHEDULE OF WORK / ITEM(S)
Sl.No | Description of Work / Item(s) | No.of Qty | Units | Estimated Rate | N S Associates Pvt Ltd.(GSTN-07AABCN7057J1Z8) |  | Jai Baba Construction Company(GSTN-08AABFJ2456N1Z3)
[5 empty] | Rate | Amount | Rate | Amount | L1 Amount | L1 Vendor
1.00 | Cutting & clearance of jungle, bushes, shrubs Ankra/Ipomoea, Juliflora typna etc. on canal and bunds in dry/moist/slushy conditions including disposal as per instructions of the Engineer-in-charge. Cost of wood has been deducted from rates and thus will be property of contractor after cutting: Thick | 3900.00 | Sqm | 100.00 | 2.00 | 7800.00 | 20.00 | 78000.00 | 7800.00 | N S Associates Pvt Ltd.
2.00 | Dag belling: Over 10 cm to 15 cm deep | 920.00 | m | 100.00 | 1.00 | 920.00 | 30.00 | 27600.00 | 920.00 | N S Associates Pvt Ltd.
3.00 | Earth work in rough (borrow area) excavation for embankments in hard soil, morrum or highly weathered strata dry or moist, including laying in 20 cm layers (before compaction) and breaking of clods, sorting of grass, pebbles etc. and dressing when compacted by vibro compactor, vibro sheep foot roller, sheep foot roller/pneumatic tyred roller to obtain dry density of at least 98% of Standard Proctor's density with initial lead of 250 m and all lift (Excluding charges for compaction and watering) including loading and un-loading wherever required complete in all respect. | 665.00 | Cum | 10.00 | 152.00 | 101080.00 | 300.00 | 199500.00 | 101080.00 | N S Associates Pvt Ltd.
4.00 | Add extra charges for lead beyond 250 m and up to 750 m (½ Km) | 665.00 | Cum | 10.00 | 5.00 | 3325.00 | 25.00 | 16625.00 | 3325.00 | N S Associates Pvt Ltd.
5.00 | Add extra for each subsequent lead of 500m or part there of beyond ½ Km and up to 5 km | 665.00 | Cum | 10.00 | 6.00 | 3990.00 | 75.00 | 49875.00 | 3990.00 | N S Associates Pvt Ltd.
6.00 | Compaction of earth or highly weathered strata by mechanical equipment such as sheep foot roller/pneumatic tyred roller/vibro compactor/vibro sheep foot compactor required as per site condition to obtain dry density of at least 98% of Standard Proctor's density | 665.00 | Cum | 10.00 | 25.00 | 16625.00 | 55.00 | 36575.00 | 16625.00 | N S Associates Pvt Ltd.
7.00 | Watering of earth including cost of carriage of water including all lead and lift | 665.00 | Cum | 10.00 | 11.00 | 7315.00 | 150.00 | 99750.00 | 7315.00 | N S Associates Pvt Ltd.
8.00 | Excavation including loading, unloading, disposal and dressing of excavated earth within all lead and lift including dressing of excavated area and dewatering wherever required complete in all respect: All kind of soil, hard soil mixed with kankar/boulders, morrum/rocky area. | 4150.79 | Cum | 10.00 | 155.00 | 643372.45 | 225.00 | 933927.75 | 643372.45 | N S Associates Pvt Ltd.
9.00 | Excavation including loading unloading disposal and dressing of excavated rock including all and lift in dry or moist including dressing of excavated area, de-watering wherever required complete in all respect: Hard rock (dry or moist) requiring blasting (where hardness of rock is more than 2) including disposal of excavated material in the designated spoil bank /embankment, dressing of excavated material and dewatering with all leads & lifts of excavation and disposal. The contractor is free to use the usable excavated stone else where for which any transition expenditure & royalties, tax etc if required to be paid then it will be liability of contractor as the cost of usable stone has already been deducted from the rate. | 732.49 | Cum | 10.00 | 160.00 | 117198.40 | 325.00 | 238059.25 | 117198.40 | N S Associates Pvt Ltd.
10.00 | Providing and Laying in position of Cement concrete Nominal mix (1:3:6) M-10 including leads of all construction materials, curing, compaction and finishing with rendering in cement sand mortar 1:3 (1 cement : 3 coarse sand) and making good the joints excluding the cost of centering, shuttering and reinforcement. Well graded crusher broken stone aggregate of maximum size upto 40 mm | 238.60 | Cum | 10.00 | 4625.00 | 1103525.00 | 4000.00 | 954400.00 | 954400.00 | Jai Baba Construction Company
11.00 | Refilling the excavated earth (excluding rock) in trenches, plinth side of foundations etc. in layers not exceeding 20 cm in depth, consolidating each deposited layer by ramming and watering including cost of water, loading and unloading wherever required with cost of dewatering wherever required. | 488.33 | Cum | 10.00 | 40.00 | 19533.20 | 200.00 | 97666.00 | 19533.20 | N S Associates Pvt Ltd.
12.00 | Providing and Laying in position of Cement concrete Design mix M-20 (1:1.5:3) including leads of all construction materials, plasticizers (if required), curing, compaction and finishing with rendering in cement sand mortar 1:3 ( 1 cement : 3 coarse sand) and making good the joints including the cost of centering, shuttering. Well graded crusher broken stone aggregate of maximum size upto 20 mm; (For mix design Cement content considered 400 kg/cum of concrete) | 1193.16 | Cum | 10.00 | 6075.00 | 7248447.00 | 6000.00 | 7158960.00 | 7158960.00 | Jai Baba Construction Company
13.00 | Supply & fixing 6 mm thick PVC water seal of approved quality in construction/contraction/expansion joint as per drawing and direction of Engineer-in-Charge complete in all respect including all lead & lifts: 200 mm wide | 272.00 | m | 10.00 | 235.00 | 63920.00 | 400.00 | 108800.00 | 63920.00 | N S Associates Pvt Ltd.
14.00 | Plaster in cement sand mortar 1:3 including racking of joints, smooth finishing & curing etc. complete including all leads of all construction materials of thickness: 20 mm | 466.40 | Sqm | 10.00 | 278.00 | 129659.20 | 350.00 | 163240.00 | 129659.20 | N S Associates Pvt Ltd.
15.00 | Supplying of M.S. reionforcement including labour charges for bending binding and placing in position all reinforcement as per drawing including cost of binding wire and all leads and lifts using: Tor or ribbed bars (IS :1786-1985) | 38053.00 | Kg | 10.00 | 85.00 | 3234505.00 | 102.00 | 3881406.00 | 3234505.00 | N S Associates Pvt Ltd.
16.00 | Supplying and laying quarry spalls properly graded but not more than 10cm in size with spreading in required profile including all leads & lifts | 52.50 | Cum | 10.00 | 410.00 | 21525.00 | 500.00 | 26250.00 | 21525.00 | N S Associates Pvt Ltd.
17.00 | Supplying stone, spall and laying R. R. stone pitching, hammer dressed with packing of voids from small stones including all lead & lifts, in required profile of 30 cm thickness (± 5 % thickness tolerance) | 176.40 | Cum | 10.00 | 1315.00 | 231966.00 | 2000.00 | 352800.00 | 231966.00 | N S Associates Pvt Ltd.
18.00 | Dry boulder/stone filling in required profile with filling of voids etc. complete including all lead & lifts, and well finished surface | 112.50 | Cum | 10.00 | 495.00 | 55687.50 | 1500.00 | 168750.00 | 55687.50 | N S Associates Pvt Ltd.
19.00 | Providing and fixing PVC pipes 75 mm dia (4 Kg/sq. MCM as per ISI 4985) in weep hole including all lead & lifts and making good the wall etc. complete as per direction of Engineer in Charge. | 240.00 | m | 10.00 | 55.00 | 13200.00 | 150.00 | 36000.00 | 13200.00 | N S Associates Pvt Ltd.
20.00 | Providing an fixing MS board (at site) as per drawing including primer, painting, lettering with well finished surface and all lead & lifts as per direction of Engineer-in-Charge | 1.00 | No. | 10.00 | 5850.00 | 5850.00 | 25000.00 | 25000.00 | 5850.00 | N S Associates Pvt Ltd.
| Total in Figures |  |  |  |  | 13029443.75 |  | 14653184.00
Lowest Amount Quoted BY: N S Associates Pvt Ltd.(13029443.75)

## BoQ4
Government eProcurement System Created By: Kamleshwar Pratap Created Date/Time: 22-Mar-2023 01:12 PM Tender Title: Construction of Artificial Recharge Structure in Jaisalmer PKG 4 Tender ID: 2023_WAPCO_145307_1
Tender Inviting Authority: WAPCOS Ltd. (A Government of India Undertaking) Under Ministry of Jal Shakti, Government of India
NAME OF WORK: (FP-01)- CONSTRUCTION OF FARM POND AT JHALARIA - 1, JHALARIA, BHANIYANA, JAISALMER, RAJASTHAN.
Contract No: WAP/GWRD&M/ARS/2022-23/03
SCHEDULE OF WORK / ITEM(S)
Sl.No | Description of Work / Item(s) | No.of Qty | Units | Estimated Rate | N S Associates Pvt Ltd.(GSTN-07AABCN7057J1Z8) |  | Jai Baba Construction Company(GSTN-08AABFJ2456N1Z3)
[5 empty] | Rate | Amount | Rate | Amount | L1 Amount | L1 Vendor
1.00 | Cutting & clearance of jungle, bushes, shrubs Ankra/Ipomoea, Juliflora typna etc. on canal and bunds in dry/moist/slushy conditions including disposal as per instructions of the Engineer-in-charge. Cost of wood has been deducted from rates and thus will be property of contractor after cutting: Thick | 2200.00 | Sqm | 100.00 | 2.00 | 4400.00 | 20.00 | 44000.00 | 4400.00 | N S Associates Pvt Ltd.
2.00 | Dag belling: Over 10 cm to 15 cm deep | 500.00 | m | 100.00 | 1.00 | 500.00 | 30.00 | 15000.00 | 500.00 | N S Associates Pvt Ltd.
3.00 | Earth work in rough (borrow area) excavation for embankments in hard soil, morrum or highly weathered strata dry or moist, including laying in 20 cm layers (before compaction) and breaking of clods, sorting of grass, pebbles etc. and dressing when compacted by vibro compactor, vibro sheep foot roller, sheep foot roller/pneumatic tyred roller to obtain dry density of at least 98% of Standard Proctor's density with initial lead of 250 m and all lift (Excluding charges for compaction and watering) including loading and un-loading wherever required complete in all respect. | 847.88 | Cum | 10.00 | 152.00 | 128877.76 | 300.00 | 254364.00 | 128877.76 | N S Associates Pvt Ltd.
4.00 | Add extra charges for lead beyond 250 m and up to 750 m (½ Km) | 847.88 | Cum | 10.00 | 5.00 | 4239.40 | 25.00 | 21197.00 | 4239.40 | N S Associates Pvt Ltd.
5.00 | Add extra for each subsequent lead of 500m or part there of beyond ½ Km and up to 5 km | 847.88 | Cum | 10.00 | 6.00 | 5087.28 | 75.00 | 63591.00 | 5087.28 | N S Associates Pvt Ltd.
6.00 | Compaction of earth or highly weathered strata by mechanical equipment such as sheep foot roller/pneumatic tyred roller/vibro compactor/vibro sheep foot compactor required as per site condition to obtain dry density of at least 98% of Standard Proctor's density | 847.88 | Cum | 10.00 | 25.00 | 21197.00 | 55.00 | 46633.40 | 21197.00 | N S Associates Pvt Ltd.
7.00 | Watering of earth including cost of carriage of water including all lead and lift | 847.88 | Cum | 10.00 | 11.00 | 9326.68 | 150.00 | 127182.00 | 9326.68 | N S Associates Pvt Ltd.
8.00 | Excavation including loading, unloading, disposal and dressing of excavated earth within all lead and lift including dressing of excavated area and dewatering wherever required complete in all respect: All kind of soil, hard soil mixed with kankar/boulders, morrum/rocky area. | 2216.00 | Cum | 10.00 | 155.00 | 343480.00 | 225.00 | 498600.00 | 343480.00 | N S Associates Pvt Ltd.
9.00 | Excavation including loading unloading disposal and dressing of excavated rock including all and lift in dry or moist including dressing of excavated area, de-watering wherever required complete in all respect: Hard rock (dry or moist) requiring blasting (where hardness of rock is more than 2) including disposal of excavated material in the designated spoil bank /embankment, dressing of excavated material and dewatering with all leads & lifts of excavation and disposal. The contractor is free to use the usable excavated stone else where for which any transition expenditure & royalties, tax etc if required to be paid then it will be liability of contractor as the cost of usable stone has already been deducted from the rate. | 554.00 | Cum | 10.00 | 160.00 | 88640.00 | 325.00 | 180050.00 | 88640.00 | N S Associates Pvt Ltd.
10.00 | Refilling the excavated earth (excluding rock) in trenches, plinth side of foundations etc. in layers not exceeding 20 cm in depth, consolidating each deposited layer by ramming and watering including cost of water, loading and unloading wherever required with cost of dewatering wherever required. | 277.00 | Cum | 10.00 | 40.00 | 11080.00 | 150.00 | 41550.00 | 11080.00 | N S Associates Pvt Ltd.
11.00 | Providing and Laying in position of Cement concrete Design mix M-20 (1:1.5:3) including leads of all construction materials, plasticizers (if required), curing, compaction and finishing with rendering in cement sand mortar 1:3 ( 1 cement : 3 coarse sand) and making good the joints including the cost of centering, shuttering. Well graded crusher broken stone aggregate of maximum size upto 20 mm; (For mix design Cement content considered 400 kg/cum of concrete) | 297.00 | Cum | 10.00 | 6075.00 | 1804275.00 | 6000.00 | 1782000.00 | 1782000.00 | Jai Baba Construction Company
12.00 | Supply & fixing 6 mm thick PVC water seal of approved quality in construction/contraction/expansion joint as per drawing and direction of Engineer-in-Charge complete in all respect including all lead & lifts: 200 mm wide | 504.00 | m | 10.00 | 235.00 | 118440.00 | 400.00 | 201600.00 | 118440.00 | N S Associates Pvt Ltd.
13.00 | Supplying of M.S. reionforcement including labour charges for bending binding and placing in position all reinforcement as per drawing including cost of binding wire and all leads and lifts using: Tor or ribbed bars (IS :1786-1985) | 11475.00 | Kg | 10.00 | 85.00 | 975375.00 | 102.00 | 1170450.00 | 975375.00 | N S Associates Pvt Ltd.
14.00 | Supplying and laying quarry spalls properly graded but not more than 10cm in size with spreading in required profile including all leads & lifts | 110.40 | Cum | 10.00 | 410.00 | 45264.00 | 500.00 | 55200.00 | 45264.00 | N S Associates Pvt Ltd.
15.00 | Supplying stone, spall and laying R. R. stone pitching, hammer dressed with packing of voids from small stones including all lead & lifts, in required profile of 30 cm thickness (± 5 % thickness tolerance) | 374.40 | Cum | 10.00 | 1315.00 | 492336.00 | 2000.00 | 748800.00 | 492336.00 | N S Associates Pvt Ltd.
16.00 | Providing an fixing MS board (at site) as per drawing including primer, painting, lettering with well finished surface and all lead & lifts as per direction of Engineer-in-Charge | 1.00 | No. | 10.00 | 5850.00 | 5850.00 | 25000.00 | 25000.00 | 5850.00 | N S Associates Pvt Ltd.
| Total in Figures |  |  |  |  | 4058368.12 |  | 5275217.40
Lowest Amount Quoted BY: N S Associates Pvt Ltd.(4058368.12)

## BoQ5
Government eProcurement System Created By: Kamleshwar Pratap Created Date/Time: 22-Mar-2023 01:12 PM Tender Title: Construction of Artificial Recharge Structure in Jaisalmer PKG 4 Tender ID: 2023_WAPCO_145307_1
Tender Inviting Authority: WAPCOS Ltd. (A Government of India Undertaking) Under Ministry of Jal Shakti, Government of India
NAME OF WORK: (FP-02)- CONSTRUCTION OF FARM POND AT JHALARIA - 2, JHALARIA, BHANIYANA, JAISALMER, RAJASTHAN.
Contract No: WAP/GWRD&M/ARS/2022-23/03
SCHEDULE OF WORK / ITEM(S)
Sl.No | Description of Work / Item(s) | No.of Qty | Units | Estimated Rate | N S Associates Pvt Ltd.(GSTN-07AABCN7057J1Z8) |  | Jai Baba Construction Company(GSTN-08AABFJ2456N1Z3)
[5 empty] | Rate | Amount | Rate | Amount | L1 Amount | L1 Vendor
1.00 | Cutting & clearance of jungle, bushes, shrubs Ankra/Ipomoea, Juliflora typna etc. on canal and bunds in dry/moist/slushy conditions including disposal as per instructions of the Engineer-in-charge. Cost of wood has been deducted from rates and thus will be property of contractor after cutting: Thick | 2200.00 | Sqm | 100.00 | 2.00 | 4400.00 | 20.00 | 44000.00 | 4400.00 | N S Associates Pvt Ltd.
2.00 | Dag belling: Over 10 cm to 15 cm deep | 500.00 | m | 100.00 | 1.00 | 500.00 | 30.00 | 15000.00 | 500.00 | N S Associates Pvt Ltd.
3.00 | Earth work in rough (borrow area) excavation for embankments in hard soil, morrum or highly weathered strata dry or moist, including laying in 20 cm layers (before compaction) and breaking of clods, sorting of grass, pebbles etc. and dressing when compacted by vibro compactor, vibro sheep foot roller, sheep foot roller/pneumatic tyred roller to obtain dry density of at least 98% of Standard Proctor's density with initial lead of 250 m and all lift (Excluding charges for compaction and watering) including loading and un-loading wherever required complete in all respect. | 847.88 | Cum | 10.00 | 152.00 | 128877.76 | 300.00 | 254364.00 | 128877.76 | N S Associates Pvt Ltd.
4.00 | Add extra charges for lead beyond 250 m and up to 750 m (½ Km) | 847.88 | Cum | 10.00 | 5.00 | 4239.40 | 25.00 | 21197.00 | 4239.40 | N S Associates Pvt Ltd.
5.00 | Add extra for each subsequent lead of 500m or part there of beyond ½ Km and up to 5 km | 847.88 | Cum | 10.00 | 6.00 | 5087.28 | 75.00 | 63591.00 | 5087.28 | N S Associates Pvt Ltd.
6.00 | Compaction of earth or highly weathered strata by mechanical equipment such as sheep foot roller/pneumatic tyred roller/vibro compactor/vibro sheep foot compactor required as per site condition to obtain dry density of at least 98% of Standard Proctor's density | 847.88 | Cum | 10.00 | 25.00 | 21197.00 | 55.00 | 46633.40 | 21197.00 | N S Associates Pvt Ltd.
7.00 | Watering of earth including cost of carriage of water including all lead and lift | 847.88 | Cum | 10.00 | 11.00 | 9326.68 | 150.00 | 127182.00 | 9326.68 | N S Associates Pvt Ltd.
8.00 | Excavation including loading, unloading, disposal and dressing of excavated earth within all lead and lift including dressing of excavated area and dewatering wherever required complete in all respect: All kind of soil, hard soil mixed with kankar/boulders, morrum/rocky area. | 2216.00 | Cum | 10.00 | 155.00 | 343480.00 | 225.00 | 498600.00 | 343480.00 | N S Associates Pvt Ltd.
9.00 | Excavation including loading unloading disposal and dressing of excavated rock including all and lift in dry or moist including dressing of excavated area, de-watering wherever required complete in all respect: Hard rock (dry or moist) requiring blasting (where hardness of rock is more than 2) including disposal of excavated material in the designated spoil bank /embankment, dressing of excavated material and dewatering with all leads & lifts of excavation and disposal. The contractor is free to use the usable excavated stone else where for which any transition expenditure & royalties, tax etc if required to be paid then it will be liability of contractor as the cost of usable stone has already been deducted from the rate. | 554.00 | Cum | 10.00 | 160.00 | 88640.00 | 325.00 | 180050.00 | 88640.00 | N S Associates Pvt Ltd.
10.00 | Refilling the excavated earth (excluding rock) in trenches, plinth side of foundations etc. in layers not exceeding 20 cm in depth, consolidating each deposited layer by ramming and watering including cost of water, loading and unloading wherever required with cost of dewatering wherever required. | 277.00 | Cum | 10.00 | 40.00 | 11080.00 | 150.00 | 41550.00 | 11080.00 | N S Associates Pvt Ltd.
11.00 | Providing and Laying in position of Cement concrete Design mix M-20 (1:1.5:3) including leads of all construction materials, plasticizers (if required), curing, compaction and finishing with rendering in cement sand mortar 1:3 ( 1 cement : 3 coarse sand) and making good the joints including the cost of centering, shuttering. Well graded crusher broken stone aggregate of maximum size upto 20 mm; (For mix design Cement content considered 400 kg/cum of concrete) | 297.00 | Cum | 10.00 | 6075.00 | 1804275.00 | 6000.00 | 1782000.00 | 1782000.00 | Jai Baba Construction Company
12.00 | Supply & fixing 6 mm thick PVC water seal of approved quality in construction/contraction/expansion joint as per drawing and direction of Engineer-in-Charge complete in all respect including all lead & lifts: 200 mm wide | 504.00 | m | 10.00 | 235.00 | 118440.00 | 400.00 | 201600.00 | 118440.00 | N S Associates Pvt Ltd.
13.00 | Supplying of M.S. reionforcement including labour charges for bending binding and placing in position all reinforcement as per drawing including cost of binding wire and all leads and lifts using: Tor or ribbed bars (IS :1786-1985) | 11475.00 | Kg | 10.00 | 85.00 | 975375.00 | 102.00 | 1170450.00 | 975375.00 | N S Associates Pvt Ltd.
14.00 | Supplying and laying quarry spalls properly graded but not more than 10cm in size with spreading in required profile including all leads & lifts | 110.40 | Cum | 10.00 | 410.00 | 45264.00 | 500.00 | 55200.00 | 45264.00 | N S Associates Pvt Ltd.
15.00 | Supplying stone, spall and laying R. R. stone pitching, hammer dressed with packing of voids from small stones including all lead & lifts, in required profile of 30 cm thickness (± 5 % thickness tolerance) | 374.40 | Cum | 10.00 | 1315.00 | 492336.00 | 2000.00 | 748800.00 | 492336.00 | N S Associates Pvt Ltd.
16.00 | Providing an fixing MS board (at site) as per drawing including primer, painting, lettering with well finished surface and all lead & lifts as per direction of Engineer-in-Charge | 1.00 | No. | 10.00 | 5850.00 | 5850.00 | 25000.00 | 25000.00 | 5850.00 | N S Associates Pvt Ltd.
| Total in Figures |  |  |  |  | 4058368.12 |  | 5275217.40
Lowest Amount Quoted BY: N S Associates Pvt Ltd.(4058368.12)

## BoQ6
Government eProcurement System Created By: Kamleshwar Pratap Created Date/Time: 22-Mar-2023 01:12 PM Tender Title: Construction of Artificial Recharge Structure in Jaisalmer PKG 4 Tender ID: 2023_WAPCO_145307_1
Tender Inviting Authority: WAPCOS Ltd. (A Government of India Undertaking) Under Ministry of Jal Shakti, Government of India
NAME OF WORK: (FP-03)- CONSTRUCTION OF FARM POND AT JHALARIA - 3, JHALARIA, BHANIYANA, JAISALMER, RAJASTHAN.
Contract No: WAP/GWRD&M/ARS/2022-23/03
SCHEDULE OF WORK / ITEM(S)
Sl.No | Description of Work / Item(s) | No.of Qty | Units | Estimated Rate | N S Associates Pvt Ltd.(GSTN-07AABCN7057J1Z8) |  | Jai Baba Construction Company(GSTN-08AABFJ2456N1Z3)
[5 empty] | Rate | Amount | Rate | Amount | L1 Amount | L1 Vendor
1.00 | Cutting & clearance of jungle, bushes, shrubs Ankra/Ipomoea, Juliflora typna etc. on canal and bunds in dry/moist/slushy conditions including disposal as per instructions of the Engineer-in-charge. Cost of wood has been deducted from rates and thus will be property of contractor after cutting: Thick | 2200.00 | Sqm | 100.00 | 2.00 | 4400.00 | 20.00 | 44000.00 | 4400.00 | N S Associates Pvt Ltd.
2.00 | Dag belling: Over 10 cm to 15 cm deep | 500.00 | m | 100.00 | 1.00 | 500.00 | 30.00 | 15000.00 | 500.00 | N S Associates Pvt Ltd.
3.00 | Earth work in rough (borrow area) excavation for embankments in hard soil, morrum or highly weathered strata dry or moist, including laying in 20 cm layers (before compaction) and breaking of clods, sorting of grass, pebbles etc. and dressing when compacted by vibro compactor, vibro sheep foot roller, sheep foot roller/pneumatic tyred roller to obtain dry density of at least 98% of Standard Proctor's density with initial lead of 250 m and all lift (Excluding charges for compaction and watering) including loading and un-loading wherever required complete in all respect. | 847.88 | Cum | 10.00 | 152.00 | 128877.76 | 300.00 | 254364.00 | 128877.76 | N S Associates Pvt Ltd.
4.00 | Add extra charges for lead beyond 250 m and up to 750 m (½ Km) | 847.88 | Cum | 10.00 | 5.00 | 4239.40 | 25.00 | 21197.00 | 4239.40 | N S Associates Pvt Ltd.
5.00 | Add extra for each subsequent lead of 500m or part there of beyond ½ Km and up to 5 km | 847.88 | Cum | 10.00 | 6.00 | 5087.28 | 75.00 | 63591.00 | 5087.28 | N S Associates Pvt Ltd.
6.00 | Compaction of earth or highly weathered strata by mechanical equipment such as sheep foot roller/pneumatic tyred roller/vibro compactor/vibro sheep foot compactor required as per site condition to obtain dry density of at least 98% of Standard Proctor's density | 847.88 | Cum | 10.00 | 25.00 | 21197.00 | 55.00 | 46633.40 | 21197.00 | N S Associates Pvt Ltd.
7.00 | Watering of earth including cost of carriage of water including all lead and lift | 847.88 | Cum | 10.00 | 11.00 | 9326.68 | 150.00 | 127182.00 | 9326.68 | N S Associates Pvt Ltd.
8.00 | Excavation including loading, unloading, disposal and dressing of excavated earth within all lead and lift including dressing of excavated area and dewatering wherever required complete in all respect: All kind of soil, hard soil mixed with kankar/boulders, morrum/rocky area. | 2216.00 | Cum | 10.00 | 155.00 | 343480.00 | 225.00 | 498600.00 | 343480.00 | N S Associates Pvt Ltd.
9.00 | Excavation including loading unloading disposal and dressing of excavated rock including all and lift in dry or moist including dressing of excavated area, de-watering wherever required complete in all respect: Hard rock (dry or moist) requiring blasting (where hardness of rock is more than 2) including disposal of excavated material in the designated spoil bank /embankment, dressing of excavated material and dewatering with all leads & lifts of excavation and disposal. The contractor is free to use the usable excavated stone else where for which any transition expenditure & royalties, tax etc if required to be paid then it will be liability of contractor as the cost of usable stone has already been deducted from the rate. | 554.00 | Cum | 10.00 | 160.00 | 88640.00 | 325.00 | 180050.00 | 88640.00 | N S Associates Pvt Ltd.
10.00 | Refilling the excavated earth (excluding rock) in trenches, plinth side of foundations etc. in layers not exceeding 20 cm in depth, consolidating each deposited layer by ramming and watering including cost of water, loading and unloading wherever required with cost of dewatering wherever required. | 277.00 | Cum | 10.00 | 40.00 | 11080.00 | 150.00 | 41550.00 | 11080.00 | N S Associates Pvt Ltd.
11.00 | Providing and Laying in position of Cement concrete Design mix M-20 (1:1.5:3) including leads of all construction materials, plasticizers (if required), curing, compaction and finishing with rendering in cement sand mortar 1:3 ( 1 cement : 3 coarse sand) and making good the joints including the cost of centering, shuttering. Well graded crusher broken stone aggregate of maximum size upto 20 mm; (For mix design Cement content considered 400 kg/cum of concrete) | 297.00 | Cum | 10.00 | 6075.00 | 1804275.00 | 6000.00 | 1782000.00 | 1782000.00 | Jai Baba Construction Company
12.00 | Supply & fixing 6 mm thick PVC water seal of approved quality in construction/contraction/expansion joint as per drawing and direction of Engineer-in-Charge complete in all respect including all lead & lifts: 200 mm wide | 504.00 | m | 10.00 | 235.00 | 118440.00 | 400.00 | 201600.00 | 118440.00 | N S Associates Pvt Ltd.
13.00 | Supplying of M.S. reionforcement including labour charges for bending binding and placing in position all reinforcement as per drawing including cost of binding wire and all leads and lifts using: Tor or ribbed bars (IS :1786-1985) | 11475.00 | Kg | 10.00 | 85.00 | 975375.00 | 102.00 | 1170450.00 | 975375.00 | N S Associates Pvt Ltd.
14.00 | Supplying and laying quarry spalls properly graded but not more than 10cm in size with spreading in required profile including all leads & lifts | 110.40 | Cum | 10.00 | 410.00 | 45264.00 | 500.00 | 55200.00 | 45264.00 | N S Associates Pvt Ltd.
15.00 | Supplying stone, spall and laying R. R. stone pitching, hammer dressed with packing of voids from small stones including all lead & lifts, in required profile of 30 cm thickness (± 5 % thickness tolerance) | 374.40 | Cum | 10.00 | 1315.00 | 492336.00 | 2000.00 | 748800.00 | 492336.00 | N S Associates Pvt Ltd.
16.00 | Providing an fixing MS board (at site) as per drawing including primer, painting, lettering with well finished surface and all lead & lifts as per direction of Engineer-in-Charge | 1.00 | No. | 10.00 | 5850.00 | 5850.00 | 25000.00 | 25000.00 | 5850.00 | N S Associates Pvt Ltd.
| Total in Figures |  |  |  |  | 4058368.12 |  | 5275217.40
Lowest Amount Quoted BY: N S Associates Pvt Ltd.(4058368.12)

## BoQ7
Government eProcurement System Created By: Kamleshwar Pratap Created Date/Time: 22-Mar-2023 01:12 PM Tender Title: Construction of Artificial Recharge Structure in Jaisalmer PKG 4 Tender ID: 2023_WAPCO_145307_1
Tender Inviting Authority: WAPCOS Ltd. (A Government of India Undertaking) Under Ministry of Jal Shakti, Government of India
NAME OF WORK: (FP-04)- CONSTRUCTION OF FARM POND AT JHALARIA - 4, JHALARIA, BHANIYANA, JAISALMER, RAJASTHAN.
Contract No: WAP/GWRD&M/ARS/2022-23/03
SCHEDULE OF WORK / ITEM(S)
Sl.No | Description of Work / Item(s) | No.of Qty | Units | Estimated Rate | N S Associates Pvt Ltd.(GSTN-07AABCN7057J1Z8) |  | Jai Baba Construction Company(GSTN-08AABFJ2456N1Z3)
[5 empty] | Rate | Amount | Rate | Amount | L1 Amount | L1 Vendor
1.00 | Cutting & clearance of jungle, bushes, shrubs Ankra/Ipomoea, Juliflora typna etc. on canal and bunds in dry/moist/slushy conditions including disposal as per instructions of the Engineer-in-charge. Cost of wood has been deducted from rates and thus will be property of contractor after cutting: Thick | 2200.00 | Sqm | 100.00 | 2.00 | 4400.00 | 20.00 | 44000.00 | 4400.00 | N S Associates Pvt Ltd.
2.00 | Dag belling: Over 10 cm to 15 cm deep | 500.00 | m | 100.00 | 1.00 | 500.00 | 30.00 | 15000.00 | 500.00 | N S Associates Pvt Ltd.
3.00 | Earth work in rough (borrow area) excavation for embankments in hard soil, morrum or highly weathered strata dry or moist, including laying in 20 cm layers (before compaction) and breaking of clods, sorting of grass, pebbles etc. and dressing when compacted by vibro compactor, vibro sheep foot roller, sheep foot roller/pneumatic tyred roller to obtain dry density of at least 98% of Standard Proctor's density with initial lead of 250 m and all lift (Excluding charges for compaction and watering) including loading and un-loading wherever required complete in all respect. | 847.88 | Cum | 10.00 | 152.00 | 128877.76 | 300.00 | 254364.00 | 128877.76 | N S Associates Pvt Ltd.
4.00 | Add extra charges for lead beyond 250 m and up to 750 m (½ Km) | 847.88 | Cum | 10.00 | 5.00 | 4239.40 | 25.00 | 21197.00 | 4239.40 | N S Associates Pvt Ltd.
5.00 | Add extra for each subsequent lead of 500m or part there of beyond ½ Km and up to 5 km | 847.88 | Cum | 10.00 | 6.00 | 5087.28 | 75.00 | 63591.00 | 5087.28 | N S Associates Pvt Ltd.
6.00 | Compaction of earth or highly weathered strata by mechanical equipment such as sheep foot roller/pneumatic tyred roller/vibro compactor/vibro sheep foot compactor required as per site condition to obtain dry density of at least 98% of Standard Proctor's density | 847.88 | Cum | 10.00 | 25.00 | 21197.00 | 55.00 | 46633.40 | 21197.00 | N S Associates Pvt Ltd.
7.00 | Watering of earth including cost of carriage of water including all lead and lift | 847.88 | Cum | 10.00 | 11.00 | 9326.68 | 150.00 | 127182.00 | 9326.68 | N S Associates Pvt Ltd.
8.00 | Excavation including loading, unloading, disposal and dressing of excavated earth within all lead and lift including dressing of excavated area and dewatering wherever required complete in all respect: All kind of soil, hard soil mixed with kankar/boulders, morrum/rocky area. | 2216.00 | Cum | 10.00 | 155.00 | 343480.00 | 225.00 | 498600.00 | 343480.00 | N S Associates Pvt Ltd.
9.00 | Excavation including loading unloading disposal and dressing of excavated rock including all and lift in dry or moist including dressing of excavated area, de-watering wherever required complete in all respect: Hard rock (dry or moist) requiring blasting (where hardness of rock is more than 2) including disposal of excavated material in the designated spoil bank /embankment, dressing of excavated material and dewatering with all leads & lifts of excavation and disposal. The contractor is free to use the usable excavated stone else where for which any transition expenditure & royalties, tax etc if required to be paid then it will be liability of contractor as the cost of usable stone has already been deducted from the rate. | 554.00 | Cum | 10.00 | 160.00 | 88640.00 | 325.00 | 180050.00 | 88640.00 | N S Associates Pvt Ltd.
10.00 | Refilling the excavated earth (excluding rock) in trenches, plinth side of foundations etc. in layers not exceeding 20 cm in depth, consolidating each deposited layer by ramming and watering including cost of water, loading and unloading wherever required with cost of dewatering wherever required. | 277.00 | Cum | 10.00 | 40.00 | 11080.00 | 150.00 | 41550.00 | 11080.00 | N S Associates Pvt Ltd.
11.00 | Providing and Laying in position of Cement concrete Design mix M-20 (1:1.5:3) including leads of all construction materials, plasticizers (if required), curing, compaction and finishing with rendering in cement sand mortar 1:3 ( 1 cement : 3 coarse sand) and making good the joints including the cost of centering, shuttering. Well graded crusher broken stone aggregate of maximum size upto 20 mm; (For mix design Cement content considered 400 kg/cum of concrete) | 297.00 | Cum | 10.00 | 6075.00 | 1804275.00 | 6000.00 | 1782000.00 | 1782000.00 | Jai Baba Construction Company
12.00 | Supply & fixing 6 mm thick PVC water seal of approved quality in construction/contraction/expansion joint as per drawing and direction of Engineer-in-Charge complete in all respect including all lead & lifts: 200 mm wide | 504.00 | m | 10.00 | 235.00 | 118440.00 | 400.00 | 201600.00 | 118440.00 | N S Associates Pvt Ltd.
13.00 | Supplying of M.S. reionforcement including labour charges for bending binding and placing in position all reinforcement as per drawing including cost of binding wire and all leads and lifts using: Tor or ribbed bars (IS :1786-1985) | 11475.00 | Kg | 10.00 | 85.00 | 975375.00 | 102.00 | 1170450.00 | 975375.00 | N S Associates Pvt Ltd.
14.00 | Supplying and laying quarry spalls properly graded but not more than 10cm in size with spreading in required profile including all leads & lifts | 110.40 | Cum | 10.00 | 410.00 | 45264.00 | 500.00 | 55200.00 | 45264.00 | N S Associates Pvt Ltd.
15.00 | Supplying stone, spall and laying R. R. stone pitching, hammer dressed with packing of voids from small stones including all lead & lifts, in required profile of 30 cm thickness (± 5 % thickness tolerance) | 374.40 | Cum | 10.00 | 1315.00 | 492336.00 | 2000.00 | 748800.00 | 492336.00 | N S Associates Pvt Ltd.
16.00 | Providing an fixing MS board (at site) as per drawing including primer, painting, lettering with well finished surface and all lead & lifts as per direction of Engineer-in-Charge | 1.00 | No. | 10.00 | 5850.00 | 5850.00 | 25000.00 | 25000.00 | 5850.00 | N S Associates Pvt Ltd.
| Total in Figures |  |  |  |  | 4058368.12 |  | 5275217.40
Lowest Amount Quoted BY: N S Associates Pvt Ltd.(4058368.12)

## BoQ8
Government eProcurement System Created By: Kamleshwar Pratap Created Date/Time: 22-Mar-2023 01:12 PM Tender Title: Construction of Artificial Recharge Structure in Jaisalmer PKG 4 Tender ID: 2023_WAPCO_145307_1
Tender Inviting Authority: WAPCOS Ltd. (A Government of India Undertaking) Under Ministry of Jal Shakti, Government of India
NAME OF WORK: (FP-05)- CONSTRUCTION OF FARM POND NEAR WIND TOWER/AGOR TANKA, CHANDRA VEER SINGH DHANI, DAMODARA, SAM, JAISALMER, RAJASTHAN.
Contract No: WAP/GWRD&M/ARS/2022-23/03
SCHEDULE OF WORK / ITEM(S)
Sl.No | Description of Work / Item(s) | No.of Qty | Units | Estimated Rate | N S Associates Pvt Ltd.(GSTN-07AABCN7057J1Z8) |  | Jai Baba Construction Company(GSTN-08AABFJ2456N1Z3)
[5 empty] | Rate | Amount | Rate | Amount | L1 Amount | L1 Vendor
1.00 | Cutting & clearance of jungle, bushes, shrubs Ankra/Ipomoea, Juliflora typna etc. on canal and bunds in dry/moist/slushy conditions including disposal as per instructions of the Engineer-in-charge. Cost of wood has been deducted from rates and thus will be property of contractor after cutting: Thick | 18225.00 | Sqm | 100.00 | 2.00 | 36450.00 | 20.00 | 364500.00 | 36450.00 | N S Associates Pvt Ltd.
2.00 | Dag belling: Over 10 cm to 15 cm deep | 1270.00 | m | 100.00 | 1.00 | 1270.00 | 30.00 | 38100.00 | 1270.00 | N S Associates Pvt Ltd.
3.00 | Earth work in rough (borrow area) excavation for embankments in hard soil, morrum or highly weathered strata dry or moist, including laying in 20 cm layers (before compaction) and breaking of clods, sorting of grass, pebbles etc. and dressing when compacted by vibro compactor, vibro sheep foot roller, sheep foot roller/pneumatic tyred roller to obtain dry density of at least 98% of Standard Proctor's density with initial lead of 250 m and all lift (Excluding charges for compaction and watering) including loading and un-loading wherever required complete in all respect. | 3270.38 | Cum | 10.00 | 152.00 | 497097.76 | 300.00 | 981114.00 | 497097.76 | N S Associates Pvt Ltd.
4.00 | Add extra charges for lead beyond 250 m and up to 750 m (½ Km) | 3270.38 | Cum | 10.00 | 5.00 | 16351.90 | 25.00 | 81759.50 | 16351.90 | N S Associates Pvt Ltd.
5.00 | Add extra for each subsequent lead of 500m or part there of beyond ½ Km and up to 5 km | 3270.38 | Cum | 10.00 | 6.00 | 19622.28 | 75.00 | 245278.50 | 19622.28 | N S Associates Pvt Ltd.
6.00 | Compaction of earth or highly weathered strata by mechanical equipment such as sheep foot roller/pneumatic tyred roller/vibro compactor/vibro sheep foot compactor required as per site condition to obtain dry density of at least 98% of Standard Proctor's density | 3270.38 | Cum | 10.00 | 25.00 | 81759.50 | 55.00 | 179870.90 | 81759.50 | N S Associates Pvt Ltd.
7.00 | Watering of earth including cost of carriage of water including all lead and lift | 3270.38 | Cum | 10.00 | 11.00 | 35974.18 | 150.00 | 490557.00 | 35974.18 | N S Associates Pvt Ltd.
8.00 | Excavation including loading, unloading, disposal and dressing of excavated earth within all lead and lift including dressing of excavated area and dewatering wherever required complete in all respect: All kind of soil, hard soil mixed with kankar/boulders, morrum/rocky area. | 49704.00 | Cum | 10.00 | 155.00 | 7704120.00 | 225.00 | 11183400.00 | 7704120.00 | N S Associates Pvt Ltd.
9.00 | Excavation including loading unloading disposal and dressing of excavated rock including all and lift in dry or moist including dressing of excavated area, de-watering wherever required complete in all respect: Hard rock (dry or moist) requiring blasting (where hardness of rock is more than 2) including disposal of excavated material in the designated spoil bank /embankment, dressing of excavated material and dewatering with all leads & lifts of excavation and disposal. The contractor is free to use the usable excavated stone else where for which any transition expenditure & royalties, tax etc if required to be paid then it will be liability of contractor as the cost of usable stone has already been deducted from the rate. | 12426.00 | Cum | 10.00 | 160.00 | 1988160.00 | 325.00 | 4038450.00 | 1988160.00 | N S Associates Pvt Ltd.
10.00 | Refilling the excavated earth (excluding rock) in trenches, plinth side of foundations etc. in layers not exceeding 20 cm in depth, consolidating each deposited layer by ramming and watering including cost of water, loading and unloading wherever required with cost of dewatering wherever required. | 6213.00 | Cum | 10.00 | 40.00 | 248520.00 | 150.00 | 931950.00 | 248520.00 | N S Associates Pvt Ltd.
11.00 | Providing and Laying in position of Cement concrete Design mix M-20 (1:1.5:3) including leads of all construction materials, plasticizers (if required), curing, compaction and finishing with rendering in cement sand mortar 1:3 ( 1 cement : 3 coarse sand) and making good the joints including the cost of centering, shuttering. Well graded crusher broken stone aggregate of maximum size upto 20 mm; (For mix design Cement content considered 400 kg/cum of concrete) | 3215.00 | Cum | 10.00 | 6075.00 | 19531125.00 | 6000.00 | 19290000.00 | 19290000.00 | Jai Baba Construction Company
12.00 | Supply & fixing 6 mm thick PVC water seal of approved quality in construction/contraction/expansion joint as per drawing and direction of Engineer-in-Charge complete in all respect including all lead & lifts: 200 mm wide | 1540.00 | m | 10.00 | 235.00 | 361900.00 | 400.00 | 616000.00 | 361900.00 | N S Associates Pvt Ltd.
13.00 | Supplying of M.S. reionforcement including labour charges for bending binding and placing in position all reinforcement as per drawing including cost of binding wire and all leads and lifts using: Tor or ribbed bars (IS :1786-1985) | 130900.00 | Kg | 10.00 | 85.00 | 11126500.00 | 102.00 | 13351800.00 | 11126500.00 | N S Associates Pvt Ltd.
14.00 | Supplying and laying quarry spalls properly graded but not more than 10cm in size with spreading in required profile including all leads & lifts | 372.60 | Cum | 10.00 | 410.00 | 152766.00 | 500.00 | 186300.00 | 152766.00 | N S Associates Pvt Ltd.
15.00 | Supplying stone, spall and laying R. R. stone pitching, hammer dressed with packing of voids from small stones including all lead & lifts, in required profile of 30 cm thickness (± 5 % thickness tolerance) | 1263.60 | Cum | 10.00 | 1315.00 | 1661634.00 | 2000.00 | 2527200.00 | 1661634.00 | N S Associates Pvt Ltd.
16.00 | Providing an fixing MS board (at site) as per drawing including primer, painting, lettering with well finished surface and all lead & lifts as per direction of Engineer-in-Charge | 1.00 | No. | 10.00 | 5850.00 | 5850.00 | 25000.00 | 25000.00 | 5850.00 | N S Associates Pvt Ltd.
| Total in Figures |  |  |  |  | 43469100.62 |  | 54531279.90
Lowest Amount Quoted BY: N S Associates Pvt Ltd.(43469100.62)

## BoQ9
Government eProcurement System Created By: Kamleshwar Pratap Created Date/Time: 22-Mar-2023 01:12 PM Tender Title: Construction of Artificial Recharge Structure in Jaisalmer PKG 4 Tender ID: 2023_WAPCO_145307_1
Tender Inviting Authority: WAPCOS Ltd. (A Government of India Undertaking) Under Ministry of Jal Shakti, Government of India
NAME OF WORK: (KHN-01)- CONSTRUCTION OF KHADIN WITH 04 Nos. WASTE WEIR AT ADAPAR 1, DAMODARA, SAM, JAISALMER, RAJASTHAN.
Contract No: WAP/GWRD&M/ARS/2022-23/03
SCHEDULE OF WORK / ITEM(S)
Sl.No | Description of Work / Item(s) | No.of Qty | Units | Estimated Rate | N S Associates Pvt Ltd.(GSTN-07AABCN7057J1Z8) |  | Jai Baba Construction Company(GSTN-08AABFJ2456N1Z3)
[5 empty] | Rate | Amount | Rate | Amount | L1 Amount | L1 Vendor
1.00 | Cutting & clearance of jungle, bushes, shrubs Ankra/Ipomoea, Juliflora typna etc. on canal and bunds in dry/moist/slushy conditions including disposal as per instructions of the Engineer-in-charge. Cost of wood has been deducted from rates and thus will be property of contractor after cutting: Thick | 15000.00 | Sqm | 100.00 | 2.00 | 30000.00 | 20.00 | 300000.00 | 30000.00 | N S Associates Pvt Ltd.
2.00 | Dag belling: Over 10 cm to 15 cm deep | 4800.00 | m | 100.00 | 1.00 | 4800.00 | 30.00 | 144000.00 | 4800.00 | N S Associates Pvt Ltd.
3.00 | Earth work in rough (borrow area) excavation for embankments in hard soil, morrum or highly weathered strata dry or moist, including laying in 20 cm layers (before compaction) and breaking of clods, sorting of grass, pebbles etc. and dressing when compacted by vibro compactor, vibro sheep foot roller, sheep foot roller/pneumatic tyred roller to obtain dry density of at least 98% of Standard Proctor's density with initial lead of 250 m and all lift (Excluding charges for compaction and watering) including loading and un-loading wherever required complete in all respect. | 7087.12 | Cum | 10.00 | 152.00 | 1077242.24 | 300.00 | 2126136.00 | 1077242.24 | N S Associates Pvt Ltd.
4.00 | Add extra charges for lead beyond 250 m and up to 750 m (½ Km) | 7087.12 | Cum | 10.00 | 5.00 | 35435.60 | 25.00 | 177178.00 | 35435.60 | N S Associates Pvt Ltd.
5.00 | Add extra for each subsequent lead of 500m or part there of beyond ½ Km and up to 5 km | 7087.12 | Cum | 10.00 | 6.00 | 42522.72 | 75.00 | 531534.00 | 42522.72 | N S Associates Pvt Ltd.
6.00 | Compaction of earth or highly weathered strata by mechanical equipment such as sheep foot roller/pneumatic tyred roller/vibro compactor/vibro sheep foot compactor required as per site condition to obtain dry density of at least 98% of Standard Proctor's density | 7087.12 | Cum | 10.00 | 25.00 | 177178.00 | 55.00 | 389791.60 | 177178.00 | N S Associates Pvt Ltd.
7.00 | Watering of earth including cost of carriage of water including all lead and lift | 7087.12 | Cum | 10.00 | 11.00 | 77958.32 | 150.00 | 1063068.00 | 77958.32 | N S Associates Pvt Ltd.
8.00 | Excavation including loading, unloading, disposal and dressing of excavated earth within all lead and lift including dressing of excavated area and dewatering wherever required complete in all respect: All kind of soil, hard soil mixed with kankar/boulders, morrum/rocky area. | 1469.92 | Cum | 10.00 | 155.00 | 227837.60 | 225.00 | 330732.00 | 227837.60 | N S Associates Pvt Ltd.
9.00 | Excavation including loading unloading disposal and dressing of excavated rock including all and lift in dry or moist including dressing of excavated area, de-watering wherever required complete in all respect: Hard rock (dry or moist) requiring blasting (where hardness of rock is more than 2) including disposal of excavated material in the designated spoil bank /embankment, dressing of excavated material and dewatering with all leads & lifts of excavation and disposal. The contractor is free to use the usable excavated stone else where for which any transition expenditure & royalties, tax etc if required to be paid then it will be liability of contractor as the cost of usable stone has already been deducted from the rate. | 163.32 | Cum | 10.00 | 160.00 | 26131.20 | 325.00 | 53079.00 | 26131.20 | N S Associates Pvt Ltd.
10.00 | Providing and Laying in position of Cement concrete Nominal mix (1:3:6) M-10 including leads of all construction materials, curing, compaction and finishing with rendering in cement sand mortar 1:3 (1 cement : 3 coarse sand) and making good the joints excluding the cost of centering, shuttering and reinforcement. Well graded crusher broken stone aggregate of maximum size upto 40 mm | 321.24 | Cum | 10.00 | 4625.00 | 1485735.00 | 4000.00 | 1284960.00 | 1284960.00 | Jai Baba Construction Company
11.00 | Refilling the excavated earth (excluding rock) in trenches, plinth side of foundations etc. in layers not exceeding 20 cm in depth, consolidating each deposited layer by ramming and watering including cost of water, loading and unloading wherever required with cost of dewatering wherever required. | 163.32 | Cum | 10.00 | 40.00 | 6532.80 | 200.00 | 32664.00 | 6532.80 | N S Associates Pvt Ltd.
12.00 | Random rubble stone masonry (using R. R. stones where 75 % stones to be not less than 15 cm in size in any direction and weighing not less than 23 kg.) for foundation including curing with all leads of all construction materials including curing etc. complete: In cement sand mortar 1:3 | 335.20 | Cum | 10.00 | 4250.00 | 1424600.00 | 4500.00 | 1508400.00 | 1424600.00 | N S Associates Pvt Ltd.
13.00 | Random rubble stone masonry (using R. R. stones where 75 % stones to be not less than 15 cm in size in any direction and weighing not less than 23 kg.) for work in superstructure including curing with all leads of all construction materials including curing etc. complete: In cement sand mortar 1:3 | 583.01 | Cum | 10.00 | 4465.00 | 2603139.65 | 5000.00 | 2915050.00 | 2603139.65 | N S Associates Pvt Ltd.
14.00 | Providing and Laying in position of Cement concrete Design mix M-20 (1:1.5:3) including leads of all construction materials, plasticizers (if required), curing, compaction and finishing with rendering in cement sand mortar 1:3 ( 1 cement : 3 coarse sand) and making good the joints including the cost of centering, shuttering. Well graded crusher broken stone aggregate of maximum size upto 20 mm; (For mix design Cement content considered 400 kg/cum of concrete) | 71.20 | Cum | 10.00 | 6075.00 | 432540.00 | 6000.00 | 427200.00 | 427200.00 | Jai Baba Construction Company
15.00 | Supply & fixing 6 mm thick PVC water seal of approved quality in construction/contraction/expansion joint as per drawing and direction of Engineer-in-Charge complete in all respect including all lead & lifts: 200 mm wide | 128.00 | m | 10.00 | 235.00 | 30080.00 | 400.00 | 51200.00 | 30080.00 | N S Associates Pvt Ltd.
16.00 | Plaster in cement sand mortar 1:3 including racking of joints, smooth finishing & curing etc. complete including all leads of all construction materials of thickness: 20 mm | 466.40 | Sqm | 10.00 | 278.00 | 129659.20 | 350.00 | 163240.00 | 129659.20 | N S Associates Pvt Ltd.
17.00 | Providing and laying cement concrete coping in (1:2:4) with maximum size of crusher broken aggregate upto 20 mm including shuttering etc. with all leads of material complete in all respect in thickness of: 75 mm | 169.36 | Sqm | 10.00 | 405.00 | 68590.80 | 250.00 | 42340.00 | 42340.00 | Jai Baba Construction Company
18.00 | Supplying and laying quarry spalls properly graded but not more than 10cm in size with spreading in required profile including all leads & lifts | 1171.80 | Cum | 10.00 | 410.00 | 480438.00 | 500.00 | 585900.00 | 480438.00 | N S Associates Pvt Ltd.
19.00 | Supplying stone, spall and laying R. R. stone pitching, hammer dressed with packing of voids from small stones including all lead & lifts, in required profile of 30 cm thickness (± 5 % thickness tolerance) | 4067.16 | Cum | 10.00 | 1315.00 | 5348315.40 | 2000.00 | 8134320.00 | 5348315.40 | N S Associates Pvt Ltd.
20.00 | Dry boulder/stone filling in required profile with filling of voids etc. complete including all lead & lifts, and well finished surface | 84.00 | Cum | 10.00 | 495.00 | 41580.00 | 1500.00 | 126000.00 | 41580.00 | N S Associates Pvt Ltd.
21.00 | Providing and fixing PVC pipes 75 mm dia (4 Kg/sq. MCM as per ISI 4985) in weep hole including all lead & lifts and making good the wall etc. complete as per direction of Engineer in Charge. | 112.00 | m | 10.00 | 55.00 | 6160.00 | 150.00 | 16800.00 | 6160.00 | N S Associates Pvt Ltd.
22.00 | MS Pipe (4m length×450mm ID, Thickness of pipe-7.0 mm) with Regulatory valve with operating handle and rubber seal: fabrication, supply, erection, testing and commissioning all accessories for operating escape/regulator valve including cost of all materials, machinery, labour, cutting, fittings, bending, aligning, anchoring, welding, finishing etc.,complete with all leads and lifts as per specifications & drawings and direction of Engineer in Charge | 4.00 | No. | 10.00 | 32000.00 | 128000.00 | 50000.00 | 200000.00 | 128000.00 | N S Associates Pvt Ltd.
23.00 | Providing an fixing MS board (at site) as per drawing including primer, painting, lettering with well finished surface and all lead & lifts as per direction of Engineer-in-Charge | 1.00 | No. | 10.00 | 5850.00 | 5850.00 | 25000.00 | 25000.00 | 5850.00 | N S Associates Pvt Ltd.
| Total in Figures |  |  |  |  | 13890326.53 |  | 20628592.60
Lowest Amount Quoted BY: N S Associates Pvt Ltd.(13890326.53)

## BOQ Summary
BOQ Summary Details Tender Title: Construction of Artificial Recharge Structure in Jaisalmer PKG 4 Tender ID: 2023_WAPCO_145307_1
Sheet Name | Sl.No | Bidder Name | Amount | Bid Rank
BoQ1 | 1 | N S Associates Pvt Ltd. | 10296557.13 | L1
| 2 | Jai Baba Construction Company | 12081060.12 | L2
BoQ10 | 1 | N S Associates Pvt Ltd. | 4239815.47 | L1
| 2 | Jai Baba Construction Company | 7018587.90 | L2
BoQ11 | 1 | N S Associates Pvt Ltd. | 3850077.97 | L1
| 2 | Jai Baba Construction Company | 6226909.40 | L2
BoQ12 | 1 | N S Associates Pvt Ltd. | 4239815.47 | L1
| 2 | Jai Baba Construction Company | 7035055.90 | L2
BoQ13 | 1 | N S Associates Pvt Ltd. | 17877164.03 | L1
| 2 | Jai Baba Construction Company | 30045911.10 | L2
BoQ14 | 1 | N S Associates Pvt Ltd. | 15149001.53 | L1
| 2 | Jai Baba Construction Company | 24474523.60 | L2
BoQ15 | 1 | N S Associates Pvt Ltd. | 50346638.53 | L1
| 2 | Jai Baba Construction Company | 81404432.10 | L2
BoQ2 | 1 | N S Associates Pvt Ltd. | 19403513.10 | L1
| 2 | Jai Baba Construction Company | 22113876.30 | L2
BoQ3 | 1 | N S Associates Pvt Ltd. | 13029443.75 | L1
| 2 | Jai Baba Construction Company | 14653184.00 | L2
BoQ4 | 1 | N S Associates Pvt Ltd. | 4058368.12 | L1
| 2 | Jai Baba Construction Company | 5275217.40 | L2
BoQ5 | 1 | N S Associates Pvt Ltd. | 4058368.12 | L1
| 2 | Jai Baba Construction Company | 5275217.40 | L2
BoQ6 | 1 | N S Associates Pvt Ltd. | 4058368.12 | L1
| 2 | Jai Baba Construction Company | 5275217.40 | L2
BoQ7 | 1 | N S Associates Pvt Ltd. | 4058368.12 | L1
| 2 | Jai Baba Construction Company | 5275217.40 | L2
BoQ8 | 1 | N S Associates Pvt Ltd. | 43469100.62 | L1
| 2 | Jai Baba Construction Company | 54531279.90 | L2
BoQ9 | 1 | N S Associates Pvt Ltd. | 13890326.53 | L1
| 2 | Jai Baba Construction Company | 20628592.60 | L2