## BoQ1
Government eProcurement System Created By: SANDIP SUNDAR SAHOO Created Date/Time: 30-Oct-2024 11:10 AM Tender Title: CONSTRUCTION OF STEEL PIPELINE AND ASSOCIATED FACILITIES FOR CONNECTIVITY TO M/S JSW, NAGPUR Tender ID: 2024_GAIL_205460_1
Tender Inviting Authority: GAIL India Ltd
Name of Work: CONSTRUCTION OF STEEL PIPELINE AND ASSOCIATED FACILITIES FOR CONNECTIVITY TO M/S JSW, NAGPUR
Contract No: GAIL/NOIDA/C&P/PROJ/LMC/LAYING/24-43
SCHEDULE OF WORK / ITEM(S)
Sl.No | Description of Work / Item(s) | No.of Qty | Units | Estimated Rate | oval projects engineering pvt ltd (GSTN-16AABCO9053D1ZL) BID ID -748191 |  | KSITIH INFRACON PVT LTD (GSTN-NA) BID ID -748140 |  | AKSH INFRASPACE PVT LTD (GSTN-NA) BID ID -743241 |  | Adorn Infra Energy Pvt. Ltd. (GSTN-NA) BID ID -743706 |  | G L GOLDEN (GSTN-NA) BID ID -744265 |  | mastek engineering private limited (GSTN-NA) BID ID -744947 |  | BOMS Private Limited (GSTN-NA) BID ID -748730
[5 empty] | Rate | Amount | Rate | Amount | Rate | Amount | Rate | Amount | Rate | Amount | Rate | Amount | Rate | Amount | L1 Amount | L1 Vendor
1.00 | SECTION-A: PIPELINE LAYING / INSTALLATION (CARBON STEEL PIPES)
2.00 | Receiving and taking over, as defined in the specifications, handing, loading, transportation and unloading of Owner-supplied 3-layer PE coated line pipes along with associated fittings and valves from Owner's designated stock-yard to Contractor's stock-yard / workshop / work-site including preliminary activities, preparation of drawings, wherever required for crossing, etc. including handling, stacking, stringing on the pipeline right-of-use / pipeline route alignment, carrying out inspection of Company-supplied materials, including line pipes, at the time of taking over, laying / installation of coated line pipes, associated fittings (IJ,barred tee etc) and accessories, including execution of all works, taking over, handling, including loading and unloading, arrangement of all additional land required for Contractor's storage, fabrication, access for construction, procurement and supply of all materials (except Owner-supplied materials), consumables, equipment, labour and other inputs, carrying out all temporary, ancillary, auxiliary works, ready for commissioning of pipeline, as per drawings, specifications, other provisions of Contract Document and instructions of Engineer-in-Charge (EIC), including, but not limited to, carrying out following works:
3.00 | Including marking the route map, alignment sheet, etc. drawings showing survey details, and submit same to Owner for review.
4.00 | Staking and installation of construction markers, clearing, fencing, grubbing, full filling all the requirements of various statutory / environment authorities to the entire satisfaction of concerned authorities, grading of work area. Shifting of all obstructions within the ROU / pipeline route alignment, viz. electrical lines / poles, telephone lines / poles, coordination with concerned authorities and obtaining permissions from these authorities.
5.00 | Trenching to all depths by excavation in all types of soils/sand/boldder/weather rock etc. except Hard Rock, chiselling or otherwise cutting different types of pavement, footpath, roads etc. as required and storing excavated soil, reusable materials at designated area as directed by Engineer in charge and to a width to accommodate the pipeline and optical fibre conduit as per the relevant standard / specification etc. [The minimum depth of the top of pipeline shall be 1.0m measured from top of pipeline coating to the top of undisturbed surface of the soil or as per Special Condition of Contract (SCC) / OSID - 141 OISD - 226]. Dewater of trenches if required as per site condition. Note : Extra payment on account of excavation in hard rock will be as per SOR item No. A00120 based on actual measurement for hard rock encountered as certified by the EIC.
6.00 | Carrying out repairs of pipe defects / replacement in case of irreparable defects and repairs of defects of pipe coating not attributable to Owner including defects / damages occurring during transportation / handling.
7.00 | Stringing of line pipes along ROU including providing straw / sand / soft soil bags, soft padding / sand padding.
8.00 | Checking, cleaning, aligning, bending, cutting and bevelling (as required) of pipes for welding & field adjustments including pipe fittings, welding, carrying out non-destructive testing of welds as required including 100% radiography by X-Ray (in case of space constrant & small work by Gamma Ray on Owner's approval) as per specifications in piping of all types and thickness and providing all requisite equipment, labour, supervision, materials, films, consumables, all facilities & personnel to process, develop, examine and interpret radiographs & other tests as required, carrying out repairs of weld-joints found defective by EIC, carrying out re-radiography and other tests as required on repaired joints, etc. as mentioned in SCC and particular job specifications.
9.00 | Installation of carrier line pipe at all crossings viz road, cartrack, pathway, drain, nallah & minor water crossings, etc. at designated depth by open cut (including laying of casing pipe) (except at HDD / Boring cased crossings which is covered separately elsewhere in this SOR).
10.00 | Coating of all weld joints, long radius bends, etc.
11.00 | Installation / lowering the pipeline in trench to required depth, placement of PE / PVC warning mat over the pipeline along the complete route, padding around pipeline with suitable approved soil including supply of padding material, PE / PVC warning mat, backfilling with available / borrowed earth, approved excavated material and /or other suitable soil by crowning.
12.00 | Supply and installation of slope breakers, bank protection, wherever required and as directed by EIC.
13.00 | Erection of isolation valves for pipelines inside the valve-pits and making provision to operate the valves at above ground level.
14.00 | All tieing-in, including the tie-ins with adjacent section of the pipeline.
15.00 | Lowering the pipelines in trench, providing required depth and backfilling over and around the pipeline with available, approved excavated material as per specification and / or other suitable soil approved by EIC.
16.00 | Select soil for backfilling, if required, as per specification including supply of graded sand / rock / other types of soil in place of available excavated material and / or other suitable soil, including transportation of such special backfill material over all distances, complete.
17.00 | Protective coating of 450 microns thick 2-component high built coal tar epoxy (applied with the help of minimum 3 coats) including supply of coating & other materials duly approved by Owner for all piping valves, fittings, structural steels, etc. for buried installation and inside the valve-pit.
18.00 | Carrying out air cleaning, pigging, flushing, cleaning and hydrostatic testing of complete pipeline with required quantity of corrosion inhibitor including pre-testing of designated sections complete as per specification and approved by EIC to specified pressures indicated elsewhere and duration after stabilization as per specification, providing all equipment, pumps, fittings, instruments, dead weight tester, pressure recorder, thermocouples, etc., and services, supervision, labour, consumables, water including supply of corrosion inhibitor, air, etc. as required, locating of leaks and rectification of defect attributable to Contractor (rectification of defects in linepipe material not attributable to Contractor shall be paid separately as per other item of SOR), re-testing after rectification, dewatering after successful completion of hydrotesting of entire section and as approved by EIC, complete.
19.00 | Swabbing of the complete pipeline section and the associated facilities being installed to the specified acceptance criteria, carrying out pre-commissioning works, providing assistance during the complete duration of commissioning operations for entire pipeline and making the entire pipeline system ready for commissioning including supply of all equipment, manpower, consumables (including pigs and Nitrogen required for maintaining Nitrogen column of minimum 5% of pipeline volume) materials for all temporary works and performing all associated works, complete as per the relevant specifications, other provisions of Contract Document and instructions of EIC.
20.00 | Final clean-up of right-of-use and disposal of debris and surplus material to designated disposal areas and reinstalling the area to its earlier state as per satisfaction of concerned authority and as directed by EIC.
21.00 | Preparation of as-built drawings, pipe-books (2 soft copy in AutoCad format in CD, 2 soft-copies in PDF format (in CD) and 4 hard-copies of pipe-book) All the works shall be executed in accordance with the provision of Contract including carrying out all temporary / ancillary / auxiliary works required for the performance of the works and all other acts, deeds, matters and things necessary to make the pipeline ready for precommisioning activities.
22.00 | Line pipe laying & installation with radiography
23.00 | Specified Size (NB)
24.00 | 114 (4"), X-42 or higher, 6.4 mm or higher | 5000.00 | Meter |  | 1600.00 | 8000000.00 | 4800.00 | 24000000.00 | 2150.00 | 10750000.00 | 1850.00 | 9250000.00 | 3250.00 | 16250000.00 | 1400.00 | 7000000.00 | 1500.00 | 7500000.00 | 7000000.00 | mastek engineering private limited
25.00 | Note: (1) This item shall be applicable for the underground steel main pipeline & underground tap-off points (i.e. including arrangement for making provision for tap-off except hot tapping and their hook-up) on existing / proposed steel main pipeline to Insulating Joint at proposed Receiving / Dispatch Station; (2) All crossings installed by HDD / jacking / boring shall be paid separately as per the rates quoted for the same elsewhere in the SOR.
26.00 | Excavation in Hard Rock | 3000.00 | Cu. M |  | 8000.00 | 24000000.00 | 10.00 | 30000.00 | 2650.00 | 7950000.00 | 2000.00 | 6000000.00 | 2525.00 | 7575000.00 | 3600.00 | 10800000.00 | 1052.00 | 3156000.00 | 30000.00 | KSITIH INFRACON PVT LTD
27.00 | Supply and installation of Concrete Slab / HT sheeting for Protection of Pipeline against underground HT cables /over head HT lines as per drawing and specification attached with tender document | 200.00 | Running Meter |  | 6500.00 | 1300000.00 | 300.00 | 60000.00 | 1250.00 | 250000.00 | 5850.00 | 1170000.00 | 1050.00 | 210000.00 | 2500.00 | 500000.00 | 1000.00 | 200000.00 | 60000.00 | KSITIH INFRACON PVT LTD
28.00 | SUPPLY & INSTALLATION OF BENDS
29.00 | Bends (R = 6D) 4" NB, 6.4 mm (Or Higher) W.T. X52 Angle - 10° to 30° | 80.00 | Nos. |  | 34000.00 | 2720000.00 | 23500.00 | 1880000.00 | 55000.00 | 4400000.00 | 4850.00 | 388000.00 | 500.00 | 40000.00 | 22000.00 | 1760000.00 | 13500.00 | 1080000.00 | 40000.00 | G L GOLDEN
30.00 | Bends (R = 6D) 4" NB, 6.4 mm(Or Higher) W.T. X52 Angle - 31° to 45° | 50.00 | Nos. |  | 36000.00 | 1800000.00 | 26300.00 | 1315000.00 | 54000.00 | 2700000.00 | 7850.00 | 392500.00 | 500.00 | 25000.00 | 24000.00 | 1200000.00 | 14000.00 | 700000.00 | 25000.00 | G L GOLDEN
31.00 | Bends (R = 6D)4" NB, 6.4 mm (Or Higher) W.T. X52 Angle - 46° to 60° | 50.00 | Nos. |  | 38000.00 | 1900000.00 | 28500.00 | 1425000.00 | 56000.00 | 2800000.00 | 9520.00 | 476000.00 | 500.00 | 25000.00 | 26000.00 | 1300000.00 | 14800.00 | 740000.00 | 25000.00 | G L GOLDEN
32.00 | Bends (R = 6D) 4" NB, 6.4 mm (Or Higher) W.T. X52 Angle - 61° to 90° | 30.00 | Nos. |  | 40000.00 | 1200000.00 | 29000.00 | 870000.00 | 57200.00 | 1716000.00 | 10800.00 | 324000.00 | 500.00 | 15000.00 | 28000.00 | 840000.00 | 19650.00 | 589500.00 | 15000.00 | G L GOLDEN
33.00 | Bends (R = 3D) 4" NB, 6.4 mm(Or Higher) W.T. X52 Angle - 10° to 30° | 2.00 | Nos. |  | 31000.00 | 62000.00 | 21300.00 | 42600.00 | 31000.00 | 62000.00 | 2250.00 | 4500.00 | 500.00 | 1000.00 | 22000.00 | 44000.00 | 9500.00 | 19000.00 | 1000.00 | G L GOLDEN
34.00 | Bends (R = 3D) 4" NB, 6.4 mm (Or Higher) W.T. X52 Angle - 31° to 45° | 2.00 | Nos. |  | 33000.00 | 66000.00 | 20800.00 | 41600.00 | 32000.00 | 64000.00 | 3850.00 | 7700.00 | 500.00 | 1000.00 | 24000.00 | 48000.00 | 11890.00 | 23780.00 | 1000.00 | G L GOLDEN
35.00 | Bends (R = 3D) 4" NB, 6.4 mm (Or Higher) W.T. X52 Angle - 46° to 60° | 2.00 | Nos. |  | 35000.00 | 70000.00 | 22800.00 | 45600.00 | 33000.00 | 66000.00 | 4850.00 | 9700.00 | 500.00 | 1000.00 | 26000.00 | 52000.00 | 13512.00 | 27024.00 | 1000.00 | G L GOLDEN
36.00 | Bends (R = 3D) 4" NB, 6.4 mm (Or Higher) W.T. X52 Angle - 61° to 90° | 2.00 | Nos. |  | 36000.00 | 72000.00 | 23100.00 | 46200.00 | 33250.00 | 66500.00 | 6250.00 | 12500.00 | 500.00 | 1000.00 | 28000.00 | 56000.00 | 15960.00 | 31920.00 | 1000.00 | G L GOLDEN
37.00 | Note : The quantities of LR Bends may vary.
38.00 | INSTALLATION OF CARRIER PIPE CROSSINGS BY HDD METHOD AT CROSSING WITHOUT CASING PIPE in all types of soils i.e. normal soil/soft rock/murram/Weather rock/boldder etc. except hard rock
39.00 | “Complete work of installation of carrier pipe at crossings (between the limits as defined in approved drawings. Drawing preparation and obtaining the approval on the same is included in the scope of Contractor) by HDD method for roads, nallahs, drains and canals, wherever required, in all types of soils i.e. normal soil/soft rock/murram/Weather rock/boldder etc. except hard rock including "receiving and taking over" Owner-supplied 3-layer PE coated line pipes from Owner's designated place of issue / dump-site(s) and transportation to Contractor's stock-yard / workshop / work-site including all handling loading, unloading, aligning, etc. supply of all Contractor-supplied materials, manpower, equipment, consumable, other resources and acquiring the required land for storage, fabrication, including string preparation of pipes, welding, welding repair, radiography, coating of field joints with special type Heat Shrink Sleeve and repair of pipeline coating with special repair patch materials as per specification, strapping of HDPE conduit with main pipeline for laying / blowing of OFC cables, pre-testing, etc. of complete string made for crossing access for Contractor, etc. and execution of, but not limited to, following works in accordance with the specifications and instructions of EIC, and as per all provisions of Contract Document.”
40.00 | Pre-construction survey based on site-visit, carrying out all additional topographical, hydrological & geo-technical surveys as required for design & construction of crossing, collection of data (if reqd.) from concerned authority including design & detailed engineering and making of crossing drawings for getting their approval from concerned authority / EIC, getting work permit / NOC for crossings as well as utility crossings (if any) encountered during crossings prior to start the execution of work.
41.00 | Drilling to required depth including maintenance of drill hole in all types of strata (in all types of soils i.e. normal soil/soft rock/murram etc. except hard rock), all depth to accommodate the pipeline at all conditions encountered during crossing by approved HDD methods procedure for providing minimum cover specified in code / specification or as decided by concerned authority, whichever is more.
42.00 | Backfilling of the ditch / trench including restoration and cleanup of area and all other works including cleaning, final hydrotesting, etc. alongwith mainline works (as mentioned in clause no. A00100 above) required as per specification, approved drawings, calculations, methods and to the satisfaction of EIC and / or as directed by concerned authority.
43.00 | 114 (4"), X-42 or higher, 6.4 mm or higher | 600.00 | Meter |  | 12000.00 | 7200000.00 | 25000.00 | 15000000.00 | 13500.00 | 8100000.00 | 4800.00 | 2880000.00 | 3950.00 | 2370000.00 | 4200.00 | 2520000.00 | 7244.00 | 4346400.00 | 2370000.00 | G L GOLDEN
44.00 | Note: (1) The length mentioned in SOR is indicative for all the crossing to be done by HDD & locations shall be decided by GAIL / Consultant prior to start of job depending upon site-condition; (2) Payment for the length of final tied in carrier pipeline string with mainline laid by HDD are inclusive in this above item rate. No any separate payment shall be made under other clauses mentioned elsewhere.
45.00 | INSTALLATION OF CARRIER PIPE CROSSINGS BY HDD METHOD AT CROSSING WITHOUT CASING PIPE IN HARD ROCK
46.00 | “Complete work of installation of carrier pipe at crossings (between the limits as defined in approved drawings. Drawing preparation and obtaining the approval on the same is included in the scope of Contractor) by HDD method for roads, nallahs, drains and canals, wherever required, in Hard rock , including "receiving and taking over" Owner-supplied 3-layer PE coated line pipes from Owner's designated place of issue / dump-site(s) and transportation to Contractor's stock-yard / workshop / work-site including all handling loading, unloading, aligning, etc. supply of all Contractor-supplied materials, , manpower, equipment, consumable, other resources and acquiring the required land for storage, fabrication, including string preparation of pipes, welding, welding repair, radiography, coating of field joints with special type Heat Shrink Sleeve and repair of pipeline coating with special repair patch materials as per specification, strapping of HDPE conduit with main pipeline for laying / blowing of OFC cables, pre-testing, etc. of complete string made for crossing access for Contractor, etc. and execution of, but not limited to, following works in accordance with the specifications and instructions of EIC, and as per all provisions of Contract Document.”
47.00 | Pre-construction survey based on site-visit, carrying out all additional topographical, hydrological & geo-technical surveys as required for design & construction of crossing, collection of data (if reqd.) from concerned authority including design & detailed engineering and making of crossing drawings for getting their approval from concerned authority / EIC, getting work permit / NOC for crossings as well as utility crossings (if any) encountered during crossings prior to start the execution of work.
48.00 | Drilling to required depth including maintenance of drill hole in Hard rock area, all depth to accommodate the pipeline at all conditions encountered during crossing by approved HDD methods procedure for providing minimum cover specified in code / specification or as decided by concerned authority, whichever is more.
49.00 | Backfilling of the ditch / trench including restoration and cleanup of area and all other works including cleaning, final hydrotesting, etc. alongwith mainline works (as mentioned in clause no. A00100 above) required as per specification, approved drawings, calculations, methods and to the satisfaction of EIC and / or as directed by concerned authority.
50.00 | 114 (4"), X-42 or higher, 6.4 mm or higher | 1500.00 | Meter |  | 20000.00 | 30000000.00 | 10.00 | 15000.00 | 24500.00 | 36750000.00 | 12500.00 | 18750000.00 | 13850.00 | 20775000.00 | 8900.00 | 13350000.00 | 12106.00 | 18159000.00 | 15000.00 | KSITIH INFRACON PVT LTD
51.00 | Note: (1) The length mentioned in SOR is indicative for all the crossing to be done by HDD & locations shall be decided by GAIL / Consultant prior to start of job depending upon site-condition; (2) Payment for the length of final tied in carrier pipeline string with mainline laid by HDD are inclusive in this above item rate. No any separate payment shall be made under other clauses mentioned elsewhere.
52.00 | CROSSING (CASED / UNCASED) EXCEPT HARD ROCK
53.00 | “Installation of casing pipe by Jacking / Boring for road, rail, nalah, drain, etc. crossings wherever required , in all types of soils, soft rock/ murram except hard rock including all associated works including supply of all other contractor supplied materials viz. casing insulators and casing end seals as per enclosed drawing, materials for casing vents, drain, etc. including supply of all other material, equipment, consumables, manpower, welding including visual inspection of all weld joints, installation of casing insulators end seals, vent and drain-off pipes, , strapping of HDPE conduit as the case may be with main pipeline for laying / blowing of OFC cable, backfilling and restoration as original of the facility crossed and performing all works as per drawings, specifications and instructions of EIC and provisions of Contract Document.” Drawing preparation and obtaining the approval on the same is included in the scope of Contractor)
54.00 | Preparation of required length of carrier pipeline welded string including all other works as mentioned in Item No. A00100 above and specification / drawings. Insertion of carrier pipeline welded string including all other works as mentioned in Item No. A00100 above and as per specification / drawings. Insertion of carrier pipe in casing pipe after aboveground pretesting at specified test pressure and installation of casing insulators as per specification / drawings. Installation of vent and drain assembly, fixing of end seals, backfilling and restoration as original of the facilities crossed and performing all other works including pigging, cleaning, final hydrotesting, etc. alongwith mainline works (as mentioned in Item No. A00100 above) and as per specification, approved procedure, drawing, etc. and instructions of EIC and provision of contract document, getting NOC from all concerned authority of the facilities crossed.
55.00 | By Jacking / Boring Method with 8" Steel casing pipe along with 4" carrier pipe. | 10.00 | Mtr. |  | 8500.00 | 85000.00 | 10.00 | 100.00 | 9500.00 | 95000.00 | 8500.00 | 85000.00 | 5000.00 | 50000.00 | 7000.00 | 70000.00 | 2150.00 | 21500.00 | 100.00 | KSITIH INFRACON PVT LTD
56.00 | Note: (1) The length mentioned in SOR is indicative for all the crossing to be done by Jacking / Boring numbers & locations shall be decided by GAIL / Consultant prior to start of job depending upon site-condition; (2) Width of the above crossing mentioned is tentative. Actual length & cover from top of casing pipe string may vary depending upon site-conditions, crossing methods, approved drawings, etc. and / or decided by concerned Authority / EIC; (3) Payment for the length of final tied-in carrier pipeline string with mainline laid by Jacking / Boring method are inclusive in this above item rate. No any separate payment shall be made under other clauses mentioned elsewhere.
57.00 | CROSSING (CASED / UNCASED) HARD ROCK
58.00 | “Installation of casing pipe by Jacking / Boring for road, rail, nalah, drain, etc. crossings wherever required , in all types of soils, soft rock/ murram except hard rock including all associated works including supply of all other contractor supplied materials viz. casing insulators and casing end seals as per enclosed drawing, materials for casing vents, drain, etc. including supply of all other material, equipment, consumables, manpower, welding including visual inspection of all weld joints, installation of casing insulators end seals, vent and drain-off pipes, , strapping of HDPE conduit as the case may be with main pipeline for laying / blowing of OFC cable, backfilling and restoration as original of the facility crossed and performing all works as per drawings, specifications and instructions of EIC and provisions of Contract Document.” Drawing preparation and obtaining the approval on the same is included in the scope of Contractor)
59.00 | Preparation of required length of carrier pipeline welded string including all other works as mentioned in Item No. A00100 above and specification / drawings. Insertion of carrier pipeline welded string including all other works as mentioned in Item No. A00100 above and as per specification / drawings. Insertion of carrier pipe in casing pipe after aboveground pretesting at specified test pressure and installation of casing insulators as per specification / drawings. Installation of vent and drain assembly, fixing of end seals, backfilling and restoration as original of the facilities crossed and performing all other works including pigging, cleaning, final hydrotesting, etc. alongwith mainline works (as mentioned in Item No. A00100 above) and as per specification, approved procedure, drawing, etc. and instructions of EIC and provision of contract document, getting NOC from all concerned authority of the facilities crossed.
60.00 | By Jacking / Boring Method with 8" Steel casing pipe along with 4" carrier pipe. | 10.00 | Mtr. |  | 25000.00 | 250000.00 | 10.00 | 100.00 | 15850.00 | 158500.00 | 14500.00 | 145000.00 | 6500.00 | 65000.00 | 9000.00 | 90000.00 | 13812.00 | 138120.00 | 100.00 | KSITIH INFRACON PVT LTD
61.00 | Note: (1) The length mentioned in SOR is indicative for all the crossing to be done by Jacking / Boring numbers & locations shall be decided by GAIL / Consultant prior to start of job depending upon site-condition; (2) Width of the above crossing mentioned is tentative. Actual length & cover from top of casing pipe string may vary depending upon site-conditions, crossing methods, approved drawings, etc. and / or decided by concerned Authority / EIC; (3) Payment for the length of final tied-in carrier pipeline string with mainline laid by Jacking / Boring method are inclusive in this above item rate. No any separate payment shall be made under other clauses mentioned elsewhere.
62.00 | Supply of steel casing pipe
63.00 | 8" NB 6.4 mm W.T. API 5L Gr.B / IS 3589 / Equivalent | 10.00 | Mtr. |  | 8000.00 | 80000.00 | 10.00 | 100.00 | 5800.00 | 58000.00 | 4050.00 | 40500.00 | 6500.00 | 65000.00 | 4500.00 | 45000.00 | 9595.00 | 95950.00 | 100.00 | KSITIH INFRACON PVT LTD
64.00 | PERMANENT MARKERS
65.00 | Supply, fabrication & installation of following types of permanent markers along the route including all associated civil works such as excavation in all types of soil, construction of pedestals & grouting with concrete, cleaning, supply & application of approved colour & quality of primer and paint, stencil letter cutting for numbers, direction, chainage, etc., restoration of area to original condition & performing all works as per drawings, specifications and instructions of EIC.
66.00 | Pipeline Warning Signs | 40.00 | No. |  | 4500.00 | 180000.00 | 11200.00 | 448000.00 | 9500.00 | 380000.00 | 5450.00 | 218000.00 | 6000.00 | 240000.00 | 10800.00 | 432000.00 | 12000.00 | 480000.00 | 180000.00 | oval projects engineering pvt ltd
67.00 | Right-of-way Boundary Markers | 40.00 | No. |  | 4500.00 | 180000.00 | 11500.00 | 460000.00 | 1500.00 | 60000.00 | 1550.00 | 62000.00 | 1550.00 | 62000.00 | 1350.00 | 54000.00 | 1551.00 | 62040.00 | 54000.00 | mastek engineering private limited
68.00 | Kilometer Posts | 7.00 | No. |  | 4500.00 | 31500.00 | 12500.00 | 87500.00 | 9800.00 | 68600.00 | 5700.00 | 39900.00 | 7500.00 | 52500.00 | 12600.00 | 88200.00 | 9000.00 | 63000.00 | 31500.00 | oval projects engineering pvt ltd
69.00 | Direction Markers | 25.00 | No. |  | 6500.00 | 162500.00 | 12500.00 | 312500.00 | 9500.00 | 237500.00 | 4850.00 | 121250.00 | 6500.00 | 162500.00 | 10800.00 | 270000.00 | 9000.00 | 225000.00 | 121250.00 | Adorn Infra Energy Pvt. Ltd.
70.00 | Pipeline laying liaisoning with statutory authorities / Permission Issuing Authorities
71.00 | Liaisoning with statutory Authority /Permission issuing Authorities for obtaining routine work permit for execution of work and NOC from various Statutory Authority having jurisdiction before/during execution of work and for complying with all stipulations/ conditions and recommendation of the said Authority. Required Permission shall be arranged/obtained by the Owner. (Note :- Payment shall be based on the actual length of pipeline laid). | 7500.00 | Mtr. |  | 150.00 | 1125000.00 | 350.00 | 2625000.00 | 100.00 | 750000.00 | 105.00 | 787500.00 | 95.00 | 712500.00 | 180.00 | 1350000.00 | 149.00 | 1117500.00 | 712500.00 | G L GOLDEN
72.00 | GPRS (Ground Penetration Raddar Survey) in all depth
73.00 | Locate Under ground services / utilities within the pipeline route.This shall include identification of under ground utilities by scanning with electromagnetic underground services locator / ground penetrating radar followed by hand excavation to expose the utilities with permission from concerened authorities. laying agency shall prepare a methodology for Scanning and identify the probable areas and obtain prior permission from Engineer-in charge / Client before start of work. Such ground area where utilities are identified by scanning, shall be marked with Red paint. Note: 1.These rates shall be applied only when explicitly permitted by Company. | 800.00 | M2 |  | 450.00 | 360000.00 | 60.00 | 48000.00 | 115.00 | 92000.00 | 35.00 | 28000.00 | 100.00 | 80000.00 | 180.00 | 144000.00 | 108.00 | 86400.00 | 28000.00 | Adorn Infra Energy Pvt. Ltd.
74.00 | INSTALLATION OF CARRIER PIPE CROSSINGS BY MOILING METHOD AT CROSSING WITHOUT CASING PIPE
75.00 | “Complete work of installation of carrier pipe at crossings (between the limits as defined in approved drawings) by moiling method for roads, nallahs, drains and Factory Gates etc., wherever required, in all types of soils, soft rock/ murram/Boldder, Weather rock etc. This includes "receiving and taking over" Owner-supplied 3-layer PE coated line pipes from Owner's designated place of issue / dump-site(s) and transportation to Contractor's stock-yard / workshop / work-site including all handling loading, unloading, aligning, etc. supply of all Contractor-supplied materials, manpower, equipment, consumable, other resources and acquiring the required land for storage, fabrication, including string preparation of pipes, welding, welding repair, radiography, coating of field joints with special type Heat Shrink Sleeve and repair of pipeline coating with special repair patch materials as per specification, strapping of HDPE duct as the case may be with main pipeline for laying / blowing of OFC cables, pre-testing, etc. of complete string made for crossing access for Contractor, etc. and execution of, but not limited to, following works in accordance with the specifications and instructions of EIC, and as per all provisions of Contract Document.”
76.00 | Pre-construction survey based on site-visit, carrying out all additional topographical, hydrological & geo-technical surveys as required for design & construction of crossing, collection of data (if reqd.) from concerned authority including design & detailed engineering and making of crossing drawings for getting their approval from concerned authority / EIC, getting work permit / NOC for crossings as well as utility crossings (if any) encountered during crossings prior to start the execution of work.
77.00 | Drilling to required depth including maintenance of drill hole in all types of strata (in all types of soils, soft rock/ murram ), all depth to accommodate the pipeline at all conditions encountered during crossing and providing minimum cover specified in code / specification or as decided by concerned authority, whichever is more.
78.00 | Backfilling of the ditch / trench including restoration and cleanup of area and all other works including cleaning, final hydrotesting, etc. alongwith mainline works (as mentioned in clause no. A00100 above) required as per specification, approved drawings, calculations, methods and to the satisfaction of EIC and / or as directed by concerned authority.
79.00 | 114 (4"), X-42 or higher, 6.4 mm or higher | 450.00 | Mtr. |  | 4500.00 | 2025000.00 | 10.00 | 4500.00 | 13500.00 | 6075000.00 | 3800.00 | 1710000.00 | 4000.00 | 1800000.00 | 4900.00 | 2205000.00 | 7950.00 | 3577500.00 | 4500.00 | KSITIH INFRACON PVT LTD
80.00 | Note: i)The length mentioned in SOR is indicative for all the crossing to be done by Moiling & locations shall be decided by GAIL / Consultant prior to start of job depending upon site-condition. ii) Payment for the length of final tied in carrier pipeline string with mainline laid by Moiling are inclusive in this above item rate. No any separate payment shall be made under other clauses mentioned elsewhere.
81.00 | Hiring and deploying of fire tenders along with accessories and operating crew. The rates quoted shall be inclusive of all expenses.
82.00 | Deployment of Fire Tenders for 12 Hrs | 1.00 | Nos. |  | 150000.00 | 150000.00 | 10.00 | 10.00 | 9500.00 | 9500.00 | 65000.00 | 65000.00 | 40000.00 | 40000.00 | 270000.00 | 270000.00 | 385000.00 | 385000.00 | 10.00 | KSITIH INFRACON PVT LTD
83.00 | Magnetic Cleaning & Electronic Geometric Pigging
84.00 | Mobilisation/demobilisation of pigging tools, tackles, consumables, accessories, and personnels, by contractor at work-site including but not limited to magnetic pig, electronic geometry pig, and pig tracking device, temporary launcher and receiver as per specification and other provisions of bid documents, including supply equipments, materials, manpower etc. as required for geometry inspection and magnetic cleaning of section, including calibration of magnetic and caliper tools at work site, running of adequate no. of magnet pigs and electronic geometry pigs( caliper) including pig tracking at 5 to 10 km intervals, preparation of site report on pipeline, data analysis at contractors facility as per specifications and provision of Bid documents. | 7500.00 | Mtr. |  | 100.00 | 750000.00 | 350.00 | 2625000.00 | 60.00 | 450000.00 | 205.00 | 1537500.00 | 95.00 | 712500.00 | 75.00 | 562500.00 | 300.00 | 2250000.00 | 450000.00 | AKSH INFRASPACE PVT LTD
85.00 | CONTINUOUS CONCRETE COATING
86.00 | Additional work over and above SOR Sl. No. 1 for supply of all consumables and materials and application of continuous concrete weight coating of minimum density 2245 Kg/m3 of minimum grade M-35 (design mix), on pipes of all wall thicknesses and concrete coating of the field joints thereof, in all areas of work (wherever required), and performing all works as per specifications and instructions of Engineer-in-Charge and other provisions of Contract document.
87.00 | Pipes as per following details :
88.00 | Pipe OD-114.3 mm, WT- 7.9mm for X-42 or higher, Coating Thickness -80 mm | 15.00 | Mtr. |  | 4500.00 | 67500.00 | 5000.00 | 75000.00 | 1500.00 | 22500.00 | 1500.00 | 22500.00 | 1250.00 | 18750.00 | 2700.00 | 40500.00 | 2695.00 | 40425.00 | 18750.00 | G L GOLDEN
89.00 | Note: 1) This item shall be operated alongwith item no. 1.0 above for marshy lands , small water body crosssings like nala , canal , ponds , water channel etc. Of all crossing width and to all depth as per instruction of EIC based on actual site acondition. No additional payment on account of change in depth required in specific cases as per direction of EIC/ authority requirements shall be made to contractor. Contractor has to quote accordingly.
90.00 | REPAIR OF DEFECTS IN LINE PIPE AND PIPE COATING (ATTRIBUTABLE TO OWNER)
91.00 | Repair of Owner supplied line pipe and external corrosion coating of all thicknesses noted at the time of taking delivery by Contractor, including performing all works as per specifications and directions of Engineer-in-charge.
92.00 | Repair of coating defects in 3-Layer PE Coating Line Pipe
93.00 | Repair of Holiday in Coating
94.00 | Supply of all coating repair materials as per specification to be compatible with line pipe coating material and as per the requirements of the relevant specifications, supply of all consumables, utilities, equipment, and all manpower required, pipe cleaning and surface preparation repairing of coating defects (resulting in holiday in coating) and testing including all handling, transportation, etc. for line pipes, performing all works necessary for the completion of the works strictly in accordance with the relevant specification and instructions of Engineer-in-charge. This rate shall be applicable per sq.cm of the exposed steel area. | 6.00 | cm2 |  | 12000.00 | 72000.00 | 10.00 | 60.00 | 350.00 | 2100.00 | 10.00 | 60.00 | 1500.00 | 9000.00 | 45.00 | 270.00 | 145.00 | 870.00 | 60.00 | Adorn Infra Energy Pvt. Ltd., KSITIH INFRACON PVT LTD
95.00 | Repair of Defects in Pipes
96.00 | Cutting and rebevelling (dents / damage in bevels exceeding 3mm in depth) | 5.00 | No. |  | 2000.00 | 10000.00 | 10.00 | 50.00 | 550.00 | 2750.00 | 10.00 | 50.00 | 500.00 | 2500.00 | 90.00 | 450.00 | 1650.00 | 8250.00 | 50.00 | Adorn Infra Energy Pvt. Ltd., KSITIH INFRACON PVT LTD
97.00 | Jack out (dents in bevels ranging between 1mm and 3mm in depth) | 5.00 | No. |  | 2000.00 | 10000.00 | 10.00 | 50.00 | 550.00 | 2750.00 | 10.00 | 50.00 | 500.00 | 2500.00 | 90.00 | 450.00 | 2037.00 | 10185.00 | 50.00 | Adorn Infra Energy Pvt. Ltd., KSITIH INFRACON PVT LTD
98.00 | LEAKS/ BURSTS (Attributable to Owner)
99.00 | Major Leak/ Bursts (Detected by visual method) : All works for locating & detection of leak/ burst (occurred during hydrostatic testing) including necessary repairing/ replacing defective pipe lengths, including cutting out and removing the defective pipe, pretesting the replacement pipe, welding into mainline, and NDT of welds, repair and re-testing of defective welds, coating of welded joints, clean-up, retesting the full test section of pipeline including providing all labour, materials, consumables and inputs other than Owner supplied materials and performing all works as per drawings, specifications enclosed with the tender/ contract document and directions of Engineer-in-charge
100.00 | Major leak (Detected by visual method) For pipeline size 114.3 mm (4") OD | 1.00 | Lumpsum |  | 45000.00 | 45000.00 | 10.00 | 10.00 | 7000.00 | 7000.00 | 150000.00 | 150000.00 | 500.00 | 500.00 | 90.00 | 90.00 | 12000.00 | 12000.00 | 10.00 | KSITIH INFRACON PVT LTD
101.00 | Note: (1) This rate is applicable for any number of repairs required in the section for manufacturing defects in Owner supplied material only.
102.00 | (2) Leak detection, its rectification and successfully re-hydrotesting shall be carried out as per approved procedure by Contractor with a view that completion of all activity for successful hydrotesting is not inordinalely extended which will hamper the overall project schedule.
103.00 | Minor Leak (Detected by sectionalizing method) : All works for locating leak by sectionalizing or any other methods which can not be located by visual means, (occurred during hydrostatic testing) including necessary repairing/ replacing defective pipe lengths, including cutting out and removing the defective pipe, pretesting the replacement pipe, welding into mainline, and NDT of welds, repair and re-testing of defective welds, coating of welded joints, clean-up, retesting the full test section of pipeline including providing all labour, materials, consumables and inputs other than Owner supplied materials and performing all works as per drawings, specifications enclosed with the tender/ contract document and directions of Engineer-in-charge
104.00 | Minor leak (Detected by sectionalizing method) For pipeline size 114.3 mm (4") OD | 1.00 | Lumpsum |  | 65000.00 | 65000.00 | 10.00 | 10.00 | 6850.00 | 6850.00 | 105000.00 | 105000.00 | 500.00 | 500.00 | 90.00 | 90.00 | 9100.00 | 9100.00 | 10.00 | KSITIH INFRACON PVT LTD
105.00 | Note: (1) This rate is applicable for any number of repairs required in the section for manufacturing defects in Owner supplied material only.
106.00 | (2) Leak detection, its rectification and successfully re-hydrotesting shall be carried out as per approved procedure by Contractor with a view that completion of all activity for successful hydrotesting is not inordinalely extended which will hamper the overall project schedule.
107.00 | PRE-COMMISSIONING OF ENTIRE UNDERGROUND PIPELINE AND TERMINALS / STATIONS.
108.00 | Pre-commissioning activities and pre-commissioning checks to the specified acceptance criteria, making the entire pipeline system ready for commissioning, providing assistance during the complete duration of commissioning operations, supply of all equipment, manpower, consumables (including pigs and required quantity of nitrogen for valve operations) materials for all temporary works and performing all associated works, complete as per the relevant specifications, other provisions of Contract document and instructions of Engineer-in-Charge.
109.00 | Precommissioning Checks
110.00 | Pre-commissioning of pipeline including terminals / stations. | 7500.00 | M |  | 100.00 | 750000.00 | 250.00 | 1875000.00 | 50.00 | 375000.00 | 25.00 | 187500.00 | 50.00 | 375000.00 | 38.00 | 285000.00 | 50.40 | 378000.00 | 187500.00 | Adorn Infra Energy Pvt. Ltd.
111.00 | VACCUM DRYING
112.00 | Complete work of carrying out drying by vaccum drying method of pipeline section (@ Temperature Dew Point (-20°C) & Pressure 1 Torr) including supply of manpower, equipments & consumables, materials for all temporary works and performing all associated works, complete as per the relevant specifications, other provisions of Contract document and instructions of Engineer-in-Charge. | 7500.00 | M |  | 90.00 | 675000.00 | 300.00 | 2250000.00 | 55.00 | 412500.00 | 55.00 | 412500.00 | 50.00 | 375000.00 | 90.00 | 675000.00 | 138.00 | 1035000.00 | 375000.00 | G L GOLDEN
113.00 | Drying by vaccum drying method
114.00 | COMMISSIONING ASSISTANCE AND COMMISSIONING
115.00 | Providing commissioning assistance to other sections and commissioning of the section including all stations and including supply of all consumables, nitrogen, all equipment, manpower, etc., complete as per requirement of specifications, other provisions of contract document and instruction of Engineer In-charge. | 7500.00 | M |  | 70.00 | 525000.00 | 250.00 | 1875000.00 | 45.00 | 337500.00 | 35.00 | 262500.00 | 50.00 | 375000.00 | 50.00 | 375000.00 | 24.00 | 180000.00 | 180000.00 | BOMS Private Limited
116.00 | Note: (1) The quantities given above against individual items are indicative and shall not be considered to be binding. The quantities may be increased, decreased or deleted at site at the time of actual execution. Procurement shall be done as per actual site condition, approved construction drawings and as per instruction of EIC. The unit rate shall be operated to work out the final payment to the contractor; (2) In each area, quantities given against individual item may be utilised / used for other consumers in same area.
117.00 | SECTION-B [MECHANICAL (PIPING & TERMINAL WORKS)]
118.00 | PLANT PIPING (ABOVE GROUND)
119.00 | Complete Carbon Steel Piping Work with painting including all fittings, flanges and supply of all required gaskets, studs bolts & nuts, etc., as described below
120.00 | Transportation of all piping items from Contractor's storage point to work site complete work of fabrication, erection, painting, testing of pipes, flanges and fittings and making ready for further commissioning / start-up of carbon steel piping of all sizes and ratings including supply of all consumables, equipment, manpower and other resources and execution of, but not limited to, the following works in accordance with relevant specifications indicated in particular job specification & scope of work indicated in SCC, drawings, specification and instructions of EIC and as per all provisions of the Contract Document.
121.00 | Fabrication including cutting, edge preparation, inclusive of grinding the edges of pipes, fittings, flanges, etc. to match with the matching edges of uneven / different thickness wherever required, welding, attachment of all pipe fittings like elbows, tees, reducers. Supply of nipples, couplings, caps, plugs, gasket, stud bolts, nuts, U-clamps, etc. as required for completion of job.All fittings installation shall be paid linear meter basis under this item only.
122.00 | Handling and installation of all types & size of valves including assembly of valve accessories/ Actuator, (if any) by bolting, threading or welding, supply and insertion of gaskets, nuts & bolts, nipples, tubing etc. at all elevations of pipe sleepers, supports or overhead on racks, equipments nozzle, skid & painting etc. supply of all consumables, manpower, equipment, etc. for completion of all works as per scope of work and as per drawings, specifications and instructions of EIC including servicing / cleaning of valve wherever required.
123.00 | Installation of weldolets, sockolets, flanges, vent and drain point connection, etc., as required.
124.00 | Erection including prior cleaning, lifting, placing on pipe sleepers and supports, overhead on racks, skids and at all elevations including installation, design & fabrication of all type of supports / jump-over and carrying out connected activities for all types of valves including supply & fixing of gaskets, studs / bolts, nuts wherever required for all sizes, leveling, aligning, joining of flanges, blind flanges, connecting with equipment, nozzles, strainers, tie-in with existing piping / facilities, etc. tapping for inline instruments like pressure gauges, thermowells, sample connection, etc.
125.00 | Design and Residual Engineering
126.00 | Preparation of bill of material(BOM)
127.00 | Preparation of Construction, Fabrication, GAD, isometric and As-built drawings
128.00 | Carrying out all Non-destructive testing as required except Radiography.
129.00 | Surface preparation before application of primer by means of sand blasting including supply of approved quality of sand, manpower, machineries, tools & tackles to achieve required roughness as per specification and as per instruction of EIC.
130.00 | Painting of entire system (including aboveground all pipes fittings, flanges & accessories) suitable for Normal corrosive area environment including supply of approved paints & primers, application of primer & paints, identification lettering / numbering, color-coding, etc. as specified including rub-down & touch-up of shop primer or scrapping of shop primer wherever required by Company and providing scaffolding for all heights, etc.
131.00 | Cleaning and flushing by water / compressed air, testing of the systems including hydrostatic, pneumatic and any other types of testing as specified, draining, drying by compressed air / other methods approved by Company.
132.00 | Precommissioning & making operational all piping system and equipments.
133.00 | Commissioning Contractor scope shall provide all necessary assistance in term of supply of manpower, equipment, tools and tackles required amount of nitrogen for purging of entire terminal piping system including equipments etc. to the company during commissioning activities.
134.00 | Completion of all such work in all respects as per scope of work and as per drawings, specifications and instructions of the COMPANY and keeping the system ready in all respects for further commissioning and start-up.
135.00 | 12" NB Piping different grades & thickness | 6.00 | Mtr. |  | 12000.00 | 72000.00 | 8000.00 | 48000.00 | 6500.00 | 39000.00 | 18500.00 | 111000.00 | 4500.00 | 27000.00 | 10800.00 | 64800.00 | 5340.00 | 32040.00 | 27000.00 | G L GOLDEN
136.00 | 8" NB Piping different grades & thickness | 4.00 | Mtr. |  | 8000.00 | 32000.00 | 7500.00 | 30000.00 | 5500.00 | 22000.00 | 16500.00 | 66000.00 | 3500.00 | 14000.00 | 7200.00 | 28800.00 | 5000.00 | 20000.00 | 14000.00 | G L GOLDEN
137.00 | 4" NB Piping different grades & thickness | 70.00 | Mtr. |  | 4000.00 | 280000.00 | 6000.00 | 420000.00 | 5200.00 | 364000.00 | 12500.00 | 875000.00 | 2500.00 | 175000.00 | 3600.00 | 252000.00 | 4250.00 | 297500.00 | 175000.00 | G L GOLDEN
138.00 | 2" NB Piping different grades & thickness | 90.00 | Mtr. |  | 2000.00 | 180000.00 | 4500.00 | 405000.00 | 5000.00 | 450000.00 | 8500.00 | 765000.00 | 2000.00 | 180000.00 | 2250.00 | 202500.00 | 3950.00 | 355500.00 | 180000.00 | G L GOLDEN, oval projects engineering pvt ltd
139.00 | 1" NB Piping different grades & thickness | 4.00 | Mtr. |  | 1000.00 | 4000.00 | 3200.00 | 12800.00 | 4500.00 | 18000.00 | 7500.00 | 30000.00 | 1150.00 | 4600.00 | 1620.00 | 6480.00 | 1895.00 | 7580.00 | 4000.00 | oval projects engineering pvt ltd
140.00 | ¾" NB Piping different grades & thickness | 6.00 | Mtr. |  | 10000.00 | 60000.00 | 3000.00 | 18000.00 | 4000.00 | 24000.00 | 6500.00 | 39000.00 | 850.00 | 5100.00 | 1350.00 | 8100.00 | 1680.00 | 10080.00 | 5100.00 | G L GOLDEN
141.00 | Note: For Hook-up works at tap-off point, Despatch & Receiving Terminal including making provision for hooking up and carrying out shutdown activities at terminals if necessary shall be paid as per SOR number B008000
142.00 | INSTALLATION OF VALVES
143.00 | INSTALLATION OF ABOVE GROUND FLANGED VALVES (BALL / PLUG / CHECK / GATE / GLOBE) AS PER DETAILS GIVEN BELOW:
144.00 | Size - 4.0 Inch, Rating - 150#/300#/600# | 2.00 | Nos |  | 2000.00 | 4000.00 | 45000.00 | 90000.00 | 12500.00 | 25000.00 | 2500.00 | 5000.00 | 15000.00 | 30000.00 | 7200.00 | 14400.00 | 6000.00 | 12000.00 | 4000.00 | oval projects engineering pvt ltd
145.00 | Size - 2.0 Inch, Rating - 150#/300#/600# | 10.00 | Nos |  | 1500.00 | 15000.00 | 15000.00 | 150000.00 | 12000.00 | 120000.00 | 1800.00 | 18000.00 | 8500.00 | 85000.00 | 3600.00 | 36000.00 | 3900.00 | 39000.00 | 15000.00 | oval projects engineering pvt ltd
146.00 | Size - 1.0 Inch, Rating - 800# | 1.00 | Nos |  | 1500.00 | 1500.00 | 12000.00 | 12000.00 | 11000.00 | 11000.00 | 1200.00 | 1200.00 | 8000.00 | 8000.00 | 1800.00 | 1800.00 | 1810.00 | 1810.00 | 1200.00 | Adorn Infra Energy Pvt. Ltd.
147.00 | Size - 3/4 Inch, Rating - 800# | 2.00 | Nos |  | 1000.00 | 2000.00 | 6000.00 | 12000.00 | 10000.00 | 20000.00 | 1200.00 | 2400.00 | 7000.00 | 14000.00 | 1800.00 | 3600.00 | 1800.00 | 3600.00 | 2000.00 | oval projects engineering pvt ltd
148.00 | INSTALLATION OF ABOVE GROUND BUTT WELDED/SOCKET WELDED VALVES (BALL / PLUG / CHECK / GATE / GLOBE) AS PER DETAILS GIVEN BELOW:
149.00 | Size - 12.0 Inch, Rating - 150#/300#/600# | 1.00 | Nos |  | 12000.00 | 12000.00 | 60000.00 | 60000.00 | 15000.00 | 15000.00 | 12500.00 | 12500.00 | 20000.00 | 20000.00 | 27000.00 | 27000.00 | 14800.00 | 14800.00 | 12000.00 | oval projects engineering pvt ltd
150.00 | Size - 4.0 Inch, Rating - 150#/300#/600# | 6.00 | Nos |  | 4000.00 | 24000.00 | 45000.00 | 270000.00 | 12500.00 | 75000.00 | 4050.00 | 24300.00 | 15000.00 | 90000.00 | 9000.00 | 54000.00 | 6500.00 | 39000.00 | 24000.00 | oval projects engineering pvt ltd
151.00 | Size - 2.0 Inch, Rating -150#/300#/600# | 12.00 | Nos |  | 2000.00 | 24000.00 | 15000.00 | 180000.00 | 12000.00 | 144000.00 | 2050.00 | 24600.00 | 8500.00 | 102000.00 | 4500.00 | 54000.00 | 3000.00 | 36000.00 | 24000.00 | oval projects engineering pvt ltd
152.00 | Size - 1.0 Inch, Rating - 800# | 2.00 | Nos |  | 2000.00 | 4000.00 | 12000.00 | 24000.00 | 10000.00 | 20000.00 | 2050.00 | 4100.00 | 8000.00 | 16000.00 | 2250.00 | 4500.00 | 1900.00 | 3800.00 | 3800.00 | BOMS Private Limited
153.00 | Size - 3/4 Inch, Rating - 800# | 4.00 | Nos |  | 1500.00 | 6000.00 | 8000.00 | 32000.00 | 8500.00 | 34000.00 | 1850.00 | 7400.00 | 7000.00 | 28000.00 | 2250.00 | 9000.00 | 1800.00 | 7200.00 | 6000.00 | oval projects engineering pvt ltd
154.00 | INSTALLATION OF ABOVE GROUND GAS ACTUATED VALVES AS PER DETAILS GIVEN BELOW
155.00 | Size - 4 Inch, | 1.00 | Nos |  | 6500.00 | 6500.00 | 45000.00 | 45000.00 | 18500.00 | 18500.00 | 6500.00 | 6500.00 | 55000.00 | 55000.00 | 22500.00 | 22500.00 | 10500.00 | 10500.00 | 6500.00 | Adorn Infra Energy Pvt. Ltd., oval projects engineering pvt ltd
156.00 | SUPPLY OF ASSORTED PIPE, VALVES , FITTINGS AND FLANGES
157.00 | Complete work of supply of pipes, valves, fittings and flanges including all taxes, duties, transportation and inspection charges but not limited to, the following items in accordance with relevant specifications indicated in scope of work , drawings, specification and instructions of EIC and as per all provisions of the Contract Document.
158.00 | Handling including lifting, transportation from Contractor Stores to Contractor's workshop for fabrication and/ or to work-site for field fabrication and erection for all piping items supplied by Contractor.
159.00 | CARBON STEEL (CS) PIPES
160.00 | CS Pipes 2" NB Sch XS API 5L, Gr.B, Seamless, BE / A 106 Gr.B. | 100.00 | Mtr. |  | 1800.00 | 180000.00 | 1500.00 | 150000.00 | 1000.00 | 100000.00 | 1050.00 | 105000.00 | 1050.00 | 105000.00 | 2700.00 | 270000.00 | 2100.00 | 210000.00 | 100000.00 | AKSH INFRASPACE PVT LTD
161.00 | CS Pipes 1 " NB Sch 160, A 106 Gr.B. | 6.00 | Mtr. |  | 1500.00 | 9000.00 | 900.00 | 5400.00 | 725.00 | 4350.00 | 850.00 | 5100.00 | 850.00 | 5100.00 | 2250.00 | 13500.00 | 1800.00 | 10800.00 | 4350.00 | AKSH INFRASPACE PVT LTD
162.00 | CS Pipes 3/4 " NB Sch 160 , A 106 Gr.B. | 10.00 | Mtr. |  | 1500.00 | 15000.00 | 700.00 | 7000.00 | 650.00 | 6500.00 | 850.00 | 8500.00 | 650.00 | 6500.00 | 2250.00 | 22500.00 | 1600.00 | 16000.00 | 6500.00 | AKSH INFRASPACE PVT LTD, G L GOLDEN
163.00 | VALVES
164.00 | Supply of Butt/Socket Welded- Female (SW) Ends Ball Valves as per PMS and Data Sheet
165.00 | Size - 0.75 Inch, 800#, SW Ends, Design Standard - BS EN 1SO 17292, Floating type, Full Bore Ball Valve, Lever Operated | 10.00 | Nos |  | 15000.00 | 150000.00 | 4000.00 | 40000.00 | 7850.00 | 78500.00 | 7500.00 | 75000.00 | 5500.00 | 55000.00 | 5130.00 | 51300.00 | 4895.00 | 48950.00 | 40000.00 | KSITIH INFRACON PVT LTD
166.00 | Size - 1.0 Inch, 800#, SW Ends, Design Standard - BS EN 1SO 17292, Floating type, Full Bore Ball Valve, Lever Operated | 4.00 | Nos |  | 24000.00 | 96000.00 | 5500.00 | 22000.00 | 11000.00 | 44000.00 | 12500.00 | 50000.00 | 2200.00 | 8800.00 | 8000.00 | 32000.00 | 8786.00 | 35144.00 | 8800.00 | G L GOLDEN
167.00 | Size - 2 Inch, 600#, BW Ends, Design Standard - BS EN 1SO 17292, Floating type, Full Bore Ball Valve, Lever Operated | 12.00 | Nos |  | 26000.00 | 312000.00 | 12000.00 | 144000.00 | 45000.00 | 540000.00 | 35400.00 | 424800.00 | 7500.00 | 90000.00 | 28800.00 | 345600.00 | 25120.00 | 301440.00 | 90000.00 | G L GOLDEN
168.00 | Supply of Globe Valves as per PMS and Data Sheet
169.00 | Size - 1 Inch, 800#, SW Ends, Design Standard - BS EN 1SO 15761, | 1.00 | Nos |  | 18000.00 | 18000.00 | 7000.00 | 7000.00 | 17500.00 | 17500.00 | 14500.00 | 14500.00 | 3500.00 | 3500.00 | 10000.00 | 10000.00 | 9600.00 | 9600.00 | 3500.00 | G L GOLDEN
170.00 | Size - 2 Inch, 600#, Flange Ends, Design Standard - BS EN 1SO 15761, | 10.00 | Nos |  | 25000.00 | 250000.00 | 35000.00 | 350000.00 | 49500.00 | 495000.00 | 42500.00 | 425000.00 | 7500.00 | 75000.00 | 72000.00 | 720000.00 | 20165.00 | 201650.00 | 75000.00 | G L GOLDEN
171.00 | Supply of Plug Valves as per PMS and Data Sheet
172.00 | Size - 0.75 Inch, 800#, SW Ends, Design Standard - BS 5353 | 1.00 | Nos |  | 8000.00 | 8000.00 | 7000.00 | 7000.00 | 70000.00 | 70000.00 | 8500.00 | 8500.00 | 2500.00 | 2500.00 | 10800.00 | 10800.00 | 6500.00 | 6500.00 | 2500.00 | G L GOLDEN
173.00 | Size - 1 Inch, 800#, SW Ends, Design Standard - BS 5353 | 1.00 | Nos |  | 8500.00 | 8500.00 | 8000.00 | 8000.00 | 85000.00 | 85000.00 | 12500.00 | 12500.00 | 3500.00 | 3500.00 | 13500.00 | 13500.00 | 6985.00 | 6985.00 | 3500.00 | G L GOLDEN
174.00 | Size - 2 Inch, 600#, Flange Ends, Design Standard - BS EN 1SO 15761, | 1.00 | Nos |  | 25000.00 | 25000.00 | 10000.00 | 10000.00 | 112000.00 | 112000.00 | 42500.00 | 42500.00 | 6500.00 | 6500.00 | 22500.00 | 22500.00 | 16200.00 | 16200.00 | 6500.00 | G L GOLDEN
175.00 | Size - 2 Inch, 600#, BW, Design Standard - BS EN 1SO 15761, | 1.00 | Nos |  | 25000.00 | 25000.00 | 19000.00 | 19000.00 | 112000.00 | 112000.00 | 37500.00 | 37500.00 | 8500.00 | 8500.00 | 21600.00 | 21600.00 | 20296.00 | 20296.00 | 8500.00 | G L GOLDEN
176.00 | FLANGES
177.00 | Supply of SW Raised Face (SWRF) Flanges as per details below:
178.00 | Size - 2 Inch, 600# , Thk/Sch - XS , Material - ASTM A105, Face/Finish - RF/125AARH , Dimn. Std. - ASME B16.5 | 24.00 | Nos |  | 2600.00 | 62400.00 | 1200.00 | 28800.00 | 2500.00 | 60000.00 | 1450.00 | 34800.00 | 1500.00 | 36000.00 | 1080.00 | 25920.00 | 2100.00 | 50400.00 | 25920.00 | mastek engineering private limited
179.00 | Size - 1.0 Inch, 600# , Thk/Sch - XS , Material - ASTM A105, Face/Finish - RF/125AARH , Dimn. Std. - ASME B16.5 | 8.00 | Nos |  | 2600.00 | 20800.00 | 700.00 | 5600.00 | 1850.00 | 14800.00 | 1050.00 | 8400.00 | 1200.00 | 9600.00 | 675.00 | 5400.00 | 1895.00 | 15160.00 | 5400.00 | mastek engineering private limited
180.00 | Size - 3/4 Inch, 600# , Thk/Sch - 160 , Material - ASTM A105, Face/Finish - RF/125AARH , Dimn. Std. - ASME B16.5 | 8.00 | Nos |  | 2200.00 | 17600.00 | 650.00 | 5200.00 | 1125.00 | 9000.00 | 780.00 | 6240.00 | 650.00 | 5200.00 | 630.00 | 5040.00 | 1250.00 | 10000.00 | 5040.00 | mastek engineering private limited
181.00 | Supply of Raised Face Blind Flanges (BLRF) as per details given below:
182.00 | Size - 1.0 Inch, 600# , Material - ASTM A105, Face/Finish - RF/125AARH , Dimn. Std. - ASME B16.5 | 3.00 | Nos |  | 2000.00 | 6000.00 | 700.00 | 2100.00 | 1100.00 | 3300.00 | 1050.00 | 3150.00 | 850.00 | 2550.00 | 675.00 | 2025.00 | 2500.00 | 7500.00 | 2025.00 | mastek engineering private limited
183.00 | Size - 3/4 Inch, 600# , Material - ASTM A105, Face/Finish - RF/125AARH , Dimn. Std. - ASME B16.5 | 3.00 | Nos |  | 2000.00 | 6000.00 | 650.00 | 1950.00 | 750.00 | 2250.00 | 780.00 | 2340.00 | 450.00 | 1350.00 | 630.00 | 1890.00 | 1500.00 | 4500.00 | 1350.00 | G L GOLDEN
184.00 | FITTINGS
185.00 | Supply of R=1.5D 90o BW Elbow as per details given below:
186.00 | Size - 1.0 Inch, Thk/Sch - XS, Material - ASTM A 105, Dimn. Std. - ASME B 1611 | 4.00 | Nos |  | 850.00 | 3400.00 | 300.00 | 1200.00 | 350.00 | 1400.00 | 560.00 | 2240.00 | 550.00 | 2200.00 | 450.00 | 1800.00 | 1452.00 | 5808.00 | 1200.00 | KSITIH INFRACON PVT LTD
187.00 | Size - 3/4 Inch, Thk/Sch - 160, Material - ASTM A 105, Dimn. Std. - ASME B 16.11 | 4.00 | Nos |  | 850.00 | 3400.00 | 450.00 | 1800.00 | 325.00 | 1300.00 | 450.00 | 1800.00 | 550.00 | 2200.00 | 450.00 | 1800.00 | 1255.00 | 5020.00 | 1300.00 | AKSH INFRASPACE PVT LTD
188.00 | Supply of BW Equal Tee as per details given below:
189.00 | Size - 1 Inch, Thk/Sch - XS, Material - ASTM A 105, Dimn. Std. - ASME B 16.9 | 2.00 | Nos |  | 1200.00 | 2400.00 | 400.00 | 800.00 | 220.00 | 440.00 | 560.00 | 1120.00 | 950.00 | 1900.00 | 675.00 | 1350.00 | 1695.00 | 3390.00 | 440.00 | AKSH INFRASPACE PVT LTD
190.00 | Size - 3/4 Inch, Thk/Sch - 160, Material - ASTM A 105, Dimn. Std. - ASME B 16.9 | 2.00 | Nos |  | 1200.00 | 2400.00 | 420.00 | 840.00 | 225.00 | 450.00 | 450.00 | 900.00 | 650.00 | 1300.00 | 540.00 | 1080.00 | 1655.00 | 3310.00 | 450.00 | AKSH INFRASPACE PVT LTD
191.00 | Supply of BW Un-equal Tee as per details given below:
192.00 | Size - 2.0 Inch x 1.0 Inch, Thk/Sch - XS, Material - ASTM A 105 (CHARPY), Dimn. Std. - ASME B 16.9 | 6.00 | Nos |  | 2500.00 | 15000.00 | 1200.00 | 7200.00 | 1250.00 | 7500.00 | 750.00 | 4500.00 | 950.00 | 5700.00 | 810.00 | 4860.00 | 1695.00 | 10170.00 | 4500.00 | Adorn Infra Energy Pvt. Ltd.
193.00 | Size - 2.0 Inch x 3/4 Inch, Thk/Sch - XS x 160, Material - A105 (CHARPY), Dimn. Std. - ASME B 16.9 | 8.00 | Nos |  | 2200.00 | 17600.00 | 1220.00 | 9760.00 | 1250.00 | 10000.00 | 650.00 | 5200.00 | 650.00 | 5200.00 | 1080.00 | 8640.00 | 1596.00 | 12768.00 | 5200.00 | Adorn Infra Energy Pvt. Ltd., G L GOLDEN
194.00 | Supply of Sockolet conforming to MSS-SP-97, Material - ASTM A105 and as per details given below:
195.00 | 12" x 3/4", 6000# | 1.00 | Nos |  | 3500.00 | 3500.00 | 700.00 | 700.00 | 500.00 | 500.00 | 1850.00 | 1850.00 | 2500.00 | 2500.00 | 4050.00 | 4050.00 | 9615.00 | 9615.00 | 500.00 | AKSH INFRASPACE PVT LTD
196.00 | 4" x 3/4", 6000# | 12.00 | Nos |  | 2500.00 | 30000.00 | 700.00 | 8400.00 | 500.00 | 6000.00 | 1450.00 | 17400.00 | 2200.00 | 26400.00 | 1800.00 | 21600.00 | 4895.00 | 58740.00 | 6000.00 | AKSH INFRASPACE PVT LTD
197.00 | 4" x 1", 6000# | 4.00 | Nos |  | 2500.00 | 10000.00 | 800.00 | 3200.00 | 650.00 | 2600.00 | 1250.00 | 5000.00 | 1900.00 | 7600.00 | 1800.00 | 7200.00 | 5250.00 | 21000.00 | 2600.00 | AKSH INFRASPACE PVT LTD
198.00 | Supply of Weldolet conforming to MSS-SP-97, Material - ASTM A105 (CHARPY) and as per details given below:
199.00 | 12" x 2", Thk/Sch - XS | 2.00 | Nos |  | 3800.00 | 7600.00 | 1200.00 | 2400.00 | 1350.00 | 2700.00 | 1890.00 | 3780.00 | 3500.00 | 7000.00 | 1800.00 | 3600.00 | 4500.00 | 9000.00 | 2400.00 | KSITIH INFRACON PVT LTD
200.00 | SUPPLY & INSTALLATION OF QOEC
201.00 | Supply and Installation of QOEC for ventline including all necessary piping fabrication works, including providing all necessary equipments, labour, materials, consumables and inputs other than Owner supplied materials and per forming all works as per drawings, data sheet, specifications enclosed with the Contract and directions of Engineer-in- Charge.
202.00 | QOEC 2"- 600 # | 2.00 | Nos. |  | 2500.00 | 5000.00 | 1500.00 | 3000.00 | 72000.00 | 144000.00 | 125000.00 | 250000.00 | 62500.00 | 125000.00 | 275000.00 | 550000.00 | 75120.00 | 150240.00 | 3000.00 | KSITIH INFRACON PVT LTD
203.00 | Supply of Reducer (CONCENTRIC) as per details given below:
204.00 | 2" X 3/4" 6A1 XS x XXS ASTM A 234 GR. WPB B.W, ASME B16.25 | 8.00 | Nos |  | 2500.00 | 20000.00 | 700.00 | 5600.00 | 1200.00 | 9600.00 | 560.00 | 4480.00 | 1500.00 | 12000.00 | 675.00 | 5400.00 | 3215.00 | 25720.00 | 4480.00 | Adorn Infra Energy Pvt. Ltd.
205.00 | Nipple
206.00 | Supply of Nipple 3/4 inch, ASTM-106, Sch- XXS ( One side Threaded (NPT)-Male, One side socket welded)- Length : 150MM | 30.00 | Nos |  | 750.00 | 22500.00 | 700.00 | 21000.00 | 500.00 | 15000.00 | 110.00 | 3300.00 | 950.00 | 28500.00 | 450.00 | 13500.00 | 1600.00 | 48000.00 | 3300.00 | Adorn Infra Energy Pvt. Ltd.
207.00 | RADIOGRAPHY
208.00 | Performance of radiographic inspection by gamma radiation as per scope of work and as per specifications in piping of all types and thickness including providing / hiring of all necessary equipments, supply of all consumables, and whatever else even though not expressly mentioned but required to perform the work as per specifications and instructions of EIC (full circle re-radiography of the repaired joint and additional radiography necessitated due to poor performance of contractor's welder shall be carried out by the Contractor at his own cost and shall not be paid extra by Company). Radiographs shall be submitted to the EIC for acceptance whose decision shall be final and binding.
209.00 | Radiography 2" NB | 200.00 | Each |  | 1800.00 | 360000.00 | 450.00 | 90000.00 | 1250.00 | 250000.00 | 560.00 | 112000.00 | 1000.00 | 200000.00 | 765.00 | 153000.00 | 451.00 | 90200.00 | 90000.00 | KSITIH INFRACON PVT LTD
210.00 | Radiography 4" NB | 120.00 | Each |  | 2500.00 | 300000.00 | 750.00 | 90000.00 | 1350.00 | 162000.00 | 780.00 | 93600.00 | 1200.00 | 144000.00 | 945.00 | 113400.00 | 658.00 | 78960.00 | 78960.00 | BOMS Private Limited
211.00 | Radiography 6" NB | 4.00 | Each |  | 2500.00 | 10000.00 | 900.00 | 3600.00 | 1500.00 | 6000.00 | 1050.00 | 4200.00 | 1400.00 | 5600.00 | 1350.00 | 5400.00 | 695.00 | 2780.00 | 2780.00 | BOMS Private Limited
212.00 | Radiography 8" NB | 6.00 | Each |  | 6500.00 | 39000.00 | 1200.00 | 7200.00 | 1600.00 | 9600.00 | 1450.00 | 8700.00 | 1600.00 | 9600.00 | 1800.00 | 10800.00 | 959.00 | 5754.00 | 5754.00 | BOMS Private Limited
213.00 | Radiography 12" NB | 10.00 | Each |  | 6500.00 | 65000.00 | 1800.00 | 18000.00 | 1850.00 | 18500.00 | 1850.00 | 18500.00 | 1800.00 | 18000.00 | 2250.00 | 22500.00 | 1232.00 | 12320.00 | 12320.00 | BOMS Private Limited
214.00 | HANDLING, LIFTING, TRANSPORTATION (INSTALLATION) OF EQUIPMENTS / VESSELS (Within Campus)
215.00 | Handling, including lifting, transportation from Company's stores to Contractor's workshop for fabrication or/and to worksite for field fabrication, assembly of parts / sub-assemblies erection for all vessels, equipments supplied by company aboveground / underground at all elevation / depth, fixing of foundation bolts welding wherever required, aligning, grouting, hooking-up, cleaning and flushing by water draining, drying by compressed air providing all mountings, ancilliary, enabling works as required and completing in all respect as per drawings, specification and instruction of EIC. Contractor's scope shall include supply of all material and accessories including but not limited to any fixtures, clamps, gasket, nut bolts, finish coat of painting including rub-down and touch-up of shop primer / paint scrapping of shop primer / paint and further their painting after application of primer as per specification, wherever required by Company. | 40.00 | Ton |  | 40000.00 | 1600000.00 | 5000.00 | 200000.00 | 5000.00 | 200000.00 | 1500.00 | 60000.00 | 13500.00 | 540000.00 | 30000.00 | 1200000.00 | 12151.00 | 486040.00 | 60000.00 | Adorn Infra Energy Pvt. Ltd.
216.00 | RECEIVING & TAKING OVER, HANDLING, TRANSPORTATION OF PIPES , FLANGES , FITTINGS , VALVES/ FILTERING/ METERING SKIDS/PRS /PIG TRAPS & OTHER EQUIPMENTS ETC (TERMINAL / MAINLINE MATERIAL / SURPLUS MATERIAL) - ANYWHERE IN INDIA
217.00 | The Contractor shall receive and take over, Handling including lifting, Owner-supplied bare / 3 LPE Coated line pipe / Ball Valves ,Flanges , Fittings, filtering, metering, prs skid, pig traps and any other material from GAIL's designated store, inspection of material at dispatch point as well as destination point and its transportation to work-site (including transit insurance) / return of project surplus / sparable material from Project site / Contractor's store to GAIL's store / warehouse including loading on trucks / trailers, transportation, unloading & stacking on wooden sleepers at Contractor's own stock-yard near work-site(s) / GAIL store (as applicable), including arrangement of truck / trailers / cranes / other material / machinery / manpower / consumables.
218.00 | Transportation by Trailer Fix up to 0-50 KM (Weight up to 18 Ton) per trip | 7.00 | Nos |  | 35000.00 | 245000.00 | 55000.00 | 385000.00 | 12500.00 | 87500.00 | 15000.00 | 105000.00 | 65000.00 | 455000.00 | 90000.00 | 630000.00 | 22000.00 | 154000.00 | 87500.00 | AKSH INFRASPACE PVT LTD
219.00 | Transportation by Truck Fix up to 0-50 KM (Weight up to 10 Ton) per trip | 4.00 | Nos |  | 35000.00 | 140000.00 | 23000.00 | 92000.00 | 11500.00 | 46000.00 | 12000.00 | 48000.00 | 50000.00 | 200000.00 | 54000.00 | 216000.00 | 19800.00 | 79200.00 | 46000.00 | AKSH INFRASPACE PVT LTD
220.00 | Transportation by Trailer Capacoty 18 Ton (40' L X 8.6' W X 7' H) Beyond 50 KM in addition to SOR Item No. B006010. | 9000.00 | TPK (Tonnage Per KM) |  | 1000.00 | 9000000.00 | 130.00 | 1170000.00 | 425.00 | 3825000.00 | 25.00 | 225000.00 | 55.00 | 495000.00 | 190.00 | 1710000.00 | 57.00 | 513000.00 | 225000.00 | Adorn Infra Energy Pvt. Ltd.
221.00 | Transportation by Truck (Weight up to 10 Ton) Beyond 50 KM in addition to SOR Item No. B006020. | 2500.00 | TPK (Tonnage Per KM) |  | 700.00 | 1750000.00 | 90.00 | 225000.00 | 350.00 | 875000.00 | 25.00 | 62500.00 | 40.00 | 100000.00 | 200.00 | 500000.00 | 86.00 | 215000.00 | 62500.00 | Adorn Infra Energy Pvt. Ltd.
222.00 | Note: Unit of measurement MT - Km is product of Weight (in MT) of Material to be transported & road distance (in Kilometers) between dispatch point & destination point. Accordingly, unit rate will be in Rs. / MT-Km; (1) Transportation up to 50KM shall be paid by SOR no. B006010/B006020. Beyond 50KM transportation shall be paid by SOR no. B006030/B006040. (2) The nominal quantity of pipes, fittings and valves must be accommodated with other material like M-skid, PRS, Pig Launcher / receiver etc. if feasible. (3) The quantities given in above item no. are tentative only and shall not be considered to be binding. The quantities may be increased, decreased or deleted as per the actual site requirement and instructions / recommendations of Owner. The unit rate shall be operated to work out the final payment to the Contractor; (4) Above price shall be exclusive GST but inclusive of all type of toll taxes & duties, transit insurance during transportation & other insurance, etc. including all financial & commercial implication as per the tender document. (5) The weightage of material may be varies as part load or full load as per the project requirement, Bidder to be quoted the price accordingly.
224.00 | FIRE EXTINGUISHERS (Portable)
225.00 | Supply, installation and commissioning of the following fire extinguishers:
226.00 | CO2 (10 Kg) considered 1 no. for each locations | 2.00 | No. |  | 15000.00 | 30000.00 | 10.00 | 20.00 | 12000.00 | 24000.00 | 10500.00 | 21000.00 | 6500.00 | 13000.00 | 22500.00 | 45000.00 | 4912.00 | 9824.00 | 20.00 | KSITIH INFRACON PVT LTD
227.00 | 10 kg capacity DCP fire extinguisher (portable) considered 1 no. for each locations | 4.00 | No. |  | 10000.00 | 40000.00 | 10.00 | 40.00 | 3850.00 | 15400.00 | 10500.00 | 42000.00 | 10500.00 | 42000.00 | 16200.00 | 64800.00 | 6425.00 | 25700.00 | 40.00 | KSITIH INFRACON PVT LTD
228.00 | 6 kg capacity DCP fire extinguisher (portable) considered 1 no. for each locations | 2.00 | No. |  | 9000.00 | 18000.00 | 10.00 | 20.00 | 2850.00 | 5700.00 | 8500.00 | 17000.00 | 9500.00 | 19000.00 | 9000.00 | 18000.00 | 4963.00 | 9926.00 | 20.00 | KSITIH INFRACON PVT LTD
229.00 | 4 Nos. Sand Buckets with stand & canopy considered 1 set for each location | 2.00 | Set |  | 15000.00 | 30000.00 | 10.00 | 20.00 | 4000.00 | 8000.00 | 10500.00 | 21000.00 | 15500.00 | 31000.00 | 6750.00 | 13500.00 | 8625.00 | 17250.00 | 20.00 | KSITIH INFRACON PVT LTD
230.00 | Hook-up works at tap-off point, Despatch and Receiving Terminal including making provision for hooking up and carrying out shutdown activities at terminals if necessary (Above Ground)
231.00 | Carbon Steel Piping Work with painting
232.00 | Transportation of all piping items from Contractor's storage point to work site complete work of fabrication, erection, painting, testing and making ready for further commissioning / start-up of carbon steel piping of all sizes and ratings including supply of all consumables, equipment, manpower and other resources and execution of, but not limited to, the following works in accordance with relevant specifications indicated in particular job specification & scope of work indicated in SCC, drawings, specification and instructions of EIC and as per all provisions of the Contract Document.
233.00 | Fabrication including cutting, edge preparation, inclusive of grinding the edges of pipes, fittings, etc. to match with the matching edges of uneven / different thickness wherever required, welding, attachment of all pipe fittings including supply of all consumables required for completion of job.
234.00 | Supply of all manpower, equipment, etc. for completion of all works as per scope of work and as per drawings, specifications and instructions of EIC wherever required. Preparation of Construction, Fabrication, isometric and As-built drawings.Carrying out Non-destructive testing as required except Radiography.
235.00 | Surface preparation before application of primer by means of sand blasting including supply of approved quality of sand, manpower, machineries, tools & tackles to achieve required roughness as per specification and as per instruction of EIC.
236.00 | Testing/ drying/cleaning/Golden Tie -In with existing Pipeline
237.00 | Precommissioning & making operational all piping system and equipments.
238.00 | Completion of all such work in all respects as per scope of work and as per drawings, specifications and instructions of the COMPANY and keeping the system ready in all respects for further commissioning and start-up.
239.00 | Piping different grades & thickness | 12.00 | Inch- Dia |  | 1000.00 | 12000.00 | 1500.00 | 18000.00 | 2850.00 | 34200.00 | 10500.00 | 126000.00 | 2500.00 | 30000.00 | 45000.00 | 540000.00 | 6598.00 | 79176.00 | 12000.00 | oval projects engineering pvt ltd
240.00 | INSTALLATION OF FILTERING/ METERING/ PRS SKID/ ANALYZER AND SCRAPER TRAPS
241.00 | Installtion of above ground owner supplied Filtering , Metering , PRS Skid, Analyzer, Pig traps and other equipment at work site up to mechanical completition in all respect, inclusive of painting suitable for Normal Corrosive Environment at all elevation , fixing of foundation bolts, welding wherever required, aligning, grouting, hooking-up, enabling works as required and completing in all respect as per drawings, specification and instruction of EIC. Contractor scope also include to provide commissioning assitance during pre-commissing / commissioning of filtering skid/metering skid /PRS/pig trap and other equipments. Note: Instalation and commssioning of Instrumentation items such as Gas Chromatograph (GC) & metering panel(flow computer panel), cable laying are seperately covered under Instrumentation SOR
242.00 | Installation of above ground Filtering/ Metering/ Pressure Reducing Skid/Analyzer up to mechanical completion in all respect inclusive of painting suitable for Normal Corrosive Environment at various loactions. | 2.00 | No |  | 50000.00 | 100000.00 | 10.00 | 20.00 | 25000.00 | 50000.00 | 50000.00 | 100000.00 | 115000.00 | 230000.00 | 360000.00 | 720000.00 | 74500.00 | 149000.00 | 20.00 | KSITIH INFRACON PVT LTD
243.00 | DISMANTLING AND CLEARING OF FILTERING/ METERING/ PRS SKID / SCRAPER TRAPS & OTHER EQUIPMENTS
244.00 | Dismantling and Clearing of old (presently installed) Skid / Scraper Traps and or other Equipments, as per instruction of EIC. Contractor scope also include to provide necessary manpower, equipments & machinery for the above work. | 1.00 | Ton |  | 45000.00 | 45000.00 | 10.00 | 10.00 | 15000.00 | 15000.00 | 15000.00 | 15000.00 | 115000.00 | 115000.00 | 27000.00 | 27000.00 | 36500.00 | 36500.00 | 10.00 | KSITIH INFRACON PVT LTD
245.00 | PADDING FOR PIPE SUPPORTS (4 Inch and Above)
246.00 | Preparation, Fabrication and erection of padding for pipe supports (for all sizes/ thickness) by owner supply material(pipes). Welding shall be done by approved welder as per Approved WPS of Station piping with Root 6010 & Hot pass 7018 . | 150.00 | RM |  | 1200.00 | 180000.00 | 10.00 | 1500.00 | 550.00 | 82500.00 | 450.00 | 67500.00 | 2250.00 | 337500.00 | 5000.00 | 750000.00 | 1962.00 | 294300.00 | 1500.00 | KSITIH INFRACON PVT LTD
247.00 | NITROGEN SUPPLY
248.00 | Supply of Nitrogen for preservation of Pipeline/ purging of pipeline / hookup & shut down activities . | 900.00 | m3 |  | 1200.00 | 1080000.00 | 10.00 | 9000.00 | 125.00 | 112500.00 | 135.00 | 121500.00 | 850.00 | 765000.00 | 300.00 | 270000.00 | 132.00 | 118800.00 | 9000.00 | KSITIH INFRACON PVT LTD
249.00 | Note: (1) The quantities given above against individual items are indicative and shall not be considered to be binding. The quantities may be increased, decreased or deleted at site at the time of actual execution. Procurement shall be done as per actual site condition, approved construction drawings and as per instruction of EIC. The unit rate shall be operated to work out the final payment to the Contractor; a (2) Quantities given against individual item may be utilised / used for other consumers in same area.
250.00 | INSTALLATION OF EQUIPMENT OTHER THAN ITEM NUMBER B008000
251.00 | Installtion of above ground owner supplied equipment other than listed in item No B008000 at work site up to mechanical completition in all respect, inclusive of painting suitable for Normal Corrosive Environment at all elevation , fixing of foundation bolts, welding wherever required, aligning, grouting, hooking-up, enabling works as required and completing in all respect as per drawings, specification and instruction of EIC. Contractor scope also include to provide commissioning assitance during pre-commissing / commissioning of equipments | 3.00 | ton |  | 45000.00 | 135000.00 | 10.00 | 30.00 | 12500.00 | 37500.00 | 12000.00 | 36000.00 | 115000.00 | 345000.00 | 45000.00 | 135000.00 | 36150.00 | 108450.00 | 30.00 | KSITIH INFRACON PVT LTD
252.00 | Note: (1) The quantities given above against individual items are indicative and shall not be considered to be binding. The quantities may be increased, decreased or deleted at site at the time of actual execution. Procurement shall be done as per actual site condition, approved construction drawings and as per instruction of EIC. The unit rate shall be operated to work out the final payment to the contractor; (2) In each area, quantities given against individual item may be utilised / used for other consumers in same area.
253.00 | SECTION-C [CIVIL / STRUCTURAL & ARCHITECTURAL]
254.00 | SURVEY WORKS
255.00 | Conducting topographical ground/land survey in the specified area as shown in the tender drawings by conventional/GPS or any other standard method, covering details of physical features like Rivers, Nallahs, Lakes, Ponds, wells, pits, Forest, Trees, Roads, culverts, transmission lines, telegraph/ telephone and electric poles, underground or any other services, cross drainage works including cross sectional details of nallah etc. including establishing high flood level with source of information, identification of any monument, historical structure, wild life sanctuary in the vicinity, storm water disposal point with levels, cross-section details of nallah, recording spot levels, including providing in tabulation girth wise no. of trees etc as specified, plotting and developing topographical contour maps, showing true north including establishing survey reference stations, key plan etc. including all equipment's, instruments, personnel's, clearing of bushes as per requirement for intervisibility to carry out survey work etc. , complete work in all respects as per drawings, specifications and directions of Engineer-in-Charge including submitting hard copies of drawings/map and supply of electronic files. Note: Survey work shall be carried out by survey agency approved by Contractor and shall be submitted to PMC/EIC for review. | 1200.00 | M2 |  | 450.00 | 540000.00 | 10.00 | 12000.00 | 35.00 | 42000.00 | 15.00 | 18000.00 | 245.00 | 294000.00 | 270.00 | 324000.00 | 50.00 | 60000.00 | 12000.00 | KSITIH INFRACON PVT LTD
256.00 | GEO TECHNICAL INVESTIGATION
257.00 | Conducting soil investigation with boring of minimum150mm dia. boreholes of maximum 10m depth including all field tests and laboratory tests, mobilization and demobilization of equipments & personnel etc. for soil investigation for each borehole location . complete work in all respects as per drawings, specifications and directions of Engineer-in-Charge including submitting hard copies of Reports & recommendations and supply of electronic files. | 20.00 | each |  | 4500.00 | 90000.00 | 10.00 | 200.00 | 25000.00 | 500000.00 | 30000.00 | 600000.00 | 15500.00 | 310000.00 | 50000.00 | 1000000.00 | 36000.00 | 720000.00 | 200.00 | KSITIH INFRACON PVT LTD
258.00 | FENCING & GATE
259.00 | Supplying, fixing and tensioning in position 2.5mm(12gauge), 2 ply, 4 points, GI Barbed wire designation A-1 conforming to IS:278 in horizontal rows and cross diagonals for compound wall "Y" shaped overhang etc. with necessary GI staples, clips and pins, GI straining bolts and binding wire with all labour and materials etc. complete as per drawings, specifications and directions of Engineer-in-Charge.(The barbed wire shall be measured in linear length of the barbed wire actually fixed). | 800.00 | RM |  | 1600.00 | 1280000.00 | 1.00 | 800.00 | 6500.00 | 5200000.00 | 3000.00 | 2400000.00 | 850.00 | 680000.00 | 990.00 | 792000.00 | 1044.00 | 835200.00 | 800.00 | KSITIH INFRACON PVT LTD
260.00 | Supplying, fabricating and fixing in position structural steel line posts, straining posts, struts for 'Y' shaped overhang etc. conforming to IS:2062 over brick/stone Masonry/ RCC compound walls/ columns, cutting to required size as per drawings and specifications, welding where necessary, embedding in position, holding to correct level and line, any auxiliary structure for dummy supports, drilling holes and painting as per painting specification attached with tender, cutting brick/rubble/concrete surfaces if necessary, grouting with M20 grade concrete including cost of grout with all labour and material etc. complete as per drawings, specifications and directions of Engineer-in- Charge.( All materials including cement shall be supplied by contractor) For Normal Industrial Environment. | 2000.00 | KG |  | 130.00 | 260000.00 | 10.00 | 20000.00 | 100.00 | 200000.00 | 135.00 | 270000.00 | 135.00 | 270000.00 | 171.00 | 342000.00 | 136.00 | 272000.00 | 20000.00 | KSITIH INFRACON PVT LTD
261.00 | Supplying, fabricating and fixing G.I. chain link fencing with 3.15mm dia. wire, 50x50mm diamond mesh chain link fence fabric conforming to IS:2721 fixed to steel/RCC posts/struts above ground level, including supply of chain link fencing fabric, stretcher bars, staples, etc. required for fixing the fencing, fixing of chain link fencing between straining posts, fixing of bottom of fencing to a concrete sill beams by means of hairpin beams by means of hairpin staples, including supply and fixing line wires, complete as per drawings, specifications and directions of Engineer -in- Charge. | 450.00 | Sqm. |  | 1200.00 | 540000.00 | 10.00 | 4500.00 | 360.00 | 162000.00 | 400.00 | 180000.00 | 1450.00 | 652500.00 | 945.00 | 425250.00 | 2956.00 | 1330200.00 | 4500.00 | KSITIH INFRACON PVT LTD
262.00 | Providing and fixing in position Steel Entrance Gates consisting of MC- 75 framework for shutters, 20mm square M.S. vertical bars welded to the framework @100mm c/c, 3mm thick M.S. sheet boxing, locking arrangement, 25mm thick, 75mm dia M.S. wheel with ball bearing including fixing the gate to RCC/ masonry by M.S. hinge arrangement (75mm x 75mm x 6mm M.S. angles, bolt, washers) and M.S. hold fast grouted with M-15 grade concrete, providing and fixing M.S. pivot, 50mm x 50mm x 6mm M.S. Tee bent to shape and embedded in road surface for gate opening track, gate stopper, painting the gate with approved shade and quality synthetic enamel paint (two coats) and a coat of approved quality primer, ensuring smooth operation of the gate etc. all complete as per attached standard drawing. | 2500.00 | kg |  | 130.00 | 325000.00 | 10.00 | 25000.00 | 100.00 | 250000.00 | 150.00 | 375000.00 | 135.00 | 337500.00 | 135.00 | 337500.00 | 155.00 | 387500.00 | 25000.00 | KSITIH INFRACON PVT LTD
263.00 | EARTHWORK IN SITE GRADING
264.00 | Earthwork in excavation and filling in all types of soil except soft rock and hard rock for general site grading for all heights and depths including clearing and stripping etc. in excavation areas, removing shrubs, grass, bushes, vegetable growth and other objectionable materials, trees upto and inclusive of a girth of 30 cms. (girth measured at a height of one metre above ground level) including uprooting of roots, etc., dewatering, if necessary, sorting out the excavated soil into serviceable and unserviceable materials in excavation areas and including filling in filling areas with serviceable material for general site grading and roads for all heights and depths to proper levels, slopes, grades and camber including clearing and stripping in filling areas as per specifications, consolidating exposed natural soil to 90% of max. laboratory dry density as per IS:2720 Part-VII, cutting of trees of girth upto and inclusive of 30 cms, removal of vegetation, breaking clods, spreading in layers not exceeding 30 cms loose thickness, watering, ramming and compacting with power road rollers to give at least 90% of max. laboratory dry density, dressing, leveling, testing, etc. and disposal of unserviceable materials/surplus earth if any, as directed by Engineer-in-Charge including stacking and/or dumping and dressing the same in demarcated areas etc. complete as per specifications, drawings and directions of Engineer-in-Charge. (The leads for the above mentioned operations shall be within the bounDSRy limit of the plant and measurement shall be taken in the cutting area only). | 600.00 | M3 |  | 250.00 | 150000.00 | 10.00 | 6000.00 | 170.00 | 102000.00 | 60.00 | 36000.00 | 350.00 | 210000.00 | 540.00 | 324000.00 | 374.00 | 224400.00 | 6000.00 | KSITIH INFRACON PVT LTD
265.00 | PAVER BLOCK Flooring
266.00 | Supplying and placing in position as per approved pattern of Cement Concrete Inter locking paver block 80 mm thick of approved shape, rough finish, M-40 strength of approved brand laid over the sand bed of minimum 100 mm thick. The CC interlocking blocks to be of uniform Grey colour or as approved by EIC complete in all respects , as per technical specifications and directions of the Engineer-in-charge Note :- 1. Rate to include cost of all labour, tools, tackles, equipment, hire charges, supply of all materials such paver blocks, sand, earth work in excavation in cutting earth in all conditions, shuttering with all bye works and sundry works. 2. To be read with in conjunction with Particular Job Specification 3.Supply of all materials and providing labour, tools and tackles are in contractor’s scope | 1100.00 | M2 |  | 980.00 | 1078000.00 | 10.00 | 11000.00 | 1500.00 | 1650000.00 | 1050.00 | 1155000.00 | 1350.00 | 1485000.00 | 1800.00 | 1980000.00 | 1695.00 | 1864500.00 | 11000.00 | KSITIH INFRACON PVT LTD
267.00 | RCC HUME PIPE CULVERT
268.00 | Providing, laying, jointing and testing RCC hume pipes of 300mm dia. and np3 class for culverts, road crossing, incl. excavation in all strata up to an average depth of 1 m cutting, collars jointing in 1:2 cement mortar etc. complete as per specifications and as directed by the engineer-in charge. | 30.00 | M |  | 3500.00 | 105000.00 | 10.00 | 300.00 | 700.00 | 21000.00 | 2450.00 | 73500.00 | 1500.00 | 45000.00 | 5400.00 | 162000.00 | 3895.00 | 116850.00 | 300.00 | KSITIH INFRACON PVT LTD
269.00 | Providing, laying, jointing and testing RCC hume pipes of 500mm dia. and np3 class for culverts, road crossing, incl. excavation in all strata up to an average depth of 1 m cutting, collars jointing in 1:2 cement mortar etc. complete as per specifications and as directed by the engineer-in charge. | 10.00 | M |  | 3500.00 | 35000.00 | 10.00 | 100.00 | 1500.00 | 15000.00 | 3650.00 | 36500.00 | 1500.00 | 15000.00 | 9000.00 | 90000.00 | 5965.00 | 59650.00 | 100.00 | KSITIH INFRACON PVT LTD
270.00 | KERB STONE FIXING
271.00 | Providing and fixing precast concrete Kerb stones (125 wide X 300 deep) of M-30 grade or equivalent of approved make and shape at or near ground level as per approved pattern and setting in position with cement mortar 1:3 (1 cement : 3 coarse sand) including the cost of required centering, shuttering and finishing smooth with 6 mm thick cement plaster 1:3 (1 cement : 3 fine sand) wherever required over 75 mm thick PCC 1:4:8 levelling course, complete in all respects as per scope of work, detailed construction drawings, technical specifications and directions of the Engineer-In-Charge. Note:- 1. Rate to include all labour, tools, tackles, factory manufactured & steam cured Kerb Stones, shuttering, transportation, water charges, earth work if any, PCC etc complete | 50.00 | M |  | 980.00 | 49000.00 | 10.00 | 500.00 | 420.00 | 21000.00 | 1250.00 | 62500.00 | 1500.00 | 75000.00 | 1800.00 | 90000.00 | 1892.00 | 94600.00 | 500.00 | KSITIH INFRACON PVT LTD
272.00 | SAND FILLING
273.00 | Supplying and filling approved SAND of specified quality under floors, in foundations, plinths, tank foundations etc. for all depths and heights including cost of sand,royalties, transportation to site for all leads and lifts,including loading, unloading, spreading in layers of loose thickness not exceeding 150 mm,watering,ramming,compacting with mechanical compactors and/or other equipment to the specified levels to achive 85% relative density as per IS:2720 Part XIV,including preparation of subgrade to the required slope,providing testing apparatus and testing the degree of consolidation all complete as per drawings, specifications and direction of Engineer-in-charge.The rates shall be inclusive of the cost of all labour,material,equipments etc. all complete . | 120.00 | M3 |  | 1150.00 | 138000.00 | 10.00 | 1200.00 | 1500.00 | 180000.00 | 1650.00 | 198000.00 | 850.00 | 102000.00 | 3150.00 | 378000.00 | 2650.00 | 318000.00 | 1200.00 | KSITIH INFRACON PVT LTD
274.00 | DEMOLITION OF R.C.C./BRICKS/STONE MASONRY/STEEL WORK
275.00 | Site clearance by demolition of R.C.C./Brickwork/Stone Masonry/Stone Soling, Flexible pavements etc. along with removing the debris and disposal of unserviceable material to any lead and staking of serviceable materials, handing over serviceable material to concerned department if required as per technical specifications and direction of Engineer-in-charge. Note: 1. Rate includes cost of all labour, tools, tackles, hire charges, royalties, levies, leads, loading/unloading, transportation, water, electric power, illumination etc. complete in all respects as per scope of work, detailed construction drawings, technical specifications and direction of Engineer-in-charge. 2. Demolition of RCC/PCC/Brick Masonry/Road will be paid in NET CUM as demolished. | 50.00 | M3 |  | 800.00 | 40000.00 | 10.00 | 500.00 | 2230.00 | 111500.00 | 100.00 | 5000.00 | 850.00 | 42500.00 | 3600.00 | 180000.00 | 2655.00 | 132750.00 | 500.00 | KSITIH INFRACON PVT LTD
276.00 | Site clearance by demolition of STEEL work etc. along with removing the disposal of unserviceable material to any lead and staking of serviceable materials, handing over serviceable material to concerned department if required as per technical specifications and direction of Engineer-in-charge. Note: 1. Rate includes cost of all labour, tools, tackles, hire charges, royalties, levies, leads, loading/unloading, transportation, water, electric power, illumination etc. complete in all respects as per scope of work, detailed construction drawings, technical specifications and direction of Engineer-in-charge. 2. Demolition of steel work will be paid in NET Kg as demolished. | 250.00 | Kg |  | 130.00 | 32500.00 | 10.00 | 2500.00 | 25.00 | 6250.00 | 100.00 | 25000.00 | 50.00 | 12500.00 | 54.00 | 13500.00 | 39.00 | 9750.00 | 2500.00 | KSITIH INFRACON PVT LTD
277.00 | ERC/IRC
278.00 | Construction of ERC/IRC as per Std. including supplying and laying in position PVC pipes conforming to IS:4985 Class-I for electrical and instrumentation Road Crossings as per standard drawing and its addendum, including cutting the pipes if necessary, lowering, laying in position to proper levels, etc. embedded in M-20 grade concrete, providing proper jointing as per code requirements or manufacturer's recommendations, etc. including earth work in excavation in all types of soil except soft and hard rock, backfilling and making good the surface, including cutting of new/ existing roads and making good the same including supply of any road material if required, (Back filling with road material shall be done in 150 mm thick layers well watered and compacted), including supplying and providing in the encasement concrete, cable crossing indicator made out of 4 mm thick MS circular plate of dia. 150mm welded to 16 mm dia. MS rod of approximately 1.0 m length and painting and lettering with 2 coats of approved enamel paint of approved colour over a coat of red oxide primer etc., supply and fixing of reinforcement as per drawing, including disposal of surplus earth anywhere within plant boundary limit etc. all complete as per drawings, specifications and instructions of Engineer-in-Charge. | 15.00 | M |  | 3500.00 | 52500.00 | 10.00 | 150.00 | 4100.00 | 61500.00 | 1050.00 | 15750.00 | 2000.00 | 30000.00 | 1800.00 | 27000.00 | 1597.00 | 23955.00 | 150.00 | KSITIH INFRACON PVT LTD
279.00 | EARTH WORK IN FOUNDATION
280.00 | Earth work in Excavation below ground level for all kinds of works in ALL TYPES OF SOIL as classified in specification for a depth upto 1.5m including removal of vegetation, shrubs and debris, cutting and dressing of sides in slopes, levelling, grading and ramming of bottoms, dewatering of accumulated water from any source and keeping the surface dry for subsequent works and disposal or stacking of excavated material within a lead of 100m, as directed including providing temporary supports to existing service lines like water pipes, sewage pipes, electric overhead and underground cables etc. all complete. | 850.00 | M3 |  | 250.00 | 212500.00 | 10.00 | 8500.00 | 160.00 | 136000.00 | 225.00 | 191250.00 | 450.00 | 382500.00 | 450.00 | 382500.00 | 788.00 | 669800.00 | 8500.00 | KSITIH INFRACON PVT LTD
281.00 | For depth beyond 1.5m and upto & inclusive of 3.0m. | 450.00 | M3 |  | 256.00 | 115200.00 | 10.00 | 4500.00 | 190.00 | 85500.00 | 260.00 | 117000.00 | 500.00 | 225000.00 | 675.00 | 303750.00 | 900.00 | 405000.00 | 4500.00 | KSITIH INFRACON PVT LTD
282.00 | Backfilling after execution of the WORK to proper grade and level with selected materials from available excavated soil from spoil heaps, including re-excavating the deposited soil excavated earlier, breaking clods, laying at all depths and heights in layers of thickness not exceeding 15 Cms. watering, rolling and ramming by manual methods/ mechanical compactors to achieve 90% laboratory maximum dry density, dressing, trimming etc. in foundations, plinths, trenches, pits etc. all complete. | 200.00 | M3 |  | 230.00 | 46000.00 | 10.00 | 2000.00 | 65.00 | 13000.00 | 125.00 | 25000.00 | 200.00 | 40000.00 | 270.00 | 54000.00 | 320.00 | 64000.00 | 2000.00 | KSITIH INFRACON PVT LTD
283.00 | EARTHWORK IN FILLING including supply by excavating the earth from BORROW AREAS arranged by CONTRACTOR for all leads, transporting the earth from borrow area including cleaning & stripping the earth at borrow areas, breaking clods, loading, unloading and laying at all depths and heights in layers of thickness not exceeding 15 cms., watering, rolling and ramming by manual methods/mechanical compactors to achieve 90% of the maximum laboratory dry density, dressing, trimming, levelling the top surface etc. in foundations, plinths, trenches etc. all complete. | 5000.00 | M3 |  | 280.00 | 1400000.00 | 10.00 | 50000.00 | 450.00 | 2250000.00 | 550.00 | 2750000.00 | 225.00 | 1125000.00 | 900.00 | 4500000.00 | 206.00 | 1030000.00 | 50000.00 | KSITIH INFRACON PVT LTD
284.00 | Transporting and disposing the SURPLUS EARTH AND DEBRIS including shrubs and vegetations from construction area beyond the initial lead of 100M including re-excavating the deposited soil excavated earlier, transportation, loading, unloading, laying at all depths and heights, stacking, levelling and dressing both the area (viz. from where the earth is transported and where it is deposited) to required levels and slopes complete with all lifts as directed. For carting on the basis of truck measurements (volume of truck reduced by 30% for voids) i) Upto 1.0Km. | 250.00 | M3 |  | 270.00 | 67500.00 | 10.00 | 2500.00 | 110.00 | 27500.00 | 205.00 | 51250.00 | 150.00 | 37500.00 | 1080.00 | 270000.00 | 200.00 | 50000.00 | 2500.00 | KSITIH INFRACON PVT LTD
285.00 | PLAIN & REINFORCED CEMENT CONCRETE:
286.00 | Providing and laying PLAIN CEMENT CONCRETE for all depths below and upto plinth level in foundations,drains, fillings, non-suspended floors, pavements & ramps or any other works etc. including shuttering, tamping, ramming, vibrating, curing, shuttering etc. all as specified in any shape, position, thickness and finishing the top surface rough or smooth as specified and directed all complete for concrete of nominal mix 1:4:8 by volume (1 Cement: 4 Coarse Sand: 8 Crushed Stone Aggregates/Gravels with 40mm and down size graded crushed stone aggaregates. | 200.00 | M3 |  | 6600.00 | 1320000.00 | 10.00 | 2000.00 | 5500.00 | 1100000.00 | 5850.00 | 1170000.00 | 6500.00 | 1300000.00 | 7650.00 | 1530000.00 | 6500.00 | 1300000.00 | 2000.00 | KSITIH INFRACON PVT LTD
287.00 | Concrete of nominal mix of 1:5:10 by volume (1 Cement :5 Coarse Sand : 10 Crushed Stone Aggaregates/Gravels). | 10.00 | M3 |  | 7000.00 | 70000.00 | 10.00 | 100.00 | 5700.00 | 57000.00 | 5850.00 | 58500.00 | 5500.00 | 55000.00 | 7650.00 | 76500.00 | 5810.00 | 58100.00 | 100.00 | KSITIH INFRACON PVT LTD
288.00 | Providing and laying PLAIN CEMENT CONCRETE for all depths below and upto plinth level in foundations,drains, fillings, non-suspended floors, pavements & ramps or any other works etc. including shuttering, tamping, ramming, vibrating, curing, etc. all as specified in any shape, position, thickness and finishing the top surface rough or smooth as specified and directed all complete for concrete grade M20 with 20mm and down size graded crushed stone aggaregates/Gravels. . | 8.00 | M3 |  | 9000.00 | 72000.00 | 10.00 | 80.00 | 6600.00 | 52800.00 | 7500.00 | 60000.00 | 9500.00 | 76000.00 | 9000.00 | 72000.00 | 7065.00 | 56520.00 | 80.00 | KSITIH INFRACON PVT LTD
289.00 | Providing and laying REINFORCED CEMENT CONCRETE OF M-25 GRADE with 20mm and down size graded crushed stone aggregates/gravel in SUB-STRUCTURE of all types e.g. foundations, footings, raft, beams, slabs, pile caps, retaining walls, jambs, counterforts, buttresses, trenches, manholes,pipe encasement, catchpits, drains, RCC pits, equipment/machine foundations, pedestals, pipe sleepers, columns, plinth beams, suspended floors, beams, staircases, landings, steps, brackets etc. (including single pour concreting upto 250m3), including cost of admixtures if used,providing pockets, openings, recesses, chamfering etc., wherever required, vibrating, tamping, curing and rendering if required to give a smooth and even surface etc. all complete (excluding the Cost of Reinforcement and Shuttering) for all depths below and upto plinth level in any shape, position and thickness etc. all complete as specified, shown and directed. | 150.00 | M3 |  | 9800.00 | 1470000.00 | 10.00 | 1500.00 | 7100.00 | 1065000.00 | 7950.00 | 1192500.00 | 10500.00 | 1575000.00 | 9900.00 | 1485000.00 | 7850.00 | 1177500.00 | 1500.00 | KSITIH INFRACON PVT LTD
290.00 | Providing and laying REINFORCED CEMENT CONCRETE OF M-25 GRADE with 20mm and down size graded crushed stone aggregates/gravel in SUPER STRUCTURE in suspended floors, slabs, beams, columns, walls including counterforts, staircases, landings, steps, facias, fins, mouldings, gutters, shelves, windowsills, canopies, lintels, girders, ducts, brackets, chajjas with drip moulds, pedestals, posts, struts, equipment/machine foundations, ramps etc. (including single pour concreting upto 250m3) including cost of admixtures if used providing pockets, openings, recesses, chamfering wherever required, vibrating, tamping, curing and rendering if required to give a smooth and even surface etc. all complete (excluding the Cost of Reinforcement and Shuttering) for all heights above plinth level in any shape, position, thickness etc. all complete as specified, shown and directed. | 20.00 | M3 |  | 10000.00 | 200000.00 | 10.00 | 200.00 | 7250.00 | 145000.00 | 8250.00 | 165000.00 | 10500.00 | 210000.00 | 11250.00 | 225000.00 | 8250.00 | 165000.00 | 200.00 | KSITIH INFRACON PVT LTD
291.00 | Manufacturing, transporting, supplying and erecting in position Reinforced Cement Concrete PRECAST ELEMENTS such as columns, beams, cover slabs, lintels, louvers, fins, shelves etc. of M-25 grade with 20mm and down size graded crushed stone aggregates/gravel, for all leads, levels, shapes and thickness including all moulds, shuttering and centering, vibrating, tamping, curing, chamfering wherever required, finishing the top surface with cement mortar 1:3 ( 1 Cement : 3 Sand) to give a smooth and even surface, or non skid finish as specified, providing lifting hooks, metal inserts, making holes pockets, (only M.S. inserts to be measured & paid separately) transporting to site, erecting, levelling, aligning and fixing in position with cement mortar 1:3 (1Cement : 3 Coarse Sand), breaking bricks and/or concrete surfaces and making good the same etc. all complete (excluding the Cost of Reinforcement ) and as directed. 1) Each unit upto and inclusive of 500 Kg. | 10.00 | M3 |  | 10000.00 | 100000.00 | 10.00 | 100.00 | 10500.00 | 105000.00 | 9500.00 | 95000.00 | 10500.00 | 105000.00 | 13500.00 | 135000.00 | 5855.00 | 58550.00 | 100.00 | KSITIH INFRACON PVT LTD
292.00 | CENTERING AND SHUTTERING
293.00 | Providing and fixing CENTERING AND SHUTTERING in foundations, footings, raft beams, slabs, pile caps, retaining walls, jambs, counter-forts, buttresses, trenches, equipment/machine foundations, pedestals, abutments, pipe sleepers, columns, plinth beams, lintels, suspended slabs, beams, staircases, landings, steps, non-circular tunnels/bunkers/silos/ shafts/ hoppers/liquid storage structures etc. including shuttering for single pour concreting, strutting, bracing, propping etc., keeping the same in position during concreting and removal of the same after specified period etc. for Straight/ Inclined Shuttering, keeping necessary provision for inserts, projecting dowels, anchor bolts or any other fixture etc. all complete and as specified and directed.
294.00 | i) For all depths below and upto & inclusive of plinth level. | 800.00 | M2 |  | 450.00 | 360000.00 | 10.00 | 8000.00 | 450.00 | 360000.00 | 450.00 | 360000.00 | 400.00 | 320000.00 | 585.00 | 468000.00 | 600.00 | 480000.00 | 8000.00 | KSITIH INFRACON PVT LTD
295.00 | ii) For all heights above plinth level. | 800.00 | M2 |  | 450.00 | 360000.00 | 10.00 | 8000.00 | 470.00 | 376000.00 | 525.00 | 420000.00 | 400.00 | 320000.00 | 675.00 | 540000.00 | 650.00 | 520000.00 | 8000.00 | KSITIH INFRACON PVT LTD
296.00 | REINFORCEMENT
297.00 | Supplying and placing in position HIGH STRENGTH DEFORMED STEEL BARS REINFORCEMENT (conforming to IS:1786, Grade Fe 415), for R.C.C. work including transporting the Steel, straightening, cleaning, decoiling, cutting, bending to required shapes and lengths as per details, binding with contractor's own 16 SWG black soft annealed binding wire at every intersection, supplying and placing with proper cover blocks, supports, chairs, overlaps, welding, spacers, fanhooks etc. for all heights and depths etc. all complete as directed. | 15.00 | MT |  | 95000.00 | 1425000.00 | 10.00 | 150.00 | 95000.00 | 1425000.00 | 95000.00 | 1425000.00 | 120000.00 | 1800000.00 | 92000.00 | 1380000.00 | 89000.00 | 1335000.00 | 150.00 | KSITIH INFRACON PVT LTD
298.00 | STRUCTURAL STEEL WORKS
299.00 | Supplying, transporting, storing, fabricating in position and testing/examining bolted and/or welded STRUCTURAL STEEL WORKS at all levels and locations including all builtup sections/compound sections made out of rolled sections and/or plates/bent plates in trusses, purlins, wind ties, wind girders, columns, portals, racks, frameworks, crane gantries, surge girders, bracings, floor beams, lifting beams, monorails, platforms, staircases (excluding chequered plates and gratings), ladders, stoppers, brackets, side runners, sagrods, supports for pipe & equipment and technological accesories and process piping, hand railings, posts, conveyor galleries, trestles, towers, masts, junction houses etc., cutting to required size, straightening/bending if required, edge preparation, cleaning, preheating, bolting/welding of joints, (including sealing the joints of box sections with continuous welding), finishing edges by grinding, fixing in line and level with temporary staging & bracing and removal of the same after erection, grouting with Ordinary Grout or premix free flow Nonshrink Grout as specified, including preparation and submission of detailed fabrication drawings and applying primer after fabrication as per specification (for normal corrosive environment), etc. all complete | 8.00 | MT |  | 100000.00 | 800000.00 | 10.00 | 80.00 | 120000.00 | 960000.00 | 125000.00 | 1000000.00 | 120000.00 | 960000.00 | 117000.00 | 936000.00 | 105656.00 | 845248.00 | 80.00 | KSITIH INFRACON PVT LTD
300.00 | MISCELLANEOUS STEEL WORKS
301.00 | Supplying, fabricating, fixing and keeping in position at all levels and locations THREADED ANCHOR BOLTS of all diameters and nomenclature including nuts, washers, anchor plates, pipe sleeves etc. in foundations, columns, pedestals, slabs, beams, walls etc. or any other place as directed including handling & transporting, straightening if required, turning from relevant size M.S. rounds to required diameter, threading, welding, providing necessary templates and auxilliary dummy structures, if any, necessary tying and welding with reinforcement, adjustment of shuttering & reinforcement/any other fixture, greasing exposed metal surfaces, covering bolts and packing the sleeves with jute cloth etc. all complete as specified and directed. | .60 | MT |  | 130000.00 | 78000.00 | 10.00 | 6.00 | 135000.00 | 81000.00 | 135000.00 | 81000.00 | 120000.00 | 72000.00 | 180000.00 | 108000.00 | 121512.00 | 72907.20 | 6.00 | KSITIH INFRACON PVT LTD
302.00 | Supplying, transporting, storing, fabricating and fixing in position M.S. METAL INSERT (with lugs) of any shape made out of flats, plates, rolled sections, pipes etc. providing necessary templates, staging, cutting, straightening, if required, bolting, welding as required and embedding in position on both Plain and Reinforced Cement concrete members inclusive of adjusting shuttering & reinforcement/any other fixture, welding where necessary, tying and holding to correct level, line and position, any auxilliary dummy structures to support the heavy inserts, painting exposed surfaces with a coat of Red Oxide Zinc Chromate Primer etc. all complete for all depths and heights as specified and directed. | .50 | MT |  | 130000.00 | 65000.00 | 10.00 | 5.00 | 128500.00 | 64250.00 | 135000.00 | 67500.00 | 120000.00 | 60000.00 | 180000.00 | 90000.00 | 105000.00 | 52500.00 | 5.00 | KSITIH INFRACON PVT LTD
303.00 | Supplying, fabricating and erecting in position at all levels and locations bolted, clamped and/or welded GRATING (fabricated as per standards) made out of M.S. flats/M.S. flats with M.S. rounds in walkways, platforms, stair treads etc. including cutting to required size, shape, making holes, notches, openings of required size, nosing, straightening if required, making the edges smooth, removing the burrs, fabricating clamps, fixing, welding, preparation and submission of fabrication drawings and preparing the surfaces for painting, surface cleaning, wire brushing, removal of mill scale, dust, rust, oil or grease and applying one shop coat of Red Oxide Zinc Chromate Primer after fabrication etc. all complete as specified and directed. | 8.00 | MT |  | 140000.00 | 1120000.00 | 10.00 | 80.00 | 128500.00 | 1028000.00 | 145000.00 | 1160000.00 | 120000.00 | 960000.00 | 180000.00 | 1440000.00 | 115000.00 | 920000.00 | 80.00 | KSITIH INFRACON PVT LTD
304.00 | BRICK MASONRY
305.00 | Providing and laying BRICK MASONRY WITH BRICKS OF CLASS 7.5 in cement mortar 1:6 (1 Cement : 6 Sand) in one or more brick thickness and in any shape (excluding circular/curved brick masonry) at all depths and height including the cost of materials, labour, scaffolding/ staging, sampling & testing, soaking of bricks, cutting and laying of bricks, providing recesses, making openings of any shape & size, finishing the joints flush below ground level and raking out the joints above ground level, sealing the gap between masonry and soffit of beam/slab, embedding the fittings & fixtures, curing, etc. all complete as per specifications. | 120.00 | M3 |  | 12000.00 | 1440000.00 | 10.00 | 1200.00 | 5500.00 | 660000.00 | 7500.00 | 900000.00 | 6500.00 | 780000.00 | 10000.00 | 1200000.00 | 6596.00 | 791520.00 | 1200.00 | KSITIH INFRACON PVT LTD
306.00 | External Walls Ordinary plain cement plaster Average 18mm thick 1:4 (1 cement : 4 sand). Cement supplied by the Contractor at their cost. | 450.00 | M2 |  | 600.00 | 270000.00 | 10.00 | 4500.00 | 300.00 | 135000.00 | 265.00 | 119250.00 | 425.00 | 191250.00 | 675.00 | 303750.00 | 581.00 | 261450.00 | 4500.00 | KSITIH INFRACON PVT LTD
307.00 | Internal Walls Ordinary plain cement plaster Average 12mm thick 1:4 (1 cement : 4 sand). Cement supplied by the Contractor at their cost | 450.00 | M2 |  | 600.00 | 270000.00 | 10.00 | 4500.00 | 300.00 | 135000.00 | 245.00 | 110250.00 | 400.00 | 180000.00 | 540.00 | 243000.00 | 574.00 | 258300.00 | 4500.00 | KSITIH INFRACON PVT LTD
308.00 | Ceiling Ordinary plain cement plaster Average 6 mm thick 1:4 (1 cement : 4 sand). | 20.00 | M2 |  | 780.00 | 15600.00 | 10.00 | 200.00 | 300.00 | 6000.00 | 225.00 | 4500.00 | 550.00 | 11000.00 | 495.00 | 9900.00 | 715.00 | 14300.00 | 200.00 | KSITIH INFRACON PVT LTD
309.00 | Painting of Walls External walls:- Providing & applying 3 coats of waterproof decorative cement paint of approved make and approved shade, cleaning, including preparation of surfaces,base primer, curing etc. all complete | 450.00 | M2 |  | 250.00 | 112500.00 | 10.00 | 4500.00 | 190.00 | 85500.00 | 450.00 | 202500.00 | 175.00 | 78750.00 | 675.00 | 303750.00 | 544.00 | 244800.00 | 4500.00 | KSITIH INFRACON PVT LTD
310.00 | Internal walls:- Providing & applying 2 coats of waterproof decorative cement paint of approved make and approved shade, cleaning, including preparation of surfaces,base primer, curing etc. all complete | 450.00 | M2 |  | 250.00 | 112500.00 | 10.00 | 4500.00 | 225.00 | 101250.00 | 455.00 | 204750.00 | 175.00 | 78750.00 | 720.00 | 324000.00 | 369.00 | 166050.00 | 4500.00 | KSITIH INFRACON PVT LTD
311.00 | Supply of Porta Cabin
312.00 | Supply and installation of Porta Cabin of size (4 mtr X 3 mtr ) as per drawing attached in bid document including associated civil foundation works and required accessories like Electric Sockets etc. | 6.00 | Nos |  | 350000.00 | 2100000.00 | 10.00 | 60.00 | 195000.00 | 1170000.00 | 350000.00 | 2100000.00 | 275000.00 | 1650000.00 | 225000.00 | 1350000.00 | 275000.00 | 1650000.00 | 60.00 | KSITIH INFRACON PVT LTD
313.00 | Supplying and filling of Bouldors
314.00 | Supplying and filling of various sizes and type of boulders as per site requirement or as per direction of EIC. Rate involves supply, transportation, unloading at site, laying, etc. to complete the work in all respect. | 50.00 | M3 |  | 3500.00 | 175000.00 | 10.00 | 500.00 | 1500.00 | 75000.00 | 580.00 | 29000.00 | 1250.00 | 62500.00 | 5400.00 | 270000.00 | 485.00 | 24250.00 | 500.00 | KSITIH INFRACON PVT LTD
315.00 | Note: (1) The quantities given above against individual items are indicative and shall not be considered to be binding. The quantities may be increased, decreased or deleted at site at the time of actual execution. Procurement shall be done as per actual site condition, approved construction drawings and as per instruction of EIC. The unit rate shall be operated to work out the final payment to the contractor; (2) In each area, quantities given against individual item may be utilised / used for other consumers in same area.
316.00 | SECTION-D [CATHODIC PROTECTION WORKS]
317.00 | CATHODIC PROTECTION SYSTEM
318.00 | All works shall be carried out as per approved drawings and specifications. Work shall include design / residual engineering, preparation of CP schematic drawing, supply, installation, testing and commissioning of complete CP system, all related civil work, including providing foundations, supply of all materials as specified in SCC, instruments, consumables, touch-up epoxy paint as required, including supply of paint, tools, tackles, labor, transportation for satisfactory completion of work and as per directions of EIC. In addition to the items mentioned below the Contractor's scope shall include connecting the new pipelines to existing pipelines/cathode-points of TR units by means of jumpering/bonding.
319.00 | Complete Detailed Survey, Engineering, Supply, laying, installation, termination, testing & commissioning of Cathodic Protection system complete Civil Works and all material and labour as per specifications, drawings and instruction of EIC. Work to be completed in all respects. | 7.50 | KM |  | 45000.00 | 337500.00 | 200000.00 | 1500000.00 | 17000.00 | 127500.00 | 2850.00 | 21375.00 | 11500.00 | 86250.00 | 52500.00 | 393750.00 | 16500.00 | 123750.00 | 21375.00 | Adorn Infra Energy Pvt. Ltd.
320.00 | Supply, laying & testing of 600 / 1100V grade single core, stranded tinned copper conductor cables, XLPE insulated / PVC sheathed, armoured as per IS of following sizes. The work shall include excavation for cable trenching at min. 1.2 m below GL in all types of soil including rock, backfilling of cable in trenches, lugging, ferrulling, making termination as per drawings & specification. Supply of all tools, tackles, consumables, etc. for completion of work, in all respect and as per directions of EIC.
321.00 | 25 mm2 | 400.00 | Mtr. |  | 350.00 | 140000.00 | 300.00 | 120000.00 | 650.00 | 260000.00 | 410.00 | 164000.00 | 250.00 | 100000.00 | 975.00 | 390000.00 | 499.00 | 199600.00 | 100000.00 | G L GOLDEN
322.00 | 10 mm2 | 500.00 | Mtr. |  | 350.00 | 175000.00 | 150.00 | 75000.00 | 475.00 | 237500.00 | 260.00 | 130000.00 | 200.00 | 100000.00 | 675.00 | 337500.00 | 369.00 | 184500.00 | 75000.00 | KSITIH INFRACON PVT LTD
323.00 | 6 mm2 | 800.00 | Mtr. |  | 350.00 | 280000.00 | 100.00 | 80000.00 | 225.00 | 180000.00 | 175.00 | 140000.00 | 175.00 | 140000.00 | 570.00 | 456000.00 | 328.00 | 262400.00 | 80000.00 | KSITIH INFRACON PVT LTD
324.00 | Making cable to pipe connections by thermit welding for following cables, including excavation for exposing pipe, removal of coating / wrapping, thermit welding recoating of the area of weld by epoxy filling, holiday testing, backfilling, supply of all tool, tackles, consumables thermit weld kits & labour for satisfactory completion of work.
325.00 | 6 mm2 Cables | 80.00 | No. |  | 2500.00 | 200000.00 | 2000.00 | 160000.00 | 2650.00 | 212000.00 | 1000.00 | 80000.00 | 250.00 | 20000.00 | 3000.00 | 240000.00 | 3840.00 | 307200.00 | 20000.00 | G L GOLDEN
326.00 | 10 mm2 Cables | 20.00 | No. |  | 2500.00 | 50000.00 | 1800.00 | 36000.00 | 2650.00 | 53000.00 | 1000.00 | 20000.00 | 250.00 | 5000.00 | 3000.00 | 60000.00 | 4170.00 | 83400.00 | 5000.00 | G L GOLDEN
327.00 | 25 mm2 Cables | 48.00 | No. |  | 2500.00 | 120000.00 | 1000.00 | 48000.00 | 2650.00 | 127200.00 | 1000.00 | 48000.00 | 250.00 | 12000.00 | 3750.00 | 180000.00 | 5120.00 | 245760.00 | 12000.00 | G L GOLDEN
328.00 | Supply & installation of Small test station as per enclosed drawings and technical specifications. Work shall include all related civil works including foundation, termination of cables inside the test stations along with lugs & ferules sealing of cable entry space with bitumen compound supply of all materials, consumables, tools, tackles, etc. for satisfactory completion of work and as per directions of EIC. | 38.00 | No. |  | 8000.00 | 304000.00 | 11000.00 | 418000.00 | 19000.00 | 722000.00 | 25500.00 | 969000.00 | 13500.00 | 513000.00 | 31500.00 | 1197000.00 | 27985.00 | 1063430.00 | 304000.00 | oval projects engineering pvt ltd
329.00 | Supply & installation of 20Kg Zn anode at a depth of 1.5 - 2.0m on all type of soil including rock alongwith 10m tail cable of 25mm2 high conductivity, tinned, stranded copper conductor, 650 / 1100V grade, XLPE insulated, armoured, PVC sheathed for grounding electrical surges in the pipeline at HT crossings. The work includes excavation, laying of Zn anode of minimum 20 Kg weight, backfilling & all related civil work, complete in all respects. The work shall also include anode to tail cable connection, cable laying and termination inside the test station. | 29.00 | No. |  | 130000.00 | 3770000.00 | 15000.00 | 435000.00 | 23500.00 | 681500.00 | 32000.00 | 928000.00 | 17500.00 | 507500.00 | 57000.00 | 1653000.00 | 33412.00 | 968948.00 | 435000.00 | KSITIH INFRACON PVT LTD
330.00 | Supply, installation, testing and commissioning of surge diverter inside the manual test stations at terminal locations, complete in all respects as per the specifications and directions of EIC. | 10.00 | No. |  | 50000.00 | 500000.00 | 9000.00 | 90000.00 | 20000.00 | 200000.00 | 21500.00 | 215000.00 | 18500.00 | 185000.00 | 52500.00 | 525000.00 | 22563.00 | 225630.00 | 90000.00 | KSITIH INFRACON PVT LTD
331.00 | Supply & installation of 7.5 Kg Mg anodes after pre-packaged with chemical backfill as per enclosed drawing. The anodes will have to be buried at a depth of 1.5 to 2m on all types of soil including rock at approved location. The work shall include all earth work, laying of anodes & cables in position and termination of cable inside test stations with lugs, shunt & variable resistors, supply of all tools, tackles, consumables, labour transportation of materials, etc. required for satisfactory completion of work and directions of EIC. | 12.00 | No. |  | 25000.00 | 300000.00 | 21000.00 | 252000.00 | 16000.00 | 192000.00 | 19500.00 | 234000.00 | 13500.00 | 162000.00 | 33000.00 | 396000.00 | 24750.00 | 297000.00 | 162000.00 | G L GOLDEN
332.00 | Supply, installation, testing and commissioning of spark-gap arrestors across insulating joints. | 2.00 | No. |  | 300000.00 | 600000.00 | 39800.00 | 79600.00 | 20000.00 | 40000.00 | 21500.00 | 43000.00 | 21500.00 | 43000.00 | 52500.00 | 105000.00 | 8801.00 | 17602.00 | 17602.00 | BOMS Private Limited
333.00 | Supply, installation, testing and commissioning of Electrolytic Polarization cell (as per approved design) | 29.00 | No. |  | 18000.00 | 522000.00 | 34000.00 | 986000.00 | 26500.00 | 768500.00 | 1000.00 | 29000.00 | 35500.00 | 1029500.00 | 112500.00 | 3262500.00 | 8625.00 | 250125.00 | 29000.00 | Adorn Infra Energy Pvt. Ltd.
334.00 | Note: (1) The quantities given above against individual items are indicative and shall not be considered to be binding. The quantities may be increased, decreased or deleted at site at the time of actual execution. Procurement shall be done as per actual site condition, approved construction drawings and as per instruction of EIC. The unit rate shall be operated to work out the final payment to the contractor; (2) In each area, quantities given against individual item may be utilised / used for other consumers in same area.
335.00 | CATHODIC PROTECTION SYSTEM (PCP)
336.00 | Design, Engineering, Supply, Installation, Testing & Commissioning of Permanent Cathodic Protection (PCP) System (for 25 years) using LIDA single Electrodes or string (MMO) anodes with backfill, Junction Box, AJB, CJB, Cables, Monitoring System, any equipment and hardwares as per specification including Pre design surveys, Packing, Transportation to Project site, Post Commissioning Surveys of PCP system, system monitoring with other installation items required for completeness of the job. Design package including Site survey, formulae used, Design calculations, BOQ, Technical Specifications and data recording formats, Quality Assurance Control (QA/QC) methodology and submission of monitoring reports for owner evaluation, owner/consultant approved survey report, also includes all materials, equipments, consumables, start up/commissioning spares, etc., including transportation, storage of materials at site, As-built drawings, Documentation and O&M Manual.
337.00 | Design Engineering, Soil Resistivity Measurement, Soil Chemical analysis , Testing and Commissioning of Pipeline length | 7.50 | KM |  | 3200.00 | 24000.00 | 190000.00 | 1425000.00 | 21000.00 | 157500.00 | 25000.00 | 187500.00 | 6500.00 | 48750.00 | 45000.00 | 337500.00 | 33011.00 | 247582.50 | 24000.00 | oval projects engineering pvt ltd
338.00 | Transformer Rectifier Unit
339.00 | Supply and Installation of GSM BASED TRU 48V/25A Transformer Rectifier Unit with operating range of 230 V AC and DC Output Rating - 48V/25A min, with GPS based current interrupter and full compliance to IEC specs exactly as per technical specification of tender document as per the detailed specifications, data sheet & approved drawings. It also including civil foundations, structural support etc. dual earthing of TR unit. | 1.00 | No. |  | 65000.00 | 65000.00 | 10.00 | 10.00 | 535000.00 | 535000.00 | 425000.00 | 425000.00 | 725000.00 | 725000.00 | 975000.00 | 975000.00 | 358160.00 | 358160.00 | 10.00 | KSITIH INFRACON PVT LTD
340.00 | Anode Ground Bed Assemblies (Deep well)(to be decided on the basis of soil resistivity data)
341.00 | Supply and Installation of Deep well Anode Beds with dual anode tail cable (from top and bottom of the anode string) of suitable length upto Anode Junction Box) for permanent cathodic protection system by impressed current method to protect external surface of 3 layers PE coated pipeline,against corrosion as per specifications for minimum service life of 30 years by using deep well anode bed construction of minimum 50 meter deep,with minimum 8’’ (200 mm) Dia MS pipe filled with Petroleum Coke Breeze of resistance ≤ 5Ω ,vent pipe, dead weight & a cable string of 10 mm2 size contains minimum 6 nos. mixed metal oxide coated titanium tubular anodes of size ST 1.6/50 cm, each MMO anode has current output of 2.5 Amp and other accessories like vent pipe, Calcined petroleum coke breeze, Riged PVC pipe of 12" (300mm) with minimum 15 mtrs in length (ie. 15 meter inactive anode bed), Nylon Rope, etc.from the approved vendor as per specification. | 1.00 | No. |  | 150000.00 | 150000.00 | 1120000.00 | 1120000.00 | 1350000.00 | 1350000.00 | 1350000.00 | 1350000.00 | 50000.00 | 50000.00 | 2400000.00 | 2400000.00 | 568000.00 | 568000.00 | 50000.00 | G L GOLDEN
342.00 | Supply and Installation Anode Junction Box with all accessories (Like variable resistor, shunt, bus bar etc.,) | 1.00 | No. |  | 45000.00 | 45000.00 | 35000.00 | 35000.00 | 29500.00 | 29500.00 | 55000.00 | 55000.00 | 28500.00 | 28500.00 | 67500.00 | 67500.00 | 16500.00 | 16500.00 | 16500.00 | BOMS Private Limited
343.00 | Supply and Installation Cathode Junction Box with all accessories (Like shunt, bus bar etc.) | 1.00 | No. |  | 45000.00 | 45000.00 | 18900.00 | 18900.00 | 26500.00 | 26500.00 | 58000.00 | 58000.00 | 28500.00 | 28500.00 | 57000.00 | 57000.00 | 16500.00 | 16500.00 | 16500.00 | BOMS Private Limited
344.00 | Supply and Installation Reference Electrode Junction Box/test station with all accessories | 1.00 | Nos. |  | 45000.00 | 45000.00 | 8000.00 | 8000.00 | 19200.00 | 19200.00 | 28500.00 | 28500.00 | 28500.00 | 28500.00 | 52500.00 | 52500.00 | 16500.00 | 16500.00 | 8000.00 | KSITIH INFRACON PVT LTD
345.00 | Supply and Installation Permanent Reference Cell with Special Backfill in Cotton bag | 3.00 | Nos. |  | 36000.00 | 108000.00 | 9000.00 | 27000.00 | 23000.00 | 69000.00 | 48500.00 | 145500.00 | 28500.00 | 85500.00 | 33000.00 | 99000.00 | 16500.00 | 49500.00 | 27000.00 | KSITIH INFRACON PVT LTD
346.00 | Supply & Installation of cables – Annealed high conductivity, tinned, stranded copper conductor, XLPE insulated, 650/1100 V grade, PVC,FRLS sheathed or as per specification and Miscellaneous such as termination, tagging, excavating the trench for cable laying, backfilling, etc., including the cost of all labour, materials, tools and tackles.
347.00 | 1C x 6 sqmm armoured - Potential Measurement & ref. cell cable (RE/PE to REJB & REJB to CJB) | 400.00 | Mtrs |  | 350.00 | 140000.00 | 100.00 | 40000.00 | 210.00 | 84000.00 | 240.00 | 96000.00 | 275.00 | 110000.00 | 570.00 | 228000.00 | 336.00 | 134400.00 | 40000.00 | KSITIH INFRACON PVT LTD
348.00 | 10c x 2.5 sq mm measurement cable (from CJB to TRU) | 150.00 | Mtrs |  | 350.00 | 52500.00 | 200.00 | 30000.00 | 630.00 | 94500.00 | 450.00 | 67500.00 | 325.00 | 48750.00 | 1080.00 | 162000.00 | 495.00 | 74250.00 | 30000.00 | KSITIH INFRACON PVT LTD
349.00 | 1C x 35 sqmm armoured (anode & cathode header cable) | 600.00 | Mtrs |  | 350.00 | 210000.00 | 300.00 | 180000.00 | 700.00 | 420000.00 | 650.00 | 390000.00 | 475.00 | 285000.00 | 1140.00 | 684000.00 | 534.00 | 320400.00 | 180000.00 | KSITIH INFRACON PVT LTD
350.00 | 3C x 10 sqmm armoured conductor (AC incomer power supply cable from Main DB to TR unit - PVC/PVC, armoured) | 80.00 | Mtrs |  | 350.00 | 28000.00 | 400.00 | 32000.00 | 375.00 | 30000.00 | 750.00 | 60000.00 | 50.00 | 4000.00 | 1020.00 | 81600.00 | 352.00 | 28160.00 | 4000.00 | G L GOLDEN
351.00 | Supply and Installation of pipe to cable connection by Pin Brazing Encapsulation method | 20.00 | Nos. |  | 1200.00 | 24000.00 | 2500.00 | 50000.00 | 6000.00 | 120000.00 | 9000.00 | 180000.00 | 9500.00 | 190000.00 | 22500.00 | 450000.00 | 4950.00 | 99000.00 | 24000.00 | oval projects engineering pvt ltd
352.00 | Corrosion Coupons | 3.00 | Nos. |  | 3200.00 | 9600.00 | 3500.00 | 10500.00 | 3800.00 | 11400.00 | 15000.00 | 45000.00 | 8500.00 | 25500.00 | 18000.00 | 54000.00 | 4400.00 | 13200.00 | 9600.00 | oval projects engineering pvt ltd
353.00 | Monitoring the Installed (PCP) System for three months after handing over the system. This includes monthly monitoring for PSP reading and weekly monitoring of TR unit for reading of TR parametres. | 1.00 | LS |  | 45000.00 | 45000.00 | 121000.00 | 121000.00 | 80500.00 | 80500.00 | 60000.00 | 60000.00 | 125000.00 | 125000.00 | 165000.00 | 165000.00 | 75000.00 | 75000.00 | 45000.00 | oval projects engineering pvt ltd
354.00 | Interference and Mitigation Survey (Solid State decoupling device, Isolating Spark gap, zinc grounding cell and Test station at HT line locations have already been installed in the existing TCP system of the pipeline). However, if any other mitigation measures required then same will be in scope of PCP contractor. | 8.00 | Nos. |  | 32000.00 | 256000.00 | 6100.00 | 48800.00 | 26000.00 | 208000.00 | 45000.00 | 360000.00 | 33500.00 | 268000.00 | 12000.00 | 96000.00 | 27500.00 | 220000.00 | 48800.00 | KSITIH INFRACON PVT LTD
355.00 | Testing and commissioning of PCP system | 1.00 | Lot |  | 45000.00 | 45000.00 | 230000.00 | 230000.00 | 108500.00 | 108500.00 | 75000.00 | 75000.00 | 175000.00 | 175000.00 | 600000.00 | 600000.00 | 105112.00 | 105112.00 | 45000.00 | oval projects engineering pvt ltd
356.00 | CIPL Survey | 7.50 | km |  | 3000.00 | 22500.00 | 14600.00 | 109500.00 | 8800.00 | 66000.00 | 5200.00 | 39000.00 | 18500.00 | 138750.00 | 12750.00 | 95625.00 | 5720.00 | 42900.00 | 22500.00 | oval projects engineering pvt ltd
357.00 | DCVG Survey | 4.00 | km |  | 3500.00 | 14000.00 | 9000.00 | 36000.00 | 8800.00 | 35200.00 | 5500.00 | 22000.00 | 20500.00 | 82000.00 | 12000.00 | 48000.00 | 7810.00 | 31240.00 | 14000.00 | oval projects engineering pvt ltd
358.00 | CAT Survey | 7.50 | km |  | 3000.00 | 22500.00 | 11000.00 | 82500.00 | 8800.00 | 66000.00 | 7800.00 | 58500.00 | 22500.00 | 168750.00 | 11250.00 | 84375.00 | 16985.00 | 127387.50 | 22500.00 | oval projects engineering pvt ltd
359.00 | Note: (1) The quantities given above against individual items are indicative and shall not be considered to be binding. The quantities may be increased, decreased or deleted at site at the time of actual execution. Procurement shall be done as per actual site condition, approved construction drawings and as per instruction of EIC. The unit rate shall be operated to work out the final payment to the contractor; (2) In each area, quantities given against individual item may be utilised / used for other consumers in same area.
360.00 | SECTION-E [ELECTRICAL WORKS]
361.00 | Supply, installation, testing, commissioning of Street Lighting Fixture suitable for 250W HPMV or Equivalent LED Lamps on Lighting Poles (4mtr Height) with aluminium paint complete with mounting bracket, flameproof control gear box, internal cable from fitting to junction box, flameproof fittings etc. including civil foundation with pipe inserts for cables and connecting work, with all material and labour as per specifications, drawings and instruction of EIC. Work to be completed in all respects. | 20.00 | Nos. |  | 48540.00 | 970800.00 | 10.00 | 200.00 | 37000.00 | 740000.00 | 25000.00 | 500000.00 | 17500.00 | 350000.00 | 28800.00 | 576000.00 | 38953.00 | 779060.00 | 200.00 | KSITIH INFRACON PVT LTD
362.00 | Supply, installation, testing, commissioning of Indoor Lighting Fixtures suitable for 18/26/36W LED Lamps for including all fixing arrangements and all material and labour as per specifications, drawings and instruction of EIC. Work to be completed in all respects. Consumable items, lugs etc. | 15.00 | Nos. |  | 15600.00 | 234000.00 | 10.00 | 150.00 | 3825.00 | 57375.00 | 7800.00 | 117000.00 | 7500.00 | 112500.00 | 6750.00 | 101250.00 | 900.00 | 13500.00 | 150.00 | KSITIH INFRACON PVT LTD
363.00 | Supply, installation, testing, commissioning of Exhaust fans (safe area) for including all fixing arrangements and all material and labour as per specifications, drawings and instruction of EIC. Work to be completed in all respects. | 2.00 | Nos. |  | 7520.00 | 15040.00 | 10.00 | 20.00 | 9250.00 | 18500.00 | 8450.00 | 16900.00 | 2500.00 | 5000.00 | 9000.00 | 18000.00 | 8580.00 | 17160.00 | 20.00 | KSITIH INFRACON PVT LTD
364.00 | Supply, installation, testing, commissioning of Exhaust fans (Corrosion Proof Type) for including all fixing arrangements and all material and labour as per specifications, drawings and instruction of EIC. Work to be completed in all respects. | 2.00 | Nos. |  | 7520.00 | 15040.00 | 10.00 | 20.00 | 25000.00 | 50000.00 | 12500.00 | 25000.00 | 3000.00 | 6000.00 | 19000.00 | 38000.00 | 9296.00 | 18592.00 | 20.00 | KSITIH INFRACON PVT LTD
365.00 | Floor mounted MEDB consisting of busbar chamber, cable alley, Incomer - 1 no. 200 Amp FP MCCB, Auto healthy phase selector & Outgoing - 2 nos. 100 Amp FP MCB, 9 nos. 63 Amp FP MCB, 3 nos. 32 Amp FP MCB(as per technical specification, data sheet & SLD enclosed with this tender), complete with ammeter, voltmeter, energy meter, voltage selector switch, indicating Lamps etc. Consumable items, lugs etc. | 2.00 | Nos. |  | 72540.00 | 145080.00 | 10.00 | 20.00 | 1400000.00 | 2800000.00 | 325000.00 | 650000.00 | 45000.00 | 90000.00 | 1068750.00 | 2137500.00 | 291953.00 | 583906.00 | 20.00 | KSITIH INFRACON PVT LTD
366.00 | Recess/Surface mounted Indoor Lighting Panel(ILP) Consisting of 40 Amp FP MCB+ELCB as incomer and 12 nos. 10A DP MCBs as out goings, Consumable items, lugs etc. | 2.00 | Nos. |  | 52000.00 | 104000.00 | 10.00 | 20.00 | 155000.00 | 310000.00 | 58500.00 | 117000.00 | 3500.00 | 7000.00 | 54000.00 | 108000.00 | 23100.00 | 46200.00 | 20.00 | KSITIH INFRACON PVT LTD
367.00 | Recess/Surface mounted Power Panel(PP) Consisting of 63 Amp FP MCB as incomer and 9 nos. 20A DP MCBs as out goings, Consumable items, lugs etc. | 2.00 | Nos. |  | 48100.00 | 96200.00 | 10.00 | 20.00 | 175000.00 | 350000.00 | 125000.00 | 250000.00 | 5500.00 | 11000.00 | 54000.00 | 108000.00 | 25300.00 | 50600.00 | 20.00 | KSITIH INFRACON PVT LTD
368.00 | Recess/Surface mounted Outdoor Lighting Panel OLP (For External Lighting) Consisting of 40 Amp FP MCB+ELCB as incomer, Contactor, timer, A/M switch, PB, indication Lamp etc Outgoing Through Timer: 6 Nos. 16 Amp DP MCB | 2.00 | Nos. |  | 48100.00 | 96200.00 | 10.00 | 20.00 | 190000.00 | 380000.00 | 48500.00 | 97000.00 | 6500.00 | 13000.00 | 73125.00 | 146250.00 | 25300.00 | 50600.00 | 20.00 | KSITIH INFRACON PVT LTD
369.00 | Design, manufacture, shop testing, inspection, packing, forwarding, delivery, installation, testing and commissioning at site of UPS System as per specification, approved drawing, direction of Engineer-Incharge and following rating: 5 KVA Parallel redundant industrial type, AC UPS system suitable for input power supply voltage of Three phase 415V (+/-10%), TPN; Output Single phase 230V (+/- 1%), 50 Hz, AC with solid state voltage stabilizer for bypass supply, three phase charger , NI-Cd battery bank in 2 nos. rack with 12 hours backup, including all interconnecting FRLS cables among UPS, Rectifier, battery stand etc. | 2.00 | Set |  | 715000.00 | 1430000.00 | 10.00 | 20.00 | 8225000.00 | 16450000.00 | 2200000.00 | 4400000.00 | 195000.00 | 390000.00 | 900000.00 | 1800000.00 | 175000.00 | 350000.00 | 20.00 | KSITIH INFRACON PVT LTD
370.00 | Design, Engineering, Supply , erection , termination , earthing ,Testing & and commissioning of lighting inverter(2 KVA( with VRLA battery(1 hour backup),distribution board. 16 Amp DP MCB as incomer with MFM , 30A SPN, Cu Bus Bar and 7 nos. 6A DP MCBs as out goings. | 2.00 | Nos. |  | 220000.00 | 440000.00 | 10.00 | 20.00 | 215000.00 | 430000.00 | 225000.00 | 450000.00 | 105000.00 | 210000.00 | 36000.00 | 72000.00 | 68310.00 | 136620.00 | 20.00 | KSITIH INFRACON PVT LTD
371.00 | Recess/Surface mounted UPS DB Consisting of 63 Amp DP MCB as incomer, MFM with ON/OFF indicator, fuse, 60A DP, Cu Bus Bar and 13 nos. 10A DP MCBs as out goings. | 2.00 | Nos. |  | 86500.00 | 173000.00 | 10.00 | 20.00 | 265850.00 | 531700.00 | 125000.00 | 250000.00 | 9500.00 | 19000.00 | 9000.00 | 18000.00 | 20000.00 | 40000.00 | 20.00 | KSITIH INFRACON PVT LTD
372.00 | Design, Engineering, supply, erection, termination, earthing and commissioning of Guard room DB complete in all respects.16 Amp DP MCB as incomer, 30A SPN, Cu Bus Bar and 2nos. 6A DP MCBs and 4 nos. 16 A DP MCBs as out goings. | 2.00 | Nos. |  | 56800.00 | 113600.00 | 10.00 | 20.00 | 115000.00 | 230000.00 | 20500.00 | 41000.00 | 9500.00 | 19000.00 | 7200.00 | 14400.00 | 39160.00 | 78320.00 | 20.00 | KSITIH INFRACON PVT LTD
373.00 | Supply, installation, testing, commissioning of Flameproof Flood Lighting Fixtures suitable for 250/400W HPMV or Equivalent LED Lamps for including all fixing arrangements on top of terrace of container and all material and labour as per specifications, drawings and instruction of EIC. Work to be completed in all respects. | 7.00 | Nos. |  | 28540.00 | 199780.00 | 10.00 | 70.00 | 24000.00 | 168000.00 | 55000.00 | 385000.00 | 18500.00 | 129500.00 | 13500.00 | 94500.00 | 20890.00 | 146230.00 | 70.00 | KSITIH INFRACON PVT LTD
374.00 | Supply, installation, testing, commissioning of Modular Switch Board for including all fixing arrangements and all material and labour as per specifications, drawings and instruction of EIC. Work to be completed in all respects. | 10.00 | Nos. |  | 1460.00 | 14600.00 | 10.00 | 100.00 | 3150.00 | 31500.00 | 7850.00 | 78500.00 | 6500.00 | 65000.00 | 2700.00 | 27000.00 | 1500.00 | 15000.00 | 100.00 | KSITIH INFRACON PVT LTD
375.00 | Supply, installation, testing, commissioning of 5/15A Switch Socket for including all fixing arrangements and all material and labour as per specifications, drawings and instruction of EIC. Work to be completed in all respects. | 30.00 | Nos. |  | 205.00 | 6150.00 | 10.00 | 300.00 | 1650.00 | 49500.00 | 1500.00 | 45000.00 | 550.00 | 16500.00 | 1100.00 | 33000.00 | 86.00 | 2580.00 | 300.00 | KSITIH INFRACON PVT LTD
376.00 | 16 A plug socket MCB for AC | 5.00 | Nos. |  | 455.00 | 2275.00 | 10.00 | 50.00 | 6600.00 | 33000.00 | 1850.00 | 9250.00 | 1050.00 | 5250.00 | 4050.00 | 20250.00 | 127.00 | 635.00 | 50.00 | KSITIH INFRACON PVT LTD
377.00 | Supply, installation, testing and commissioning of Ceiling Fan 230V AC 1200 mm sweep with regulator work to be completed in all respects. | 6.00 | Nos. |  | 1850.00 | 11100.00 | 10.00 | 60.00 | 2950.00 | 17700.00 | 4520.00 | 27120.00 | 6500.00 | 39000.00 | 3780.00 | 22680.00 | 2475.00 | 14850.00 | 60.00 | KSITIH INFRACON PVT LTD
378.00 | Supply ,Installation and testing of 1.5 Tr. 5 star inverter base Indoor & Outdoor unit of split AC including all labours and materials for Typical SV station refer General specification of Erection, Installation, Testing & commisioning of Electrical Equipments, General Specification for Air conditioningSystem and directions of OWNER / CONSULTANT. | 7.00 | Nos. |  | 46500.00 | 325500.00 | 10.00 | 70.00 | 109000.00 | 763000.00 | 58500.00 | 409500.00 | 82500.00 | 577500.00 | 112500.00 | 787500.00 | 54982.00 | 384874.00 | 70.00 | KSITIH INFRACON PVT LTD
379.00 | Supply and Installation of Hardware and other accessories including all labours and materials as per General specification of Erection, Installation, Testing & commisioning of Electrical Equipments , Electrical Design Basis , General Specification for Cable and accessories and directions of OWNER / CONSULTANT.
380.00 | Rubber Mat | 100.00 | Sq. mtr. |  | 1420.00 | 142000.00 | 5.00 | 500.00 | 1900.00 | 190000.00 | 2050.00 | 205000.00 | 350.00 | 35000.00 | 675.00 | 67500.00 | 1553.00 | 155300.00 | 500.00 | KSITIH INFRACON PVT LTD
381.00 | CAUTION Board & Shock treatment chart | 2.00 | Nos. |  | 2150.00 | 4300.00 | 5.00 | 10.00 | 1150.00 | 2300.00 | 2500.00 | 5000.00 | 5500.00 | 11000.00 | 22500.00 | 45000.00 | 609.00 | 1218.00 | 10.00 | KSITIH INFRACON PVT LTD
382.00 | Rubber hand gloves | 4.00 | Pair |  | 3640.00 | 14560.00 | 5.00 | 20.00 | 5000.00 | 20000.00 | 3540.00 | 14160.00 | 1500.00 | 6000.00 | 4500.00 | 18000.00 | 4180.00 | 16720.00 | 20.00 | KSITIH INFRACON PVT LTD
383.00 | Cable route marker | 20.00 | Nos. |  | 1500.00 | 30000.00 | 5.00 | 100.00 | 9800.00 | 196000.00 | 1850.00 | 37000.00 | 350.00 | 7000.00 | 4500.00 | 90000.00 | 595.00 | 11900.00 | 100.00 | KSITIH INFRACON PVT LTD
384.00 | Ladder type Cable tray - Galvanized steel fabricated out of hot rolled sheet steel with rigid welded ladder type 450 mm wide straight run | 100.00 | Mtrs. |  | 1780.00 | 178000.00 | 5.00 | 500.00 | 1800.00 | 180000.00 | 2850.00 | 285000.00 | 550.00 | 55000.00 | 585.00 | 58500.00 | 1375.00 | 137500.00 | 500.00 | KSITIH INFRACON PVT LTD
385.00 | Supply, installation, testing & commissioning of the complete earthing system, earth electrodes/pit, earth main ring, earthing of metering skid, electrical equipments, instrument panels, field instruments, process equipments & pipes / flanges including all associated civil work with all material & labour as per specification & drawings approved by the company. Each earthing system shall include the following.
386.00 | 65mm dia 3 Mtr. Long GI PIPE Electrode with 6mm thick chequered plate cover, display board etc | 16.00 | Nos. |  | 25000.00 | 400000.00 | 5.00 | 80.00 | 28500.00 | 456000.00 | 17850.00 | 285600.00 | 7500.00 | 120000.00 | 27000.00 | 432000.00 | 13750.00 | 220000.00 | 80.00 | KSITIH INFRACON PVT LTD
387.00 | 600x600x3mm copper plate Electrode with 6 mm thick chequered plate cover, display board etc | 12.00 | Nos. |  | 32000.00 | 384000.00 | 5.00 | 60.00 | 40500.00 | 486000.00 | 28500.00 | 342000.00 | 22500.00 | 270000.00 | 36000.00 | 432000.00 | 23146.00 | 277752.00 | 60.00 | KSITIH INFRACON PVT LTD
388.00 | GI Strip (50X6) mm | 700.00 | Mtrs. |  | 450.00 | 315000.00 | 5.00 | 3500.00 | 450.00 | 315000.00 | 225.00 | 157500.00 | 550.00 | 385000.00 | 495.00 | 346500.00 | 328.00 | 229600.00 | 3500.00 | KSITIH INFRACON PVT LTD
389.00 | GI Strip (25X6) mm | 650.00 | Mtrs. |  | 250.00 | 162500.00 | 5.00 | 3250.00 | 270.00 | 175500.00 | 125.00 | 81250.00 | 500.00 | 325000.00 | 270.00 | 175500.00 | 231.00 | 150150.00 | 3250.00 | KSITIH INFRACON PVT LTD
390.00 | 1C 25 Sq.mm PVC insulated Cu Conductor | 550.00 | Mtrs. |  | 550.00 | 302500.00 | 5.00 | 2750.00 | 440.00 | 242000.00 | 460.00 | 253000.00 | 450.00 | 247500.00 | 225.00 | 123750.00 | 452.00 | 248600.00 | 2750.00 | KSITIH INFRACON PVT LTD
391.00 | 10 SWG GI wire | 100.00 | Mtrs. |  | 110.00 | 11000.00 | 5.00 | 500.00 | 190.00 | 19000.00 | 50.00 | 5000.00 | 75.00 | 7500.00 | 76.00 | 7600.00 | 108.00 | 10800.00 | 500.00 | KSITIH INFRACON PVT LTD
392.00 | GI Wire, Copper wire, wire rope and all balance earthing material including copper strip (50 mmX 2 mm thick) jumper for flanges etc.as per the specification. | 4.00 | Lot |  | 21000.00 | 84000.00 | 5.00 | 20.00 | 1500.00 | 6000.00 | 35000.00 | 140000.00 | 5500.00 | 22000.00 | 50625.00 | 202500.00 | 4963.00 | 19852.00 | 20.00 | KSITIH INFRACON PVT LTD
393.00 | 300mm long 50x6 GI earth busbar | 4.00 | Nos. |  | 1850.00 | 7400.00 | 5.00 | 20.00 | 3225.00 | 12900.00 | 2250.00 | 9000.00 | 5000.00 | 20000.00 | 4500.00 | 18000.00 | 638.00 | 2552.00 | 20.00 | KSITIH INFRACON PVT LTD
394.00 | 25mm dia 1500mm long GI rod for lightning protection | 2.00 | Nos. |  | 2290.00 | 4580.00 | 5.00 | 10.00 | 6600.00 | 13200.00 | 8500.00 | 17000.00 | 5000.00 | 10000.00 | 7200.00 | 14400.00 | 5039.00 | 10078.00 | 10.00 | KSITIH INFRACON PVT LTD
395.00 | 25x6mm GI strip for building roof & down conductor for lightning protection | 300.00 | Mtrs. |  | 250.00 | 75000.00 | 5.00 | 1500.00 | 290.00 | 87000.00 | 185.00 | 55500.00 | 450.00 | 135000.00 | 405.00 | 121500.00 | 231.00 | 69300.00 | 1500.00 | KSITIH INFRACON PVT LTD
396.00 | PVC Conduit including bend,tee, clamps,JB and other required assesories | 2.00 | LS |  | 150000.00 | 300000.00 | 5.00 | 10.00 | 8500.00 | 17000.00 | 55000.00 | 110000.00 | 45000.00 | 90000.00 | 1080.00 | 2160.00 | 8580.00 | 17160.00 | 10.00 | KSITIH INFRACON PVT LTD
397.00 | Supply, laying, installation, termination, testing, commissioning of 1100 Volt PVC insulated, PVC sheathed and armoured / unarmoured cables in trenches, excavated underground / trays, pulling through pipes and its proper sealing including underground trench and supply of hume pipes for road crossing, etc. as required as per specifications and drawings approved by the company.
398.00 | 4C x 95 sqmm AL FRLS XLPE | 150.00 | Mtr. |  | 825.00 | 123750.00 | 5.00 | 750.00 | 1750.00 | 262500.00 | 1250.00 | 187500.00 | 1725.00 | 258750.00 | 1125.00 | 168750.00 | 1076.00 | 161400.00 | 750.00 | KSITIH INFRACON PVT LTD
399.00 | 4C x 35 sqmm AL FRLS XLPE | 250.00 | Mtr. |  | 325.00 | 81250.00 | 5.00 | 1250.00 | 790.00 | 197500.00 | 560.00 | 140000.00 | 925.00 | 231250.00 | 765.00 | 191250.00 | 864.00 | 216000.00 | 1250.00 | KSITIH INFRACON PVT LTD
400.00 | 4C x 16 sqmm CU FRLS XLPE | 450.00 | Mtr. |  | 789.00 | 355050.00 | 5.00 | 2250.00 | 2500.00 | 1125000.00 | 560.00 | 252000.00 | 625.00 | 281250.00 | 585.00 | 263250.00 | 595.00 | 267750.00 | 2250.00 | KSITIH INFRACON PVT LTD
401.00 | 3C x 6 sqmm CU FRLS XLPE | 200.00 | Mtr. |  | 1850.00 | 370000.00 | 5.00 | 1000.00 | 810.00 | 162000.00 | 180.00 | 36000.00 | 550.00 | 110000.00 | 495.00 | 99000.00 | 389.00 | 77800.00 | 1000.00 | KSITIH INFRACON PVT LTD
402.00 | 3C x 16 sqmm CU FRLS XLPE | 200.00 | Mtr. |  | 2740.00 | 548000.00 | 5.00 | 1000.00 | 2000.00 | 400000.00 | 210.00 | 42000.00 | 75.00 | 15000.00 | 585.00 | 117000.00 | 279.00 | 55800.00 | 1000.00 | KSITIH INFRACON PVT LTD
403.00 | 4C X 6 Sqmm Cu conductor XLPE Insulated Armoured Power Cable of 1100V Grade | 550.00 | Mtrs. |  | 890.00 | 489500.00 | 5.00 | 2750.00 | 1010.00 | 555500.00 | 210.00 | 115500.00 | 750.00 | 412500.00 | 1096.00 | 602800.00 | 1260.00 | 693000.00 | 2750.00 | KSITIH INFRACON PVT LTD
404.00 | 3C X 2.5 Sqmm Cu conductor XLPE Insulated Armoured Power Cable of 1100V Grade | 300.00 | Mtrs. |  | 485.00 | 145500.00 | 5.00 | 1500.00 | 405.00 | 121500.00 | 185.00 | 55500.00 | 550.00 | 165000.00 | 287.10 | 86130.00 | 1054.00 | 316200.00 | 1500.00 | KSITIH INFRACON PVT LTD
405.00 | 2.5 sqmm CU Wire | 650.00 | Mtrs. |  | 95.00 | 61750.00 | 5.00 | 3250.00 | 87.00 | 56550.00 | 45.00 | 29250.00 | 195.00 | 126750.00 | 90.00 | 58500.00 | 57.00 | 37050.00 | 3250.00 | KSITIH INFRACON PVT LTD
406.00 | 4.0 sqmm CU Wire | 650.00 | Mtrs. |  | 115.00 | 74750.00 | 5.00 | 3250.00 | 125.00 | 81250.00 | 55.00 | 35750.00 | 225.00 | 146250.00 | 103.00 | 66950.00 | 72.00 | 46800.00 | 3250.00 | KSITIH INFRACON PVT LTD
407.00 | 6.0 sqmm CU Wire | 400.00 | Mtrs. |  | 210.00 | 84000.00 | 5.00 | 2000.00 | 185.00 | 74000.00 | 65.00 | 26000.00 | 325.00 | 130000.00 | 117.00 | 46800.00 | 108.00 | 43200.00 | 2000.00 | KSITIH INFRACON PVT LTD
408.00 | Note: (1) The quantities given above against individual items are indicative and shall not be considered to be binding. The quantities may be increased, decreased or deleted at site at the time of actual execution. Procurement shall be done as per actual site condition, approved construction drawings and as per instruction of EIC. The unit rate shall be operated to work out the final payment to the contractor; (2) In each area, quantities given against individual item may be utilised / used for other consumers in same area.
409.00 | SECTION-F [INSTRUMENTATION WORKS]
410.00 | Supply, Calibration and Installation of instrumentation items listed below: (For details, refer instrumentation specifications)
411.00 | Pressure Gauge of different Range and rating as per site requirement Engineering , Design, Supply, testing, installation, erection and commissioning. Also supply of erection material like SS316 tube, SS316 fittings, manifold, mounting stand and all other required material. Bourdon type with 2-way manifold, direct mount, 150mm dial, wetted part SS316, IP 65 rated, blow out protection and shatter proof heavy duty glass. | 12.00 | Nos |  | 9315.00 | 111780.00 | 5.00 | 60.00 | 27000.00 | 324000.00 | 4850.00 | 58200.00 | 8500.00 | 102000.00 | 25000.00 | 300000.00 | 8250.00 | 99000.00 | 60.00 | KSITIH INFRACON PVT LTD
412.00 | Pressure Transmitter of different Range and rating as per site requirement Engineering , Design, Supply, testing, installation, erection and commissioning. Also supply of erection material like SS316 tube, SS fittings, manifold, mounting stand and all other required material. Smart HART, Ex'd', IP-65, 24 VDC 2-wire loop powered. | 14.00 | Nos |  | 52350.00 | 732900.00 | 5.00 | 70.00 | 123500.00 | 1729000.00 | 42500.00 | 595000.00 | 22500.00 | 315000.00 | 63000.00 | 882000.00 | 16500.00 | 231000.00 | 70.00 | KSITIH INFRACON PVT LTD
413.00 | Temperature Gauge - skin type, direct mount as per site requirement Engineering , Design, Supply, testing, installation, erection and commissioning. Also supply of erection material like SS armoured capillary, mounting stand and all other required material. Skin type, direct mount, 150mm dial, wetted part SS316, IP 65 rated and shatter proof heavy duty glass. | 4.00 | Nos |  | 21400.00 | 85600.00 | 5.00 | 20.00 | 3950.00 | 15800.00 | 14500.00 | 58000.00 | 45000.00 | 180000.00 | 26000.00 | 104000.00 | 9757.00 | 39028.00 | 20.00 | KSITIH INFRACON PVT LTD
414.00 | Temperature Transmitter of different Range and rating as per site requirement Engineering , Design, Supply, Installation, Calibration, Testing & Commissioning of Temperature Transmitters including mounting of Instrument on yoke, supply of yoke, supply and erection of supports for impulse lines wherever required, supply, fabrication & installation of SS manifolds/ SS impulse lines & SS valves & fittings with supports, testing and painting of supports. | 14.00 | Nos |  | 36350.00 | 508900.00 | 5.00 | 70.00 | 5850.00 | 81900.00 | 38500.00 | 539000.00 | 35000.00 | 490000.00 | 63000.00 | 882000.00 | 15950.00 | 223300.00 | 70.00 | KSITIH INFRACON PVT LTD
415.00 | RTD Engineering , Design with wake frequency calculation, Supply , Installation, Calibration, Testing & Commissioning of RTD Flanged type thermowell (as per approved Piping GAD & Hookup drawings) inclusive of installation of thermowell on thepiping nozzle and installation of instruments as per General Specification-Instrumentation | 10.00 | Nos |  | 24115.00 | 241150.00 | 5.00 | 50.00 | 27500.00 | 275000.00 | 8500.00 | 85000.00 | 18500.00 | 185000.00 | 54000.00 | 540000.00 | 3250.00 | 32500.00 | 50.00 | KSITIH INFRACON PVT LTD
416.00 | Valve Junction Bob - Gas Over Oil Actauted Valve (GOOV) and or HOV of different size and rating as per site requirement Installation of valve junction box and their accessories inclusive of supply of necessary cable glands, terminals and complete with cabling, glanding, termination and earthing followed by testing and commissioning of complete gas over oil actuated valve. | 2.00 | Nos |  | 27600.00 | 55200.00 | 70000.00 | 140000.00 | 80000.00 | 160000.00 | 25800.00 | 51600.00 | 50000.00 | 100000.00 | 90000.00 | 180000.00 | 137953.00 | 275906.00 | 51600.00 | Adorn Infra Energy Pvt. Ltd.
417.00 | Remote Terminal Unit (RTU) Design, Engineering,Power consumption, Supply, configuration, testing, installation, erection and commissioning of RTU in all respect. | 2.00 | Nos |  | 298900.00 | 597800.00 | 5.00 | 10.00 | 925000.00 | 1850000.00 | 680000.00 | 1360000.00 | 375000.00 | 750000.00 | 3600000.00 | 7200000.00 | 134803.00 | 269606.00 | 10.00 | KSITIH INFRACON PVT LTD
418.00 | Modification of Remote Terminal Unit (RTU) 8 Channels Analog Inpot Module16 High density, 8 Channels Safe Digital Input Module, 24V DC, 8 8 Channels Safe Digital Input Module, 24V DC 0.55A, Digital Input Barrier, Digital Output Barrier, Analog Input Barrier, Miniature Relay, Contact: 4C/O, Voltage: 24V DC, Bar Graph Indicator, True Power OFF Delay Timer, 10A 3P 3Way Multi Step Switch without OFF, 1A 1P 10kA C-Curve MCB,Type: xC60, 2.5 sq.mm Green Feed Through Screw Clamp Terminal Block, Material: Polyamide, Din Rail (2Mtr.), Protective Cover, Wiring Duct (30x40), and along with all accessories etc. | 1.00 | Nos |  | 315200.00 | 315200.00 | 5.00 | 5.00 | 500000.00 | 500000.00 | 285000.00 | 285000.00 | 325000.00 | 325000.00 | 1800000.00 | 1800000.00 | 133694.00 | 133694.00 | 5.00 | KSITIH INFRACON PVT LTD
419.00 | Wall MOUNTED Local Control Panel (LCP) Design, Engineering, Procurement, Manufacture, Testing, Inspection, Supply,Transportation, Erection, Calibration / Simulation, Loop checking & Commissioning of Local Control Panels (Free Standing type floor mounted) along with all accessories and Panel Mounted Instruments as indicated below, including supply of commissioning spares with special tools and tackles. | 2.00 | Nos |  | 85000.00 | 170000.00 | 5.00 | 10.00 | 625000.00 | 1250000.00 | 560000.00 | 1120000.00 | 195000.00 | 390000.00 | 1620000.00 | 3240000.00 | 5953.00 | 11906.00 | 10.00 | KSITIH INFRACON PVT LTD
420.00 | Gas Detection System (GDS) Supply, configuration, testing, installation, erection and commissioning of gas detection system including point gas detectors,control unit and junction boxes. Gas detector control unit shall be installed inside the local control panel. Supply, Laying of cable inside the cable trench, cable tray for hardwired signals and power cables from gas sensors to gas detectors control unit including glanding, termination, ferruling, dressing etc. at both ends. Supply of cable trays, installation and erection of cable trays and, supply of erection materials, cable ferrules, cable lugs, cable tie. | 4.00 | Nos |  | 328560.00 | 1314240.00 | 5.00 | 20.00 | 315000.00 | 1260000.00 | 525000.00 | 2100000.00 | 155000.00 | 620000.00 | 1771875.00 | 7087500.00 | 31303.00 | 125212.00 | 20.00 | KSITIH INFRACON PVT LTD
421.00 | IR type, Flame proof, IP-65, housing material SS316 without display, range 0-100% LEL point hydrocarbon gas detector. | 12.00 | Nos |  | 24500.00 | 294000.00 | 5.00 | 60.00 | 115000.00 | 1380000.00 | 275000.00 | 3300000.00 | 45000.00 | 540000.00 | 129375.00 | 1552500.00 | 35795.00 | 429540.00 | 60.00 | KSITIH INFRACON PVT LTD
422.00 | Hooter, electronic multi-tone, IP-65, Ex'd' and epoxy coated aluminium housing material. | 2.00 | Nos |  | 11400.00 | 22800.00 | 5.00 | 10.00 | 23500.00 | 47000.00 | 85000.00 | 170000.00 | 9500.00 | 19000.00 | 38000.00 | 76000.00 | 13696.00 | 27392.00 | 10.00 | KSITIH INFRACON PVT LTD
423.00 | Beacon, electronic stroboscopic type, IP-65, Ex'd' and epoxy coated aluminium housing material. | 2.00 | Nos |  | 26500.00 | 53000.00 | 5.00 | 10.00 | 23500.00 | 47000.00 | 95000.00 | 190000.00 | 20500.00 | 41000.00 | 28000.00 | 56000.00 | 27959.00 | 55918.00 | 10.00 | KSITIH INFRACON PVT LTD
424.00 | Manual Call Point (MCP), electronic, 24 VDC power, IP-65, Ex'd' and GRP/aluminium housing material | 2.00 | Nos |  | 6540.00 | 13080.00 | 5.00 | 10.00 | 8760.00 | 17520.00 | 24500.00 | 49000.00 | 15000.00 | 30000.00 | 18238.50 | 36477.00 | 59533.00 | 119066.00 | 10.00 | KSITIH INFRACON PVT LTD
425.00 | Junction box | 4.00 | Nos |  | 4500.00 | 18000.00 | 5.00 | 20.00 | 28400.00 | 113600.00 | 24500.00 | 98000.00 | 4000.00 | 16000.00 | 25312.50 | 101250.00 | 15973.00 | 63892.00 | 20.00 | KSITIH INFRACON PVT LTD
426.00 | Cables, Cables Trays and Junction boxes Supply, laying, installation, erection of signals cable from pressure transmitters, temperature transmitter to junction boxes, junction boxes to existing local control panel (LCP)/FC. including glanding, termination, ferruling, dressing etc. at both ends. Laying of cable from remote operated valve junction box to existing local control panel (LCP)/FC ncluding glanding, termination, ferruling, dressing etc. at both ends. Supply of cable trays, cables glands, junction boxes, erection materials, cable ferrules, cable lugs, cable tie. Installation and erection of cable trays and junction boxes Preparation of cable trench for burying cable, excavation, restoration of trench and compacting. Supply and laying of bricks and sand, pipes at all the crossings etc.
427.00 | 1P X 1 .5 Sq. mm Over all Screened | 800.00 | Mtr |  | 135.00 | 108000.00 | 5.00 | 4000.00 | 210.00 | 168000.00 | 185.00 | 148000.00 | 115.00 | 92000.00 | 265.00 | 212000.00 | 392.00 | 313600.00 | 4000.00 | KSITIH INFRACON PVT LTD
428.00 | 1 P x 2.5 Sq. mm Over all Screened | 650.00 | Mtr |  | 175.00 | 113750.00 | 5.00 | 3250.00 | 350.00 | 227500.00 | 225.00 | 146250.00 | 135.00 | 87750.00 | 292.50 | 190125.00 | 418.00 | 271700.00 | 3250.00 | KSITIH INFRACON PVT LTD
429.00 | 2 P x 1.5 Sq. mm Over all Screened | 650.00 | Mtr |  | 204.00 | 132600.00 | 5.00 | 3250.00 | 360.00 | 234000.00 | 285.00 | 185250.00 | 155.00 | 100750.00 | 315.00 | 204750.00 | 436.00 | 283400.00 | 3250.00 | KSITIH INFRACON PVT LTD
430.00 | 1Q X 1 .5 Sq. mm Over all Screened | 400.00 | Mtr |  | 285.00 | 114000.00 | 5.00 | 2000.00 | 520.00 | 208000.00 | 325.00 | 130000.00 | 135.00 | 54000.00 | 270.00 | 108000.00 | 490.00 | 196000.00 | 2000.00 | KSITIH INFRACON PVT LTD
431.00 | 12P X 0 .5 Sq. mm Individual Screen & Over all Screened | 800.00 | Mtr |  | 856.00 | 684800.00 | 5.00 | 4000.00 | 1150.00 | 920000.00 | 425.00 | 340000.00 | 275.00 | 220000.00 | 990.00 | 792000.00 | 468.00 | 374400.00 | 4000.00 | KSITIH INFRACON PVT LTD
432.00 | 6 P x 1.5 Sq. mm Over all Screened NIS cable | 650.00 | Mtr |  | 612.00 | 397800.00 | 5.00 | 3250.00 | 680.00 | 442000.00 | 625.00 | 406250.00 | 225.00 | 146250.00 | 495.00 | 321750.00 | 163.00 | 105950.00 | 3250.00 | KSITIH INFRACON PVT LTD
433.00 | 12 P x 1.5 Sq. mm Over all Screened NIS cable | 700.00 | Mtr |  | 910.00 | 637000.00 | 5.00 | 3500.00 | 1400.00 | 980000.00 | 665.00 | 465500.00 | 375.00 | 262500.00 | 810.00 | 567000.00 | 169.00 | 118300.00 | 3500.00 | KSITIH INFRACON PVT LTD
434.00 | 1 T x 1.5 Sq. mm Over all Screened NIS cable | 300.00 | Mtr |  | 189.00 | 56700.00 | 5.00 | 1500.00 | 485.00 | 145500.00 | 485.00 | 145500.00 | 100.00 | 30000.00 | 270.00 | 81000.00 | 123.00 | 36900.00 | 1500.00 | KSITIH INFRACON PVT LTD
435.00 | 8 T x 1.5 Sq. mm Over all Screened | 400.00 | Mtr |  | 1010.00 | 404000.00 | 5.00 | 2000.00 | 1125.00 | 450000.00 | 585.00 | 234000.00 | 375.00 | 150000.00 | 720.00 | 288000.00 | 152.00 | 60800.00 | 2000.00 | KSITIH INFRACON PVT LTD
436.00 | 4 P x 2.5 Sq. mm (For power supply) | 300.00 | Mtr |  | 512.00 | 153600.00 | 5.00 | 1500.00 | 680.00 | 204000.00 | 325.00 | 97500.00 | 375.00 | 112500.00 | 540.00 | 162000.00 | 136.00 | 40800.00 | 1500.00 | KSITIH INFRACON PVT LTD
437.00 | 3C X 2 .5 Sq. mm Power cable | 700.00 | Mtr |  | 144.00 | 100800.00 | 5.00 | 3500.00 | 415.00 | 290500.00 | 185.00 | 129500.00 | 225.00 | 157500.00 | 225.00 | 157500.00 | 127.00 | 88900.00 | 3500.00 | KSITIH INFRACON PVT LTD
438.00 | 2C X 1 .5 Sq. mm Power cable | 400.00 | Mtr |  | 122.00 | 48800.00 | 5.00 | 2000.00 | 205.00 | 82000.00 | 135.00 | 54000.00 | 225.00 | 90000.00 | 198.00 | 79200.00 | 108.00 | 43200.00 | 2000.00 | KSITIH INFRACON PVT LTD
439.00 | Serial communication cable, Modbus RS - 485, PVC Sheathed, 4 pair | 150.00 | Mtr |  | 300.00 | 45000.00 | 5.00 | 750.00 | 435.00 | 65250.00 | 425.00 | 63750.00 | 135.00 | 20250.00 | 225.00 | 33750.00 | 169.00 | 25350.00 | 750.00 | KSITIH INFRACON PVT LTD
440.00 | Junction Box 'Flameproof Junction box as per specification with Plug and suitable for cable entries of single pair and multi pair cable as per the Instrument cable schedule | 6.00 | Nos |  | 14500.00 | 87000.00 | 5.00 | 30.00 | 30000.00 | 180000.00 | 15800.00 | 94800.00 | 8500.00 | 51000.00 | 3625.00 | 21750.00 | 2039.00 | 12234.00 | 30.00 | KSITIH INFRACON PVT LTD
441.00 | Cable Trays (60 mm wide x 30 mm height) | 400.00 | Mtr |  | 395.00 | 158000.00 | 5.00 | 2000.00 | 500.00 | 200000.00 | 325.00 | 130000.00 | 250.00 | 100000.00 | 495.00 | 198000.00 | 944.00 | 377600.00 | 2000.00 | KSITIH INFRACON PVT LTD
442.00 | Cable Trays (100 mm wide x 30 mm height) | 200.00 | Mtr |  | 488.00 | 97600.00 | 5.00 | 1000.00 | 835.00 | 167000.00 | 525.00 | 105000.00 | 325.00 | 65000.00 | 765.00 | 153000.00 | 1379.00 | 275800.00 | 1000.00 | KSITIH INFRACON PVT LTD
443.00 | Cable Trays (300 mm wide x 30 mm height) | 200.00 | Mtr |  | 1230.00 | 246000.00 | 5.00 | 1000.00 | 1375.00 | 275000.00 | 950.00 | 190000.00 | 550.00 | 110000.00 | 1850.00 | 370000.00 | 2025.00 | 405000.00 | 1000.00 | KSITIH INFRACON PVT LTD
444.00 | Multi cable Transit (MCT) block with stay plate and module as per the approved datasheet | 3.00 | Nos |  | 5000.00 | 15000.00 | 5.00 | 15.00 | 70000.00 | 210000.00 | 20500.00 | 61500.00 | 650.00 | 1950.00 | 49500.00 | 148500.00 | 4401.00 | 13203.00 | 15.00 | KSITIH INFRACON PVT LTD
445.00 | Canopy | 30.00 | Nos |  | 4500.00 | 135000.00 | 5.00 | 150.00 | 4600.00 | 138000.00 | 4250.00 | 127500.00 | 12500.00 | 375000.00 | 2000.00 | 60000.00 | 9871.00 | 296130.00 | 150.00 | KSITIH INFRACON PVT LTD
446.00 | Metering skid Testing & Commissioning assistance (For instrumentation part ) Testing & Commissioning of telemetry interface panel (TIC) , Gas Chromatograph (GC) & metering panel(flow computer panel) either in field or in control room , Laying of cables from skid JB to metering panel and /or GC panel/TIC and metering panel and /or GC panel to RTU including glanding, termination, ferruling, dressing etc. at both ends and commissioning assistance. Supply of cable trays if any, installation and erection of cable trays, cable ferrules, cable lugs, cable tie. Making of cable trench, excavation, restoration of trench, supply and installation of bricks and sand, pipes at all the crossings etc. , arrangement of nitrogen cylinders (for skid testing), PSV testing (through authorised agency). | 1.00 | No |  | 300000.00 | 300000.00 | 5.00 | 5.00 | 350000.00 | 350000.00 | 50000.00 | 50000.00 | 255000.00 | 255000.00 | 135000.00 | 135000.00 | 55000.00 | 55000.00 | 5.00 | KSITIH INFRACON PVT LTD
447.00 | Pressure Reduction System (PRS) Testing & Commissioning assistance (For instrumentation part ) Testing & Commissioning of telemetry interface panel (TIC) , Gas Chromatograph (GC) & metering panel(flow computer panel) either in field or in control room , Laying of cables from skid JB to metering panel and /or GC panel/TIC and metering panel and /or GC panel to RTU including glanding, termination, ferruling, dressing etc. at both ends and commissioning assistance. Supply of cable trays if any, installation and erection of cable trays, cable ferrules, cable lugs, cable tie. Making of cable trench, excavation, restoration of trench, supply and installation of bricks and sand, pipes at all the crossings etc. , arrangement of nitrogen cylinders (for skid testing), PSV testing (through authorised agency). | 1.00 | No |  | 300000.00 | 300000.00 | 5.00 | 5.00 | 292500.00 | 292500.00 | 65000.00 | 65000.00 | 250000.00 | 250000.00 | 180000.00 | 180000.00 | 126500.00 | 126500.00 | 5.00 | KSITIH INFRACON PVT LTD
448.00 | Note: (1) The quantities given above against individual items are indicative and shall not be considered to be binding. The quantities may be increased, decreased or deleted at site at the time of actual execution. Procurement shall be done as per actual site condition, approved construction drawings and as per instruction of EIC. The unit rate shall be operated to work out the final payment to the contractor; (2) In each area, quantities given against individual item may be utilised / used for other consumers in same area.
449.00 | SECTION-G [TELECOM WORKS]
450.00 | System design, Inspection & factory testing, FAT, SAT, training, installation, commissioning, Trial run, pre-factory tests, packing, forwarding and supply of all goods including commissioning spares & documentation, pre-commissioning activity for telecom
451.00 | Supply of 24 Fibre Composite armoured Optical Fibre Cable drum (6 fibre G-655 & 18 fibre G-652) of 4 km +/-5% Cable drum length. | 8000.00 | Mtr |  | 125.00 | 1000000.00 | 280.00 | 2240000.00 | 95.00 | 760000.00 | 72.00 | 576000.00 | 90.00 | 720000.00 | 90.00 | 720000.00 | 86.00 | 688000.00 | 576000.00 | Adorn Infra Energy Pvt. Ltd.
452.00 | Supply of jointing closure 24 Fiber, 2 way including all accessories (3M, Siemens, Raychem make only) | 20.00 | Nos |  | 36500.00 | 730000.00 | 15000.00 | 300000.00 | 2950.00 | 59000.00 | 5600.00 | 112000.00 | 8500.00 | 170000.00 | 7312.50 | 146250.00 | 12620.00 | 252400.00 | 59000.00 | AKSH INFRASPACE PVT LTD
453.00 | Supply of 40mm OD permanently lubricated HDPE telecom duct as per technical specifications including manufacturing, factory testing, inspection, packaging, forwarding, transportation, insurance, receipt and storage at site. | 9200.00 | Mtr |  | 80.00 | 736000.00 | 95.00 | 874000.00 | 85.00 | 782000.00 | 72.00 | 662400.00 | 70.00 | 644000.00 | 85.00 | 782000.00 | 75.00 | 690000.00 | 644000.00 | G L GOLDEN
454.00 | Ethernet Switch & Accessories Engineering , Design with wake frequency calculation, Supply , Installation, Calibration, Testing & Commissioning. | 3.00 | Nos |  | 258000.00 | 774000.00 | 4500.00 | 13500.00 | 53500.00 | 160500.00 | 25000.00 | 75000.00 | 10500.00 | 31500.00 | 9000.00 | 27000.00 | 35200.00 | 105600.00 | 13500.00 | KSITIH INFRACON PVT LTD
455.00 | Optical Switch & Accessories Engineering , Design with wake frequency calculation, Supply , Installation, Calibration, Testing & Commissioning. | 3.00 | Nos |  | 285000.00 | 855000.00 | 7000.00 | 21000.00 | 19000.00 | 57000.00 | 24500.00 | 73500.00 | 10500.00 | 31500.00 | 9000.00 | 27000.00 | 49720.00 | 149160.00 | 21000.00 | KSITIH INFRACON PVT LTD
456.00 | Telecommunication Site Work
457.00 | Laying of HDPE Telecom Duct: Laying of 40mm HDPE Ducts in same pipeline trench direct buried or cased crossing through CS / HDPE conduit in all type of soil & terrain, excavated as required, padding, backfilling, etc. including supply of HDPE Duct accessories required including plastic couplers, end plugs, cable sealing plugs, end caps, etc. suitable & sufficient for above supplied ducts, cleaning and sealing of ducts at the end laid drum lengths, preparation and supply of cable blowing pit at each Km jointing of HDPE conduit, testing OD HDPE Duct and accessories after laying preparation of report and final drawing and documents as per specification, joint location marking, erection accessories, as-built, etc. | 5500.00 | Mtr |  | 90.00 | 495000.00 | 75.00 | 412500.00 | 55.00 | 302500.00 | 20.00 | 110000.00 | 65.00 | 357500.00 | 36.00 | 198000.00 | 28.00 | 154000.00 | 110000.00 | Adorn Infra Energy Pvt. Ltd.
458.00 | Blowing of Optical Fibre Cable inside HDPE Duct: All activities pertaining to Blowing of Optical Fibre Cable in same pipeline trench directly (after testing drum at site), through CS / HDPE conduits along the pipeline also at crossing cable, sealing using all materials required, including laying of warning mats, etc. as per direction of EIC | 7500.00 | Mtr |  | 70.00 | 525000.00 | 45.00 | 337500.00 | 65.00 | 487500.00 | 35.00 | 262500.00 | 25.00 | 187500.00 | 85.00 | 637500.00 | 50.00 | 375000.00 | 187500.00 | G L GOLDEN
459.00 | Supply and laying of GI Pipe (4") at crossings for protection of OFC / HDPE duct | 80.00 | Mtr |  | 6000.00 | 480000.00 | 4500.00 | 360000.00 | 2200.00 | 176000.00 | 1250.00 | 100000.00 | 2550.00 | 204000.00 | 1300.00 | 104000.00 | 1650.00 | 132000.00 | 100000.00 | Adorn Infra Energy Pvt. Ltd.
460.00 | Splicing, Jointing of Optical Fiber Cable (Including Supply and Installation of jointing pits including sand, etc. & joint markers) | 20.00 | Nos |  | 18000.00 | 360000.00 | 7000.00 | 140000.00 | 15000.00 | 300000.00 | 20000.00 | 400000.00 | 9500.00 | 190000.00 | 16200.00 | 324000.00 | 23100.00 | 462000.00 | 140000.00 | KSITIH INFRACON PVT LTD
461.00 | Supply of FTC with pig tails other accessories for termination of OFC - 24 Fibre in the Telecom Room | 4.00 | Set |  | 25000.00 | 100000.00 | 5000.00 | 20000.00 | 19000.00 | 76000.00 | 35000.00 | 140000.00 | 27500.00 | 110000.00 | 22500.00 | 90000.00 | 24200.00 | 96800.00 | 20000.00 | KSITIH INFRACON PVT LTD
462.00 | Installation of FTC & Wire mesh, termination of OFC on FTC / DDF inside telecom room, splicing with steet fibre, fibre test, OTDR test, power testing of laid OFC, identification of fault, rectification, earthing, final testing and commissioning, preparation of reports, etc. work complete in all respect with all necessary accessories for all location till final Handing Over and Taking Over by Owner of laid OFC. | 4.00 | Set |  | 170000.00 | 680000.00 | 9000.00 | 36000.00 | 9800.00 | 39200.00 | 48500.00 | 194000.00 | 55000.00 | 220000.00 | 36000.00 | 144000.00 | 55000.00 | 220000.00 | 36000.00 | KSITIH INFRACON PVT LTD
463.00 | Supply of material for SV-01 as per below specification: TJ1400 Packet Optical Transport System including: - 7 Slot Base Chassis - FTU20 OAM & Fan Tray Unit for Base Chassis - DC Dual Power Supply Unit(DPU23) for Base Chassis (Make/Model : - Tejas Networks TJ1400 ) | 1.00 | Set |  | 1200000.00 | 1200000.00 | 12000.00 | 12000.00 | 250000.00 | 250000.00 | 55000.00 | 55000.00 | 36016.95 | 36016.95 | 50000.00 | 50000.00 | 151500.00 | 151500.00 | 12000.00 | KSITIH INFRACON PVT LTD
464.00 | Supply of material for SV-01 as per below specification: Switch Fabric Unit (CEF8-1) - 5x10GE(SFP+) (Make/Model : - Tejas Networks TJ1400 ) | 2.00 | EACH |  | 1450000.00 | 2900000.00 | 25000.00 | 50000.00 | 55000.00 | 110000.00 | 58000.00 | 116000.00 | 275000.00 | 550000.00 | 25000.00 | 50000.00 | 28500.00 | 57000.00 | 50000.00 | mastek engineering private limited, KSITIH INFRACON PVT LTD
465.00 | Supply of material for SV-01 as per below specification: Ethernet Interface Card( CEL-6) - 8 x 1GE(SFP) interfaces (Make/Model : - Tejas Networks TJ1400 ) | 3.00 | EACH |  | 40000.00 | 120000.00 | 20000.00 | 60000.00 | 125000.00 | 375000.00 | 10500.00 | 31500.00 | 55000.00 | 165000.00 | 15000.00 | 45000.00 | 95000.00 | 285000.00 | 31500.00 | Adorn Infra Energy Pvt. Ltd.
466.00 | Supply of material for SV-01 as per below specification: Optical Interface Card (CEM1) - 2 x STM -4 (Make/Model : - Tejas Networks TJ1400 ) | 1.00 | EACH |  | 52000.00 | 52000.00 | 20000.00 | 20000.00 | 24500.00 | 24500.00 | 15000.00 | 15000.00 | 22100.00 | 22100.00 | 10000.00 | 10000.00 | 78500.00 | 78500.00 | 10000.00 | mastek engineering private limited
467.00 | All the SFP interfaces in the cards to be loaded with SFP as per the desired bandwidth and type as declared above for material required at SV-01.
468.00 | Note: (1) The quantities given above against individual items are indicative and shall not be considered to be binding. The quantities may be increased, decreased or deleted at site at the time of actual execution. Procurement shall be done as per actual site condition, approved construction drawings and as per instruction of EIC. The unit rate shall be operated to work out the final payment to the contractor; (2) In each area, quantities given against individual item may be utilised / used for other consumers in same area.
469.00 | Total amount excluding GST
470.00 | GST (CGST&SGST/UTGST or IGST) in percentage (%) on Net Total Amount | 1.00 | percentage |  | 18.00 | 28692873.90 | 18.00 | 13615052.58 | 18.00 | 30624018.30 | 18.00 | 18698537.70 | 18.00 | 17457627.05 | 18.00 | 24982489.26 | 18.00 | 16763245.78 | 13615052.58 | KSITIH INFRACON PVT LTD
| Total in Figures |  |  |  |  | 188097728.90 |  | 89254233.58 |  | 200757453.30 |  | 122579302.70 |  | 114444444.00 |  | 163774096.26 |  | 109892388.98
Lowest Amount Quoted BY: KSITIH INFRACON PVT LTD(89254233.58)

## BOQ Summary
BOQ Summary Details Tender Title: CONSTRUCTION OF STEEL PIPELINE AND ASSOCIATED FACILITIES FOR CONNECTIVITY TO M/S JSW, NAGPUR Tender ID: 2024_GAIL_205460_1
Sheet Name | Sl.No | Bidder Name | Amount | Bid Rank
BoQ1 | 1 | KSITIH INFRACON PVT LTD (BID ID -748140) | 89254233.58 | L1
| 2 | BOMS Private Limited (BID ID -748730) | 109892388.98 | L2
| 3 | G L GOLDEN (BID ID -744265) | 114444444.00 | L3
| 4 | Adorn Infra Energy Pvt. Ltd. (BID ID -743706) | 122579302.70 | L4
| 5 | mastek engineering private limited (BID ID -744947) | 163774096.26 | L5
| 6 | oval projects engineering pvt ltd (BID ID -748191) | 188097728.90 | L6
| 7 | AKSH INFRASPACE PVT LTD (BID ID -743241) | 200757453.30 | L7