## BoQ1
Government eProcurement System Created By: Chetan Saini Created Date/Time: 28-Nov-2024 04:41 PM Tender Title: Main Guard House Tender ID: 2024_NPCIL_210736_1
Tender Inviting Authority: Project Director, RAPP-7&8
Name of Work: Construction of Main Guard House-II (MGH-II) for RAPS 5 to 8 and allied works at various locations of RR site.
Contract No: NPC/RRS/78/2024/CPT-A2705R
SCHEDULE OF WORK / ITEM(S)
Sl.No | Description of Work / Item(s) | No.of Qty | Units | Estimated Rate | M/s. JYOTI SARUP MITTAL (GSTN-07AAAFJ3400H2ZW) BID ID -759749 |  | M/S MADHUSUDAN ENGINEERING CO. (GSTN-NA) BID ID -757922
[5 empty] | Rate | Amount | Rate | Amount | L1 Amount | L1 Vendor
1.00 | Clearing jungle including uprooting of rank vegetation, grass, brush wood, trees and saplings of girth up to 30 cm measured at a height of 1 m above ground level and removal of rubbish up to a distance of 50 m outside the periphery of the area cleared. | 10000.00 | Sqm | 0.00 | 20.00 | 200000.00 | 10.00 | 100000.00 | 100000.00 | M/S MADHUSUDAN ENGINEERING CO.
2.00 | Surface Excavation: Earth work in surface excavation not exceeding 30cm in depth but exceeding 1.5 m in width as well as 10 Sqm on plan including disposal of excavated earth up to 1.0 KM and lift up to 1.5 m, disposed soil to be leveled and neatly dressed etc. completed and disposing off the surplus materials to a maximum lead of 1.0 KM. radius as per drawings, specifications and as directed by the Engineer. | 12775.00 | Sqm | 0.00 | 50.00 | 638750.00 | 70.00 | 894250.00 | 638750.00 | M/s. JYOTI SARUP MITTAL
3.00 | EXCAVATION: Earth work in excavation by mechanical means without blasting (Hydraulic excavator)/manual means or with blasting over areas (exceeding 30 cm in depth, 1.5 m in width as well as 10 sqm on plan) for general areas, foundations of buildings and walls, roads, drainages, etc. including getting out and disposal of excavated earth lead up to 50 m and lift up to 1.5m, as directed by Engineer-in-charge.
4.00 | Up to 1.50 m depth from the average existing ground level with out Blasting | 2050.00 | Cum | 0.00 | 600.00 | 1230000.00 | 1200.00 | 2460000.00 | 1230000.00 | M/s. JYOTI SARUP MITTAL
5.00 | Up to 1.50 m depth from the average existing ground level with Blasting | 125.00 | Cum | 0.00 | 550.00 | 68750.00 | 900.00 | 112500.00 | 68750.00 | M/s. JYOTI SARUP MITTAL
6.00 | Extra over item No.3 (3.1 & 3.2) for every additional lift of 1.5m part thereof in ordinary rock/ hard rock. | 302.50 | Cum | 0.00 | 100.00 | 30250.00 | 300.00 | 90750.00 | 30250.00 | M/s. JYOTI SARUP MITTAL
7.00 | Excavating trenches of required width in ordinary rock/Hard rock (blasting prohibited) for pipes, cables, etc., including excavation for sockets, depth up to 1.5 m, including getting out the excavated materials, returning the rock as required in layers not exceeding 20 cm in depth, including consolidating each deposited layers by ramming, watering etc., stacking serviceable material for measurements and disposal of unserviceable material as directed, within a lead of 50 m :
8.00 | Pipes, cables etc., not exceeding 80 mm dia. | 520.00 | Rmt | 0.00 | 350.00 | 182000.00 | 650.00 | 338000.00 | 182000.00 | M/s. JYOTI SARUP MITTAL
9.00 | Pipes, cables etc., exceeding 80 mm dia. but not exceeding 300mm dia | 170.00 | Rmt | 0.00 | 450.00 | 76500.00 | 900.00 | 153000.00 | 76500.00 | M/s. JYOTI SARUP MITTAL
10.00 | Pipes, cables etc., exceeding 300 mm dia. but not exceeding 600mm dia | 300.00 | Rmt | 0.00 | 600.00 | 180000.00 | 1200.00 | 360000.00 | 180000.00 | M/s. JYOTI SARUP MITTAL
11.00 | BACKFILLING: Backfilling at all levels for road works, sides of foundations, trenches, and other low lying area with following excavated materials including cost of breaking/ crushing the same to required size, consolidation in layers, all complete as per drawings, specifications and as directed by Engineer-in-charge.
12.00 | From stockpiles of excavated rock/ soil within a lead of 1500 m. | 395.00 | Cum | 0.00 | 150.00 | 59250.00 | 400.00 | 158000.00 | 59250.00 | M/s. JYOTI SARUP MITTAL
13.00 | Extra over item no. 6 above for every additional lead of 500 m or part thereof. | 2370.00 | Cum | 0.00 | 50.00 | 118500.00 | 50.00 | 118500.00 | 118500.00 | M/S MADHUSUDAN ENGINEERING CO., M/s. JYOTI SARUP MITTAL
14.00 | GOOD EARTH: Supplying at site of good quality earth /morrum/ gravel excavated and brought from outside (borrow pits/ stock piles), free from weeds, roots, pebbles, rubble, boulders more than 150mm in size and other foreign material, including royalty & carriage, and filling earth (excluding rocks) in trenches, plinth, and sides of foundation, etc., in layers not exceeding 200 mm in depth, consolidating each deposited layer by ramming & watering, for lift up to 1.5 m, etc., all complete with safety and as per drawings, specifications and as directed by Engineer-in-charge.Note: Only consolidated fill volume shall be measured and paid. | 7917.00 | Cum | 0.00 | 500.00 | 3958500.00 | 830.00 | 6571110.00 | 3958500.00 | M/s. JYOTI SARUP MITTAL
15.00 | Supplying and filling in plinth with sand under floors, including watering, ramming, consolidation & dressing complete. | 650.00 | Cum | 0.00 | 1250.00 | 812500.00 | 1350.00 | 877500.00 | 812500.00 | M/s. JYOTI SARUP MITTAL
16.00 | FILCRETE: Design, supply and place filcrete of pumpable consistency for backfilling below ground level and encasing, with cement, sand, and fly ash mix of M-5 grade inclusive of all materials, tools, formwork, plants, etc., all complete as per drawings, specifications and as directed by Engineer-in-charge. Note: No recovery shall be made against use of deparmental stone for this item. | 50.00 | Cum | 0.00 | 3000.00 | 150000.00 | 3500.00 | 175000.00 | 150000.00 | M/s. JYOTI SARUP MITTAL
17.00 | Supplying of anti termite chemical / emulsion in sealed containers as specified Chlorpyriphos emulsifiable concentration of 20% IS mark and deposited in civil store along with voucher. | 200.00 | Litre | 0.00 | 340.00 | 68000.00 | 250.00 | 50000.00 | 50000.00 | M/S MADHUSUDAN ENGINEERING CO.
18.00 | Anti termite Treatment : Transporting the anti termite chemical from the civil store and providing anti termite treatment with 1% aqua’s emulsion of cholropyriphos 20% EC for the bottom and sides of foundation and trenches etc., the back fill in immediate contact with foundation, the top surface of filled up earth inside the plinth, the junctions of walls and plinth, the junctions of floors and walls and the soil along external perimeter of building as per direction of the Engineer-in-Charge. To make 1% aqua’s emulsion adds 19 liters of water in one chloropyrifos 20% EC. (The plinth area of building shall be measured for payment purpose).Note: The empty containers to be disposed/buried as per relevant standard procedure and as directed by Engineer In charge. | 2000.00 | Sqm | 0.00 | 60.00 | 120000.00 | 80.00 | 160000.00 | 120000.00 | M/s. JYOTI SARUP MITTAL
19.00 | Providing and laying Thermo-Mechanically Treated reinforcement bars of grade Fe-500D or more or as specified in drawings/specifications and as directed by engineer conforming to IS : 1786 latest revision or the latest relevant code for RCC work including straightening, cutting, bending, placing in position and binding with 20 gauge annealed binding wire and cement mortar cover block of all size in C.M. 1:2 MIX etc. all complete at all levels- as per drawings , specifications & direction of engineer in charge. Notes: 1. Chairs, Spacers, supports and approved laps which are embedded in the concrete shall be measured and paid in this item. 2. Reinforcement steel used for formwork and its supports shall not be paid. | 150000.00 | Kg | 0.00 | 85.00 | 12750000.00 | 83.00 | 12450000.00 | 12450000.00 | M/S MADHUSUDAN ENGINEERING CO.
20.00 | Providing and laying in position site batched design mix cement concrete for PCC(plain cement concrete)/RCC (reinforced cement concrete) work; using coarse aggregate and fine aggregate derived from natural sources, Portland Pozzolana / Ordinary Portland /Portland Slag cement, admixtures in recommended proportions as per IS: 9103 to accelerate / retard setting of concrete, to improve durability and workability without impairing strength; including pumping of concrete to site of laying, curing, carriage for all leads; but excluding the cost of centering, shuttering, finishing and reinforcement as per direction of the engineer-in-charge; for the following grades of concrete. Note: Extra cement up to 10% of the minimum specified cement content in design mix shall be payable separately. In case the cement content in design mix is more than 110% of the specified minimum cement content, the contractor shall have discretion
21.00 | All works upto plinth level
22.00 | Concrete of M15 grade with minimum cement content of 240 kg /cum | 440.00 | Cum | 0.00 | 5900.00 | 2596000.00 | 6150.00 | 2706000.00 | 2596000.00 | M/s. JYOTI SARUP MITTAL
23.00 | Concrete of M20 grade with minimum cement content of 270 kg /cum | 20.00 | Cum | 0.00 | 6500.00 | 130000.00 | 6400.00 | 128000.00 | 128000.00 | M/S MADHUSUDAN ENGINEERING CO.
24.00 | Concrete of M25 grade with minimum cement content of 330 kg /cum | 395.00 | Cum | 0.00 | 6800.00 | 2686000.00 | 6500.00 | 2567500.00 | 2567500.00 | M/S MADHUSUDAN ENGINEERING CO.
25.00 | Concrete of M30 grade with minimum cement content of 350 kg /cum | 5.00 | Cum | 0.00 | 6300.00 | 31500.00 | 7200.00 | 36000.00 | 31500.00 | M/s. JYOTI SARUP MITTAL
26.00 | Concrete of M35 grade with minimum cement content of 370 kg /cum | 5.00 | Cum | 0.00 | 6600.00 | 33000.00 | 7500.00 | 37500.00 | 33000.00 | M/s. JYOTI SARUP MITTAL
27.00 | All works above plinth level upto floor V level
28.00 | Concrete of M15 grade with minimum cement content of 240 kg /cum | 115.00 | Cum | 0.00 | 6000.00 | 690000.00 | 6400.00 | 736000.00 | 690000.00 | M/s. JYOTI SARUP MITTAL
29.00 | Concrete of M20 grade with minimum cement content of 270 kg /cum | 5.00 | Cum | 0.00 | 6700.00 | 33500.00 | 6700.00 | 33500.00 | 33500.00 | M/S MADHUSUDAN ENGINEERING CO., M/s. JYOTI SARUP MITTAL
30.00 | Concrete of M25 grade with minimum cement content of 330 kg /cum | 950.00 | Cum | 0.00 | 7000.00 | 6650000.00 | 6800.00 | 6460000.00 | 6460000.00 | M/S MADHUSUDAN ENGINEERING CO.
31.00 | Concrete of M30 grade with minimum cement content of 350 kg /cum | 5.00 | Cum | 0.00 | 7200.00 | 36000.00 | 6988.00 | 34940.00 | 34940.00 | M/S MADHUSUDAN ENGINEERING CO.
32.00 | Concrete of M35 grade with minimum cement content of 370 kg /cum | 5.00 | Cum | 0.00 | 7400.00 | 37000.00 | 7000.00 | 35000.00 | 35000.00 | M/S MADHUSUDAN ENGINEERING CO.
33.00 | Form Work : Providing form work of battened frame with sheathing having plywood lining / MS angle frame with sheathing of MS plate lining so as to give fair finish including centering shuttering strutting and propping etc. height of propping and centering below supporting floor not exceeding 3.5 meters to ceilings and removal of same for foundation, footings, columns, wall, Suspended floors, stairs, landings, balconies, lintels, beams, plinth beams, girders, cantilevers and access platform, roads etc. complete at all level of floors / roof as per specifications and direction of Engineer in charge. | 9600.00 | Sqm | 0.00 | 560.00 | 5376000.00 | 600.00 | 5760000.00 | 5376000.00 | M/s. JYOTI SARUP MITTAL
34.00 | Extra for additional height in centering, shuttering wherever required with adequate bracing, propping etc. including cost of de-shuttering and de-centering at all levels, over a height of 3.5 m, for every additional height of 1 metre or part there of (Plan area to be measured). | 2400.00 | Sqm | 0.00 | 200.00 | 480000.00 | 250.00 | 600000.00 | 480000.00 | M/s. JYOTI SARUP MITTAL
35.00 | Supply & Providing 40 mm thick precast cement concrete Jali 1:2:4 (1 cement : 2 coarse sand(zone-III) : 4 graded stone aggregate 6mm nominal size ), reinforced with 1.6 mm dia mild steel wire, including centering and shuttering, roughening cleaning, fixing and finishing in cement mortar 1:3 (1 cement: 3 fine sand) etc. complete, excluding plastering of the jambs, sills and soffits. | 50.00 | Sqm | 0.00 | 640.00 | 32000.00 | 1000.00 | 50000.00 | 32000.00 | M/s. JYOTI SARUP MITTAL
36.00 | Making plinth protection 50mm thick of cement concrete 1:3:6 (1 cement : 3 coarse sand (zone-III) derived from natural sources : 6 graded stone aggregate 20 mm nominal size derived from natural sources) over 75mm thick bed of dry brick ballast 40 mm nominal size, well rammed and consolidated and grouted with fine sand, including necessary excavation, levelling & dressing & finishing the top smooth. | 170.00 | Sqm | 0.00 | 440.00 | 74800.00 | 800.00 | 136000.00 | 74800.00 | M/s. JYOTI SARUP MITTAL
37.00 | BRICK MASONRY: Providing and laying Fly-ash brick masonry class designation- 75 ( IS-12894 -latest revision) in cement mortar 1:6 ( 1 cement : 6 coarse sand) upto plinth level including cost of labour, materials, curing, finishing, scaffoldings etc. all complete as per drawings, specifications and direction of Engineer in charge. | 70.00 | Cum | 0.00 | 6800.00 | 476000.00 | 5500.00 | 385000.00 | 385000.00 | M/S MADHUSUDAN ENGINEERING CO.
38.00 | BRICK MASONRY: Providing and laying Fly-ash brick masonry using Fly-ash building bricks of class designation- 75 ( IS-12894 -latest revision ) in cement mortar 1:6 ( 1 cement : 6 coarse sand) in superstructure above plinth level up to floor five level as per specifications and direction of Engineer including cost of labour, materials, curing, finishing, scaffoldings etc. all complete as per drawings, specifications and direction of Engineer-in-charge. | 70.00 | Cum | 0.00 | 7000.00 | 490000.00 | 6000.00 | 420000.00 | 420000.00 | M/S MADHUSUDAN ENGINEERING CO.
39.00 | Half Brick Masonry: Providing and laying half brick masonry using fly ash bricks of class designation-75 ( IS-12894 -latest revision ) in cement mortar 1:4 ( 1 cement : 4 coarse sand) with RCC 1:2:4 ( 1 Cement : 2 Coarse sand : 4 graded stone aggregate 20 mm nominal size) stiffeners 75 mm thick horizontally @ 1000mm c/c excluding cost of laying reinforcement but including cost of RCC stiffeners in superstructure above plinth level upto floor five level including cost of labour, materials, curing, finishing, scaffoldings, shuttering etc. all complete as per specifications and direction of Engineer in charge. Note - Reinforcement bars to be paid in relevant item. | 920.00 | Sqm | 0.00 | 1100.00 | 1012000.00 | 700.00 | 644000.00 | 644000.00 | M/S MADHUSUDAN ENGINEERING CO.
40.00 | Brick edging 7cm wide 11.4 cm deep to plinth protection with common burnt clay F.P.S. (non modular) bricks of class designation 7.5 including grouting with cement mortar 1:4 (1 cement : 4 fine sand). | 175.00 | Rmt | 0.00 | 300.00 | 52500.00 | 45.00 | 7875.00 | 7875.00 | M/S MADHUSUDAN ENGINEERING CO.
41.00 | AAC Block:Providing and laying autoclaved aerated cement blocks masonry with 150mm/230mm/300 mm thick AAC blocks in super structure above plinth level up to floor V level with RCC band at sill level and lintel level with approved block laying polymer modified adhesive mortar all complete as per direction of Engineer-in-Charge. (The payment of RCC band and reinforcement shall be made for seperately). | 600.00 | Cum | 0.00 | 6500.00 | 3900000.00 | 6500.00 | 3900000.00 | 3900000.00 | M/S MADHUSUDAN ENGINEERING CO., M/s. JYOTI SARUP MITTAL
42.00 | Random rubble masonry with hard stone in foundation and plinth including levelling up with cement concrete 1:6:12 (1 cement : 6 coarse sand : 12 graded stone aggregate 20 mm nominal size) upto plinth level with : | 250.00 | Cum | 0.00 | 5500.00 | 1375000.00 | 3300.00 | 825000.00 | 825000.00 | M/S MADHUSUDAN ENGINEERING CO.
43.00 | Random rubble masonry with hard stone in superstructure above plinth level and upto floor five level, including leveling up with cement concrete 1:6:12 (1 cement : 6 coarse sand : 12 graded stone aggregate 20 mm nominal size) at window sills, ceiling level and the like. | 600.00 | Cum | 0.00 | 6000.00 | 3600000.00 | 4300.00 | 2580000.00 | 2580000.00 | M/S MADHUSUDAN ENGINEERING CO.
44.00 | External Plastering : Providing and laying 18 mm thick cement plaster in two coats under layer 12 mm thick cement plaster 1:4(1 cement : 4 fine sand) finished with a top layer 6mm thick cement plaster 1:4 (1 cement : 4 fine sand) on either side of single or half brick masonry walls for exterior plastering at all height and using galvanized M.S. wire of I.S. gauge designation 26 S.W.G. chicken mesh over junctions of brick work, beams and column as required including necessary grooves at the junction of RCC and brick work, arises, internal rounded angles, chamfers and / or rounded angles not exceeding 80mm in girth including scaffolding, finishing, curing etc. all complete as per specifications and direction of engineer. | 3700.00 | Sqm | 0.00 | 410.00 | 1517000.00 | 450.00 | 1665000.00 | 1517000.00 | M/s. JYOTI SARUP MITTAL
45.00 | Internal Plastering: Providing and laying 15mm thick cement plaster 1:4 (1 cement : 4 fine sand) in single coat on either side of single or half brick wall for interior plastering at all levels using galvanized M.S. wire of I.S. gauge designation 26 s.w.g. chicken mesh over junctions of brick work, beams and column as required including necessary grooves at the junction of RCC and brick work, arises, internal rounded angles, chamfers and / or rounded angles not exceeding 80mm in girth including scaffolding, finishing, curing etc. all complete as per specifications and direction of engineer. | 5000.00 | Sqm | 0.00 | 360.00 | 1800000.00 | 380.00 | 1900000.00 | 1800000.00 | M/s. JYOTI SARUP MITTAL
46.00 | Ceiling Plastering : Providing and laying 6mm thick cement plaster (1 cement : 3 sand) in single coat on RCC ceiling face for interior plastering at all levels including necessary grooves at the junction of RCC and brickwork arises, internal rounded angle, chamfers and / or rounded angles not exceeding 80 mm in girth including scaffoldings, finishing, curing etc. all complete as per specifications and direction of engineer. | 3400.00 | Sqm | 0.00 | 320.00 | 1088000.00 | 300.00 | 1020000.00 | 1020000.00 | M/S MADHUSUDAN ENGINEERING CO.
47.00 | External Painting :Supplying and applying weather proof exterior emulsion paint of make Asian paint apex (code 0012) / Nerolac excel / Weather coat smooth of Berger as approved of required shade on New work Two coats including base coat of exterior wall primer of make Asian exterior wall primer (0065) / Nerolac exterior primer / Weather coat exterior primer of Berger as approved after cleaning / scrubbing of the surfaces with wire brushes, soft brushes, sand papers, steel sheet scrappers and mechanical grinder etc. for removing all kind of burrs, imperfections, undulations and other such defects existing in the surface including filling surface imperfections such as holes, dents, cracks by using mixture of white cement & fine sand (in the ratio of 1:3) to achieve plain & even surface. The item rate include spreading of suitable clean protection covering on all exposed surfaces to protect them from staining. All surfaces surrounding to painted area such as window / ventilator frames, glass pans etc. shall be cleaned to sparkling clean condition using suitable thinners, detergents, chemical cleaners etc. under the scope of the item. including the cost of materials, labour etc. all complete as per specification & direction of Engineer-in-Charge. Note:- Painting to be taken up after attending all seepage / leakage problem. No peel off of paint & seepage spots shall be allowed. | 2500.00 | Sqm | 0.00 | 250.00 | 625000.00 | 180.00 | 450000.00 | 450000.00 | M/S MADHUSUDAN ENGINEERING CO.
48.00 | Internal Painting :Supply and applying premium emulsion paint of make Asian paint premium emulsion (product code 011) / Nerolac Beauty gold / Rangoli fashion finish of Berger as approved to give an even shade: - Two coats on new work including priming coat with approved cement primer of make Asian Deco prime wall primer (0360) / Nerolac water thinnable cement primer / BP cement primer water thinnable of Berger as approved after cleaning / scrubbing of the surfaces with wire brushes, soft brushes, sand papers, steel sheet scrappers and mechanical grinder etc. for removing all kind of burrs, imperfections, undulations and other such defects existing in the surface to achieve plain & even surface. The item rate include spreading of suitable clean protection covering on all exposed surfaces to protect them from staining. All surfaces surrounding to painted area such as door & window frames, glass pans, electrical fittings, switch board, floors, skirting, platform etc. shall be cleaned to sparkling clean condition using suitable thinners, detergents, chemical cleaners etc. under the scope of the item. including the cost of materials, labour etc. all complete as per specification & direction of Engineer-in-Charge. Note:- Painting to be takenup after attending all seepage / leakage problem. No peel off of paint & seepage spots shall be allowed. | 8400.00 | Sqm | 0.00 | 160.00 | 1344000.00 | 150.00 | 1260000.00 | 1260000.00 | M/S MADHUSUDAN ENGINEERING CO.
49.00 | Painting with synthetic enamel paint of approved brand and manufacture of required colour to give an even shade :
50.00 | Two or more coats on new work over an under coat of suitable shade with ordinary paint of approved brand and manufacture. | 410.00 | Sqm | 0.00 | 170.00 | 69700.00 | 200.00 | 82000.00 | 69700.00 | M/s. JYOTI SARUP MITTAL
51.00 | Providing and applying white cement based putty of average thickness 1 mm, of approved brand and manufacturer, over the plastered wall surface to prepare the surface even and smooth complete. | 8400.00 | Sqm | 0.00 | 80.00 | 672000.00 | 100.00 | 840000.00 | 672000.00 | M/s. JYOTI SARUP MITTAL
52.00 | 52 mm thick cement concrete flooring with concrete hardener topping, under layer 40 mm thick cement concrete 1:2:4 (1 cement : 2 coarse sand : 4 graded stone aggregate 20 mm nominal size) and top layer 12 mm thick cement hardener consisting of mix 1:2 (1 cement hardener mix : 2 graded stone aggregate 6 mm nominal size) by volume, hardening compound mixed @ 2 litre per 50 kg of cement or as per manufacturer's specifications. This includes cost of cement slurry, but excluding the cost of nosing of steps etc. complete. | 150.00 | Sqm | 0.00 | 650.00 | 97500.00 | 800.00 | 120000.00 | 97500.00 | M/s. JYOTI SARUP MITTAL
53.00 | 62 mm thick cement concrete flooring with concrete hardener topping, under layer 50 mm thick cement concrete 1:2:4 (1 cement : 2 coarse sand : 4 graded stone aggregate 20mm nominal size) and top layer 12mm thick cement hardener consisting of mix 1:2 (1 cement hardener mix : 2 graded stone aggregate, 6mm nominal size) by volume, hardening compound mixed @ 2 litre per 50 kg of cement or as per manufacture’s specifications. This includes cost of cement slurry, but excluding the cost of nosing of steps etc. complete. | 125.00 | Sqm | 0.00 | 700.00 | 87500.00 | 900.00 | 112500.00 | 87500.00 | M/s. JYOTI SARUP MITTAL
54.00 | Chequered terrazo tiles 22 mm thick with graded marble chips of size up to 6 mm in floors, jointed with neat cement slurry mixed with pigment to match the shade of the tiles, including rubbing and polishing complete, on 20 mm thick bed of cement mortar 1:4 (1 cement :4 coarse sand). | 100.00 | Sqm | 0.00 | 900.00 | 90000.00 | 1100.00 | 110000.00 | 90000.00 | M/s. JYOTI SARUP MITTAL
55.00 | Tile work with 8m thick polished marble tiles(Rajnagar) in skirting, risers of steps and dado up to 2 m height over 12 mm thick bed of cement mortar 1:3 (1 cement :3 coarse sand) and jointed with grey cement slurry @ 3.3 kg/sqm, including pointing in white cement mixed with pigment of matching shade complete. | 75.00 | Sqm | 0.00 | 1400.00 | 105000.00 | 1150.00 | 86250.00 | 86250.00 | M/S MADHUSUDAN ENGINEERING CO.
56.00 | 25 mm thick Kota stone slab flooring over 20 mm (average) thick base laid over and jointed with grey cement slurry mixed with pigment to match the shade of the slab, including rubbing and polishing complete with base of cement mortar 1 : 4 (1 cement : 4 coarse sand). | 750.00 | Sqm | 0.00 | 1850.00 | 1387500.00 | 900.00 | 675000.00 | 675000.00 | M/S MADHUSUDAN ENGINEERING CO.
57.00 | 40 mm thick fine dressed red sand stone flooring over 20 mm (average) thick base of cement mortar 1:5 (1 cement : 5 coarse sand) with joints finished flush. | 100.00 | Sqm | 0.00 | 1700.00 | 170000.00 | 1200.00 | 120000.00 | 120000.00 | M/S MADHUSUDAN ENGINEERING CO.
58.00 | Extra for pre finished nosing in treads of steps of Kota stone/ sand stone slab. | 75.00 | Rmt | 0.00 | 50.00 | 3750.00 | 100.00 | 7500.00 | 3750.00 | M/s. JYOTI SARUP MITTAL
59.00 | Extra for Kota stone/ sand stone in treads of steps and risers using single length up to 1.05 metre . | 100.00 | Sqm | 0.00 | 150.00 | 15000.00 | 120.00 | 12000.00 | 12000.00 | M/S MADHUSUDAN ENGINEERING CO.
60.00 | Providing and fixing 1st quality ceramic glazed floor tiles of min. thickness 9mm conforming to IS : 15622 of approved make in all colours, shades except burgundy, bottle green, black of any size as approved by Engineer-in-Charge in skirting, risers of steps and dados over 12 mm thick bed of cement Mortar 1:3 (1 cement: 3 coarse sand) and jointing with grey cement slurry @ 3.3kg per sqm including pointing in white cement mixed with pigment of matching shade complete. | 100.00 | Sqm | 0.00 | 1200.00 | 120000.00 | 1000.00 | 100000.00 | 100000.00 | M/S MADHUSUDAN ENGINEERING CO.
61.00 | Providing and laying vitrified floor tiles of size (600mmx600mm) of min. thickness 9mm with water absorption less than 0.08% Band conforming to IS: 15622, of approved make, in all colours and shades, laid on 20mm thick cement mortar 1:4 (1 cement : 4 coarse sand), jointing with grey cement slurry @ 3.3 kg/ sqm including grouting the joints with white cement and matching pigments etc., complete. | 1800.00 | Sqm | 0.00 | 1400.00 | 2520000.00 | 900.00 | 1620000.00 | 1620000.00 | M/S MADHUSUDAN ENGINEERING CO.
62.00 | Providing and laying Vitrified tiles of size (600mmx600mm ) of min. thickness 9mm, with water absorption less than 0.08% and conforming to IS: 15622, of approved brand & manufacturer, in all colours and shade, in skirting, riser of steps, cladding for walls laid with cement based high polymer modified quick set tile adhesive (water based) conforming to IS: 15477, in average 6 mm thickness, including grouting of joints (Payment for grouting of joints to be made separately). | 450.00 | Sqm | 0.00 | 1400.00 | 630000.00 | 1000.00 | 450000.00 | 450000.00 | M/S MADHUSUDAN ENGINEERING CO.
63.00 | Providing and fixing Glass mossaic tiles on finished plain wall surface of size 20 mm x 20 mm x 4 mm in all colour, design , fixing in customize design as per direction of Engineer-in- Charge. The glass mosaic tiles to be fixed on the wall surface with the help of approved adhesive applied at the rate of 2.5 kg per sqm and grouting of the same. The rate is inclusive of all operation, material and required pattern approved by Engineer-in-Charge. | 50.00 | Sqm | 0.00 | 1700.00 | 85000.00 | 2000.00 | 100000.00 | 85000.00 | M/s. JYOTI SARUP MITTAL
64.00 | Providing and laying flamed finish Granite stone flooring in required design and patterns, in linear as well as curvilinear portions of the building all complete as per the architectural drawings with 18 mm thick stone slab over 20 mm (average) thick base of cement mortar 1:4 (1 cement : 4 coarse sand) laid and jointed with cement slurry and pointing with white cement slurry admixed with pigment of matching shade including rubbing, curing and polishing etc. all complete as specified and as directed by the Engineer-in-Charge . | 250.00 | Sqm | 0.00 | 2800.00 | 700000.00 | 2300.00 | 575000.00 | 575000.00 | M/S MADHUSUDAN ENGINEERING CO.
65.00 | Providing and fixing 2nd class teak wood panelled or panelled and glazed shutters of thickness 35mm for doors, windows and clerestory windows, fixing with butt hinges of required size with necessary screws, excluding panelling which will be paid for separately, all complete as per direction of Engineer-in-charge. (Note:- rate inclusive of Butt hinges and necessary screws ) | 8.00 | Sqm | 0.00 | 3800.00 | 30400.00 | 4000.00 | 32000.00 | 30400.00 | M/s. JYOTI SARUP MITTAL
66.00 | Providing and fixing fly proof stainless steel grade 304 wire gauge with 0.5 mm dia. wire and 1.4mm wide aperture with matching wood beading in Panelled door. | 5.00 | Sqm | 0.00 | 4000.00 | 20000.00 | 1400.00 | 7000.00 | 7000.00 | M/S MADHUSUDAN ENGINEERING CO.
67.00 | Providing and fixing ISI marked 35mm thick flush door shutters conforming to IS : 2202 (Part I) non-decorative type, core of block board construction with frame of 1st class hard wood and well matched commercial 3 ply veneering with vertical grains or cross bands and face veneers on both faces of shutters, rate including ISI marked Stainless Steel butt hinges with necessary screws. | 120.00 | Sqm | 0.00 | 2600.00 | 312000.00 | 3000.00 | 360000.00 | 312000.00 | M/s. JYOTI SARUP MITTAL
68.00 | Extra for providing lipping with 2nd class teak wood battens 25 mm minimum depth on all edges of flush door shutters (over all area of door shutter to be measured). | 125.00 | Sqm | 0.00 | 340.00 | 42500.00 | 500.00 | 62500.00 | 42500.00 | M/s. JYOTI SARUP MITTAL
69.00 | Providing and fixing M.S. grills of required pattern in frames of windows etc. with M.S. flats, square or round bars etc. including priming coat with approved steel primer, screws/ welding etc... all complete as per drawing and as directed by Engineer-in-charge. | 4000.00 | Kg | 0.00 | 100.00 | 400000.00 | 125.00 | 500000.00 | 400000.00 | M/s. JYOTI SARUP MITTAL
70.00 | Providing and fixing aluminium sliding door bolts of size 300x16mm, ISI marked anodised (anodic coating not less than grade AC 10 as per IS : 1868), transparent or dyed to required colour or shade, with nuts and screws etc. complete. | 60.00 | Each | 0.00 | 340.00 | 20400.00 | 500.00 | 30000.00 | 20400.00 | M/s. JYOTI SARUP MITTAL
71.00 | Providing and fixing aluminium tower bolts of size 250x10mm, ISI marked, anodised (anodic coating not less than grade AC 10 as per IS : 1868 ) transparent or dyed to required colour or shade, with necessary screws etc. complete. | 100.00 | Each | 0.00 | 160.00 | 16000.00 | 120.00 | 12000.00 | 12000.00 | M/S MADHUSUDAN ENGINEERING CO.
72.00 | Providing and fixing aluminium handles of size 125mm long, ISI marked, anodised (anodic coating not less than grade AC 10 as per IS : 1868) transparent or dyed to required colour or shade, with necessary screws etc. complete. | 100.00 | Each | 0.00 | 100.00 | 10000.00 | 130.00 | 13000.00 | 10000.00 | M/s. JYOTI SARUP MITTAL
73.00 | Providing and fixing aluminium hanging floor door stopper (single rubber stopper) ISI marked anodised (anodic coating not less then grade AC 10 as per IS :1868) transparent or dyed to required colour and shade with necessary screws etc. complete. | 60.00 | Each | 0.00 | 80.00 | 4800.00 | 100.00 | 6000.00 | 4800.00 | M/s. JYOTI SARUP MITTAL
74.00 | Providing and fixing Fiber Glass Reinforced plastic (FRP) Door Frames of cross-section 90 mm x 45 mm having single rebate of 32 mm x 15 mm to receive shutter of 30 mm thickness. The laminate shall be moulded with fire resistant grade unsaturated polyester resin and chopped mat. Door frame laminate shall be 2mm thick and shall be filled with suitable wooden block in all the three legs. The frame shall be covered with fiber glass from all sides. M.S. stay shall be provided at the bottom to steady the frame. | 50.00 | Each | 0.00 | 2000.00 | 100000.00 | 600.00 | 30000.00 | 30000.00 | M/S MADHUSUDAN ENGINEERING CO.
75.00 | Providing and fixing to existing door frames: 30 mm thick Glass Fibre Reinforced Plastic (FRP) panelled door shutter of required colour and approved brand and manufacture, made with fire - retardant grade unsaturated polyester resin, moulded to 3 mm thick FRP laminate for forming hollow rails and styles, with wooden frame and suitable blocks of seasoned wood inside at required places for fixing of fittings, cast monolithically with 5 mm thick FRP laminate for panels conforming to IS: 14856, including fixing to frames. | 25.00 | Sqm | 0.00 | 2600.00 | 65000.00 | 3500.00 | 87500.00 | 65000.00 | M/s. JYOTI SARUP MITTAL
76.00 | Providing & Fixing 1mm thick decorative high pressure laminated sheet of plain / wood grain in gloss / matt/ suede finish with high density protective surface layer and reverse side of adhesive bonding quality conforming to IS : 2046 Type S, including cost of adhesive of approved quality. | 225.00 | Sqm | 0.00 | 660.00 | 148500.00 | 1000.00 | 225000.00 | 148500.00 | M/s. JYOTI SARUP MITTAL
77.00 | Providing and fixing 1mm thick M.S. sheet door with frame of 40x40x6 mm angle iron and 3 mm M.S. gusset plates at the junctions and corners, all necessary fittings complete, including applying a priming coat of approved steel primer. | 5.00 | Sqm | 0.00 | 3000.00 | 15000.00 | 7000.00 | 35000.00 | 15000.00 | M/s. JYOTI SARUP MITTAL
78.00 | Providing and fixing pressed steel door frames of C profile conforming to IS: 4351, manufactured from commercial mild steel sheet of 1.60 mm thickness, including hinges, jamb, lock jamb, bead and if required angle threshold of mild steel angle of section 50x25 mm, or base ties of 1.60 mm, pressed mild steel welded or rigidly fixed together by mechanical means, including M.S. pressed butt hinges 2.5 mm thick with mortar guards, lock strike-plate and shock absorbers as specified and applying a coat of approved steel primer after pre-treatment of the surface as directed by Engineer-in-charge. | 350.00 | Rmt | 0.00 | 650.00 | 227500.00 | 650.00 | 227500.00 | 227500.00 | M/S MADHUSUDAN ENGINEERING CO., M/s. JYOTI SARUP MITTAL
79.00 | Providing and fixing 18 mm thick gang saw cut, mirror polished, premoulded and prepolished, machine cut for kitchen platforms, vanity counters, window sills, facias and similar locations of required size, approved shade, colour and texture laid over 20 mm thick base cement mortar 1:4 (1 cement : 4 coarse sand), joints treated with white cement, mixed with matching pigment, epoxy touch ups, including rubbing, curing, moulding and polishing to edges to give high gloss finish etc. complete at all levels. | 15.00 | Sqm | 0.00 | 3000.00 | 45000.00 | 4000.00 | 60000.00 | 45000.00 | M/s. JYOTI SARUP MITTAL
80.00 | Extra for fixing marble /granite stone, over and above corresponding basic item, in facia and drops of width upto 150 mm with epoxy resin based adhesive, including cleaning etc. complete. | 45.00 | Rmt | 0.00 | 250.00 | 11250.00 | 400.00 | 18000.00 | 11250.00 | M/s. JYOTI SARUP MITTAL
81.00 | Extra for providing opening of required size & shape for wash basin/ kitchen sink in kitchen platform, vanity counter and similar location in marble/ Granite/ stone work, including necessary holes for pillar taps etc. including moulding, rubbing and polishing of cut edges etc. complete. | 10.00 | Each | 0.00 | 500.00 | 5000.00 | 750.00 | 7500.00 | 5000.00 | M/s. JYOTI SARUP MITTAL
82.00 | Providing 50x50x50mm 2nd class teak wood plugs including cutting brick work and fixing in cement mortar 1:3 (1 cement : 3 fine sand) and making good the walls etc. | 25.00 | Each | 0.00 | 150.00 | 3750.00 | 30.00 | 750.00 | 750.00 | M/S MADHUSUDAN ENGINEERING CO.
83.00 | Providing and fixing 9mm thick Ist quality ceramic glazed wall tiles (600mmX600mm) conforming to IS: 15622 , of approved make, in all colours, shades except burgundy, bottle green, black of any size as approved by Engineer-in-Charge, in skirting, risers of steps and dados, over 12 mm thick bed of cement mortar 1:3 (1 cement : 3 coarse sand) and jointing with grey cement slurry @ 3.3kg per sqm, including pointing in white cement mixed with pigment of matching shade complete. | 250.00 | Sqm | 0.00 | 900.00 | 225000.00 | 1000.00 | 250000.00 | 225000.00 | M/s. JYOTI SARUP MITTAL
84.00 | Providing gola 75x75 mm in cement concrete 1:2:4 (1 cement : 2 coarse sand : 4 stone aggregate 10 mm and down gauge), including finishing with cement mortar 1:3 (1 cement : 3 fine sand) as per standard design. | 400.00 | Rmt | 0.00 | 350.00 | 140000.00 | 200.00 | 80000.00 | 80000.00 | M/S MADHUSUDAN ENGINEERING CO.
85.00 | Making khurras 45x45 cm with average minimum thickness of 5 cm cement concrete 1:2:4 (1 cement : 2 coarse sand : 4 graded stone aggregate of 20 mm nominal size) over P.V.C. sheet 1 m x1 m x 400 micron, finished with 12 mm cement plaster 1:3 (1 cement : 3 coarse sand) and a coat of neat cement, rounding the edges and making and finishing the outlet complete. | 40.00 | Each | 0.00 | 200.00 | 8000.00 | 200.00 | 8000.00 | 8000.00 | M/S MADHUSUDAN ENGINEERING CO., M/s. JYOTI SARUP MITTAL
86.00 | Providing and fixing on wall face 110mm dia. unplasticised Rigid PVC rainwater pipes confirming to IS:13592 Type A including jointing with seal ring confirming to IS:5382 leaving 10 mm gap for thermal expansion.(I)single socketed pipes. | 200.00 | Rmt | 0.00 | 460.00 | 92000.00 | 350.00 | 70000.00 | 70000.00 | M/S MADHUSUDAN ENGINEERING CO.
87.00 | Providing and fixing on wall face unplasticised PVC moulded fitting accessories for unplasticised Rigid PVC rain water pipes confirming to IS-13592 type A including jointing with seal ring confirming to IS 5382 leaving 10mm gap for thermal expansion.
88.00 | Coupler dia 110 mm | 25.00 | Each | 0.00 | 100.00 | 2500.00 | 120.00 | 3000.00 | 2500.00 | M/s. JYOTI SARUP MITTAL
89.00 | Single tee with door (110x110x110 mm) | 20.00 | Each | 0.00 | 400.00 | 8000.00 | 250.00 | 5000.00 | 5000.00 | M/S MADHUSUDAN ENGINEERING CO.
90.00 | Bend 87.5 degree(110 mm) | 20.00 | Each | 0.00 | 400.00 | 8000.00 | 200.00 | 4000.00 | 4000.00 | M/S MADHUSUDAN ENGINEERING CO.
91.00 | Shoes (plain , dia 110 mm ) | 20.00 | Each | 0.00 | 400.00 | 8000.00 | 120.00 | 2400.00 | 2400.00 | M/S MADHUSUDAN ENGINEERING CO.
92.00 | Providing and fixing unplasticised -PVC pipe (110mm dia.) clips for of approved design to unplasticised - PVC rain water pipes by means of 50x50x50 mm hard wood plugs, screwed with M.S. screws of required length including cutting brick work and fixing in cement mortar 1:4 (1 cement : 4 coarse sand) and making good the wall etc. complete. | 200.00 | Each | 0.00 | 50.00 | 10000.00 | 350.00 | 70000.00 | 10000.00 | M/s. JYOTI SARUP MITTAL
93.00 | Providing and fixing to the inlet mouth of rain water pipe cast iron grating 15 cm diameter and weighing not less than 440 grams. | 20.00 | Each | 0.00 | 460.00 | 9200.00 | 40.00 | 800.00 | 800.00 | M/S MADHUSUDAN ENGINEERING CO.
94.00 | Providing and fixing false ceiling at all height including providing and fixing of frame work made of special sections, power pressed from M.S sheets and galvanised wit zinc coating of 120gm/sqm. (both side inclusive) as per IS : 277 and consisting of angles cleat of size 25mm wide x 1.6mm thick with flanges of 27mm and 37mm at 1200 mm centre to centre, one flange fixed to the ceiling with dash fastener 12.5mm dia x 50mm long with 6mm dia bolts, other flange of cleat fixed to the angles hangers of 25x10x0.5 mm of required length with nuts and bolts of required size and other end of angle hanger fixed with intermediate G.I channels 45x15x0.9 mm running at a spacing of 1200 mm centre to centre, to which the ceiling section 0.5 mm thick bottom wedges of 80 mm with tapered flange of 26mm each having lips of 10.5mm, at 450 mm centre to centre, shall be fixed in the direction perpendicular to G.I intermediate channel with connecting lips made out of 2.64mm dia x 230mm long G.I wire at every junction, including fixing parameter channels 0.5mm thick 27mm high
95.00 | 12.5mm thick tapered edge gypsum plain board conforming to IS : 2095- (Part I) :2011 (Board with BIS certification marks) | 100.00 | Sqm | 0.00 | 1500.00 | 150000.00 | 1350.00 | 135000.00 | 135000.00 | M/S MADHUSUDAN ENGINEERING CO.
96.00 | Providing and fixing tiled false ceiling of specified material of size 595x595mm in true horizontal level, suspended on interlocking metal grid of hot dipped galvanised steel sections (galvanised @120gm/sqm. both side inclusive) consisting of main "T" runner with suitable spaced joints to get required length and of size 24x38mm made of 0.30mm thick sheet spaced at 1200 mm long spaced between main "T" of 24x25mm made of 0.30mm thick sheet, centre to centre, one flange fixed to the ceiling with dash fastener 12.5mm dia x 50mm long with 6mm dia bolts, other flange of cleat fixed to the angles hangers of 25x10x0.5 mm of required length with nuts and bolts of required size and other end of angle hanger fixed with intermediate G.I channels 45x15x0.9 mm running at a spacing of 1200 mm centre to centre, to which the ceiling section 0.5 mm thick bottom wedges of 80 mm with tapered flange of 26mm each having lips of 10.5mm, at 450 mm centre to centre, shall be fixed in the direction perpendicular to G.I intermediate channel with connecting lips made out of 2.64mm dia x 230mm long G.I wire at every junction, including fixing parameter channels 0.5mm thick 27mm high. 8mm thick fully perforated calcium silicate board made with Calcareous & Siliceous materials reinforced with cellulose fibre manufactured through autoclaving process to give stable crystalline structure with minimum compressive strength 225 kg/sq cm., Bending Strength 100 kg/sq cm. of size 595x595mm, having perforation of dia. 10mm with minimum perforated area 18% with non woven tissue on back side, having an NRC (Noise Reduction Coefficient) of 0.85, with 50mm thick rockwool of 48 kg.cum backing. | 100.00 | Sqm | 0.00 | 1700.00 | 170000.00 | 1500.00 | 150000.00 | 150000.00 | M/S MADHUSUDAN ENGINEERING CO.
97.00 | Neat cement punning for walls, ceiling, roof, shelves, etc. | 40.00 | Sqm | 0.00 | 1900.00 | 76000.00 | 60.00 | 2400.00 | 2400.00 | M/S MADHUSUDAN ENGINEERING CO.
98.00 | Providing and fixing aluminium work for doors, windows, ventilators and partitions with extruded built up standard tubular sections/ appropriate Z sections and other sections of approved make conforming to IS: 733 and IS: 1285, fixing with dash fasteners of required dia and size, including necessary filling up the gaps at junctions, i.e. at top, bottom and sides with required EPDM rubber/ neoprene gasket etc. Aluminium sections shall be smooth, rust free, straight, mitred and jointed mechanically wherever required including cleat angle, Aluminium snap beading for glazing / paneling, C.P. brass / stainless steel screws, all complete as per architectural drawings and the directions of Engineer-in-charge. (Glazing, paneling and dash fasteners to be paid for separately). For fixed portion Powder coated aluminium (minimum thickness of powder coating 50 micron) | 2000.00 | Kg | 0.00 | 470.00 | 940000.00 | 550.00 | 1100000.00 | 940000.00 | M/s. JYOTI SARUP MITTAL
99.00 | For shutters of doors, windows & ventilators including providing and fixing hinges/ pivots and making provision for fixing of fittings wherever required including the cost of EPDM rubber / neoprene gasket required (Fittings shall be paid for separately) Powder coated aluminium (minimum thickness of powder coating 50 micron) | 3100.00 | Kg | 0.00 | 500.00 | 1550000.00 | 580.00 | 1798000.00 | 1550000.00 | M/s. JYOTI SARUP MITTAL
100.00 | Providing and fixing glazing in aluminium door, window, ventilator shutters and partitions etc. with EPDM rubber / neoprene gasket etc. complete as per the architectural drawings and the directions of engineer-in-charge . (Cost of aluminium snap beading shall be paid in basic item).
101.00 | With float glass panes of 5 mm thickness (weight not less than 12.50 kg/sqm) (for UPVC Windows) | 300.00 | Sqm | 0.00 | 1200.00 | 360000.00 | 1150.00 | 345000.00 | 345000.00 | M/S MADHUSUDAN ENGINEERING CO.
102.00 | Filling the gap in between aluminium frame & adjacent RCC/ Brick/ Stone work by providing weather silicon sealant over backer rod of approved quality as per architectural drawings and direction of Engineer-in-charge.
103.00 | Upto 5mm depth and 5 mm width | 700.00 | Rmt | 0.00 | 50.00 | 35000.00 | 80.00 | 56000.00 | 35000.00 | M/s. JYOTI SARUP MITTAL
104.00 | Providing and fixing water closet squatting pan (Indian type W.C. pan of size 580x440 mm with integral type foot rests ) with 100 mm sand cast Iron P or S trap, 10 litre low level white P.V.C. flushing cistern, including flush pipe, with manually controlled device (handle lever) conforming to IS : 7231, with all fittings and fixtures complete, including cutting and making good the walls and floors wherever required. White Vitreous china Orissa pattern W.C. pan of size 580x440 mm with integral type foot rests | 5.00 | Each | 0.00 | 5600.00 | 28000.00 | 900.00 | 4500.00 | 4500.00 | M/S MADHUSUDAN ENGINEERING CO.
105.00 | Providing and fixing white vitreous china pedestal type water closet (European type W.C. pan with ISI marked white solid plastic seat and lid) with seat and lid, 10 litre low level white P.V.C. flushing cistern, including flush pipe, with manually controlled device (handle lever), conforming to IS : 7231, with all fittings and fixtures complete, including cutting and making good the walls and floors wherever required. W.C. pan with ISI marked white solid plastic seat and lid | 10.00 | Each | 0.00 | 6000.00 | 60000.00 | 11000.00 | 110000.00 | 60000.00 | M/s. JYOTI SARUP MITTAL
106.00 | Providing and fixing white vitreous china flat back or wall corner type lipped front urinal basin (with 5 litre white P.V.C.) of 430x260x350 mm and 340x410x265 mm sizes respectively with automatic flushing cistern with standard flush pipe and C.P. brass spreaders with brass unions and G.I clamps complete, including painting of fittings and brackets, cutting and making good the walls and floors wherever required : One urinal basin with 5 litre white P.V.C. automatic flushing cistern | 10.00 | Each | 0.00 | 5800.00 | 58000.00 | 5500.00 | 55000.00 | 55000.00 | M/S MADHUSUDAN ENGINEERING CO.
107.00 | Providing and fixing wash basin of size 550x400 mm with C.I. brackets, 15 mm dia CP Brass single hole basin mixer of approved quality and make, including painting of fittings and brackets, cutting and making good the walls wherever required. (a) White Vitreous China Wash basin size 550x400 mm with a 15 mm CP Brass single hole basin mixer | 8.00 | Each | 0.00 | 3700.00 | 29600.00 | 4000.00 | 32000.00 | 29600.00 | M/s. JYOTI SARUP MITTAL
108.00 | Providing and fixing Stainless Steel A ISI 304 (18/8) kitchen sink (610x510 mm bowl depth 200 mm) as per IS:13983 with C.I. brackets and stainless steel plug 40 mm, including painting of fittings and brackets, cutting and making good the walls wherever required. Kitchen sink without drain board | 2.00 | Each | 0.00 | 6500.00 | 13000.00 | 4500.00 | 9000.00 | 9000.00 | M/S MADHUSUDAN ENGINEERING CO.
109.00 | Providing and fixing 8 mm dia C.P. / S.S. Jet with flexible tube upto 1 metre long with S.S. triangular plate to European type W.C. of quality and make as approved by Engineer-in-charge. | 10.00 | Each | 0.00 | 1200.00 | 12000.00 | 400.00 | 4000.00 | 4000.00 | M/S MADHUSUDAN ENGINEERING CO.
110.00 | Providing and fixing P.V.C. waste pipe(flexible) for sink or wash basin including P.V.C. waste fittings complete.
111.00 | 32 mm dia | 17.00 | Rmt | 0.00 | 280.00 | 4760.00 | 140.00 | 2380.00 | 2380.00 | M/S MADHUSUDAN ENGINEERING CO.
112.00 | 40 mm dia | 12.00 | Rmt | 0.00 | 280.00 | 3360.00 | 170.00 | 2040.00 | 2040.00 | M/S MADHUSUDAN ENGINEERING CO.
113.00 | Providing and fixing 100 mm sand cast Iron grating for gully trap. | 15.00 | Each | 0.00 | 2000.00 | 30000.00 | 300.00 | 4500.00 | 4500.00 | M/S MADHUSUDAN ENGINEERING CO.
114.00 | Providing and fixing in position 25 mm diameter mosquito proof coupling of approved municipal design. | 11.00 | Each | 0.00 | 100.00 | 1100.00 | 40.00 | 440.00 | 440.00 | M/S MADHUSUDAN ENGINEERING CO.
115.00 | Providing and fixing 600x450 mm beveled edge mirror of superior glass (of approved quality) complete with 6 mm thick hard board ground fixed to wooden cleats with C.P. brass screws and washers complete. | 16.00 | Each | 0.00 | 1000.00 | 16000.00 | 1100.00 | 17600.00 | 16000.00 | M/s. JYOTI SARUP MITTAL
116.00 | Providing and fixing PTMT liquid soap container 109 mm wide, 125 mm high and 112 mm distance from wall of standard shape with bracket of the same materials with snap fittings of approved quality and colour, weighing not less than 105 gms. | 10.00 | Each | 0.00 | 500.00 | 5000.00 | 150.00 | 1500.00 | 1500.00 | M/S MADHUSUDAN ENGINEERING CO.
117.00 | Providing and fixing Chlorinated Polyvinyl Chloride (CPVC) pipes, having thermal stability for hot & cold water supply, including all CPVC plain & brass threaded fittings, including fixing the pipe with clamps at 1.00 m spacing. This includes jointing of pipes & fittings with one step CPVC solvent cement and testing of joints complete as per direction of Engineer-in- Charge.
118.00 | 15 mm nominal outer dia Pipes | 100.00 | Rmt | 0.00 | 250.00 | 25000.00 | 250.00 | 25000.00 | 25000.00 | M/S MADHUSUDAN ENGINEERING CO., M/s. JYOTI SARUP MITTAL
119.00 | 20 mm nominal outer dia Pipes | 85.00 | Rmt | 0.00 | 280.00 | 23800.00 | 320.00 | 27200.00 | 23800.00 | M/s. JYOTI SARUP MITTAL
120.00 | 25 mm nominal outer dia Pipes | 210.00 | Rmt | 0.00 | 310.00 | 65100.00 | 455.00 | 95550.00 | 65100.00 | M/s. JYOTI SARUP MITTAL
121.00 | 32 mm nominal outer dia Pipes | 325.00 | Rmt | 0.00 | 330.00 | 107250.00 | 500.00 | 162500.00 | 107250.00 | M/s. JYOTI SARUP MITTAL
122.00 | 40 mm nominal outer dia Pipes | 225.00 | Rmt | 0.00 | 340.00 | 76500.00 | 560.00 | 126000.00 | 76500.00 | M/s. JYOTI SARUP MITTAL
123.00 | 50 mm nominal outer dia Pipes | 75.00 | Rmt | 0.00 | 460.00 | 34500.00 | 720.00 | 54000.00 | 34500.00 | M/s. JYOTI SARUP MITTAL
124.00 | Providing and fixing Chlorinated Polyvinyl Chloride (CPVC) pipes, having thermal stability for hot & cold water supply, including all CPVC plain & brass threaded fittings, including fixing the pipe with clamps at 1.00 m spacing. This includes jointing of pipes & fittings with one step CPVC solvent cement and the cost of cutting chases and making good the same including testing of joints complete as per direction of Engineer-in-Charge. Concealed work, including cutting chases and making good the walls etc.
125.00 | 15 mm nominal outer dia Pipes | 400.00 | Rmt | 0.00 | 180.00 | 72000.00 | 280.00 | 112000.00 | 72000.00 | M/s. JYOTI SARUP MITTAL
126.00 | 20 mm nominal outer dia Pipes | 220.00 | Rmt | 0.00 | 220.00 | 48400.00 | 380.00 | 83600.00 | 48400.00 | M/s. JYOTI SARUP MITTAL
127.00 | 25 mm nominal outer dia Pipes | 35.00 | Rmt | 0.00 | 270.00 | 9450.00 | 480.00 | 16800.00 | 9450.00 | M/s. JYOTI SARUP MITTAL
128.00 | 32 mm nominal outer dia Pipes | 15.00 | Rmt | 0.00 | 300.00 | 4500.00 | 580.00 | 8700.00 | 4500.00 | M/s. JYOTI SARUP MITTAL
129.00 | Making connection of G.I. distribution branch with G.I. main of following sizes by providing and fixing tee, including cutting and threading the pipe etc. complete.
130.00 | 50 to 80 mm nominal bore | 5.00 | Each | 0.00 | 200.00 | 1000.00 | 980.00 | 4900.00 | 1000.00 | M/s. JYOTI SARUP MITTAL
131.00 | Providing and fixing gun metal gate valve with C.I. wheel of approved quality (screwed end)
132.00 | 20 mm nominal bore | 8.00 | Each | 0.00 | 670.00 | 5360.00 | 230.00 | 1840.00 | 1840.00 | M/S MADHUSUDAN ENGINEERING CO.
133.00 | 25 mm nominal bore | 6.00 | Each | 0.00 | 750.00 | 4500.00 | 320.00 | 1920.00 | 1920.00 | M/S MADHUSUDAN ENGINEERING CO.
134.00 | 32 mm nominal bore | 4.00 | Each | 0.00 | 850.00 | 3400.00 | 450.00 | 1800.00 | 1800.00 | M/S MADHUSUDAN ENGINEERING CO.
135.00 | 40 mm nominal bore | 4.00 | Each | 0.00 | 900.00 | 3600.00 | 570.00 | 2280.00 | 2280.00 | M/S MADHUSUDAN ENGINEERING CO.
136.00 | 50 mm nominal bore | 2.00 | Each | 0.00 | 950.00 | 1900.00 | 900.00 | 1800.00 | 1800.00 | M/S MADHUSUDAN ENGINEERING CO.
137.00 | Providing and fixing gun metal non- return valve of approved quality (screwed end).
138.00 | 50 mm nominal bore | 2.00 | Each | 0.00 | 950.00 | 1900.00 | 1400.00 | 2800.00 | 1900.00 | M/s. JYOTI SARUP MITTAL
139.00 | Providing and fixing uplasticised PVC connection pipe with brass unions 45 cm length.
140.00 | 15 mm nominal bore | 15.00 | Each | 0.00 | 150.00 | 2250.00 | 100.00 | 1500.00 | 1500.00 | M/S MADHUSUDAN ENGINEERING CO.
141.00 | Providing and fixing G.I. Union in G.I. pipe including cutting and threading the pipe and making long screws etc. complete (New work) :
142.00 | 50 mm nominal bore | 2.00 | Each | 0.00 | 150.00 | 300.00 | 900.00 | 1800.00 | 300.00 | M/s. JYOTI SARUP MITTAL
143.00 | Providing and fixing C.P. brass bib cock of approved quality conforming to IS:8931 :
144.00 | 15 mm nominal bore | 10.00 | Each | 0.00 | 1000.00 | 10000.00 | 450.00 | 4500.00 | 4500.00 | M/S MADHUSUDAN ENGINEERING CO.
145.00 | Providing and fixing C.P. brass long body bib cock of size 15 mm nominal bore andapproved quality conforming to IS standards and weighing not less than 690 gms.
146.00 | 15 mm nominal bore | 12.00 | Each | 0.00 | 1500.00 | 18000.00 | 780.00 | 9360.00 | 9360.00 | M/S MADHUSUDAN ENGINEERING CO.
147.00 | Providing and fixing C.P. brass stop cock (concealed) of size 15 mm nominal bore and standard design and of approved make conforming to IS:8931.
148.00 | 15 mm nominal bore | 4.00 | Each | 0.00 | 1000.00 | 4000.00 | 620.00 | 2480.00 | 2480.00 | M/S MADHUSUDAN ENGINEERING CO.
149.00 | Providing and fixing C.P. brass angle valve of size 15 mm nominal bore for basin mixer and geyser points of approved quality conforming to IS:8931.
150.00 | 15mm nominal bore | 538.00 | Each | 0.00 | 900.00 | 484200.00 | 550.00 | 295900.00 | 295900.00 | M/S MADHUSUDAN ENGINEERING CO.
151.00 | Making chases up to 7.5x7.5 cm in walls including making good and finishing with matching surface after housing G.I pipe etc. | 520.00 | Rmt | 0.00 | 50.00 | 26000.00 | 220.00 | 114400.00 | 26000.00 | M/s. JYOTI SARUP MITTAL
152.00 | Providing, laying and jointing glazed stoneware pipes of size 150 mm diameter and class SP-1 with stiff mixture of cement mortar in the proportion of 1:1 (1 cement : 1 fine sand) including testing of joints etc. complete. | 40.00 | Rmt | 0.00 | 540.00 | 21600.00 | 720.00 | 28800.00 | 21600.00 | M/s. JYOTI SARUP MITTAL
153.00 | Providing and laying cement concrete 1:5:10 (1 cement : 5 coarse sand : 10 graded stone aggregate 40 mm nominal size) up to haunches of S.W. pipes of size 150 mm diameter including bed concrete as per standard design. | 24.00 | Rmt | 0.00 | 380.00 | 9120.00 | 830.00 | 19920.00 | 9120.00 | M/s. JYOTI SARUP MITTAL
154.00 | Providing and fixing square-mouth S.W. gully trap (150 x 100 mm size P type) class SP-1 complete with C.I. grating brick masonry chamber with water tight C.I. cover with frame of 300 x300 mm size (inside) the weight of cover to be not less than 4.50 kg and frame to be not less than 2.70 kg as per standard design. | 6.00 | Each | 0.00 | 600.00 | 3600.00 | 3450.00 | 20700.00 | 3600.00 | M/s. JYOTI SARUP MITTAL
155.00 | Making connection (for pipes 100 to 250 mm diameter )of drain or sewer line with existing manhole including breaking into and making good the walls, floors with cement concrete 1:2:4 mix (1 cement : 2 coarse sand : 4 graded stone aggregate 20 mm nominal size) cement plastered on both sides with cement mortar 1:3 (1 cement : 3 coarse sand), finished with a floating coat of neat cement and making necessary channels for the drain etc. complete. | 148.00 | Rmt | 0.00 | 850.00 | 125800.00 | 800.00 | 118400.00 | 118400.00 | M/S MADHUSUDAN ENGINEERING CO.
156.00 | Providing and fixing SS 304 Fly mesh in Aluminium sliding window shutters with aluminum glazing clip complete work including cost of all tools, labour, lead & lifts, etc. (cost of aluminium glazing clip to be paid in main item) as per the instruction of Engineer-in-charge. | 903.00 | Sqm | 0.00 | 800.00 | 722400.00 | 900.00 | 812700.00 | 722400.00 | M/s. JYOTI SARUP MITTAL
157.00 | Providing and fixing hexagonal chicken mesh having opening 20mmx20mm of 26 gauge at junctions of concrete & brick work or between different material etc. as directed by Engineer-in-charge. | 824.00 | Sqm | 0.00 | 120.00 | 98880.00 | 55.00 | 45320.00 | 45320.00 | M/S MADHUSUDAN ENGINEERING CO.
158.00 | Filling of sunk portion of roof with foam concrete of required height including filling complete levelling. | 5.00 | Cum | 0.00 | 6500.00 | 32500.00 | 6400.00 | 32000.00 | 32000.00 | M/S MADHUSUDAN ENGINEERING CO.
159.00 | Providing and fixing Cera or Its equivalent make wash basin under counter with C.I. brackets, 32 mm C.P. brass waste of standard pattern, including painting of fittings and brackets, cutting and making good the walls. complete job as per specification and directed by engineer in charge complete job as per specification and directed by Engineer-in-charge. | 8.00 | Each | 0.00 | 3500.00 | 28000.00 | 4350.00 | 34800.00 | 28000.00 | M/s. JYOTI SARUP MITTAL
160.00 | Providing and fixing SFMC or Its equivalent make unplasticised SWR PVC pipes confirming to IS:13592 Type B including jointing with seal ring confirming to IS:5382 leaving 10 mm gap for thermal expansion.
161.00 | Single socketed pipes 110 mm dia. | 291.00 | Rmt | 0.00 | 480.00 | 139680.00 | 400.00 | 116400.00 | 116400.00 | M/S MADHUSUDAN ENGINEERING CO.
162.00 | Providing and fixing SFMC or Its equivalent make unplasticised UPVC SWR moulded fitting accessories for unplasticised Rigid PVC pipes confirming to IS-13592 type B including jointing with seal ring confirming to IS 5382 leaving 10mm gap for thermal expansion.
163.00 | Coupler (socket)110 mm dia. | 59.00 | Each | 0.00 | 250.00 | 14750.00 | 140.00 | 8260.00 | 8260.00 | M/S MADHUSUDAN ENGINEERING CO.
164.00 | Providing and fixing SFMC or Its equivalent make unplasticised UPVC SWR moulded fitting accessories for unplasticised Rigid PVC pipes confirming to IS-13592 type B including jointing with seal ring confirming to IS 5382 leaving 10mm gap for thermal expansion.
165.00 | UPVC Double Single Y - 110mm dia. | 2.00 | Each | 0.00 | 600.00 | 1200.00 | 440.00 | 880.00 | 880.00 | M/S MADHUSUDAN ENGINEERING CO.
166.00 | Providing and fixing SFMC or Its equivalent make unplasticised UPVC SWR moulded fitting accessories for unplasticised Rigid PVC pipes confirming to IS-13592 type B including jointing with seal ring confirming to IS 5382 leaving 10mm gap for thermal expansion.
167.00 | Single door Y 110 mm dia | 8.00 | Each | 0.00 | 600.00 | 4800.00 | 340.00 | 2720.00 | 2720.00 | M/S MADHUSUDAN ENGINEERING CO.
168.00 | Providing and fixing SFMC or Its equivalent make unplasticised UPVC SWR moulded fitting accessories for unplasticised Rigid PVC pipes confirming to IS-13592 type B including jointing with seal ring confirming to IS 5382 leaving 10mm gap for thermal expansion.
169.00 | Plain Bend 110 mm. | 6.00 | Each | 0.00 | 600.00 | 3600.00 | 180.00 | 1080.00 | 1080.00 | M/S MADHUSUDAN ENGINEERING CO.
170.00 | Providing and fixing SFMC or Its equivalent make unplasticised UPVC SWR moulded fitting accessories for unplasticised Rigid PVC pipes confirming to IS-13592 type B including jointing with seal ring confirming to IS 5382 leaving 10mm gap for thermal expansion.
171.00 | Door Bend 110mm dia. | 16.00 | Each | 0.00 | 600.00 | 9600.00 | 240.00 | 3840.00 | 3840.00 | M/S MADHUSUDAN ENGINEERING CO.
172.00 | P&F rigid SFMC or Its equivalent make UPVC pipe fittings (IS: 4985 mark) of approved quality /make including joining the pipe with solvent cement rubber ring and lubricant.
173.00 | Vent Cowel 110mm dia. | 6.00 | Each | 0.00 | 480.00 | 2880.00 | 85.00 | 510.00 | 510.00 | M/S MADHUSUDAN ENGINEERING CO.
174.00 | Providing and fixing SFMC or It,s equivalent make unplasticised UPVC SWR moulded fitting accessories for unplasticised Rigid PVC pipes confirming to IS-13592 type B including jointing with seal ring confirming to IS 5382 leaving 10mm gap for thermal expansion.
175.00 | Plain floor trap 110mm dia. | 31.00 | Each | 0.00 | 800.00 | 24800.00 | 340.00 | 10540.00 | 10540.00 | M/S MADHUSUDAN ENGINEERING CO.
176.00 | Providing and fixing SFMC or Its equivalent make uPVC SWR moulded fitting accessories for unplasticised Rigid PVC pipes confirming to IS-13592 type B including jointing with seal ring confirming to IS 5382 leaving 10mm gap for thermal expansion. UPVC Multi floor trap 110mm dia.
177.00 | UPVC Multi floor trap 110mm dia. | 4.00 | Each | 0.00 | 800.00 | 3200.00 | 780.00 | 3120.00 | 3120.00 | M/S MADHUSUDAN ENGINEERING CO.
178.00 | Providing and fixing SFMC or Its equivalent make unplasticised -PVC pipe clips of approved design to unplasticised - PVC rain water pipes by means of 50x50x50 mm hard wood plugs, screwed with M.S. screws of required length, including cutting brick work and fixing in cement mortar 1:4 (1 cement : 4 coarse sand) and making good the wall etc. complete.
179.00 | PVC pipe clips 110mm dia. | 194.00 | Each | 0.00 | 100.00 | 19400.00 | 400.00 | 77600.00 | 19400.00 | M/s. JYOTI SARUP MITTAL
180.00 | Providing and laying (consolidated thickness) hard core fill (Stone soiling), under footing, pavings and other locations. | 15.00 | Cum | 0.00 | 2800.00 | 42000.00 | 2890.00 | 43350.00 | 42000.00 | M/s. JYOTI SARUP MITTAL
181.00 | Providing and fixing glass louvers in windows & ventilator in toilets and similar locations with aluminium louvers frame of appropriate size (cost of aluminium frame to be paid in basic item) with 5.0mm thick clear float glass of approved manufacturer including cost of all fittings, labour, tools, lead & lifts etc. complete work as per instructions of Engineer-in-charge. | 5.00 | Sqm | 0.00 | 1000.00 | 5000.00 | 1050.00 | 5250.00 | 5000.00 | M/s. JYOTI SARUP MITTAL
182.00 | Providing and fixing Glass reinforced concrete( GRC) Jaali in approved shade size pattern , design, 15 mm thickness and color by spraying method using specialized equipments( power spray machines to attain the optimum strength) allowing simultaneous deposition of known quantities of cementitious slurry and chopped glass fiber. The screens should be made from “ 53 grade white Portland cement quartz, fine silica sand , alkali resistant glass fiber manufactured by Saint Gobain or equivalent, super plasticizers manufactured by BASF or equivalent , polymers manufactured by BASF or equivalent and UV Resistant synthetic inorganic pigments manufactured by Bayerfox- (Germany) or equivalent. The material casting should take place in synthetic rubber/ FRP Mould manufactured by Reckli or equivalent. The fixing should be dry type ie to be done with SS-304 Grade L shaped clamps, dash fasterners, and pins/ anchors as per the direction of the architect/ engineer in charge. The work to be carried out at all heights depths.” The casted screen moulds must be stored under controlled temperatures ranging in between 5 degree Celsius – 45 degree Celsius. | 50.00 | Sqm | 0.00 | 6000.00 | 300000.00 | 4900.00 | 245000.00 | 245000.00 | M/S MADHUSUDAN ENGINEERING CO.
183.00 | Supplying, Drilling/Cleaning hole and injecting Hilti make ETA approved HIT-RE500-V4 chemical. The chemical should have ETA approval for 100 years service life & seismic rebar as a minimum qualifying criteria. The chemical should also be tested with different rock types to perform. Drilling hole with Drill Bit technology and ensure dust-free clean holes and proper bonding of chemical to the required depth, filling resin and hardener using serrated nozzle to eliminate mixing error with standard HDE A22 battery dispenser along with piston plug. The installation and the setting instructions should be strictly followed as per the manufacturer’s recommendations. The adequate diameter and embedment of rebars to be decided by structural/ geological engineer and GFC drawing to be submitted to the project manager/ design engineer for execution. 27ML Mortar volume per anchor will be required for 12mm rebar (14mm hole) at 300 mm depth and LSP for Injectable mortar HIT-RE 500 V4/500ml cartridge. | 3200.00 | Each | 0.00 | 240.00 | 768000.00 | 330.00 | 1056000.00 | 768000.00 | M/s. JYOTI SARUP MITTAL
184.00 | Providing and fixing of 10mm thick UV resistant, colored multi wall polycarbonate sheet in roofing and cladding at any height of level with necessary screw and aluminum snap beading , EPDM beading on MS steel structure ( which shall be paid separately) all complete. | 35.00 | Sqm | 0.00 | 1600.00 | 56000.00 | 1750.00 | 61250.00 | 56000.00 | M/s. JYOTI SARUP MITTAL
185.00 | Supply and application of polyurethane based bitumen free single pack elastomeric liquid applied water proofing membrane for a thickness of 1200 microns. The surfaces to be applied should be dry, cleaned and free from oil and grease. Loose particles should be removed and damaged spots repaired first. Cracks should be filled up cement MORTAR forming groove as per manufacturer's recommendations, as per the specifications and directions of Engineer-in-charge. | 1500.00 | Sqm | 0.00 | 700.00 | 1050000.00 | 800.00 | 1200000.00 | 1050000.00 | M/s. JYOTI SARUP MITTAL
186.00 | COLOUR COATED METAL SHEET ROOFING: Providing and fixing precoated galvanised iron profile sheets (size, shape and pitch of corrugation as approved by Engineer-in-charge) min. 0.60 mm un-coated bare metal thickness galvanized to grade 275 as per IS: 277, in min. 250 MPa steel grade, 5 microns epoxy primer on both side of the sheet and polyester top coat min. 20 microns DFT on external face & min. 5 microns DFT on internal face. Sheet should have protective guard film of 25 microns minimum to avoid scratches during transportation and should be supplied in single length upto 12 metre or as desired by Engineer-in-charge. The sheet shall be fixed using self drilling/ self tapping screws of size (5.5x 55 mm) with EPDM seal, complete upto any pitch in horizontal/ vertical or curved surfaces, excluding the cost of purlins, rafters and trusses and including cutting to size and shape wherever required, ridges or hips, gutters for draining water etc. all complete as per drawings, specifications and directions of Engineer. Notes: 1. The cost of purlins, rafters and trusses shall be paid in relevant items. 2. Payment shall be done on basis of measurement of actual finished item. | 100.00 | Kg | 0.00 | 140.00 | 14000.00 | 155.00 | 15500.00 | 14000.00 | M/s. JYOTI SARUP MITTAL
187.00 | ROLLING SHUTTERS: Providing and fixing in position including assembling, hot dipped galvanised MS rolling shutter of approved make from MS sheets 18 Gauge, 75 mm wide including all necessary fixtures, fittings, top hood, removable central member for large size rolling shutter with or without wicket door, brackets, guide channels, heavy duty shaft, ceiling strips, locking arrangement and painting with one coat of approved primer and two coats of synthetic enamel paint, fixing in position in masonry/ concrete with necessary hardware, including suitable electric motor (3-phase 415V AC, 50Hz.) and gear arrangement, switches and necessary electrical wiring with provision of gear operation manually, cutting/ chipping and making good the masonry/ concrete, etc., all complete as per drawings, doors schedule, specifications and as directed by Engineer-in-charge.
188.00 | Mechanically operated with shaft | 10.00 | Sqm | 0.00 | 3800.00 | 38000.00 | 8500.00 | 85000.00 | 38000.00 | M/s. JYOTI SARUP MITTAL
189.00 | Extra over above Item No. 126.1 for Electrical motor operated. | 10.00 | Sqm | 0.00 | 2000.00 | 20000.00 | 4500.00 | 45000.00 | 20000.00 | M/s. JYOTI SARUP MITTAL
190.00 | Demolishing cement concrete manually/ by mechanical means including disposal of material within 50 metres lead as per direction of Engineer - in- charge. | 50.00 | Cum | 0.00 | 1500.00 | 75000.00 | 900.00 | 45000.00 | 45000.00 | M/S MADHUSUDAN ENGINEERING CO.
191.00 | Demolishing R.C.C. work manually/ by mechanical means including stacking of steel bars and disposal of unserviceable material within 50 metres lead as per direction of Engineer - in - charge. | 100.00 | Cum | 0.00 | 1600.00 | 160000.00 | 800.00 | 80000.00 | 80000.00 | M/S MADHUSUDAN ENGINEERING CO.
192.00 | GI Chainlink fencing : Providing and fixing G.I. chain link fabric fencing of required width in mesh size 50x50 mm made with 4mm dia GI Wire including strengthening with 2 mm dia wire or nuts, bolts and washers as required complete as per the direction of Engineer-in-charge. | 1500.00 | Sqm | 0.00 | 480.00 | 720000.00 | 700.00 | 1050000.00 | 720000.00 | M/s. JYOTI SARUP MITTAL
193.00 | GI Wire : Supplying, fixing and tying in rows of 4mm dia GI wire in position running through the hooks provided in the G.I. chain link fence in proper line & level & two coats of aluminium paint as per drawing, specifications & direction of engineer. Note : Length of chain link fence shall only be measured. | 500.00 | Kg | 0.00 | 140.00 | 70000.00 | 140.00 | 70000.00 | 70000.00 | M/S MADHUSUDAN ENGINEERING CO., M/s. JYOTI SARUP MITTAL
194.00 | GI Barbed wire: Fencing with angle iron post placed at required distance, embedded in cement concrete blocks, every 15th post, last but one end post and corner post shall be strutted on both sides and end post one side only and provided with horizontal lines and two diagonals interwoven with horizontal wires, of barbed wire 9.38 kg per 100 m (minimum) between the two posts filled and fixed with G.I. staples, turn buckles etc. complete.(cost of posts, struts, earth work and concrete to be paid for separately). Payment to be made per meter cost of total length of barbed wire used. : With G.I. barded wire. | 1500.00 | Kg | 0.00 | 120.00 | 180000.00 | 145.00 | 217500.00 | 180000.00 | M/s. JYOTI SARUP MITTAL
195.00 | Hume Pipe : Providing and laying non-pressure NP2 class (light duty) R.C.C. pipes with collars jointed with stiff mixture of cement mortar in the proportion of 1:2 (1 cement : 2 fine sand) including testing of joints etc. complete as per drawing, specifications & direction of engineer-in-charge.
196.00 | 150mm Dia | 25.00 | Rmt | 0.00 | 550.00 | 13750.00 | 450.00 | 11250.00 | 11250.00 | M/S MADHUSUDAN ENGINEERING CO.
197.00 | 250mm Dia | 25.00 | Rmt | 0.00 | 1050.00 | 26250.00 | 700.00 | 17500.00 | 17500.00 | M/S MADHUSUDAN ENGINEERING CO.
198.00 | 300mm Dia | 25.00 | Rmt | 0.00 | 1400.00 | 35000.00 | 750.00 | 18750.00 | 18750.00 | M/S MADHUSUDAN ENGINEERING CO.
199.00 | 450mm Dia | 25.00 | Rmt | 0.00 | 1800.00 | 45000.00 | 1200.00 | 30000.00 | 30000.00 | M/S MADHUSUDAN ENGINEERING CO.
200.00 | 600mm Dia | 20.00 | Rmt | 0.00 | 3200.00 | 64000.00 | 2500.00 | 50000.00 | 50000.00 | M/S MADHUSUDAN ENGINEERING CO.
201.00 | 1000mm Dia (material) | 20.00 | Rmt | 0.00 | 19000.00 | 380000.00 | 3500.00 | 70000.00 | 70000.00 | M/S MADHUSUDAN ENGINEERING CO.
202.00 | Concertina Coil : Providing and fixing concertina coil fencing with required dia 610mm (having 15 nos. round per 6 Metre length) up to 3m height of wall with existing angle iron ‘Y’ shaped placed 2.4m or 3.00 m apart and with 9 horizontal R.B.T. stud tied with G.I. staples and G.I. clips to retain horizontal including necessary belts or G.I. barbed wire tied to angle iron all complete as per direction of Engineer-in-charge with reinforced barbed tape (R.B.T.) / Spring core (2.5mm thick) wire of high tensile strength of 165 kg/sq. mm with tape (0.52mm thick) and weight 43.47 gm/Metre (cost of M.S. angle, C.C. blocks shall be paid separately). | 500.00 | Kg | 0.00 | 120.00 | 60000.00 | 150.00 | 75000.00 | 60000.00 | M/s. JYOTI SARUP MITTAL
203.00 | POINTING ON MASONRY: Pointing on stone work with cement mortar 1:3 (1 cement :3 fine sand): Raised and cut pointing including finishing, curing, scaffoldings etc. complete at all height as per direction of Engineer-in-charge. | 1000.00 | Sqm | 0.00 | 300.00 | 300000.00 | 200.00 | 200000.00 | 200000.00 | M/S MADHUSUDAN ENGINEERING CO.
204.00 | Dismantling barbed wire or flexible wire rope or GI chain link fencing in fencing including making rolls and stacking within 50 metres lead. | 1000.00 | Kg | 0.00 | 10.00 | 10000.00 | 50.00 | 50000.00 | 10000.00 | M/s. JYOTI SARUP MITTAL
205.00 | Preparation and consolidation of sub grade with power road roller of 8 to 12 tonne capacity, dressing to camber and consolidating with road roller including making good the undulations etc. and re-rolling the sub grade and disposal of surplus earth with a lead upto 50 metres. | 5000.00 | Sqm | 0.00 | 240.00 | 1200000.00 | 15.00 | 75000.00 | 75000.00 | M/S MADHUSUDAN ENGINEERING CO.
206.00 | Providing, laying and spreading of water bound macadam to specified consolidated thickness with 40 mm and downgraded stone metal aggregate including 20 mm and below screening, sorting and spreading to template / profile, initially dry rolling, watering and consolidation with 10 T power roller to specified camber and levels. Spreading of binding material such as murrum, gravel etc. to fill up interstices of coarse aggregate, watering and rolling including all complete a per drawings and specifications. Note : The item rate is inclusive of transportation of water by tankers within a lead of 6000 m and including all material necessary equipment labour etc. all complete. | 1000.00 | Cum | 0.00 | 2500.00 | 2500000.00 | 3500.00 | 3500000.00 | 2500000.00 | M/s. JYOTI SARUP MITTAL
207.00 | Preparing New surfaces (WBM Surfaces) by brushing with wire brushes for removing cake mud, silt etc., sweeping with brooms and finally fanning surface with gunning bags to remove all loose dirt etc. as per specifications and direction of EIC. | 5000.00 | Sqm | 0.00 | 50.00 | 250000.00 | 20.00 | 100000.00 | 100000.00 | M/S MADHUSUDAN ENGINEERING CO.
208.00 | Providing and applying evenly a priming/tack coat with bituminous primer @ 8.5 Kg/10Sqm on old/newly prepared surfaces.Note; Rate of application of tack coat shall be established by the contracting agency with the approval of ENC through application of premeasured quantity of hot bitumen on known area of sample surface. | 5000.00 | Sqm | 0.00 | 120.00 | 600000.00 | 40.00 | 200000.00 | 200000.00 | M/S MADHUSUDAN ENGINEERING CO.
209.00 | Providing and laying single course premix carpet surface in thickness as specified by the Engineer with 0.36 CuM of stone chipping (in proportion of 20 mm size 0.18 Cum, 10 mm size 0.12 CuM and 6 mm size- 0.06 CuM) mixed with bitumen @ 5% by total weight of the aggregate including heating and premixing of aggregate in hot mix plant and compactor with 8 to 12 tonne roller to true grade line, camber and maintaining the sharp straight edge using suitable & effective means all etc. complete as per drawing specifications and direction of Engineer. Note: Pre-qualification of all the contractor’s equipment by NPCIL for their working condition, capacity, adequacy for work etc. shall be mandatory before deployment at works. | 450.00 | MT | 0.00 | 7000.00 | 3150000.00 | 7200.00 | 3240000.00 | 3150000.00 | M/s. JYOTI SARUP MITTAL
210.00 | Providing and laying of premixed seal coat in 25mm compacted thickness with mix proportion of fine aggregate (passing 6.30 mm sieve and retained on 2.36 mm sieve) mixed with bitumen of grade 80/100 @ 6.0% by weight of fine aggregate evenly mixing in hot mix plant and rolling with road roller to a uniform thickness surface including cleaning the surface by sweeping with brooms and finally fanning the cleaned surface with gunny bags to remove all loose dirt and foreign materials etc. complete as per specifications and direction of Engineer. Note: 1. No recovery shall be done for use of manufactured fine aggregates from dept. stock piles. 2. The aggregates are shall be clean, hard, durable, un-coated dry particles and shall be free from dust, organic matter or any other deleterious substance. 3. The aggregates shall not contain soft or flaky/elongated aggregates. | 225.00 | MT | 0.00 | 9000.00 | 2025000.00 | 5000.00 | 1125000.00 | 1125000.00 | M/S MADHUSUDAN ENGINEERING CO.
211.00 | Particle Board :Providing and fixing of 12mm thick both sides decorative pre-laminated particle board flat pressed three layer or graded wood particle board conforming to IS: 12823 Grade I Type II, in paneling fixed in aluminium doors, windows shutters and partition frames with C.P. brass / stainless steel screws etc. complete as per architectural drawings and directions of engineer-in-charge :Pre-laminated particle board with decorative lamination on one side and balancing lamination on other side. | 100.00 | Sqm | 0.00 | 2000.00 | 200000.00 | 700.00 | 70000.00 | 70000.00 | M/S MADHUSUDAN ENGINEERING CO.
212.00 | EMBANKMENT: Construction of embankment for top 1000 mm of backfilling under roads, with 90 mm & down, well-graded approved material by using soil mixed with rock from excavated area/ stock pile material within a lead of 3000 m including excavating, loading, transporting, depositing in loose layers of 200 mm thickness, after removing/ breaking clods, etc., watering and compacting each layer of earth work in embankment under optimum moisture conditions to give at least 0.95 of the maximum dry density (proctor density), all complete as per drawings, specifications, and as directed by Engineer-in-charge. | 2500.00 | Cum | 0.00 | 2600.00 | 6500000.00 | 600.00 | 1500000.00 | 1500000.00 | M/S MADHUSUDAN ENGINEERING CO.
213.00 | Providing and fixing G.I. pipes complete with G.I. fittings including trenching and refilling etc.
214.00 | 25 mm dia nominal bore | 25.00 | Rmt | 0.00 | 300.00 | 7500.00 | 300.00 | 7500.00 | 7500.00 | M/S MADHUSUDAN ENGINEERING CO., M/s. JYOTI SARUP MITTAL
215.00 | 32 mm dia nominal bore | 45.00 | Rmt | 0.00 | 380.00 | 17100.00 | 420.00 | 18900.00 | 17100.00 | M/s. JYOTI SARUP MITTAL
216.00 | 50 mm dia nominal bore | 310.00 | Rmt | 0.00 | 600.00 | 186000.00 | 500.00 | 155000.00 | 155000.00 | M/S MADHUSUDAN ENGINEERING CO.
217.00 | Providing and fixing gun metal gate non-return valve of approved quality (screwed end).
218.00 | 25 mm nominal bore | 12.00 | Each | 0.00 | 700.00 | 8400.00 | 550.00 | 6600.00 | 6600.00 | M/S MADHUSUDAN ENGINEERING CO.
219.00 | 32 mm nominal bore | 2.00 | Each | 0.00 | 750.00 | 1500.00 | 650.00 | 1300.00 | 1300.00 | M/S MADHUSUDAN ENGINEERING CO.
220.00 | 50 mm nominal bore | 4.00 | Each | 0.00 | 1600.00 | 6400.00 | 1100.00 | 4400.00 | 4400.00 | M/S MADHUSUDAN ENGINEERING CO.
221.00 | Painting G.I. pipes and fittings with two coats of anti-corrosive bitumastic paint of approved quality.
222.00 | 25 mm diameter pipe | 78.00 | Rmt | 0.00 | 30.00 | 2340.00 | 10.00 | 780.00 | 780.00 | M/S MADHUSUDAN ENGINEERING CO.
223.00 | 32 mm diameter pipe | 45.00 | Rmt | 0.00 | 40.00 | 1800.00 | 11.00 | 495.00 | 495.00 | M/S MADHUSUDAN ENGINEERING CO.
224.00 | 50 mm diameter pipe | 33.00 | Rmt | 0.00 | 60.00 | 1980.00 | 12.00 | 396.00 | 396.00 | M/S MADHUSUDAN ENGINEERING CO.
225.00 | Painting with black anti-corrosive bitumastic paint of approved brand and manufacture to give an even shade in two or more coats on new works. | 50.00 | Sqm | 0.00 | 50.00 | 2500.00 | 170.00 | 8500.00 | 2500.00 | M/s. JYOTI SARUP MITTAL
226.00 | Providing and fixing C.I. double acting air valve of approved quality with bolts, nuts, rubber insertions etc. complete (The tail pieces, tapers etc if required will be paid separately):
227.00 | 50 mm dia. | 2.00 | Each | 0.00 | 1800.00 | 3600.00 | 3500.00 | 7000.00 | 3600.00 | M/s. JYOTI SARUP MITTAL
228.00 | Constructing masonry Chamber 90x90x100 cm inside, in brick work in cement mortar 1:4 (1 cement : 4 coarse sand) for sluice valve, with C.I. surface box 100 mm top diameter, 160 mm bottom diameter and 180 mm deep (inside) with chained lid and RCC top slab 1:2:4 mix (1 cement : 2 coarse sand : 4 graded stone aggregate 20 mm nominal size ), i/c necessary excavation, foundation concrete 1:5:10 (1 cement : 5 fine sand : 10 graded stone aggregate 40 mm nominal size ) and inside plastering with cement mortar 1:3 (1 cement : 3 coarse sand) 12 mm thick, finished with a floating coat of neat cement complete as per standard design : | 23.00 | Each | 0.00 | 9000.00 | 207000.00 | 6000.00 | 138000.00 | 138000.00 | M/S MADHUSUDAN ENGINEERING CO.
229.00 | Providing and filling sand of grading zone V or coarser grade, all round the G.I. pipes in external work.
230.00 | 25mm diameter pipe | 25.00 | Rmt | 0.00 | 20.00 | 500.00 | 190.00 | 4750.00 | 500.00 | M/s. JYOTI SARUP MITTAL
231.00 | 32mm diameter pipe | 45.00 | Rmt | 0.00 | 25.00 | 1125.00 | 600.00 | 27000.00 | 1125.00 | M/s. JYOTI SARUP MITTAL
232.00 | 50mm diameter pipe | 310.00 | Rmt | 0.00 | 50.00 | 15500.00 | 800.00 | 248000.00 | 15500.00 | M/s. JYOTI SARUP MITTAL
233.00 | Providing and placing in position 100 mm thick machine batched & machine mixed Precast RCC Rectangular Covers on drains of footpath of various sizes, of M-25 grade cement concrete for RCC work, including cost of centering, shuttering, reinforcement of 8 mm dia TMT bars of Fe 500 grade @ maximum 100mm c/c on both ways , neat cement punning on finished surface, properly encased on all edges with 1.6 mm thick , 100 mm wide MS sheet duly painted over priming coat , reinforcement to be welded at edges with MS sheet and providing 2 Nos. 12 mm dia bar for hooks etc. i/c cost of cartage, all leads & lift, handling at site etc. all complete as per direction of Engineer-in-Charge. | 500.00 | Sqm | 0.00 | 2000.00 | 1000000.00 | 1500.00 | 750000.00 | 750000.00 | M/S MADHUSUDAN ENGINEERING CO.
234.00 | Providing and fixing precast cement concrete string or lacing courses, copings, bed plates. Anchor blocks, plain window sills, shelves, louvers, steps, stair cases.etc. including hosting and setting in position with cement mortar 1:3 (1 cement : 3 coarse sand), cost required centering complete.
235.00 | 1:1.5:3 (1 cement : 1.5 coarse sand (zone III) derived from natural sources : 3 graded stone aggregate 20mm nominal size derived from natural sources). | 5.00 | Cum | 0.00 | 12000.00 | 60000.00 | 6000.00 | 30000.00 | 30000.00 | M/S MADHUSUDAN ENGINEERING CO.
236.00 | Providing, hoisting and fixing above plinth level up to floor five level precast reinforced cement concrete work in string courses, bands, copings, bed plates, anchor blocks, plain window sills and the like, including the cost of required centering, shuttering but , excluding cost of reinforcement with 1:1.5:3 (1 cement : 1.5 coarse sand (zone-III) derived from natural sources : 3 graded stone aggregate 20 mm nominal size derived from natural sources). | 7.00 | Cum | 0.00 | 12000.00 | 84000.00 | 450.00 | 3150.00 | 3150.00 | M/S MADHUSUDAN ENGINEERING CO.
237.00 | Providing and laying 60mm thick factory made cement concrete interlocking paver block of M -30 grade made by block making machine with strong vibratory compaction, of approved size, design & shape, laid in required colour and pattern over and including 50mm thick compacted bed of coarse sand, filling the joints with line sand etc. all complete as per the direction of Engineer-in-charge. | 2550.00 | Sqm | 0.00 | 900.00 | 2295000.00 | 1200.00 | 3060000.00 | 2295000.00 | M/s. JYOTI SARUP MITTAL
238.00 | Providing and laying at or near ground level factory made kerb stone of M-25 grade cement concrete in position to the required line, level and curvature, jointed with cement mortar 1:3 (1 cement: 3 coarse sand), including making joints with or without grooves (thickness of joints except at sharp curve shall not to more than 5mm), including making drainage opening wherever required complete etc. as per direction of Engineer-in-charge (length of finished kerb edging shall be measured for payment). (Precast C.C. kerb stone shall be approved by Engineer-in-charge). | 20.00 | Cum | 0.00 | 10000.00 | 200000.00 | 7000.00 | 140000.00 | 140000.00 | M/S MADHUSUDAN ENGINEERING CO.
239.00 | Making soak pit 2.5 m diameter 3.0 metre deep with 45 x 45 cm dry brick honey comb shaft with bricks and S.W. drain pipe 100 mm diameter, 1.8 m long complete as per standard design. | 3.00 | Each | 0.00 | 35000.00 | 105000.00 | 18000.00 | 54000.00 | 54000.00 | M/S MADHUSUDAN ENGINEERING CO.
240.00 | Structural Steel Work :Structural steel work riveted, bolted or welded in built up sections, trusses and frame work M.S. door & fix ventilators, anchors, grills, plate/sleeve embeded parts, railing, gates, edge angles etc. made out M.S. angle, channels, flats, rods, bars, weld mesh, M.S. pipe etc. including supplying, cutting, hoisting, fixing in position and applying two coat of approved quality synthetic enamel paint over a priming coat of approved steel primer all complete as per standard design, including the cost of all material and labour complete- as per drawings , specifications & direction of engineer in charge. | 50000.00 | Kg | 0.00 | 120.00 | 6000000.00 | 110.00 | 5500000.00 | 5500000.00 | M/S MADHUSUDAN ENGINEERING CO.
241.00 | POINT WIRING Wiring for light point/ fan point/ exhaust fan point/ call bell point with 1.5 sq.mm FRLS PVC insulated copper conductor single core cable in surface / recessed steel conduit, with modular switch, modular plate, suitable GI box and earthing the point with 1.5 sq.mm FRLS PVC insulated copper conductor single core cable etc.as required.
242.00 | GROUP-A | 20.00 | Point | 0.00 | 1216.00 | 24320.00 | 900.00 | 18000.00 | 18000.00 | M/S MADHUSUDAN ENGINEERING CO.
243.00 | GROUP-B | 20.00 | Point | 0.00 | 1497.00 | 29940.00 | 1250.00 | 25000.00 | 25000.00 | M/S MADHUSUDAN ENGINEERING CO.
244.00 | GROUP-C | 20.00 | Point | 0.00 | 1875.00 | 37500.00 | 1500.00 | 30000.00 | 30000.00 | M/S MADHUSUDAN ENGINEERING CO.
245.00 | Wiring for group controlled (looped) light point/fan point/exhaust fan point/ call bell point (without independent switch etc.) with 1.5 sq. mm FRLS PVC insulated copper conductor single core cable in surface/ recessed steel conduit, and earthing the point with 1.5 sq. mm FRLS PVC insulated copper conductor single core cable etc. as required.
246.00 | GROUP-A | 8.00 | Point | 0.00 | 832.00 | 6656.00 | 700.00 | 5600.00 | 5600.00 | M/S MADHUSUDAN ENGINEERING CO.
247.00 | GROUP-B | 8.00 | Point | 0.00 | 960.00 | 7680.00 | 800.00 | 6400.00 | 6400.00 | M/S MADHUSUDAN ENGINEERING CO.
248.00 | GROUP-C | 8.00 | Point | 0.00 | 1126.00 | 9008.00 | 900.00 | 7200.00 | 7200.00 | M/S MADHUSUDAN ENGINEERING CO.
249.00 | Wiring for circuit/ submain wiring alongwith earth wire with the following sizes of FRLS PVC insulated copper conductor, single core cable in surface/ recessed steel conduit as required.
250.00 | 2 X 1.5 sq. mm + 1 X 1.5 sq. mm earth wire | 500.00 | Meter | 0.00 | 317.00 | 158500.00 | 265.00 | 132500.00 | 132500.00 | M/S MADHUSUDAN ENGINEERING CO.
251.00 | 2 X 4 sq. mm + 1 X 4 sq. mm earth wire | 20.00 | Meter | 0.00 | 416.00 | 8320.00 | 380.00 | 7600.00 | 7600.00 | M/S MADHUSUDAN ENGINEERING CO.
252.00 | 2 X 6 sq. mm + 1 X 6 sq. mm earth wire | 20.00 | Meter | 0.00 | 572.00 | 11440.00 | 480.00 | 9600.00 | 9600.00 | M/S MADHUSUDAN ENGINEERING CO.
253.00 | 4 X 6 sq. mm + 2 X 6 sq. mm earth wire | 20.00 | Meter | 0.00 | 898.00 | 17960.00 | 680.00 | 13600.00 | 13600.00 | M/S MADHUSUDAN ENGINEERING CO.
254.00 | 4 X 10 sq. mm + 2 X 6 sq. mm earth wire | 20.00 | Meter | 0.00 | 1132.00 | 22640.00 | 880.00 | 17600.00 | 17600.00 | M/S MADHUSUDAN ENGINEERING CO.
255.00 | Wiring for light point/ fan point/ exhaust fan point/ call bell point with 1.5 sq.mm FRLS PVC insulated copper conductor single core cable in surface / recessed medium class PVC conduit, with modular switch, modular plate, suitable GI box and earthing the point with 1.5 sq.mm FRLS PVC insulated copper conductor single core cable etc. as required.
256.00 | GROUP-A | 160.00 | Point | 0.00 | 896.00 | 143360.00 | 860.00 | 137600.00 | 137600.00 | M/S MADHUSUDAN ENGINEERING CO.
257.00 | GROUP-B | 160.00 | Point | 0.00 | 1088.00 | 174080.00 | 1050.00 | 168000.00 | 168000.00 | M/S MADHUSUDAN ENGINEERING CO.
258.00 | GROUP-C | 31.00 | Point | 0.00 | 1254.00 | 38874.00 | 1280.00 | 39680.00 | 38874.00 | M/s. JYOTI SARUP MITTAL
259.00 | Wiring for group controlled (looped) light point/fan point/exhaust fan point/ call bell point ( without independent switch etc.) with 1.5 sq. mm FRLS PVC insulated copper conductor single core cable in surface/ recessed PVC conduit, and earthing the point with 1.5 sq. mm FRLS PVC insulated copper conductor single core cable etc.as required.
260.00 | GROUP-A | 20.00 | Point | 0.00 | 704.00 | 14080.00 | 640.00 | 12800.00 | 12800.00 | M/S MADHUSUDAN ENGINEERING CO.
261.00 | GROUP-B | 20.00 | Point | 0.00 | 832.00 | 16640.00 | 740.00 | 14800.00 | 14800.00 | M/S MADHUSUDAN ENGINEERING CO.
262.00 | GROUP-C | 20.00 | Point | 0.00 | 928.00 | 18560.00 | 840.00 | 16800.00 | 16800.00 | M/S MADHUSUDAN ENGINEERING CO.
263.00 | Wiring for twin control light point with 1.5 sq.mm FRLS PVC insulated copper conductor single core cable in surface / medium class PVC conduit, 2way modular switch, modular plate, suitable GI box and earthing the point with 1.5 sq.mm FRLS PVC insulated copper conductor single core cable etc.as required. | 6.00 | Point | 0.00 | 1600.00 | 9600.00 | 1350.00 | 8100.00 | 8100.00 | M/S MADHUSUDAN ENGINEERING CO.
264.00 | Wiring for light/ Power Plug with 2x4 sq.mm FRLS PVC insulated copper conductor single core cable in surface / medium class PVC conduit, alongwith with 1x4 sq.mm FRLS PVC insulated copper conductor single core cable for loop earthing as required. | 5640.00 | Metre | 0.00 | 296.00 | 1669440.00 | 195.00 | 1099800.00 | 1099800.00 | M/S MADHUSUDAN ENGINEERING CO.
265.00 | Wiring for circuit/ submain wiring alongwith earth wire with the following sizes of FRLS PVC insulated copper conductor, single core cable in surface/ recessed medium class PVC conduit as required.
266.00 | 2 X 1.5 sq. mm + 1 X 1.5 sq. mm earth wire | 2620.00 | Meter | 0.00 | 153.00 | 400860.00 | 200.00 | 524000.00 | 400860.00 | M/s. JYOTI SARUP MITTAL
267.00 | 2 X 4 sq. mm + 1 X 4 sq. mm earth wire | 180.00 | Meter | 0.00 | 300.00 | 54000.00 | 330.00 | 59400.00 | 54000.00 | M/s. JYOTI SARUP MITTAL
268.00 | 2 X 6 sq. mm + 1 X 6 sq. mm earth wire | 600.00 | Meter | 0.00 | 422.00 | 253200.00 | 400.00 | 240000.00 | 240000.00 | M/S MADHUSUDAN ENGINEERING CO.
269.00 | 4 X 4 sq. mm + 2 X 4 sq. mm earth wire | 300.00 | Meter | 0.00 | 547.00 | 164100.00 | 510.00 | 153000.00 | 153000.00 | M/S MADHUSUDAN ENGINEERING CO.
270.00 | 4 X 6 sq. mm + 2 X 6 sq. mm earth wire | 130.00 | Meter | 0.00 | 793.00 | 103090.00 | 680.00 | 88400.00 | 88400.00 | M/S MADHUSUDAN ENGINEERING CO.
271.00 | 4 X 10 sq. mm + 2 X 6 sq. mm earth wire | 380.00 | Meter | 0.00 | 1196.00 | 454480.00 | 680.00 | 258400.00 | 258400.00 | M/S MADHUSUDAN ENGINEERING CO.
272.00 | STEEL CONDUIT Supplying and fixing of following sizes of steel conduit along with accessories in surface/recess including painting in case of surface conduit, or cutting the wall and making good the same in case of recessed conduit as required. .
273.00 | 20 mm | 300.00 | Meter | 0.00 | 153.00 | 45900.00 | 190.00 | 57000.00 | 45900.00 | M/s. JYOTI SARUP MITTAL
274.00 | 25 mm | 300.00 | Meter | 0.00 | 185.00 | 55500.00 | 210.00 | 63000.00 | 55500.00 | M/s. JYOTI SARUP MITTAL
275.00 | 32 mm | 120.00 | Meter | 0.00 | 281.00 | 33720.00 | 270.00 | 32400.00 | 32400.00 | M/S MADHUSUDAN ENGINEERING CO.
276.00 | 40 mm | 60.00 | Meter | 0.00 | 384.00 | 23040.00 | 370.00 | 22200.00 | 22200.00 | M/S MADHUSUDAN ENGINEERING CO.
277.00 | PVC CONDUIT Supplying and fixing of following sizes of medium class PVC conduit along with accessories in surface/recess including cutting the wall and making good the same in case of recessed conduit as required.
278.00 | 20 mm | 1280.00 | Meter | 0.00 | 76.00 | 97280.00 | 108.00 | 138240.00 | 97280.00 | M/s. JYOTI SARUP MITTAL
279.00 | 25 mm | 2000.00 | Meter | 0.00 | 89.00 | 178000.00 | 127.00 | 254000.00 | 178000.00 | M/s. JYOTI SARUP MITTAL
280.00 | 32 mm | 200.00 | Meter | 0.00 | 115.00 | 23000.00 | 150.00 | 30000.00 | 23000.00 | M/s. JYOTI SARUP MITTAL
281.00 | 40 mm | 60.00 | Meter | 0.00 | 160.00 | 9600.00 | 195.00 | 11700.00 | 9600.00 | M/s. JYOTI SARUP MITTAL
282.00 | Supplying and fixing following modular switch/ socket on the existing modular plate & switch box including connections but excluding modular plate etc. as required.
283.00 | 5/6 A switch | 10.00 | Each | 0.00 | 64.00 | 640.00 | 98.00 | 980.00 | 640.00 | M/s. JYOTI SARUP MITTAL
284.00 | 2way 5/6 A switch | 10.00 | Each | 0.00 | 76.00 | 760.00 | 138.00 | 1380.00 | 760.00 | M/s. JYOTI SARUP MITTAL
285.00 | 15/16 A switch | 10.00 | Each | 0.00 | 102.00 | 1020.00 | 138.00 | 1380.00 | 1020.00 | M/s. JYOTI SARUP MITTAL
286.00 | 3 pin 5/6 A socket outlet | 10.00 | Each | 0.00 | 102.00 | 1020.00 | 108.00 | 1080.00 | 1020.00 | M/s. JYOTI SARUP MITTAL
287.00 | 6 pin 15/16 A socket outlet | 10.00 | Each | 0.00 | 153.00 | 1530.00 | 240.00 | 2400.00 | 1530.00 | M/s. JYOTI SARUP MITTAL
288.00 | Bell push | 7.00 | Each | 0.00 | 89.00 | 623.00 | 250.00 | 1750.00 | 623.00 | M/s. JYOTI SARUP MITTAL
289.00 | Providing and fixing circular / Hexagonal G.I. Box for ceiling fan clamp of internal dia 140 mm , 73 mm height top lid of 1.5 mm thick G.I. Sheet with its top surface hacked for proper bonding, top lid shall be screwed into the cast G.I. box by means of 3.3 mm dia round headed screws, one lock at the corners. clamp shall be made of 12 mm dia M.S bar bent to shape as per standard drawing. (As Per Civil DSR-2014 item No-10.18) | 42.00 | Each | 0.00 | 256.00 | 10752.00 | 130.00 | 5460.00 | 5460.00 | M/S MADHUSUDAN ENGINEERING CO.
290.00 | Supplying and fixing two module stepped type electronic fan regulator on the existing modular plate switch box including connections but excluding modular plate etc. as required. | 42.00 | Each | 0.00 | 480.00 | 20160.00 | 330.00 | 13860.00 | 13860.00 | M/S MADHUSUDAN ENGINEERING CO.
291.00 | Installation, testing and commissioning of ceiling fan, including wiring the down rods of standard length (upto 30 cm) with 1.5 sq. mm FRLS PVC insulated, copper conductor, single core cable, including providing and fixing phenolic laminated sheet cover on the fan box etc. as required / Chandelier light fixture. | 42.00 | Each | 0.00 | 128.00 | 5376.00 | 380.00 | 15960.00 | 5376.00 | M/s. JYOTI SARUP MITTAL
292.00 | Numbering of ceiling Fan / exhaust Fan / Fluorescent fittings as required. | 453.00 | Each | 0.00 | 128.00 | 57984.00 | 62.00 | 28086.00 | 28086.00 | M/S MADHUSUDAN ENGINEERING CO.
293.00 | Installation of exhaust fan in the existing opening, including making good the damage, connection, testing, commissioning etc. as required. Upto 450mm sweep. | 8.00 | Each | 0.00 | 192.00 | 1536.00 | 54.00 | 432.00 | 432.00 | M/S MADHUSUDAN ENGINEERING CO.
294.00 | Installation of exhaust fan in the existing opening , incliuding making good the damage, connection, testing, commissioning etc as required. | 8.00 | Each | 0.00 | 192.00 | 1536.00 | 285.00 | 2280.00 | 1536.00 | M/s. JYOTI SARUP MITTAL
295.00 | Supplying and fixing modular blanking plate on the existing modular plate & Switch Box excluding modular plate as required. | 20.00 | Each | 0.00 | 19.00 | 380.00 | 30.00 | 600.00 | 380.00 | M/s. JYOTI SARUP MITTAL
296.00 | Supplying and fixing following size/ modules, GI box along with modular base & cover plate for modular switches in recess etc as required.
297.00 | 1 or 2 Module (75mm x 75mm) | 10.00 | Each | 0.00 | 166.00 | 1660.00 | 300.00 | 3000.00 | 1660.00 | M/s. JYOTI SARUP MITTAL
298.00 | 3 Module (100mmX75mm) | 10.00 | Each | 0.00 | 192.00 | 1920.00 | 320.00 | 3200.00 | 1920.00 | M/s. JYOTI SARUP MITTAL
299.00 | 4 Module (125mmX75mm) | 16.00 | Each | 0.00 | 256.00 | 4096.00 | 340.00 | 5440.00 | 4096.00 | M/s. JYOTI SARUP MITTAL
300.00 | 6 Module (200mmX75mm) | 10.00 | Each | 0.00 | 320.00 | 3200.00 | 360.00 | 3600.00 | 3200.00 | M/s. JYOTI SARUP MITTAL
301.00 | 8 Module (125mmX125mm) | 10.00 | Each | 0.00 | 371.00 | 3710.00 | 380.00 | 3800.00 | 3710.00 | M/s. JYOTI SARUP MITTAL
302.00 | 12 Module (200mmX150mm) | 10.00 | Each | 0.00 | 460.00 | 4600.00 | 410.00 | 4100.00 | 4100.00 | M/S MADHUSUDAN ENGINEERING CO.
303.00 | Supplying and fixing following modular base & cover plate on existing modular metal boxes etc as required.
304.00 | 1 or 2 Module | 10.00 | Each | 0.00 | 76.00 | 760.00 | 445.00 | 4450.00 | 760.00 | M/s. JYOTI SARUP MITTAL
305.00 | 3 Module | 10.00 | Each | 0.00 | 89.00 | 890.00 | 115.00 | 1150.00 | 890.00 | M/s. JYOTI SARUP MITTAL
306.00 | 4 Module | 13.00 | Each | 0.00 | 102.00 | 1326.00 | 145.00 | 1885.00 | 1326.00 | M/s. JYOTI SARUP MITTAL
307.00 | 6 Module | 10.00 | Each | 0.00 | 128.00 | 1280.00 | 165.00 | 1650.00 | 1280.00 | M/s. JYOTI SARUP MITTAL
308.00 | 8 Module | 10.00 | Each | 0.00 | 166.00 | 1660.00 | 180.00 | 1800.00 | 1660.00 | M/s. JYOTI SARUP MITTAL
309.00 | 12 Module | 7.00 | Each | 0.00 | 230.00 | 1610.00 | 120.00 | 840.00 | 840.00 | M/S MADHUSUDAN ENGINEERING CO.
310.00 | Supplying and fixing suitable size GI box with modular plate and cover in front on surface or in recess, including providing and fixing 3 pin 5/6 amps modular socket outlet and 5/6 amps modular switch, connection, painting etc. as required. | 43.00 | Each | 0.00 | 512.00 | 22016.00 | 450.00 | 19350.00 | 19350.00 | M/S MADHUSUDAN ENGINEERING CO.
311.00 | Supplying and fixing suitable size GI box with modular plate and cover in front on surface or in recess, including providing and fixing 6 pin 15/16 & 5/6 amps modular socket outlet and 15/16 amps modular switch, connection, painting etc. as required. | 89.00 | Each | 0.00 | 614.00 | 54646.00 | 550.00 | 48950.00 | 48950.00 | M/S MADHUSUDAN ENGINEERING CO.
312.00 | Supplying and fixing 3Pin 5A ceiling rose on the existing junction Box / wooden block including connections etc. as required. | 10.00 | Each | 0.00 | 51.00 | 510.00 | 120.00 | 1200.00 | 510.00 | M/s. JYOTI SARUP MITTAL
313.00 | Supplying and fixing brass batten / angle holder including connection etc. as required. | 20.00 | Each | 0.00 | 64.00 | 1280.00 | 160.00 | 3200.00 | 1280.00 | M/s. JYOTI SARUP MITTAL
314.00 | Installation, testing and commissioning of wall bracket / ceiling fittings of all sizes and shapes containing upto two GLS/CFL/LED lamps per fitting complete with all accessories including connection etc. as required. | 75.00 | Each | 0.00 | 192.00 | 14400.00 | 150.00 | 11250.00 | 11250.00 | M/S MADHUSUDAN ENGINEERING CO.
315.00 | Installation, testing and commissioning of pre-wired, fluorescent fitting / compact fluorescent fitting of all types, complete with all accessories and tube etc. directly on ceiling/ wall, including connection with 1.5 sq. mm FRLS PVC insulated, copper conductor, single core cable and earthing etc. as required. | 341.00 | Each | 0.00 | 128.00 | 43648.00 | 240.00 | 81840.00 | 43648.00 | M/s. JYOTI SARUP MITTAL
316.00 | Supplying and fixing call bell / buzzer suitable for single Phase 230V, complete as required. | 10.00 | Each | 0.00 | 102.00 | 1020.00 | 115.00 | 1150.00 | 1020.00 | M/s. JYOTI SARUP MITTAL
317.00 | Supplying and fixing suitable size GI Box with Modular Plate and cover in front on surface or in recess including Providing and Fixing 25A Modular Socket outlet and 25A Modular SP MCB, "C" curve including connections, painting etc. as required. | 10.00 | Each | 0.00 | 896.00 | 8960.00 | 750.00 | 7500.00 | 7500.00 | M/S MADHUSUDAN ENGINEERING CO.
318.00 | MCCB, MCB & DB's Supplying and fixing following way, single pole and neutral, sheet steel, MCB distribution board, 240 volts, on surface/ recess, complete with tinned copper bus bar, neutral bus bar, earth bar, din bar, interconnections, powder painted including earthing etc.as required. (But without MCB/RCCB/Isolator)
319.00 | 12 way, Double door | 2.00 | Each | 0.00 | 2112.00 | 4224.00 | 2100.00 | 4200.00 | 4200.00 | M/S MADHUSUDAN ENGINEERING CO.
320.00 | Supplying and fixing following way, horizontal type three pole and neutral, sheet steel, MCB distribution board, 415 volts, on surface/ recess, complete with tinned copper busbar, neutral busbar, earth bar, din bar, interconnections, powder painted including earthing etc. as required. (But without MCB/RCCB/Isolator)
321.00 | 4 way (4 + 12), Double door | 1.00 | Each | 0.00 | 3648.00 | 3648.00 | 4000.00 | 4000.00 | 3648.00 | M/s. JYOTI SARUP MITTAL
322.00 | 6 way (4 + 18), Double door | 6.00 | Each | 0.00 | 4416.00 | 26496.00 | 4800.00 | 28800.00 | 26496.00 | M/s. JYOTI SARUP MITTAL
323.00 | 8 way (4 + 24), Double door | 8.00 | Each | 0.00 | 5056.00 | 40448.00 | 5800.00 | 46400.00 | 40448.00 | M/s. JYOTI SARUP MITTAL
324.00 | Supplying and fixing following way, surface/recess mounting, vertical type 415V , TPN MCB distribution board of sheet steel, dust protected,duly powder painted, inclusive of 200A tinned copper bus bar, common neutral link, earth bar, din bar for mounting MCB,S (But without MCB'S and incomer) as required. (Note:Vertical type MCB TPDB normally used where 3 Phase outlet are required.)
325.00 | 4 way (4 + 12), Double door | 1.00 | Each | 0.00 | 10240.00 | 10240.00 | 5900.00 | 5900.00 | 5900.00 | M/S MADHUSUDAN ENGINEERING CO.
326.00 | 8 way (4 + 24), Double door | 1.00 | Each | 0.00 | 13440.00 | 13440.00 | 7900.00 | 7900.00 | 7900.00 | M/S MADHUSUDAN ENGINEERING CO.
327.00 | 12 way (4 + 36), Double door | 1.00 | Each | 0.00 | 20480.00 | 20480.00 | 11900.00 | 11900.00 | 11900.00 | M/S MADHUSUDAN ENGINEERING CO.
328.00 | Supplying and fixing 5 amps to 32 amps rating, 240/415V volts,10 KA , "C" curve miniature circuit breaker suitable for inductive load of following poles in the existing MCB DB, complete with connections, testing and commisioning etc. as required
329.00 | Single Pole | 296.00 | Each | 0.00 | 179.00 | 52984.00 | 330.00 | 97680.00 | 52984.00 | M/s. JYOTI SARUP MITTAL
330.00 | Single Pole & Neutral | 10.00 | Each | 0.00 | 448.00 | 4480.00 | 630.00 | 6300.00 | 4480.00 | M/s. JYOTI SARUP MITTAL
331.00 | Double Pole | 10.00 | Each | 0.00 | 576.00 | 5760.00 | 740.00 | 7400.00 | 5760.00 | M/s. JYOTI SARUP MITTAL
332.00 | Triple pole | 5.00 | Each | 0.00 | 896.00 | 4480.00 | 1000.00 | 5000.00 | 4480.00 | M/s. JYOTI SARUP MITTAL
333.00 | Triple pole & Neutral | 5.00 | Each | 0.00 | 1856.00 | 9280.00 | 1350.00 | 6750.00 | 6750.00 | M/S MADHUSUDAN ENGINEERING CO.
334.00 | Supplying and fixing single pole blanking plate in the existing MCB DB complete etc. as required. | 10.00 | Each | 0.00 | 19.00 | 190.00 | 15.00 | 150.00 | 150.00 | M/S MADHUSUDAN ENGINEERING CO.
335.00 | Supplying and fixing following rating, double pole, (single phase and neutral), 240 volts, residual current circuit breaker (RCCB), having a sensitivity current upto 30 mA in the existing MCB DB complete with connections, testing and commissioning etc. as required.
336.00 | 25 A | 5.00 | Each | 0.00 | 3136.00 | 15680.00 | 3300.00 | 16500.00 | 15680.00 | M/s. JYOTI SARUP MITTAL
337.00 | 40 A | 34.00 | Each | 0.00 | 3328.00 | 113152.00 | 3700.00 | 125800.00 | 113152.00 | M/s. JYOTI SARUP MITTAL
338.00 | 63 A | 18.00 | Each | 0.00 | 3520.00 | 63360.00 | 4800.00 | 86400.00 | 63360.00 | M/s. JYOTI SARUP MITTAL
339.00 | Supplying and fixing following rating, four pole, (Three phase and neutral), 415 volts, Isolator/ MCB in the existing MCB DB complete with connections, testing and commissioning etc. as required.
340.00 | 40 A | 10.00 | Each | 0.00 | 928.00 | 9280.00 | 1350.00 | 13500.00 | 9280.00 | M/s. JYOTI SARUP MITTAL
341.00 | 63 A | 6.00 | Each | 0.00 | 1120.00 | 6720.00 | 1750.00 | 10500.00 | 6720.00 | M/s. JYOTI SARUP MITTAL
342.00 | 100A | 5.00 | Each | 0.00 | 1536.00 | 7680.00 | 1800.00 | 9000.00 | 7680.00 | M/s. JYOTI SARUP MITTAL
343.00 | Supplying and fixing 20amps, 240 volts, SPN industrial type, socket outlet, with 2 pole and earth, metal enclosed plug top along with 20 amps 'C' curve, SP, MCB, in sheet steel enclosure, on surface or in recess, with chained metal cover for the socket out let and complete with connections, testing and commissioning etc. as required. | 4.00 | Each | 0.00 | 1088.00 | 4352.00 | 1890.00 | 7560.00 | 4352.00 | M/s. JYOTI SARUP MITTAL
344.00 | Providing and fixing M.V danger notice plate of 250mm X 200mm, made of mild steel, at lease 2mm thick, and vitereous enameled white on both sides, and with incription in single red colour on front side as required. | 4.00 | Each | 0.00 | 320.00 | 1280.00 | 550.00 | 2200.00 | 1280.00 | M/s. JYOTI SARUP MITTAL
345.00 | CABLE TRAYS HOT DIPPED GALVANIZED IRON CABLE TRAY Supplying and installing following size of perforated hot dipped galvanized iran cable tray (HOT DIPPED GALVANIZED IRON CABLE TRAY, Galvanized thickness not less than 50 microns) with perforation not more than 17.5%, in convenient sections, Joined with connectors, suspended from the ceiling with G.I. suspenders including G.I. Bolts & Nuts, etc. as required.
346.00 | 100 mm width X 50 mm Depth x 1.6 mm thickness. | 20.00 | Metre | 0.00 | 576.00 | 11520.00 | 650.00 | 13000.00 | 11520.00 | M/s. JYOTI SARUP MITTAL
347.00 | 150 mm width X 50 mm Depth x 1.6 mm thickness. | 20.00 | Metre | 0.00 | 736.00 | 14720.00 | 740.00 | 14800.00 | 14720.00 | M/s. JYOTI SARUP MITTAL
348.00 | 225 mm width X 50 mm Depth x 1.6 mm thickness. | 20.00 | Metre | 0.00 | 928.00 | 18560.00 | 840.00 | 16800.00 | 16800.00 | M/S MADHUSUDAN ENGINEERING CO.
349.00 | 300 mm width X 50 mm Depth x 1.6 mm thickness. | 20.00 | Metre | 0.00 | 1132.00 | 22640.00 | 940.00 | 18800.00 | 18800.00 | M/S MADHUSUDAN ENGINEERING CO.
350.00 | Supplying and installing following size of perforated hot dipped galvanized iran cable tray "Bends" (Galvanized thickness not less than 50 microns) with perforation not more than 17.5%, in convenient sections, Joined with connectors, suspended from the ceiling with G.I. suspenders including G.I. Bolts & Nuts, etc. as required.
351.00 | 100 mm width X 50 mm Depth x 1.6 mm thickness. | 10.00 | Each | 0.00 | 704.00 | 7040.00 | 1050.00 | 10500.00 | 7040.00 | M/s. JYOTI SARUP MITTAL
352.00 | 150 mm width X 50 mm Depth x 1.6 mm thickness. | 10.00 | Each | 0.00 | 832.00 | 8320.00 | 1350.00 | 13500.00 | 8320.00 | M/s. JYOTI SARUP MITTAL
353.00 | 225 mm width X 50 mm Depth x 1.6 mm thickness. | 10.00 | Each | 0.00 | 1088.00 | 10880.00 | 1450.00 | 14500.00 | 10880.00 | M/s. JYOTI SARUP MITTAL
354.00 | 300 mm width X 50 mm Depth x 1.6 mm thickness. | 20.00 | Each | 0.00 | 1472.00 | 29440.00 | 1750.00 | 35000.00 | 29440.00 | M/s. JYOTI SARUP MITTAL
355.00 | Supplying and installing following size of perforated hot dipped galvanized iran cable tray "Tee" (Galvanized thickness not less than 50 microns) with perforation not more than 17.5%, in convenient sections, Joined with connectors, suspended from the ceiling with G.I. suspenders including G.I. Bolts & Nuts, etc. as required.
356.00 | 100 mm width X 50 mm Depth x 1.6 mm thickness. | 10.00 | Each | 0.00 | 1088.00 | 10880.00 | 1150.00 | 11500.00 | 10880.00 | M/s. JYOTI SARUP MITTAL
357.00 | 150 mm width X 50 mm Depth x 1.6 mm thickness. | 10.00 | Each | 0.00 | 1344.00 | 13440.00 | 1350.00 | 13500.00 | 13440.00 | M/s. JYOTI SARUP MITTAL
358.00 | 225 mm width X 50 mm Depth x 1.6 mm thickness. | 10.00 | Each | 0.00 | 1472.00 | 14720.00 | 1550.00 | 15500.00 | 14720.00 | M/s. JYOTI SARUP MITTAL
359.00 | 300 mm width X 50 mm Depth x 1.6 mm thickness. | 10.00 | Each | 0.00 | 1984.00 | 19840.00 | 1750.00 | 17500.00 | 17500.00 | M/S MADHUSUDAN ENGINEERING CO.
360.00 | Supplying and installing following size of perforated hot dipped galvanized iran cable tray "Cross member" (Galvanized thickness not less than 50 microns) with perforation not more than 17.5%, in convenient sections, Joined with connectors, suspended from the ceiling with G.I. suspenders including G.I. Bolts & Nuts, etc. as required.
361.00 | 100 mm width X 50 mm Depth x 1.6 mm thickness. | 10.00 | Each | 0.00 | 1088.00 | 10880.00 | 1050.00 | 10500.00 | 10500.00 | M/S MADHUSUDAN ENGINEERING CO.
362.00 | 150 mm width X 50 mm Depth x 1.6 mm thickness. | 10.00 | Each | 0.00 | 1344.00 | 13440.00 | 1150.00 | 11500.00 | 11500.00 | M/S MADHUSUDAN ENGINEERING CO.
363.00 | 225 mm width X 50 mm Depth x 1.6 mm thickness. | 10.00 | Each | 0.00 | 1472.00 | 14720.00 | 1400.00 | 14000.00 | 14000.00 | M/S MADHUSUDAN ENGINEERING CO.
364.00 | 300 mm width X 50 mm Depth x 1.6 mm thickness. | 10.00 | Each | 0.00 | 1984.00 | 19840.00 | 1900.00 | 19000.00 | 19000.00 | M/S MADHUSUDAN ENGINEERING CO.
365.00 | Supplying and installing following size of perforated hot dipped galvanized iran cable tray "Reducer" (Galvanized thickness not less than 50 microns) with perforation not more than 17.5%, in convenient sections, Joined with connectors, suspended from the ceiling with G.I. suspenders including G.I. Bolts & Nuts, etc. as required.
366.00 | 100 mm width X 50 mm Depth x 1.6 mm thickness. | 2.00 | Each | 0.00 | 704.00 | 1408.00 | 1400.00 | 2800.00 | 1408.00 | M/s. JYOTI SARUP MITTAL
367.00 | 150 mm width X 50 mm Depth x 1.6 mm thickness. | 2.00 | Each | 0.00 | 832.00 | 1664.00 | 1750.00 | 3500.00 | 1664.00 | M/s. JYOTI SARUP MITTAL
368.00 | 225 mm width X 50 mm Depth x 1.6 mm thickness. | 2.00 | Each | 0.00 | 1088.00 | 2176.00 | 2500.00 | 5000.00 | 2176.00 | M/s. JYOTI SARUP MITTAL
369.00 | 300 mm width X 50 mm Depth x 1.6 mm thickness. | 2.00 | Each | 0.00 | 1472.00 | 2944.00 | 2750.00 | 5500.00 | 2944.00 | M/s. JYOTI SARUP MITTAL
370.00 | EARTHING Earthing with G.I. earth pipe 4.5 metre long, 40 mm dia including accessories, and providing masonry enclosure with cover plate having locking arrangement and watering pipe etc. with charcoal/ coke and salt as required (For MDB / MLP) | 4.00 | Each | 0.00 | 7360.00 | 29440.00 | 7450.00 | 29800.00 | 29440.00 | M/s. JYOTI SARUP MITTAL
371.00 | EARTHING Supplying and laying 6 swg G.I. wire at 0.50M Meter below ground level for conductor earth electrode, including connections / termination with G.I. thimble etc as required. | 1600.00 | Metre | 0.00 | 64.00 | 102400.00 | 62.00 | 99200.00 | 99200.00 | M/S MADHUSUDAN ENGINEERING CO.
372.00 | EARTHING Supplying and laying 25 mm X 5 mm G.I strip at 0.50 metre below ground as strip earth electrode, including connection/ terminating with G.I. nut, bolt, spring, washer etc. as required. (Jointing shall be done by overlapping and with 2 sets of G.I. nut bolt & spring washer spaced at 50mm) | 60.00 | Metre | 0.00 | 204.00 | 12240.00 | 150.00 | 9000.00 | 9000.00 | M/S MADHUSUDAN ENGINEERING CO.
373.00 | EARTHING Supplying and laying 25 mm X 5 mm G.I strip in 40mm dia G.I. Pipe from earth electrode, including connection with G.I. nut, bolt, spring, washer excavation and re-filling etc. as required. | 40.00 | Metre | 0.00 | 288.00 | 11520.00 | 725.00 | 29000.00 | 11520.00 | M/s. JYOTI SARUP MITTAL
374.00 | EARTHING Providing & Fixing 25 mm X 5 mm G.I strip on surface or in recess for connections etc. as required. | 300.00 | Metre | 0.00 | 179.00 | 53700.00 | 300.00 | 90000.00 | 53700.00 | M/s. JYOTI SARUP MITTAL
375.00 | EARTHING Providing & Fixing 6 SWG dia G.I wire on surface or in recess for loop earthing as required. | 100.00 | Metre | 0.00 | 51.00 | 5100.00 | 90.00 | 9000.00 | 5100.00 | M/s. JYOTI SARUP MITTAL
376.00 | EARTHING Providing & Fixing 6 SWG dia G.I wire on surface or in recess for loop earthing along with existing surface / recessed conduit / submain wiring / cable as required. | 100.00 | Metre | 0.00 | 51.00 | 5100.00 | 65.00 | 6500.00 | 5100.00 | M/s. JYOTI SARUP MITTAL
377.00 | LIGHTNING CONDUCTOR Providing and fixing of lightning conductor finial made of 25mm dia 300mm long G.I. tube having single prong at top with 85 mm dia 6 mm thick G.I. base plate including holes complete as required | 2.00 | Each | 0.00 | 832.00 | 1664.00 | 750.00 | 1500.00 | 1500.00 | M/S MADHUSUDAN ENGINEERING CO.
378.00 | LIGHTNING CONDUCTOR Jointing copper and G.I Tape (with another copper / G.I Tape, Base of the finial or any other metallic object) by riveting / nut bolting / sweating and soldering etc. as required. | 2.00 | Each | 0.00 | 640.00 | 1280.00 | 150.00 | 300.00 | 300.00 | M/S MADHUSUDAN ENGINEERING CO.
379.00 | LIGHTNING CONDUCTOR Providing and fixing G.I. tape 20 mm X 3 mm thick on parapet or surface of wall for lightning conductor complete as required. (For horizontal run) | 488.00 | Metre | 0.00 | 153.00 | 74664.00 | 160.00 | 78080.00 | 74664.00 | M/s. JYOTI SARUP MITTAL
380.00 | LIGHTNING CONDUCTOR Providing and fixing G.I. tape 20 mm X 3 mm thick on parapet or surface of wall for lightning conductor complete as required. (For vertical run) | 96.00 | Metre | 0.00 | 153.00 | 14688.00 | 350.00 | 33600.00 | 14688.00 | M/s. JYOTI SARUP MITTAL
381.00 | LIGHTNING CONDUCTOR Providing and fixing testing joint, made of 20 mm X 3 mm thick G.I. strip, 125 mm long, with 4 nos. of G.I. bolts, nuts, chuck nuts and spring washers etc. complete as required. | 2.00 | Each | 0.00 | 448.00 | 896.00 | 150.00 | 300.00 | 300.00 | M/S MADHUSUDAN ENGINEERING CO.
382.00 | LIGHTNING CONDUCTORProviding and laying G.I. tape 32 mm X 6 mm from earth electrode directly in ground as required. | 40.00 | Metre | 0.00 | 243.00 | 9720.00 | 290.00 | 11600.00 | 9720.00 | M/s. JYOTI SARUP MITTAL
383.00 | MV CABLE LAYING Cables from DG Set & Existing Panel to New Main Panel in out of scope. (Client Scope) Laying of One number PVC insulated and PVC sheathed / XLPE Power cable of 1.1 KV grade of following size direct in ground, including excavation , sand cushioning, protective covering and refilling the trench etc as required .
384.00 | 35sq.mm to 70 sq.mm | 1535.00 | Metre | 0.00 | 153.00 | 234855.00 | 410.00 | 629350.00 | 234855.00 | M/s. JYOTI SARUP MITTAL
385.00 | MV CABLE LAYING Cables from DG Set & Existing Panel to New Main Panel in out of scope. (Client Scope) Laying of One number PVC insulated and PVC sheathed / XLPE Power cable of 1.1 KV grade of following size in the existing RCC/HUME/METAL pipe as required.
386.00 | 35sq.mm to 70 sq.mm | 90.00 | Metre | 0.00 | 128.00 | 11520.00 | 40.00 | 3600.00 | 3600.00 | M/S MADHUSUDAN ENGINEERING CO.
387.00 | MV CABLE LAYING Cables from DG Set & Existing Panel to New Main Panel in out of scope. (Client Scope) Laying and fixing of one number PVC insulated and PVC sheathed / XLPE power cable of 1.1 KV grade of following size on cable tray as required.
388.00 | Upto 35sq.mm (clamped with 1mm thick saddle) | 240.00 | Metre | 0.00 | 102.00 | 24480.00 | 50.00 | 12000.00 | 12000.00 | M/S MADHUSUDAN ENGINEERING CO.
389.00 | MV CABLE LAYING Cables from DG Set & Existing Panel to New Main Panel in out of scope. (Client Scope) Supplying & Fixing cable route marker with 10 cm X 10 cm X 5 mm thick G.I. plate with inscription there on, bolted / welded to 35 mm x 35 mm x 6 mm angle iron, 60 cm long and fixing the same in ground as required. | 4.00 | Each | 0.00 | 640.00 | 2560.00 | 650.00 | 2600.00 | 2560.00 | M/s. JYOTI SARUP MITTAL
390.00 | MV CABLE JOINTING & END TERMINATION Supplying and making end termination with brass compression gland and Aluminium lugs for following size of PVC insulated and PVC Sheathed / XLPE Aluminium conductor cable of 1.1KV grade as required.
391.00 | 3.5C X 70 sq. mm (38mm) | 2.00 | Each | 0.00 | 448.00 | 896.00 | 590.00 | 1180.00 | 896.00 | M/s. JYOTI SARUP MITTAL
392.00 | 4C X 16 sq. mm (28mm) | 4.00 | Each | 0.00 | 256.00 | 1024.00 | 415.00 | 1660.00 | 1024.00 | M/s. JYOTI SARUP MITTAL
393.00 | 4C X 50 sq. mm (35mm) | 2.00 | Each | 0.00 | 384.00 | 768.00 | 510.00 | 1020.00 | 768.00 | M/s. JYOTI SARUP MITTAL
394.00 | LIGHTING CONTROLS Supplying, testing, installation and commissioning of passive infrared (PIR) technology based occupancy sensor having high performance, non regulating programmable type, suitable for connected load upto 10A, for mounting height upto 2.8 m and for 5 m diameter coverage area alongwith necessary fixing arrangements i/c programing at site etc. complete as required. | 6.00 | Each | 0.00 | 1600.00 | 9600.00 | 11800.00 | 70800.00 | 9600.00 | M/s. JYOTI SARUP MITTAL
395.00 | BLDC FAN Supplying, installation, testing and commissioning of 1200 mm sweep, BEE 5 star rated, ceiling fan with Brush less Direct current (BLDC) Motor, class of insulation: B, 3Nos. Blades, 30 cm long down rod, 2Nos. Canopies, shackle kit, saftey rope, copper winding, power factor not less than 0.9, service value (CM/M/W) minimum 6.00, Air delivery minimum 210 cum / Min., 350 RPM (tolerance as per IS:374-2019), THD less than 10%, remote or electronic regulator unit for speed control and all remaining accessories including safety pin, nuts bolts, washers, temperature rise = 75 degree C (Max.), insulation resistance more than 2 mega ohm, suitable for 230V, 50Hz, single phase AC supply, eathing etc. complete as required. | 42.00 | Each | 0.00 | 3648.00 | 153216.00 | 3350.00 | 140700.00 | 140700.00 | M/S MADHUSUDAN ENGINEERING CO.
396.00 | BLDC FAN Installation, testing and commissioning of ceiling fan, including wiring the down rods of standard length (up to 30cm) with 1.5 sqm mm FRLS PVC insulated, copper conductor, single core cable etc. As required by Engineer In Charge. | 20.00 | Each | 0.00 | 256.00 | 5120.00 | 350.00 | 7000.00 | 5120.00 | M/s. JYOTI SARUP MITTAL
397.00 | L.T. PANELS : Supply & installation of the following cubical type panels made of 2.0 CRCA structure, base channe lSMC, doors & sheet metal partitions complete with Air Circuit Breaker, moulded case circuit breakers, meters, indicating lamps, current transformer etc. Complete in all respects, insulated bus bars with heat shrinkable PVC sleeve, supported on FRP / SMC supports in suitable bus chambers, interconnection, small wiring, name plate, danger plate, earth bus etc. & comprising of compartments with hinged door for each feeder & its accessories, cable alley with hinged doors, bus chamber with bolted door etc. The panel being of dust & vermin proof construction with Neoprene / EPDM rubber gasket, attractively powder coated with Light Grey Paint shade RAL 7035 and having orange peel finish. The panel shall be free standing type/ wall mounted type as per relavant drawing and comprising with the following:1) Breaking Capacity of all MCCB's are Ics Service Breaking Capacity. 2) MCCB's upto 250A shall be with Adjustable thermal-magnetic and above 250A Microprocessor based Adjustable release. MCCBs for Incomers shall have within built O/C, S/C and E/F protection in SUB PANELS and for Outgoing feeders of all panels shall be with in built O/C and S/C protection. 3) The Earth fault protection for MCCBs upto 250A shall be provided with external E/F module and above 250A rating it shall be in built with MCCB's Micro Processor release. 4) All MCCB's shall be with Extended type Front door operating handle, Phase Spreaders & Phase Barriers. 5) TPN MCCB Shall mean 3 Pole MCCB with Adequate size of separate neutral link. 6) The Current Transformers burden shall be 5VA upto 250A & 15 VA above 250A, accuracy class 1.0 for metering and class 5P10 for protection. 7) MCCB above 63A should be provided with copper spreader terminals. 8) CTs shall be "CAST RESIN" type. 9) All indication lights shall be LED type. 10) All meters shall be "DIGITAL" type with RS485 Port except ammeter & voltmeter. 11) Panel space heaters with control MCB & Thermostat, covered LED lamp controlled by door switch for each panel bay. 12) Gland plates shall be 3mm thick Alu. sheet for Multi core cable and 3.0mm Alu. for single core cable. 13) "ON" Indicating lamp shall be provided for all 3 phase MCCB outgoing feeders unless otherwise specified. 14) Control SP MCB's of 6A Rating shall be provided for each metering circuit/control circuit. 15) The operating height shall be limited to 300mm minimun and 1800mm maximum. 16) Degree of Protection for Indoor panels shall be IP:54 & For Outdoor Panel IP:55, Double Door with Canopy. For current ratings above 1600A, forced cooling arrangement (Fan with hood) will be provided to achieve desired temperature rise & degree of protection. 17) The maximum temperature rise at any point on bus bar and the joints shall not be more than 40⁰C over an ambient of 45⁰ C. 18) Current density of Busbar shall be calculated based on temp rise & other calculation factor, for 600A & below ratings, Current density of aluminium shall be minimum 0.8 Amps per sqmm for rated current of bus bars and current density of copper shall be min 1.60 Amps per sqmm for rated current of bus bars. 19) Design calculations for temperature rise of bus bars to be submitted for bus bars having higher current ratings than 600A. 20) Panel manufacturer should have valid Type Test Certificates for short Time withstand current test of 50kA for 1.0 Sec, D.O.P and temperature rise on similar panels, from CPRI Bhopal/Bangalore. 21) Panel stand shall be provided for wall mounted panel / MDB's including powder coated sheet on all three sides. & Panel Height & Depth must be shall be as per comments on GA Drawings as per location. 22) Main Lighting Panel shall have Provision to fire suppression system. 23) Surge Suppressor type B+C with 160A 4P FUSE back up protection in MLTP & all outdoor Panels and Type-C with 125A 4P FUSE back up protection for all Indoor Panels & Separate compartment shall be provided for surge devices (*Surge Arrestor shall be proivded only as per below Panels mentioned). 24) All live parts of conductor should be cover with Polycarbonate / acrylic sheet at incomer / outgoing links, cable alley / bus bar chamber etc. improve safety standards as possible. 25) RYB Colored PVC Sleeve shall be provided inplace of Sticker. 26) Cable Alley compartment width & depth shall be sufficient as per numbers of cables & size of cables, must be as per comments. 27) All Indoor Panels cable entry shall have provision for both Top / Bottom side.
398.00 | MAIN LIGHTING PANEL INCOMING 1No. 250A, 4P MCCB (36kA) within Thermal Megnetic based O/C, S/C & E/F release. 1 No. 250A, FP ATS (Automatic transfer switch) (25kA) with Solenoid coil & accessories (For receive MLTP & Client Supply) MAIN BUS BAR One Set of 300A, TPN AL. Bus Bar (36kA), with PVC Sleeve in sealed Bus Chamber (Main Bus-Bar) METERING, INDICATION AND RELAY : 1 Set of R/ Y/ B phase indicating lamp with control MCBs. 1 Set of ON/OFF/TRIP Indicating lamps with control MCBs. 1 No. digital Multi Function Meter (A,V, KWH) and CT's & control MCBs. (EM 6436/Eqv). 1 Set of Surge Suppressor type-II wiith 125A 4P FUSE backup protection. Control MCB's. OUTGOINGS : 3 Nos. 160 FP MCCB (25kA). 3 Nos. 63 FP MCB - C-Curve (10kA). 2 Nos. 40 FP MCB - C-Curve (10kA). 1 Nos. 63 DP MCB - C-Curve (10kA). METERING & INDICATION : 3 Sets of "ON " LED Indicating lamp with control circuit 40X6 mm AL. earth bus across the width of panel. | 1.00 | Set | 0.00 | 441025.00 | 441025.00 | 335000.00 | 335000.00 | 335000.00 | M/S MADHUSUDAN ENGINEERING CO.
399.00 | MDB-01 (LHS) INCOMING 1No. 160A, 4P MCCB (25kA) within Thermal Megneticbased O/C & S/C release. MAIN BUS BAR One Set of 200A, TPN AL. Bus Bar (25kA), with PVC Sleeve in sealed Bus Chamber. METERING & INDICATION : 1 Set of R/ Y/ B phase indicating lamp with control MCBs. 1 Set of ON/OFF/TRIP Indicating lamps with control MCBs.1 No. Digital Multi Function Meter (A,V, KWH) and CT's & control MCBs. (EM 6436/Eqv). Control MCB's. OUTGOINGS : 5 Nos. 63A FP MCB - C-Curve (10kA). 5 Nos. 40A FP MCB - C-Curve (10kA). 25X6 mm AL. earth bus across the width of panel | 2.00 | Set | 0.00 | 305325.00 | 610650.00 | 115000.00 | 230000.00 | 230000.00 | M/S MADHUSUDAN ENGINEERING CO.
400.00 | MCB ENCLOSURE INCOMING CUM OUTGOING
401.00 | 1No. 40A, FP MCB (10kA). | 4.00 | Set | 0.00 | 2240.00 | 8960.00 | 6400.00 | 25600.00 | 8960.00 | M/s. JYOTI SARUP MITTAL
402.00 | 1No. 63A, DP MCB (10kA). | 2.00 | Set | 0.00 | 2688.00 | 5376.00 | 4400.00 | 8800.00 | 5376.00 | M/s. JYOTI SARUP MITTAL
403.00 | YLDB-1/2 (EXTERNAL LIGHTING DB) (FOR LHS & RHS) (OUTDOOR TYPE) INCOMING : 1 No. 63A, FP MCB (10kA) (C- Curve). 63A 4P Power Contactor. BUS BAR : Two sets of 100 A TP+100%N Alu. Bus Bar (25kA) with PVC Sleeve in sealed Powder Coated Bus Chamber. METERING AND INDICATIONS 1 Set of Surge Suppressor type B+C wiith 63A 4P FUSE backup protection. Astronomical Electronic Timer (for 24 hours) Auto / manual Switch Push button (ON / OFF) Indicating lamps (ON / OFF) 6A SP MCB (10KA) for control ckt. Internal wiring OUTGOINGS WITH TIMER : 7 Nos. 10 A 4P MCB (10kA) (C- Curve). OUTGOINGS WITHOUT TIMER (Before Contactor) : 3 Nos. 32 A FP MCB (10kA) 2 Nos.25 A DP MCB (10kA) 6A SP MCB (10KA) for control ckt. 25 x 6 mm AL. earth bus across the width of panel | 2.00 | Set | 0.00 | 96000.00 | 192000.00 | 72000.00 | 144000.00 | 144000.00 | M/S MADHUSUDAN ENGINEERING CO.
404.00 | L.T. CABLING Supply, Receiving, unloading, handling, storing double handling, transport to exact location, laying, testing & commissioning of the 1100 Volts XLPE insulated PVC sheathed steel armoured/ unarmoured Multi stranded cables as per IS-7098 Part- I and as per standard specification, cable laying in indoor trenches including cable route marking mentioned the depth & voltage level at every 20Mtr. / Indoor & outdoor cables tray/ cable rack/ supports /existing pipes etc. as per specifications, inclusive of all clamps/ saddles/ screws/ cables identification tages (made of GSS sheets) etc. as required, but exclusive of supply & fixing of cable trays.
405.00 | ALUMINIUM CABLES (ARMOURED)
406.00 | 3.5 core 70 sq.mm XLPE | 110.00 | RM | 0.00 | 608.00 | 66880.00 | 550.00 | 60500.00 | 60500.00 | M/S MADHUSUDAN ENGINEERING CO.
407.00 | 4 core 16 sq.mm XLPE | 120.00 | RM | 0.00 | 258.00 | 30960.00 | 250.00 | 30000.00 | 30000.00 | M/S MADHUSUDAN ENGINEERING CO.
408.00 | COPPER CABLES (ARMOURED)
409.00 | 4 core 10 sq. mm. XLPE | 20.00 | RM | 0.00 | 755.00 | 15100.00 | 650.00 | 13000.00 | 13000.00 | M/S MADHUSUDAN ENGINEERING CO.
410.00 | 4 core 6 sq. mm. XLPE | 60.00 | RM | 0.00 | 496.00 | 29760.00 | 350.00 | 21000.00 | 21000.00 | M/S MADHUSUDAN ENGINEERING CO.
411.00 | COPPER FLEXIBLE CABLES FOR UPS Same as above item No-90 and Flexible stranded cables as per IS-694:2010 and as per standard specification.
412.00 | 1 Core 10 sq. mm. Cu. Flexible FRLS | 25.00 | RM | 0.00 | 192.00 | 4800.00 | 105.00 | 2625.00 | 2625.00 | M/S MADHUSUDAN ENGINEERING CO.
413.00 | 1 Core 6 sq. mm. Cu. Flexible FRLS | 100.00 | RM | 0.00 | 121.00 | 12100.00 | 45.00 | 4500.00 | 4500.00 | M/S MADHUSUDAN ENGINEERING CO.
414.00 | CABLES END TERMINATIONS: Supply & providing cable end termination for following Alu/Cu conductor cables using crimping sockets, brass Double Compression glands, etc. as required.
415.00 | ALUMINIUM CABLES (ARMOURED)
416.00 | 3.5 core 70 sq.mm XLPE | 2.00 | Nos | 0.00 | 320.00 | 640.00 | 740.00 | 1480.00 | 640.00 | M/s. JYOTI SARUP MITTAL
417.00 | 4 core 16 sq.mm XLPE | 2.00 | Nos | 0.00 | 256.00 | 512.00 | 540.00 | 1080.00 | 512.00 | M/s. JYOTI SARUP MITTAL
418.00 | COPPER CABLES (ARMOURED)
419.00 | 4 core 10 sq. mm. XLPE | 2.00 | Nos | 0.00 | 256.00 | 512.00 | 490.00 | 980.00 | 512.00 | M/s. JYOTI SARUP MITTAL
420.00 | 4 core 6 sq. mm. XLPE | 2.00 | Nos | 0.00 | 192.00 | 384.00 | 440.00 | 880.00 | 384.00 | M/s. JYOTI SARUP MITTAL
421.00 | COPPER CABLES (FLEXIBLE FOR UPS) Supply & Installation of cable end terminations for following Aluminium/Copper conductor cables using crimping sockets, copper lugs, thermoplastic polyamide metric Double Compression glands, etc, as required.
422.00 | 1 Core 10 sq. mm. Cu. Flexible FRLS | 1.00 | Nos | 0.00 | 192.00 | 192.00 | 67.00 | 67.00 | 67.00 | M/S MADHUSUDAN ENGINEERING CO.
423.00 | 1 Core 6 sq. mm. Cu. Flexible FRLS | 40.00 | Nos | 0.00 | 192.00 | 7680.00 | 48.00 | 1920.00 | 1920.00 | M/S MADHUSUDAN ENGINEERING CO.
424.00 | LUMINARES Supply, recieving, handling, storing, double handling, trasnport to exact location, hoisting to required level, assembling, erecting, testing & commissioning of luminaires basic channel, holder, electronic ballast/LED driver (as per mentioned in item), starter, condenser, control gear box complete with decorative attachments, lamps etc.as per specifications and as per catalogue number giving below.
425.00 | ENDURA LED Batten with cover 17W LED Light fixtures Philips Cat No.BN308C LED 20S-6500 L120 PSU WH (2000 Lumen) / Havells / Eqv. | 105.00 | Nos | 0.00 | 576.00 | 60480.00 | 2250.00 | 236250.00 | 60480.00 | M/s. JYOTI SARUP MITTAL
426.00 | Surface mounted 15W LED Down light fixture Philips Cat No. SM251C LED16S-6500 PSU WH (1600 Lumen) / Havells / Eqv. | 155.00 | Nos | 0.00 | 1088.00 | 168640.00 | 2050.00 | 317750.00 | 168640.00 | M/s. JYOTI SARUP MITTAL
427.00 | Surface mounted 24W LED Down light fixture Wipro Cat No. LD06-171XXX-57SMG1 (1600 Lumen) / Havells / Eqv. | 108.00 | Nos | 0.00 | 1216.00 | 131328.00 | 2350.00 | 253800.00 | 131328.00 | M/s. JYOTI SARUP MITTAL
428.00 | 7W LED Spot light fixture (Above wash Basin) Phillips Cat No. - Sky Spot Cob LED (WW). (475 Lumen) / / Havells / Eqv. | 8.00 | Nos | 0.00 | 576.00 | 4608.00 | 1850.00 | 14800.00 | 4608.00 | M/s. JYOTI SARUP MITTAL
429.00 | Smart Bright LED Batten with cover 10W LED Light fixtures Philips Cat No. BN 021 LED 12S 6500 PSU GR (1080 Lumens) (2fT Tube light above mirror) / Havells / Eqv. | 14.00 | Nos | 0.00 | 384.00 | 5376.00 | 1150.00 | 16100.00 | 5376.00 | M/s. JYOTI SARUP MITTAL
430.00 | 30W LED Street Light fixtrures Philips Cat No. BRP331 LED42 CW R5N PC PSU S1 SPD 4200 Lumen (for wall bracket) | 13.00 | Nos | 0.00 | 2368.00 | 30784.00 | 5900.00 | 76700.00 | 30784.00 | M/s. JYOTI SARUP MITTAL
431.00 | 80W Midbay Light fixtrures Philips Cat No.BY286VLED100S CW M3-S60 PSU FG WH V-2 (Entrance Porch) | 3.00 | Nos | 0.00 | 12160.00 | 36480.00 | 5900.00 | 17700.00 | 17700.00 | M/S MADHUSUDAN ENGINEERING CO.
432.00 | LED Flood Light cat No.BVP282 LED120 CW FG SY5WB 70W PSU 12000 Lm @ 100W LED light fixture / Havells / Eqv. | 5.00 | Nos | 0.00 | 3264.00 | 16320.00 | 14800.00 | 74000.00 | 16320.00 | M/s. JYOTI SARUP MITTAL
433.00 | Bajaj / Philips LED Cove Light @ 5 Watt each meter | 10.00 | Nos | 0.00 | 1600.00 | 16000.00 | 1180.00 | 11800.00 | 11800.00 | M/S MADHUSUDAN ENGINEERING CO.
434.00 | SUPPLY & INSTLLATION OF CEILING/ PROPELLER TYPE EXHAUST FANS (WITH GRAVITY LOUVERS & BIRD SCREEN) / WALL BRACKET FAN
435.00 | 600 mm sweep, 1440 rpm Heavy Duty Air Circulators with bracket arm (Almonard Make). (for security hall) | 16.00 | Nos | 0.00 | 10560.00 | 168960.00 | 6900.00 | 110400.00 | 110400.00 | M/S MADHUSUDAN ENGINEERING CO.
436.00 | 450 mm dia 1450 rpm Wall bracket fan (Cabin wall mounted fan). | 18.00 | Nos | 0.00 | 2880.00 | 51840.00 | 3950.00 | 71100.00 | 51840.00 | M/s. JYOTI SARUP MITTAL
437.00 | 250 mm dia plastic body ventilation fan | 8.00 | Nos | 0.00 | 1600.00 | 12800.00 | 1950.00 | 15600.00 | 12800.00 | M/s. JYOTI SARUP MITTAL
438.00 | GI PIPE FOR WALL BRACKET LIGHT : Supply, receiving, storing, handling, laying, testing & commissioning of 40 mm. dia & 0.6 M long GI pipe (minimum midium class, ISI marked ) for Wall bracket light | 16.00 | Nos | 0.00 | 448.00 | 7168.00 | 1450.00 | 23200.00 | 7168.00 | M/s. JYOTI SARUP MITTAL
439.00 | POLES MOUNTING BOXES : Supply and fixing of Thermoplastic type water proof pole mounting boxes of size 200 x 160 mm x 98mm, with cover and Gasket with cable entry knock outs, 4 way 20A connectors & 6A SP MCB mounted inside box etc.as per design including mounting arrangements. (Box depth 98mm)(For Wall Bracket Light) | 16.00 | Nos | 0.00 | 704.00 | 11264.00 | 1950.00 | 31200.00 | 11264.00 | M/s. JYOTI SARUP MITTAL
440.00 | DISTRIBUTION BOARDS (DB'S) Supplying, receiving, storing, handling erecting, testing and commissioning of cabinet type of original factory fabricated double Metal door distribution board 1.6mm sheet Steel rust inhibited and Powder coated painted Metal sheet as per IS-8623 - I & III / IEC 61439-3 and comprising of incoming RCBO/ RCCB/ MCB, outgoing MCBs' copper bus bar, double Metal door, neutral bus bar or links, top & bottom detachable conduit entry plates, earthing terminals with bolts, grouting etc. complete as per specifications (Class of Protection IP-43).
441.00 | 12 ways TPNDB Enclosure (MCB's / RCCB's considered in DSR Item) | 2.00 | Nos | 0.00 | 9280.00 | 18560.00 | 1450.00 | 2900.00 | 2900.00 | M/S MADHUSUDAN ENGINEERING CO.
442.00 | METAL CLAD SOCKETS Supply, installation, testing & commissioning of 3 Pin 20A SP Metal Clad socket with 25A DP MCB, in suitable MS box, plug top with chain & earth pin as required For Security Checking Hall area (wiring shall be paid extra) | 6.00 | Nos | 0.00 | 1088.00 | 6528.00 | 8450.00 | 50700.00 | 6528.00 | M/s. JYOTI SARUP MITTAL
443.00 | MOULDED SOCKETS Supply, installation, testing & commissioning of 3Pin 32A SP Moulded socket (IP65) with 40A DP RCCB (100mA), in suitable MS box, plug top with chain & earth pin as required For 2 TON AC (wiring shall be paid extra) | 16.00 | Nos | 0.00 | 2240.00 | 35840.00 | 8400.00 | 134400.00 | 35840.00 | M/s. JYOTI SARUP MITTAL
444.00 | MOULDED SOCKETS Supply, installation, testing & commissioning of 3Pin 25A SP Moulded socket (IP65) with 25A DP RCCB (100mA), in suitable MS box, plug top with chain & earth pin as required For 1.5 TON AC (wiring shall be paid extra). | 4.00 | Nos | 0.00 | 1984.00 | 7936.00 | 8700.00 | 34800.00 | 7936.00 | M/s. JYOTI SARUP MITTAL
445.00 | DANGER BOARD/SHOCK RESTRORATION CHART ETC. Supply & laying of insulating mates as per IS15652-2006 (1.0 m wide)
446.00 | Suitable for 1.1 KV Class-A (2.0 mm thick) insulating mate | 5.00 | RM | 0.00 | 1152.00 | 5760.00 | 850.00 | 4250.00 | 4250.00 | M/S MADHUSUDAN ENGINEERING CO.
447.00 | Supply of First Aid Box | 1.00 | Set | 0.00 | 1280.00 | 1280.00 | 1500.00 | 1500.00 | 1280.00 | M/s. JYOTI SARUP MITTAL
448.00 | CABLE RACK Supply, fabricated and fix cable rack with MS channels, angles, plates, etc. as per design including anchor bolts/dash fasterners/bolts/nult etc. as required complete with painting with one coat of primer and two coats of synthetic enamel paint as per approved shade. | 250.00 | Kg. | 0.00 | 185.00 | 46250.00 | 105.00 | 26250.00 | 26250.00 | M/S MADHUSUDAN ENGINEERING CO.
449.00 | EARTHING PAD Supply & fixing of Earth pad in MS painted box with 2Nos. 40x6mm copper Bus Bar, links / insulators and covered in glass cover(450mm X 450mm). | 2.00 | Set | 0.00 | 1920.00 | 3840.00 | 2400.00 | 4800.00 | 3840.00 | M/s. JYOTI SARUP MITTAL
450.00 | Supply & fixing of following fire extinguishers complete with high pressure control value, rubber braided discharge hose. Body of fire extinguishers should be CCE approved with IS: 2878 marking. The valve shall confirm to IS: 3224.
451.00 | 4.5 KG CO2 Fire Extinguishers. | 2.00 | Nos | 0.00 | 8260.00 | 16520.00 | 19000.00 | 38000.00 | 16520.00 | M/s. JYOTI SARUP MITTAL
452.00 | 9 KG ABC Dry powder (Mono Ammonium phosphate) based Fire Extinguishers. | 2.00 | Nos | 0.00 | 8260.00 | 16520.00 | 21000.00 | 42000.00 | 16520.00 | M/s. JYOTI SARUP MITTAL
453.00 | 25 liters with Troly foam type Fire Extinguishers. (For DG Set) | 1.00 | Nos | 0.00 | 18880.00 | 18880.00 | 30000.00 | 30000.00 | 18880.00 | M/s. JYOTI SARUP MITTAL
454.00 | OUT DOOR LIGHTING POLES : Supply, receiving, storing, handling, transporting, erecting, testing and commissioning of 3.0mm. thick hot dip galvanised octagonal poles (O/D of pole 130mm A/F at bottom and 70mm A/F at top) & built -in junction box with door suitable for mounting SP MCB, including supply of MCB and N.link. GI pole shall be with 260 X 260 X 16 mm thick base plate and 4 Nos. holes including foundation bolts of 24mm dia manufactured from special steel along with nuts,washer, anchor plates & templates. Scope shall also include receiving, storing, handling construction of suitable shallow foundation with 1:2:4 concreate with 4 Nos. bolts & double wall corrugated HDPE pipe 50/39mm dia for in & out of cable grouted in concreate with all material & labour & erection, testing & commissioning etc.as per technical specification.
455.00 | 8.0 Meter High hot dip galvanised octagonal poles with 1000 mm long Single arm bracket made up of 60 mm dia GI pipe. | 20.00 | Nos | 0.00 | 18560.00 | 371200.00 | 15000.00 | 300000.00 | 300000.00 | M/S MADHUSUDAN ENGINEERING CO.
456.00 | 8.0 Meter High hot dip galvanised octagonal poles with 1000 mm long Double arm bracket made up of 60 mm dia GI pipe. | 10.00 | Nos | 0.00 | 21120.00 | 211200.00 | 16000.00 | 160000.00 | 160000.00 | M/S MADHUSUDAN ENGINEERING CO.
457.00 | JUNCTION BOXES FOR FLOOD LIGHT ON GROUND (IP-67): Supply,installation,testing & commissioning of 98x98x61 thermoplastic cable juction box (IP67) with cover on truss (on Ground) complete with terminal /connector set for 2.5/4 sq.mm Cu cable for flood light fixture as required. | 4.00 | Nos | 0.00 | 1600.00 | 6400.00 | 1250.00 | 5000.00 | 5000.00 | M/S MADHUSUDAN ENGINEERING CO.
458.00 | L.T. CABLES : Supply, receiving, storing, handling, laying, testing & commissioning of the following 1100 Volt PVC insulated, PVC sheathed / XLPE aluminium armoured / copper flexible cable as per IS 1554 Part -I / 7098 Part-I in under ground trenches including exavation of trenches providing and cushioning with burnt bricks protection back filling and consolidation of trenches/ existing pipe and providing fixing cable marker as per specification.
459.00 | 4 core 16 sq.mm Alu. Armd Cable | 270.00 | RM | 0.00 | 352.00 | 95040.00 | 155.00 | 41850.00 | 41850.00 | M/S MADHUSUDAN ENGINEERING CO.
460.00 | 4 core 10 sq.mm Alu. Armd Cable | 215.00 | RM | 0.00 | 384.00 | 82560.00 | 165.00 | 35475.00 | 35475.00 | M/S MADHUSUDAN ENGINEERING CO.
461.00 | 4 core 6 sq.mm Alu. Armd Cable | 180.00 | RM | 0.00 | 320.00 | 57600.00 | 195.00 | 35100.00 | 35100.00 | M/S MADHUSUDAN ENGINEERING CO.
462.00 | 4 core 4sq.mm Alu. Armd Cable | 200.00 | RM | 0.00 | 288.00 | 57600.00 | 235.00 | 47000.00 | 47000.00 | M/S MADHUSUDAN ENGINEERING CO.
463.00 | 3 core 6sq.mm Alu. Armd Cable | 115.00 | RM | 0.00 | 294.00 | 33810.00 | 115.00 | 13225.00 | 13225.00 | M/S MADHUSUDAN ENGINEERING CO.
464.00 | 4 core 4sq.mm Cu. Armd Cable | 555.00 | RM | 0.00 | 544.00 | 301920.00 | 280.00 | 155400.00 | 155400.00 | M/S MADHUSUDAN ENGINEERING CO.
465.00 | LUMINAIRES : Supply ,recieving, storing, handling, double handling, hoisting to required level, trasnport to exact location ,assembling, erecting, testing & commissioning of the following outdoor luminaires comprising of control gear box, lamp etc. including all fixing and mounting arrangement.
466.00 | Philips BRP333 LED110 CW R5C FG PSU S1 SPD3 (90W, 11000 lumen) control gear as required.(For 8.0M POLE) | 40.00 | Nos | 0.00 | 4480.00 | 179200.00 | 5400.00 | 216000.00 | 179200.00 | M/s. JYOTI SARUP MITTAL
467.00 | 10W BOLLARD LIGHT FIXTURE - BCP100 LED CW 10W PSU GR M | 74.00 | Nos | 0.00 | 9600.00 | 710400.00 | 6950.00 | 514300.00 | 514300.00 | M/S MADHUSUDAN ENGINEERING CO.
468.00 | LED Flood Light cat No. BVP282 LED120 CW FG SY5WB 100W PSU 12000 Lm @ 100W LED light fixture/Havells. | 4.00 | Nos | 0.00 | 4160.00 | 16640.00 | 7850.00 | 31400.00 | 16640.00 | M/s. JYOTI SARUP MITTAL
469.00 | WIRING FOR LUMINAIRES: Supplying, wiring, testing and commissioning of wiring for pole luminaire using 2 x 2.5 sq. mm. copper conductor PVC insulated wiring cable and 1x16 SWG GI wire drawn inside the pole. Wiring shall commence from the pole mounting box to the luminaire
470.00 | For 8.0 mtr. Single arm Pole | 20.00 | Set | 0.00 | 1344.00 | 26880.00 | 540.00 | 10800.00 | 10800.00 | M/S MADHUSUDAN ENGINEERING CO.
471.00 | For 8.0 mtr. Double arm Pole | 10.00 | Set | 0.00 | 1920.00 | 19200.00 | 570.00 | 5700.00 | 5700.00 | M/S MADHUSUDAN ENGINEERING CO.
472.00 | For 1.0 mtr High Bollard Light | 74.00 | Set | 0.00 | 448.00 | 33152.00 | 140.00 | 10360.00 | 10360.00 | M/S MADHUSUDAN ENGINEERING CO.
473.00 | For Flood Light | 4.00 | Set | 0.00 | 1280.00 | 5120.00 | 160.00 | 640.00 | 640.00 | M/S MADHUSUDAN ENGINEERING CO.
474.00 | CABLE END TERMINATIONS Supply and Provide end terminations for following cable using crimping sockets, double brass compression glands, etc. as required.(Aluminium/ Copper Cables)
475.00 | 4 core 16 sq.mm Alu. Armd Cable | 18.00 | Nos | 0.00 | 256.00 | 4608.00 | 540.00 | 9720.00 | 4608.00 | M/s. JYOTI SARUP MITTAL
476.00 | 4 core 10 sq.mm Alu. Armd Cable | 14.00 | Nos | 0.00 | 256.00 | 3584.00 | 390.00 | 5460.00 | 3584.00 | M/s. JYOTI SARUP MITTAL
477.00 | 4 core 6 sq.mm Alu. Armd Cable | 12.00 | Nos | 0.00 | 230.00 | 2760.00 | 400.00 | 4800.00 | 2760.00 | M/s. JYOTI SARUP MITTAL
478.00 | 4 core 4sq.mm Alu. Armd Cable | 14.00 | Nos | 0.00 | 230.00 | 3220.00 | 370.00 | 5180.00 | 3220.00 | M/s. JYOTI SARUP MITTAL
479.00 | 3 core 6sq.mm Alu. Armd Cable | 10.00 | Nos | 0.00 | 192.00 | 1920.00 | 315.00 | 3150.00 | 1920.00 | M/s. JYOTI SARUP MITTAL
480.00 | 4 core 4sq.mm Cu. Armd Cable | 148.00 | Nos | 0.00 | 230.00 | 34040.00 | 210.00 | 31080.00 | 31080.00 | M/S MADHUSUDAN ENGINEERING CO.
481.00 | MAINTENANCE FREE EARTHING Supply, installation, testing and commissioning of 10ft. CPRI Testeed, UL listed MS rod of 14.2 mm dia copper bonded with 250 micron steel. The earthing rod shall be interconnected to grid mesh with in soil stainless steel clamp. also include heavy duty inspection chamber which can handle 5 kN point load. Earth enhancing mineral (PROCEM) compound 25 kg tested for Leaching & TCLP with NABL accredited lab. The systems is conforming to IS 3043, IS / IEC 62305, IEC 61643-5-54, UL 467, the rod tested dimention, marking, tensile strength, salt mist, coating thickness, electrical resistivity test before and after corresion test etc as per IEC 62561-2. | 6.00 | Nos | 0.00 | 5440.00 | 32640.00 | 70000.00 | 420000.00 | 32640.00 | M/s. JYOTI SARUP MITTAL
| Total in Figures |  |  |  |  | 113096076.00 |  | 108314651.00
Lowest Amount Quoted BY: M/S MADHUSUDAN ENGINEERING CO.(108314651.00)

## BOQ Summary
BOQ Summary Details Tender Title: Main Guard House Tender ID: 2024_NPCIL_210736_1
Sheet Name | Sl.No | Bidder Name | Amount | Bid Rank
BoQ1 | 1 | M/S MADHUSUDAN ENGINEERING CO. (BID ID -757922) | 108314651.00 | L1
| 2 | M/s. JYOTI SARUP MITTAL (BID ID -759749) | 113096076.00 | L2