## BoQ1
Government eProcurement System Created By: JAGAN MOHAN BONTADA Created Date/Time: 21-Mar-2025 01:31 PM Tender Title: Providing Operation and Maintenance Service of Water Supply System for Old and New Water Treatment Plant, Sewage Storage Tank, CISF Barracks, Bore wells and Open wells at various locations, RO Plant and DeWatering System. Tender ID: 2025_AAI_227438_1
Tender Inviting Authority: Senior Manager (Engg-Elect), AMED-VI, Airports Authority of India, Chennai Airport, Chennai-600 016.
Name of Work: Facility Management of Water Supply System and Sewage Storage Tank at Chennai Airport. Sub Head: Providing Operation & Maintenance Service of Water Supply System for Old & New Water Treatment Plant, Sewage Storage Tank, CISF Barracks, Bore wells and Open wells at various locations, RO Plant & De-Watering System.
Contract No: AAM/ENGG(E)/2024-2025
SCHEDULE OF WORK / ITEM(S)
Sl.No | Description of Work / Item(s) | No.of Qty | Units | Estimated Rate | CHENNAI ENGINEERING SERVICES (GSTN-33AADFC4373K1ZH) BID ID -820773 |  | DElite System Engineering (India) Pvt. Ltd. (GSTN-NA) BID ID -828073
[5 empty] | Rate | Amount | Rate | Amount | L1 Amount | L1 Vendor
1.00 | Providing Operation Services of Water Supply System in Operational area at Cowl bazaar & New Fire station pump House, Cargo & MES open well, Runway - 25 End, Old Fire station and Old Pump Houses etc. as per inventory in "Annexure -A1" covering the scope of activities given in special condition of contract and technical specification, attending faults, ensuring serviceability / satisfactory working condition of the systems, maintenance activity as per attached "Annexure-A2" updation of preventive & normal maintenance records, log books as required etc. and cleaning, upkeeping on all days. These services should be ensured for above mentioned Water Supply System equipment’s, Electric motor driven pump sets, borewells, open wells, MCC & starter panels and control panels on round the clock (Three Shift i.e.Pershift 8 Hrs) on all days including Sundays / holidays as per site requirement etc. complete as required.
1.01 | For First year | 12.00 | Months | 207583.50 | 260999.00 | 3131988.00 | 268804.32 | 3225651.84 | 3131988.00 | CHENNAI ENGINEERING SERVICES
2.00 | Providing Operation Services of water treatment and supply system at Old Water Treatment Plant (WTP) associated borewells etc. as per inventory in "Annexure - A1" covering the scope of activities given in special condition of contract and technical specification, attending faults, ensuring output treated water quality to specifications, chemical testing / sample analysis / corrective actions by chemist, ensuring serviceability / satisfactory working condition of the systems, maintenance activity as per attached "Annexure-A2" updation of lab, normal & preventive records, log books as required etc. and cleaning, upkeeping on all days. These services including supervision of all above activities shall be ensured, covering Water Treatment and Supply System equipment’s, Electric motor driven pump sets, associated borewells, open wells, Sumps, MCC & starter panels and control panels round the clock (Three Shift i.e.Pershift 8 Hrs) on all days including Sundays / holidays as per site requirement etc. complete as required.
2.01 | For First year | 12.00 | Months | 266913.00 | 335999.00 | 4031988.00 | 348599.39 | 4183192.68 | 4031988.00 | CHENNAI ENGINEERING SERVICES
3.00 | Providing Operation Services of water treatment and supply system at New Water Treatment Plant (NWTP) including Reverse Osmosis (RO) Plant of capacity 14 cum/hr x 2 nos. with all relevant water sources as per inventory in "Annexure - A1" covering the scope of activities given in special condition of contract and technical specification, attending faults, ensuring output treated water quality to specifications, chemical testing / sample analysis / corrective actions by chemist, ensuring serviceability / satisfactory working condition of the systems, maintenance activity as per attached "Annexure-A2" updation of lab, normal & preventive records, log books as required etc. and cleaning, upkeeping on all days. These services including supervision of all above activities shall be ensured for WTP and RO Plant equipment’s, Electric motor driven pump sets, associated borewells, open wells, Sumps, MCC & starter panels and control panels round the clock (Three Shift i.e.Pershift 8 Hrs) on all days including Sundays / holidays as per site requirement etc. complete as required.
3.01 | For First year | 12.00 | Months | 451522.50 | 567999.00 | 6815988.00 | 588235.62 | 7058827.44 | 6815988.00 | CHENNAI ENGINEERING SERVICES
4.00 | Providing Operation Services of water supply system in CISF Barracks pump House associated borewells etc. as per inventory in "Annexure - A1" covering the scope of activities given in special condition of contract and technical specification, attending faults, ensuring serviceability / satisfactory working condition of the systems, maintenance activity updation of preventive & normal maintenance records, log books as required etc. and cleaning, upkeeping on all days. These services should be ensured for above mentioned Water Supply System equipment’s, Electric motor driven pump sets, borewells, drain sump, MCC & starter panels and control panels on round the clock (Three Shift i.e.Pershift 8 Hrs) on all days including Sundays / holidays as per site requirement etc. complete as required.
4.01 | For First year | 12.00 | Months | 104227.50 | 133999.00 | 1607988.00 | 134872.56 | 1618470.72 | 1607988.00 | CHENNAI ENGINEERING SERVICES
5.00 | Providing Operation Services of De-watering and Sewage pump sets installed at various location at basement of New Domestic and New International Terminal Buildings and connecting tunnel as per inventory in "Annexure - A1" covering the scope of activities given in special condition of contract and technical specification, attending faults, monitoring & ensuring serviceability of the systems, maintenance activity as per attached "Annexure-A2" normal & preventive records, log books as required etc. and cleaning, upkeeping on all days. These services should be ensured for above mentioned de-watering and sewage pump system, Electric motor driven pump set, MCC & starter panel and control panels on round the clock (Three Shift i.e.Pershift 8 Hrs) on all days including Sundays / holidays as per site requirement etc. complete as required.
5.01 | For First year | 12.00 | Months | 58967.25 | 75999.00 | 911988.00 | 77118.86 | 925426.32 | 911988.00 | CHENNAI ENGINEERING SERVICES
6.00 | Providing of day-to-day, preventive maintenance, installation, dismantling, rectification, Repair Service of all Electro-Mechanical Inventory with water supply division covering, Mechanical, Electrical and Plumbing works involved, covering the entire scope of preventive maintenance, repair activities indicated but not limited to special condition of contract, technical specification, maintenance & operation manual of AAI, OEM manuals ensuring serviceability / satisfactory working of all water supply system equipment on all days including Sundays / holidays attending minor & major faults, cleaning, upkeeping of the installations , preventive maintenance (as per "Annexure-A2)" related records, log books, timely appraising equipment health status, repairs, replacements (if any) etc. reporting as and when required as per direction of Engineer-In-Charge etc. complete as per the site requirement.
6.01 | For First year | 12.00 | Months | 161332.50 | 233999.00 | 2807988.00 | 210739.23 | 2528870.76 | 2528870.76 | DElite System Engineering (India) Pvt. Ltd.
7.00 | Testing of following water samples from Government laboratory every month and production of Test Report to the Engineer-In-Charge.
7.01 | Samples: i) Old WTP Raw Water (ii) Old WTP Treated Water (iii) New WTP Domestic Water iv) Domestic (SHA) Terminal (NDT) (v) New International (SHA) Terminal (NIT)
7.02 | (i) to (v) - One job
7.03 | For First year | 12.00 | Jobs |  | 21599.00 | 259188.00 | 19999.00 | 239988.00 | 239988.00 | DElite System Engineering (India) Pvt. Ltd.
8.00 | Testing of following sewage samples from existing STP at State / Central Govt. Laboratary every month and submit the original analysis test report to Engineer -In-charge etc. Complete as required.
8.01 | Samples: (i) Sewage Treated Water (1.2 MLD & 2.25 MLD STP)
8.02 | (i) One Job
8.03 | For First year | 12.00 | Jobs |  | 9999.00 | 119988.00 | 9999.00 | 119988.00 | 119988.00 | CHENNAI ENGINEERING SERVICES, DElite System Engineering (India) Pvt. Ltd.
9.00 | Providing Services of one number New Mahindra Bolero/Mahindra Scorpio vehicle alongwith driver for distance upto 60 KM/day or 1800 KM/month on round the clock basis for day-to-day maintenance services and attending Inspection/Preventive & Break down maintenance for Water Supply Systems Plant rooms, Pump rooms on both the city side and apron side at Chennai Airport.
9.01 | For First year | 12.00 | Months |  | 117999.00 | 1415988.00 | 89000.00 | 1068000.00 | 1068000.00 | DElite System Engineering (India) Pvt. Ltd.
10.00 | SUB HEAD - II (ARC)
11.00 | Supply and Installation of RO filter catridge for RO plant etc. complete as required
11.01 | 2.5" OD X 1" ID X 40" L | 62.00 | Nos |  | 399.00 | 24738.00 | 299.00 | 18538.00 | 18538.00 | DElite System Engineering (India) Pvt. Ltd.
11.02 | 2.5" OD X 1" ID X 20" L | 24.00 | Nos |  | 129.00 | 3096.00 | 299.00 | 7176.00 | 3096.00 | CHENNAI ENGINEERING SERVICES
12.00 | Replacement of existing Damaged 8" dia RO-Filter Membrane (6 Nos/Housing) for RO plant at New Water Treatment Plant etc complete as required. | 3.00 | Jobs |  | 44999.00 | 134997.00 | 9000.00 | 27000.00 | 27000.00 | DElite System Engineering (India) Pvt. Ltd.
13.00 | Chemical Cleaning and overhauling of filter membranes of RO system unit (3Housing/plant) of capacity 14 cum/hr. with required chemicals in WTP to bring the water quality to the desired level as specified in technical specification etc complete as required. | 2.00 | Jobs |  | 9999.00 | 19998.00 | 2000.00 | 4000.00 | 4000.00 | DElite System Engineering (India) Pvt. Ltd.
14.00 | Cleaning of Stainless Steel RO water storage tank (30,000 Ltr) using necessary chemicals, rinse clean and draining out complete etc as required. | 4.00 | Jobs |  | 9999.00 | 39996.00 | 2000.00 | 8000.00 | 8000.00 | DElite System Engineering (India) Pvt. Ltd.
15.00 | Dismantling, overhauling and servicing of all type of centrifugal pumpsets including replacement of pump spares (such as impeller, Gland/ mechanical Seal, Gland packing, set of bearings, shaft sleeve, terminal board, terminal box, gasket, liquid reflector, impeller lock nut, cooling fan etc) re-assembling, painting, re-installing the same, testing and commissioning etc., complete as required.
15.01 | Upto 3 HP | 5.00 | Jobs |  | 1999.00 | 9995.00 | 999.00 | 4995.00 | 4995.00 | DElite System Engineering (India) Pvt. Ltd.
15.02 | 5 HP to 10 HP | 5.00 | Jobs |  | 1999.00 | 9995.00 | 999.00 | 4995.00 | 4995.00 | DElite System Engineering (India) Pvt. Ltd.
15.03 | above 10HP upto 20 HP end suction pump. | 8.00 | Jobs |  | 2999.00 | 23992.00 | 999.00 | 7992.00 | 7992.00 | DElite System Engineering (India) Pvt. Ltd.
15.04 | above 10HP upto 20 HP Split case pump | 2.00 | Jobs |  | 2999.00 | 5998.00 | 999.00 | 1998.00 | 1998.00 | DElite System Engineering (India) Pvt. Ltd.
16.00 | Dismantling the existing centrifugal pumpset of following capacity including rewinding, servicing, replacement of motor spares (such as bearings, cooling fan, Terminal Board, terminal box with top), rebate for wound out copper and re-installing the same etc. as required.
16.01 | Upto 1.5HP | 6.00 | Jobs |  | 1999.00 | 11994.00 | 999.00 | 5994.00 | 5994.00 | DElite System Engineering (India) Pvt. Ltd.
16.02 | above 1.5HP upto 3HP | 3.00 | Jobs |  | 1999.00 | 5997.00 | 999.00 | 2997.00 | 2997.00 | DElite System Engineering (India) Pvt. Ltd.
16.03 | above 3HP upto 10HP | 6.00 | Jobs |  | 2999.00 | 17994.00 | 999.00 | 5994.00 | 5994.00 | DElite System Engineering (India) Pvt. Ltd.
16.04 | above 10HP upto 20HP | 3.00 | Jobs |  | 2999.00 | 8997.00 | 999.00 | 2997.00 | 2997.00 | DElite System Engineering (India) Pvt. Ltd.
17.00 | Dismantling, lifting, lowering, painting and re-installation of existing sewage submersible pumpset of following capacity including servicing, replacement of all pump spares (such as Impeller, Mechanical seal, Cutter, Set of ‘O’ rings, Oil seal, Oil for seal cooling etc.,) and Testing, Commissioning etc complete as required.
17.01 | upto 1 HP | 1.00 | Jobs |  | 1999.00 | 1999.00 | 999.00 | 999.00 | 999.00 | DElite System Engineering (India) Pvt. Ltd.
17.02 | above 1HP upto 3HP | 1.00 | Job |  | 1999.00 | 1999.00 | 999.00 | 999.00 | 999.00 | DElite System Engineering (India) Pvt. Ltd.
17.03 | above 3HP upto 7.5HP | 4.00 | Jobs |  | 1999.00 | 7996.00 | 999.00 | 3996.00 | 3996.00 | DElite System Engineering (India) Pvt. Ltd.
18.00 | Dismantling, lifting, lowering, painting, rewinding and re-installation of existing sewage submersible pumpset motor of following capacity, including replacement of motor spares (if any required), rebate for wound out copper and Testing, Commissioning etc complete as required.
18.01 | Upto 1 HP | 1.00 | Job |  | 1999.00 | 1999.00 | 999.00 | 999.00 | 999.00 | DElite System Engineering (India) Pvt. Ltd.
18.02 | above 1HP upto 3HP | 1.00 | Job |  | 1999.00 | 1999.00 | 999.00 | 999.00 | 999.00 | DElite System Engineering (India) Pvt. Ltd.
18.03 | above 3HP upto 7.5HP | 4.00 | Jobs |  | 2999.00 | 11996.00 | 999.00 | 3996.00 | 3996.00 | DElite System Engineering (India) Pvt. Ltd.
19.00 | Dismantling, lifting, lowering, painting, re-installation of sewage submersible pumpset from existing sewage well including rewinding , servicing, replacement of all spares (such as Impeller, Mechanical seal, Cutter, Set of ‘O’ rings, Oil seal, Oil for seal cooling, Set of bearings etc), rebate for wound out copper and testing, commissioning, Complete etc as required.
19.01 | Above 7.5 HP upto 12.5HP- At STP Collection Well and Grid 72 | 2.00 | Jobs |  | 4999.00 | 9998.00 | 999.00 | 1998.00 | 1998.00 | DElite System Engineering (India) Pvt. Ltd.
19.02 | 30 HP - At IAD Residential Colony | 1.00 | Job |  | 4999.00 | 4999.00 | 999.00 | 999.00 | 999.00 | DElite System Engineering (India) Pvt. Ltd.
20.00 | Lowering of Borewell Submersible pump sets for New borewell (upto 200 feet depth) including couplings, pipe fittings (nipple, elbow, flange valves, clamps etc) lowering and fixing of pipes, submersible cables, cable panel connections etc., complete as required. (Note: Borewell Pump, GI pipe and fittings shall be supplied by AAI) | 6.00 | Jobs |  | 1999.00 | 11994.00 | 999.00 | 5994.00 | 5994.00 | DElite System Engineering (India) Pvt. Ltd.
21.00 | Lifting and Lowering of Borewell submersible pumpset (upto 200 feet depth) from existing borewell of 2"/1.5" dia G.I pipe including cutting, re-threading of existing pipes, pipe fittings (nipple, elbow, flange valves, clamps etc) and installations of submersible pump set (Provided by AAI) along with submersible cables, cable and panel connections etc., complete as required. | 10.00 | Jobs |  | 1999.00 | 19990.00 | 999.00 | 9990.00 | 9990.00 | DElite System Engineering (India) Pvt. Ltd.
22.00 | Servicing of existing Borewell submersible pump of following capacity including replacement of all pump spares (such as Impeller, Diffusers, Pump Shaft, Set of shaft sleves, Retainer ring, Pump Coupling etc) and re-assembling the same etc complete as required.
22.01 | Upto 3 HP | 4.00 | Jobs |  | 2999.00 | 11996.00 | 999.00 | 3996.00 | 3996.00 | DElite System Engineering (India) Pvt. Ltd.
22.02 | above 3HP upto 5HP | 2.00 | Jobs |  | 2999.00 | 5998.00 | 999.00 | 1998.00 | 1998.00 | DElite System Engineering (India) Pvt. Ltd.
22.03 | above 5HP upto 7.5HP | 1.00 | Job |  | 2999.00 | 2999.00 | 999.00 | 999.00 | 999.00 | DElite System Engineering (India) Pvt. Ltd.
23.00 | Rewinding and servicing of Borewell Submersible Pump -motor, replacement of spares (if any), including rebate for wound out copper of following capacity etc complete as required.
23.01 | Upto 3 HP | 4.00 | Jobs |  | 2999.00 | 11996.00 | 1999.00 | 7996.00 | 7996.00 | DElite System Engineering (India) Pvt. Ltd.
23.02 | above 3HP upto 5HP | 2.00 | Jobs |  | 2999.00 | 5998.00 | 1999.00 | 3998.00 | 3998.00 | DElite System Engineering (India) Pvt. Ltd.
23.03 | above 5HP upto 7.5HP | 1.00 | Job |  | 2999.00 | 2999.00 | 1999.00 | 1999.00 | 1999.00 | DElite System Engineering (India) Pvt. Ltd.
24.00 | Servicing of existing Borewell submersible pump-motor of following capacity including replacement of all motor spares (such as Thrustpad, Thrust bearing assembly, Diapharam, Set of keys, Oil Seal, Diapharam Plate etc.) and re-assembling the same etc complete as required.
24.01 | Up to 3HP | 4.00 | Jobs |  | 1999.00 | 7996.00 | 1999.00 | 7996.00 | 7996.00 | CHENNAI ENGINEERING SERVICES, DElite System Engineering (India) Pvt. Ltd.
24.02 | above 3HP upto 5HP | 2.00 | Jobs |  | 1999.00 | 3998.00 | 1999.00 | 3998.00 | 3998.00 | CHENNAI ENGINEERING SERVICES, DElite System Engineering (India) Pvt. Ltd.
24.03 | above 5HP upto 7.5HP | 1.00 | Job |  | 1999.00 | 1999.00 | 1999.00 | 1999.00 | 1999.00 | CHENNAI ENGINEERING SERVICES, DElite System Engineering (India) Pvt. Ltd.
25.00 | Dismantling,lifting, lowering, painting and re-installation of openwell/ sump submersible pumpset including servicing, re-threading, replacement of pump spares (such as Impeller, Oil Seal, Thrustpad, Thrust bearing assembly, Diapharam, Gasket , Impeller locknet, Strainer, Diapharam Plate etc.,) and installation, testing, and commissioning of the same complete etc, as and when required.
25.01 | Upto 3HP | 4.00 | Jobs |  | 1999.00 | 7996.00 | 999.00 | 3996.00 | 3996.00 | DElite System Engineering (India) Pvt. Ltd.
25.02 | above 3HP upto 7.5 | 2.00 | Jobs |  | 1999.00 | 3998.00 | 999.00 | 1998.00 | 1998.00 | DElite System Engineering (India) Pvt. Ltd.
25.03 | above 7.5HP upto 10HP | 2.00 | Jobs |  | 2999.00 | 5998.00 | 999.00 | 1998.00 | 1998.00 | DElite System Engineering (India) Pvt. Ltd.
25.04 | above 10HP upto 15HP | 4.00 | Jobs |  | 2999.00 | 11996.00 | 999.00 | 3996.00 | 3996.00 | DElite System Engineering (India) Pvt. Ltd.
26.00 | Dismantling, lifting, lowering, painting, rewinding and re-installation of open well submersible pumpset motor of following capacity including pipes & plumping accessories, rebate for wound out copper, and Testing, Commissioning etc complete as required.
26.01 | Upto 3HP | 4.00 | Job |  | 1999.00 | 7996.00 | 999.00 | 3996.00 | 3996.00 | DElite System Engineering (India) Pvt. Ltd.
26.02 | above 3HP to upto 7.5 | 2.00 | Job |  | 2999.00 | 5998.00 | 999.00 | 1998.00 | 1998.00 | DElite System Engineering (India) Pvt. Ltd.
26.03 | above 7.5HP upto 10HP | 2.00 | Job |  | 2999.00 | 5998.00 | 999.00 | 1998.00 | 1998.00 | DElite System Engineering (India) Pvt. Ltd.
26.04 | above 10HP upto 15HP | 4.00 | Job |  | 2999.00 | 11996.00 | 999.00 | 3996.00 | 3996.00 | DElite System Engineering (India) Pvt. Ltd.
27.00 | Dismantling, Lifting, lowering, painting and re-installation of all types of De-watering submersible pump sets of following capacity including rewinding, servicing, replacement of spares (shaft seal, O ring, Bearings etc.) for pump & motor,rebate for wound out copper, testing and commissioning etc., complete as required.
27.01 | Upto 3HP | 5.00 | Job |  | 2999.00 | 14995.00 | 999.00 | 4995.00 | 4995.00 | DElite System Engineering (India) Pvt. Ltd.
28.00 | Dismantling, overhauling and servicing of all type of HPS vertically mounted centrifugal pump sets/RO High pressure pumpset (Grundfos Make) including replacement of pump spares (such as impeller,shaft seal, 'O' ring, Head spring, bearings etc) re-assembling, painting, re-installing the same, testing and commissioning etc., complete as required.
28.01 | RO High Pressure Pump-20 HP | 2.00 | Job |  | 49999.00 | 99998.00 | 19000.00 | 38000.00 | 38000.00 | DElite System Engineering (India) Pvt. Ltd.
28.02 | RO Backwash (Chemical wash) Pump-5.5HP | 2.00 | Job |  | 49999.00 | 99998.00 | 19000.00 | 38000.00 | 38000.00 | DElite System Engineering (India) Pvt. Ltd.
28.03 | Domestic HPS Pump-25HP | 2.00 | Job |  | 99999.00 | 199998.00 | 19000.00 | 38000.00 | 38000.00 | DElite System Engineering (India) Pvt. Ltd.
28.04 | RO HPS Pump-1.5HP | 2.00 | Job |  | 19999.00 | 39998.00 | 19000.00 | 38000.00 | 38000.00 | DElite System Engineering (India) Pvt. Ltd.
29.00 | Dismantling the existing HPS vertically mounted centrifugal pump sets/RO High pressure pumpset(Groundfos Make) including rewinding, servicing, replacement of motor spares (such as bearings, cooling fan, Terminal Board, terminal box with top), rebate for wound out copper and re-installing the same etc. as required.
29.01 | RO High Pressure Pumpset Motor -20HP | 1.00 | Job |  | 19999.00 | 19999.00 | 19000.00 | 19000.00 | 19000.00 | DElite System Engineering (India) Pvt. Ltd.
29.02 | RO Backwash (Chemical wash) Pumpset Motor -5.5HP | 1.00 | Job |  | 19999.00 | 19999.00 | 19000.00 | 19000.00 | 19000.00 | DElite System Engineering (India) Pvt. Ltd.
29.03 | Domestic HPS Pumpset Motor -25HP | 1.00 | Job |  | 19999.00 | 19999.00 | 19000.00 | 19000.00 | 19000.00 | DElite System Engineering (India) Pvt. Ltd.
29.04 | RO HPS Pumpset Motor -1.5HP | 1.00 | Job |  | 19999.00 | 19999.00 | 19000.00 | 19000.00 | 19000.00 | DElite System Engineering (India) Pvt. Ltd.
30.00 | Dismantling the existing centrifugal pump sets (Groundfos Make) including rewinding, servicing, replacement of motor spares (such as bearings, cooling fan, Terminal Board, terminal box with top), rebate for wound out copper and re-installing the same etc. as required.
30.01 | PSF Feed Pump-15HP | 1.00 | Job |  | 9999.00 | 9999.00 | 19000.00 | 19000.00 | 9999.00 | CHENNAI ENGINEERING SERVICES
30.02 | PSF Back wash -15HP | 1.00 | Job |  | 9999.00 | 9999.00 | 19000.00 | 19000.00 | 9999.00 | CHENNAI ENGINEERING SERVICES
31.00 | Dismantling, overhauling and servicing of all type of de-watering pump sets (Grundfos make) including replacement of pump spares (Such as impeller, shaft seal, O ring, head spring, bearing etc) re-assembling, painting, re-installing the same, testing and commissioning etc., complete as required.
31.01 | De-watering Pump -1.5HP | 1.00 | Job |  | 29999.00 | 29999.00 | 9000.00 | 9000.00 | 9000.00 | DElite System Engineering (India) Pvt. Ltd.
31.02 | De-watering Pump -2.5HP | 1.00 | Job |  | 49999.00 | 49999.00 | 9000.00 | 9000.00 | 9000.00 | DElite System Engineering (India) Pvt. Ltd.
31.03 | De-watering Pump -3HP | 1.00 | Job |  | 69999.00 | 69999.00 | 9000.00 | 9000.00 | 9000.00 | DElite System Engineering (India) Pvt. Ltd.
31.04 | De-watering Pump -25HP | 1.00 | Job |  | 89999.00 | 89999.00 | 9000.00 | 9000.00 | 9000.00 | DElite System Engineering (India) Pvt. Ltd.
32.00 | Dismantling, overhauling and servicing of all type of sewage pump sets (Grundfos make) including replacement of pump spares (Such as impeller, shaft seal, O ring, head spring, bearing etc) re-assembling, painting, re-installing the same, testing and commissioning etc., complete as required.
32.01 | Sewage Pump -2.5HP | 1.00 | Job |  | 29999.00 | 29999.00 | 9000.00 | 9000.00 | 9000.00 | DElite System Engineering (India) Pvt. Ltd.
32.02 | Sewage Pump -3HP | 1.00 | Job |  | 29999.00 | 29999.00 | 9000.00 | 9000.00 | 9000.00 | DElite System Engineering (India) Pvt. Ltd.
33.00 | Providing man power to attend any urgent / emergency work with necesssary tools and plants on round the clock basis etc complete as required.
33.01 | Highly skilled labour | 60.00 | Man-Days |  | 1099.00 | 65940.00 | 999.00 | 59940.00 | 59940.00 | DElite System Engineering (India) Pvt. Ltd.
33.02 | Skilled labour | 30.00 | Man-Days |  | 999.00 | 29970.00 | 999.00 | 29970.00 | 29970.00 | CHENNAI ENGINEERING SERVICES, DElite System Engineering (India) Pvt. Ltd.
33.03 | Semi skilled labour | 90.00 | Man-Days |  | 899.00 | 80910.00 | 999.00 | 89910.00 | 80910.00 | CHENNAI ENGINEERING SERVICES
33.04 | Unskilled labour | 90.00 | Man-Days |  | 859.00 | 77310.00 | 999.00 | 89910.00 | 77310.00 | CHENNAI ENGINEERING SERVICES
34.00 | Providing Excavater (JCB) including Operator for emergency / un anticipated break down / maintenance work, cable works etc., complete as required. | 16.00 | Hrs |  | 999.00 | 15984.00 | 1200.00 | 19200.00 | 15984.00 | CHENNAI ENGINEERING SERVICES
35.00 | Providing Tractorwith Trolley including driver and loaders-3, loaders for shifting of debris / wastes from water supply system locations, pump houses etc. to waste dump yard or for emergency / un-anticipated break down / maintenance works etc as required. | 16.00 | Hrs |  | 999.00 | 15984.00 | 1000.00 | 16000.00 | 15984.00 | CHENNAI ENGINEERING SERVICES
36.00 | Providing One Welder alongwith Electric welding machine and welding rods for carrrying out welding works during any urgent Preventive Maintenance/ Breakdown Maintenance /Emergency work as and when required. | 50.00 | Hrs |  | 299.00 | 14950.00 | 999.00 | 49950.00 | 14950.00 | CHENNAI ENGINEERING SERVICES
37.00 | SUB HEAD - III (Maintainance works)
38.00 | Supply of Activated Sludge (MLSS) to Chennai Sewage Treatment Plant at Chennai Airport as and when required (Note: 1 Lot of MLSS = 9000 Litres) | 4.00 | Lot |  | 4999.00 | 19996.00 | 9999.00 | 39996.00 | 19996.00 | CHENNAI ENGINEERING SERVICES
39.00 | Provision of fiberglas re-inforced (FRP) lining on existing MS/GI pipe line external surface complete with cleaning,wrapping, fixing with binding components, pigment compund layer as per technical specification complete etc as required. | 150.00 | Sq.Mtr |  | 599.00 | 89850.00 | 199.00 | 29850.00 | 29850.00 | DElite System Engineering (India) Pvt. Ltd.
40.00 | Mechanized Cleaning of Clarifier tank including disposal of silt and rubbish etc complete as required as per the direction of Engineer-In-Charge. The cleaning shall consist of following operations: 1. De-watering of sump. 2. Entire surface area (walls, floor etc) of the sump shall then scrubbed thoroughly with wire brush etc. and pressure washed with high pressure water jet. 3.Wall painting of entire clarifier surface inside and outside with approved paint to achieve even shade and color. 4.Painting of all metallic parts of the reactor clarifier-Detention Hood, Draft tube, Drive wheel (Iylam), clarifier scrapper arm, Bridge, Impeller, staircase etc after through scrapping, Sodium hypo treatment of submerged parts and replacing the rusted nut, bolt washer, scrapper blade etc., complete as per the site requirements. | 1.00 | Job |  | 24999.00 | 24999.00 | 120000.00 | 120000.00 | 24999.00 | CHENNAI ENGINEERING SERVICES
41.00 | Mechanised Cleaning & de-silting of sewage collection well using compressor and associated equipment including dosing of stabaliser chemical for dilution of sludge and disposal of left out sludges away from Airport premises etc., complete as required.
41.01 | STP Collection well at 2 MLD STP-(10 depth X 14 Mtr Dia) | 1.00 | Job |  | 249999.00 | 249999.00 | 120000.00 | 120000.00 | 120000.00 | DElite System Engineering (India) Pvt. Ltd.
41.02 | Grid-72 well- (8 X 9 X 6 depth Mtr) | 2.00 | Job |  | 249999.00 | 499998.00 | 120000.00 | 240000.00 | 240000.00 | DElite System Engineering (India) Pvt. Ltd.
41.03 | Residential colony-sewage wells i) 2.36 dia X 7 Mtr Depth - 2No ii) 3.56 dia X 7.9 Mtr Depth -1No iii) 5 dia X 8 Mtr Depth-1No Sl.No.i) to iii) = 1Job | 1.00 | Job |  | 99999.00 | 99999.00 | 200000.00 | 200000.00 | 99999.00 | CHENNAI ENGINEERING SERVICES
42.00 | Cleaning of sewage (sumps of depth 10 to 15 feet, size from 500 Cubic feet to 1000 cubic feet) in Domestic and International terminal basement with mechanised de-silting compressor, sump scrubbing, debris removal and disposal of left out sludges away from Airport premises including vehicle, as per direction of Engineer-In-Charge etc complete as required.
42.01 | Sewage sump with depth 10 to 15 feet -all size (500 Cubic feet to 1000 cubic feet) | 8.00 | Job |  | 49999.00 | 399992.00 | 25000.00 | 200000.00 | 200000.00 | DElite System Engineering (India) Pvt. Ltd.
43.00 | Supply and Installation of various Mild Steel structure fabricated using single section MS Channel/angle/flat/bar etc including cutting, welding, drilling, fixing in position using appropriate fasteners, grinding, painting with approved steel primer and two coats enamel paint etc. complete as required. | 1000.00 | KG |  | 79.00 | 79000.00 | 119.00 | 119000.00 | 79000.00 | CHENNAI ENGINEERING SERVICES
44.00 | Brush/Spray Painting of various metal surfaces after cleaning/scrapping the surface with emery paper and applying 02 coat anti-corrosive metal red-oxide primer & 2 coats Enamel paint of approved brand and colour to give an even shade complete etc as required (Paint Colour to be decided by Engineer-In-Charge). | 1000.00 | Sq.Mtr |  | 109.00 | 109000.00 | 99.00 | 99000.00 | 99000.00 | DElite System Engineering (India) Pvt. Ltd.
45.00 | Repair of existing 275 m3/Hr Kay Make twin-lobe air blowers including dismantling, servicing, replacement of damaged spares (roller bearing, rings, O-ring, oil seal, gasket, shaft, bearing collar, suction air filter, pressure guage, pressure relief valve, NRV, belt pulley with machining, bolts, nuts, washer etc) re-alignment, installation, testing and commissioning at New Water Treatment Plant etc complete as required. (Note: Repair of 01 Blower is considered as 01 Job.) | 3.00 | Job |  | 11999.00 | 35997.00 | 2000.00 | 6000.00 | 6000.00 | DElite System Engineering (India) Pvt. Ltd.
46.00 | Supply and replacement of 100mm dia pressure guages, 0-200PSI, H.Guru make or as per the approved make, specification including welding of GI nipple and necessary connection as required & as per direction of Engineer-In-Charge. | 30.00 | Nos |  | 1199.00 | 35970.00 | 999.00 | 29970.00 | 29970.00 | DElite System Engineering (India) Pvt. Ltd.
47.00 | Supply and fixing of non-corrosive Fiberglass Reinforced Plastic (FRP) molded grating (Load : atleast 500Kg/Sq.mtr) walkway of Mesh size 38mm X 38mm , Height: 38 mm, 3 mm thickness Chequered plate molded onto FRP Grating, With Rib thickness 5/7 mm on existing sump including fixing of newly fabricated bottom Frame using MS L-Channel 50mm X 50mm X 5mm, painting of metal surface with 01 coat anticorrosive metal primer and 02 coats enamel paint, providing of MS/GI hooks for lifting and civil modification works (CC chipping, filling, finishing) for proper insertion & seating etc. complete as required. | 150.00 | Sq.Mtr |  | 999.00 | 149850.00 | 699.00 | 104850.00 | 104850.00 | DElite System Engineering (India) Pvt. Ltd.
48.00 | Supplying, fixing, testing and commissioning of Butterfly Valve (Manual) with CI body,SS disc,SS stem, nitrile/EPDM rubber seal,O - ring & PN 16 pressure rating alongwith bolt, nut ,washer as per following sizes etc including dismantling the existing valve complete as required.
48.01 | Butterfly Valve-200 mm Dia | 20.00 | Nos |  | 4999.00 | 99980.00 | 999.00 | 19980.00 | 19980.00 | DElite System Engineering (India) Pvt. Ltd.
48.02 | Butterfly Valve-150 mm Dia | 35.00 | Nos |  | 3999.00 | 139965.00 | 999.00 | 34965.00 | 34965.00 | DElite System Engineering (India) Pvt. Ltd.
48.03 | Butterfly Valve- 125 mm Dia | 3.00 | Nos |  | 2999.00 | 8997.00 | 999.00 | 2997.00 | 2997.00 | DElite System Engineering (India) Pvt. Ltd.
48.04 | Butterfly Valve- 100 mm Dia | 20.00 | Nos |  | 2999.00 | 59980.00 | 999.00 | 19980.00 | 19980.00 | DElite System Engineering (India) Pvt. Ltd.
48.05 | Butterfly Valve- 80 mm Dia | 10.00 | Nos |  | 2999.00 | 29990.00 | 999.00 | 9990.00 | 9990.00 | DElite System Engineering (India) Pvt. Ltd.
48.06 | Butterfly Valve- 65 mm Dia | 2.00 | Nos |  | 2999.00 | 5998.00 | 999.00 | 1998.00 | 1998.00 | DElite System Engineering (India) Pvt. Ltd.
48.07 | Butterfly Valve- 50 mm Dia | 20.00 | Nos |  | 2999.00 | 59980.00 | 999.00 | 19980.00 | 19980.00 | DElite System Engineering (India) Pvt. Ltd.
49.00 | Supplying and fixing of following sizes of medium class PVC conduit along with accessories in surface/recess including cutting the wall and making good the same in case of recessed conduit as required.
49.01 | 50 mm | 300.00 | Mtr |  | 199.00 | 59700.00 | 119.00 | 35700.00 | 35700.00 | DElite System Engineering (India) Pvt. Ltd.
50.00 | Replacement of full pressure tank (Tank.Bladder,drain kit,flange etc) including dismantling the existing tank and installation of following capacity tank alongwith providing necessary pipeline connection for satisfactory working of Hydro Pneumatic Syatem (HPS) at various location of Chennai Airport etc complete as required.
50.01 | Wellmate pressure tank WM9 or equivalent | 2.00 | Nos |  | 9999.00 | 19998.00 | 2000.00 | 4000.00 | 4000.00 | DElite System Engineering (India) Pvt. Ltd.
50.02 | Wellmate pressure tank WM35 or equivalent | 4.00 | Nos |  | 19999.00 | 79996.00 | 2000.00 | 8000.00 | 8000.00 | DElite System Engineering (India) Pvt. Ltd.
50.03 | Wellmate pressure tank WM80 or equivalent | 3.00 | Nos |  | 49999.00 | 149997.00 | 2000.00 | 6000.00 | 6000.00 | DElite System Engineering (India) Pvt. Ltd.
51.00 | Replacement of following Pressure Tank Bladder including removing of damaged bladder and providing New Bladder,filling air upto required pressure alongwith providing necessary pipeline connection for satisfactory working of Hydro Pneumatic Syatem (HPS) at various location of Chennai Airport etc complete as required.
51.01 | Wellmate pressure tank WM9 or equivalent | 2.00 | Nos |  | 9999.00 | 19998.00 | 2000.00 | 4000.00 | 4000.00 | DElite System Engineering (India) Pvt. Ltd.
51.02 | Wellmate pressure tank WM35 or equivalent | 2.00 | Nos |  | 19999.00 | 39998.00 | 2000.00 | 4000.00 | 4000.00 | DElite System Engineering (India) Pvt. Ltd.
51.03 | Wellmate pressure tank WM80 or equivalent | 2.00 | Nos |  | 29999.00 | 59998.00 | 2000.00 | 4000.00 | 4000.00 | DElite System Engineering (India) Pvt. Ltd.
51.04 | Zilmat ultra pro 500LV pressure Tank or equivalent | 2.00 | Nos |  | 19999.00 | 39998.00 | 2000.00 | 4000.00 | 4000.00 | DElite System Engineering (India) Pvt. Ltd.
52.00 | Periodical health checkup of entire Hydro Pneumatic System on Quarterly basis by OEM M/s.Grundfos or OEM authorized agency and attending minor faults of Equipment’s, filling of air in Pressure tank using compressor upto required presurre,ensuring 100% Serviceability/ Satisfactory Working Condition of the system as per Standard Manufacturers' Practices, replacement of spares which will be supplied by AAI and submission of Service Reports etc as required and as per direction of Engineer-In-Charge. Note: Health check up of 01 HPS system will be treated as 01 Job | 36.00 | Job |  | 19999.00 | 719964.00 | 20000.00 | 720000.00 | 719964.00 | CHENNAI ENGINEERING SERVICES
53.00 | Maintenance of 62.5 KVA Cummins Make DG Set mounted on Grundfos make dewatering Trolley by OEM/OEM Authorised Service Dealer, carrying out Routine/Preventive Maintenance on Quarterly Visit Basis, attending All Breakdown Maintenance Calls, carrying out "B" Check of Engines and attending minor faults of Equipment’s, ensuring 100% Serviceability/ Satisfactory Working Condition of the Engine, as per Standard Manufacturers' Practices as per Special Terms and Conditions and submission of Service Reports etc as required and as per direction of Engineer-In-Charge.
53.01 | Quarterly visit Charges/ DG coupled Pumpset | 8.00 | Job |  | 19999.00 | 159992.00 | 20000.00 | 160000.00 | 159992.00 | CHENNAI ENGINEERING SERVICES
53.02 | B Check Charge/ Engine | 2.00 | Job |  | 19999.00 | 39998.00 | 20000.00 | 40000.00 | 39998.00 | CHENNAI ENGINEERING SERVICES
54.00 | Maintenance of 156HP Kirloskar make dewatering Pumpset alongwith Diesel Engine by OEM/OEM Authorised Service Dealer, carrying out Routine/Preventive Maintenance on Quarterly Visit Basis, attending All Breakdown Maintenance Calls, carrying out "B" Check of Diesel Engines and attending minor faults of Equipment’s, ensuring 100% Serviceability/ Satisfactory Working Condition of the Engine, as per Standard Manufacturers' Practices as per Special Terms and Conditions and submission of Service Reports etc as required and as per direction of Engineer-In-Charge.
54.01 | Quarterly visit Charges/Dewatering Pumpset | 8.00 | Job |  | 9999.00 | 79992.00 | 6999.00 | 55992.00 | 55992.00 | DElite System Engineering (India) Pvt. Ltd.
54.02 | B Check Charge/ Engine | 2.00 | Job |  | 9999.00 | 19998.00 | 6999.00 | 13998.00 | 13998.00 | DElite System Engineering (India) Pvt. Ltd.
55.00 | Maintenance & Servicing of following diesel engine operated dewatering pumpset and carrying out 'B' Check as per Special Terms and Conditions and submission of Service Reports etc as required and as per direction of Engineer-In-Charge
55.01 | 5 HP Kirloskar Diesel engine coupled dewatering pump | 6.00 | Job |  | 9999.00 | 59994.00 | 6999.00 | 41994.00 | 41994.00 | DElite System Engineering (India) Pvt. Ltd.
55.02 | 5 HP Grundfos Diesel engine coupled dewatering pump | 3.00 | Job |  | 9999.00 | 29997.00 | 6999.00 | 20997.00 | 20997.00 | DElite System Engineering (India) Pvt. Ltd.
56.00 | Calibration of Digital Electro-Magnetic Flow meter available at various locations from the certified agency and submitting report to Engineer-In-Charge | 30.00 | Job |  | 999.00 | 29970.00 | 1100.00 | 33000.00 | 29970.00 | CHENNAI ENGINEERING SERVICES
57.00 | Supplying and laying of following size DWC HDPE pipe ISI marked along with all accessories like socket, bend, couplers etc. conforming to IS 14930, Part II complete with fitting and cutting, jointing etc. direct in ground (75 cm below ground level) including excavation and refilling the trench but excluding sand cushioning and protective covering etc. , complete as required
57.01 | 40mm Dia DWC HDPE Pipe | 50.00 | Mtr |  | 199.00 | 9950.00 | 100.00 | 5000.00 | 5000.00 | DElite System Engineering (India) Pvt. Ltd.
57.02 | 50mm Dia DWC HDPE Pipe | 50.00 | Mtr |  | 199.00 | 9950.00 | 100.00 | 5000.00 | 5000.00 | DElite System Engineering (India) Pvt. Ltd.
58.00 | Providing and Fixing of 'B' Clase GI pipe complete with GI fittings of following sizes including cutting, welding, threading and suitable size flanges etc. complete as required.
58.01 | 2 inch Dia 'B' Clause GI Pipe | 10.00 | Mtr |  | 699.00 | 6990.00 | 999.00 | 9990.00 | 6990.00 | CHENNAI ENGINEERING SERVICES
58.02 | 3 inch Dia 'B' Clause GI Pipe | 50.00 | Mtr |  | 799.00 | 39950.00 | 1599.00 | 79950.00 | 39950.00 | CHENNAI ENGINEERING SERVICES
58.03 | 4 inch Dia 'B' Clause GI Pipe | 50.00 | Mtr |  | 899.00 | 44950.00 | 1599.00 | 79950.00 | 44950.00 | CHENNAI ENGINEERING SERVICES
58.04 | 5 inch Dia 'B' Clause GI Pipe | 10.00 | Mtr |  | 999.00 | 9990.00 | 1599.00 | 15990.00 | 9990.00 | CHENNAI ENGINEERING SERVICES
58.05 | 6 inch Dia 'B' Clause GI Pipe | 10.00 | Mtr |  | 999.00 | 9990.00 | 1599.00 | 15990.00 | 9990.00 | CHENNAI ENGINEERING SERVICES
58.06 | 8 inch Dia 'B' Clause GI Pipe | 10.00 | Mtr |  | 999.00 | 9990.00 | 1599.00 | 15990.00 | 9990.00 | CHENNAI ENGINEERING SERVICES
58.07 | 10 inch Dia 'B' Clause GI Pipe | 10.00 | Mtr |  | 1999.00 | 19990.00 | 1599.00 | 15990.00 | 15990.00 | DElite System Engineering (India) Pvt. Ltd.
58.08 | 12 inch Dia 'B' Clause GI Pipe | 10.00 | Mtr |  | 1999.00 | 19990.00 | 1599.00 | 15990.00 | 15990.00 | DElite System Engineering (India) Pvt. Ltd.
59.00 | Sub Head-IV Supply of Spares
60.00 | Supply of following Plumbing accessories/Submersible Pump accessories for various installations & locations etc as and when required.
61.00 | 50mm B-Class GI Pipe (10 feet) (Threaded both Ends) Tata make Only | 100.00 | Mtr |  | 599.00 | 59900.00 | 1199.00 | 119900.00 | 59900.00 | CHENNAI ENGINEERING SERVICES
62.00 | 2 inch coupling -100 mm long (Threaded Coupling) | 50.00 | Each |  | 199.00 | 9950.00 | 99.00 | 4950.00 | 4950.00 | DElite System Engineering (India) Pvt. Ltd.
63.00 | 50 mm X 12 mm C- clamp set with nut bolt. | 20.00 | Nos |  | 199.00 | 3980.00 | 99.00 | 1980.00 | 1980.00 | DElite System Engineering (India) Pvt. Ltd.
64.00 | GI elbow-2" (50 mm) Threaded | 10.00 | Set |  | 199.00 | 1990.00 | 199.00 | 1990.00 | 1990.00 | CHENNAI ENGINEERING SERVICES, DElite System Engineering (India) Pvt. Ltd.
65.00 | GI Flange-2" (50mm) Threaded | 10.00 | Nos |  | 199.00 | 1990.00 | 199.00 | 1990.00 | 1990.00 | CHENNAI ENGINEERING SERVICES, DElite System Engineering (India) Pvt. Ltd.
66.00 | GI Pipe Nipple-2" X 12" long | 20.00 | Set |  | 199.00 | 3980.00 | 199.00 | 3980.00 | 3980.00 | CHENNAI ENGINEERING SERVICES, DElite System Engineering (India) Pvt. Ltd.
67.00 | Water Meter-2" (50 mm) Flanged End | 10.00 | Nos |  | 5999.00 | 59990.00 | 199.00 | 1990.00 | 1990.00 | DElite System Engineering (India) Pvt. Ltd.
68.00 | GI flexible Conduit PVC coated-2" | 100.00 | Mtr |  | 199.00 | 19900.00 | 199.00 | 19900.00 | 19900.00 | CHENNAI ENGINEERING SERVICES, DElite System Engineering (India) Pvt. Ltd.
69.00 | Water Level Controller (Make: L&T Model:XM81053OOOO or equivelant) | 4.00 | Nos |  | 199.00 | 796.00 | 199.00 | 796.00 | 796.00 | CHENNAI ENGINEERING SERVICES, DElite System Engineering (India) Pvt. Ltd.
70.00 | Water Level Controller Probes (Make:L&T Model: XM81076OOOO or equivelant) (Set of 6Nos) | 4.00 | Set |  | 999.00 | 3996.00 | 199.00 | 796.00 | 796.00 | DElite System Engineering (India) Pvt. Ltd.
71.00 | NRV wafer type:Body CI, disc SS, Seat:Nitrile/EPDM PN-16
71.01 | 150 mm Dia | 2.00 | Nos |  | 5999.00 | 11998.00 | 2299.00 | 4598.00 | 4598.00 | DElite System Engineering (India) Pvt. Ltd.
71.02 | 100 mm Dia | 2.00 | Nos |  | 5999.00 | 11998.00 | 1999.00 | 3998.00 | 3998.00 | DElite System Engineering (India) Pvt. Ltd.
71.03 | 80 mm Dia | 2.00 | Nos |  | 3999.00 | 7998.00 | 1999.00 | 3998.00 | 3998.00 | DElite System Engineering (India) Pvt. Ltd.
71.04 | 50 mm Dia | 2.00 | Nos |  | 3999.00 | 7998.00 | 1999.00 | 3998.00 | 3998.00 | DElite System Engineering (India) Pvt. Ltd.
72.00 | NRV Dual Plate type:Body CI, disc SS, Seat:Nitrile/EPDM PN-16
72.01 | 150 mm Dia | 2.00 | Nos |  | 5999.00 | 11998.00 | 5999.00 | 11998.00 | 11998.00 | CHENNAI ENGINEERING SERVICES, DElite System Engineering (India) Pvt. Ltd.
72.02 | 100 mm Dia | 5.00 | Nos |  | 7999.00 | 39995.00 | 1999.00 | 9995.00 | 9995.00 | DElite System Engineering (India) Pvt. Ltd.
72.03 | 80 mm Dia | 2.00 | Nos |  | 3999.00 | 7998.00 | 1999.00 | 3998.00 | 3998.00 | DElite System Engineering (India) Pvt. Ltd.
73.00 | NRV:MOC-Gun Metal of approved quality (screwed end) :
73.01 | 40 mm nominal bore (Horizontal) | 2.00 | Nos |  | 1999.00 | 3998.00 | 4000.00 | 8000.00 | 3998.00 | CHENNAI ENGINEERING SERVICES
73.02 | 50 mm nominal bore (Horizontal) | 5.00 | Nos |  | 1999.00 | 9995.00 | 2000.00 | 10000.00 | 9995.00 | CHENNAI ENGINEERING SERVICES
73.03 | 80 mm nominal bore (Horizontal) | 1.00 | Nos |  | 1999.00 | 1999.00 | 2000.00 | 2000.00 | 1999.00 | CHENNAI ENGINEERING SERVICES
74.00 | Gate Valve:MOC-Gun Metal with C.I. wheel of approved quality (screwed end) :
74.01 | 80 mm nominal bore | 1.00 | Nos |  | 3999.00 | 3999.00 | 4000.00 | 4000.00 | 3999.00 | CHENNAI ENGINEERING SERVICES
74.02 | 50 mm nominal bore | 5.00 | Nos |  | 1999.00 | 9995.00 | 2000.00 | 10000.00 | 9995.00 | CHENNAI ENGINEERING SERVICES
74.03 | 40 mm nominal bore | 2.00 | Nos |  | 1999.00 | 3998.00 | 2000.00 | 4000.00 | 3998.00 | CHENNAI ENGINEERING SERVICES
74.04 | 25 mm nominal bore | 2.00 | Nos |  | 999.00 | 1998.00 | 2000.00 | 4000.00 | 1998.00 | CHENNAI ENGINEERING SERVICES
75.00 | Dummy Flange:MOC-Mild Steel with suitable Nuts & Bolts etc.
75.01 | 6" MS Dummy Flange-20mm Thick | 2.00 | Nos |  | 999.00 | 1998.00 | 900.00 | 1800.00 | 1800.00 | DElite System Engineering (India) Pvt. Ltd.
75.02 | 4" MS Dummy Flange-20mm Thick | 2.00 | Nos |  | 999.00 | 1998.00 | 900.00 | 1800.00 | 1800.00 | DElite System Engineering (India) Pvt. Ltd.
76.00 | Supply of hand lever operated Cast Steel ball valve approved quality (screwed end) :
76.01 | 2" Ball Valve | 6.00 | Nos |  | 1999.00 | 11994.00 | 990.00 | 5940.00 | 5940.00 | DElite System Engineering (India) Pvt. Ltd.
76.02 | 1" Ball Valve | 2.00 | Nos |  | 999.00 | 1998.00 | 990.00 | 1980.00 | 1980.00 | DElite System Engineering (India) Pvt. Ltd.
76.03 | 3/4" Ball Valve | 2.00 | Nos |  | 599.00 | 1198.00 | 990.00 | 1980.00 | 1198.00 | CHENNAI ENGINEERING SERVICES
77.00 | Supply of float switch sensor for water level controller approved Quality
77.01 | Float Switch | 50.00 | Nos |  | 299.00 | 14950.00 | 2000.00 | 100000.00 | 14950.00 | CHENNAI ENGINEERING SERVICES
78.00 | Supply of Flat Three Core PVC Insulated & PVC Sheathed Industrial Cable for Submersible Pump Motors 1100 Volts, conforming to IS: 694, suitable for installation with Deep Borewell pump of suitable length etc., as required.
78.01 | 2.5 Sqmm X 3 Core flat cable | 600.00 | Mtr |  | 139.00 | 83400.00 | 99.00 | 59400.00 | 59400.00 | DElite System Engineering (India) Pvt. Ltd.
78.02 | 4 Sqmm X 3 Core flat cable | 400.00 | Mtr |  | 219.00 | 87600.00 | 129.00 | 51600.00 | 51600.00 | DElite System Engineering (India) Pvt. Ltd.
78.03 | 6 Sqmm X 3 Core flat cable | 100.00 | Mtr |  | 349.00 | 34900.00 | 199.00 | 19900.00 | 19900.00 | DElite System Engineering (India) Pvt. Ltd.
79.00 | Supply of following panel board starter suitable to operate with 415 V, 50 Hz, 3 phase AC power supply various installations & locations etc as and when required.
79.01 | 3HP/2.2 KW DOL Starter Panel | 5.00 | Nos |  | 2999.00 | 14995.00 | 3000.00 | 15000.00 | 14995.00 | CHENNAI ENGINEERING SERVICES
79.02 | 7.5HP/5.5KW Star-Delta Starter Panel | 2.00 | Nos |  | 4999.00 | 9998.00 | 4000.00 | 8000.00 | 8000.00 | DElite System Engineering (India) Pvt. Ltd.
80.00 | Supply of following panel board starter suitable to operate with 230 V, 50 Hz, 1 phase AC power supply various installations & locations etc as and when required.
80.01 | 1.5HP DOL Starter with Auto level controller | 1.00 | Nos |  | 1999.00 | 1999.00 | 5000.00 | 5000.00 | 1999.00 | CHENNAI ENGINEERING SERVICES
81.00 | Supply of Borewell type Submersible Pumpset of Suitable rating, water filled cooling type, with SS strainer, SS Body,Noryl Impellers using anti-friction bearing, energy efficient type operated on 415V, 3 Phase,50Hz power for installation into 6'' dia borewell including loading, unloading at site complete etc as required. (Maximum borewell depth 250 feet)
81.01 | 5HP 3Phase - Borewell pump (Model No:KS4D 5025, Make: Kirloskar) | 5.00 | Nos |  | 19999.00 | 99995.00 | 29000.00 | 145000.00 | 99995.00 | CHENNAI ENGINEERING SERVICES
82.00 | 3HP 3Phase- Borewell Submersible pump (Model No:KS4D 3017, Make: Kirloskar) | 5.00 | Nos |  | 14999.00 | 74995.00 | 20000.00 | 100000.00 | 74995.00 | CHENNAI ENGINEERING SERVICES
83.00 | Supply of Borewell type Submersible Pumpset of Suitable rating, water filled cooling type, with SS strainer, SS Body, Noryl Impellers using anti-friction bearing, energy efficient type operated on 230V, 1 Phase, 50Hz power for installation into 4'' dia borewell including loading, unloading at site complete etc as required. (Maximum borewell depth 100 feet)
83.01 | 1.5HP 1Phase- Borewell Submersible pump (Model No:KU4-0318S, Make: Kirloskar) | 2.00 | Nos |  | 19999.00 | 39998.00 | 32000.00 | 64000.00 | 39998.00 | CHENNAI ENGINEERING SERVICES
84.00 | Supply & fixing of following Hydro Pneumatic system spares for various location as and whwn required.
84.01 | Drain Kit for WM9 Pressure Tank | 2.00 | Nos |  | 7999.00 | 15998.00 | 2000.00 | 4000.00 | 4000.00 | DElite System Engineering (India) Pvt. Ltd.
84.02 | Drain Kit for WM35 Pressure Tank | 2.00 | Nos |  | 999.00 | 1998.00 | 2000.00 | 4000.00 | 1998.00 | CHENNAI ENGINEERING SERVICES
84.03 | Flange for Zilmat ultra pro pressure Tank | 2.00 | Nos |  | 899.00 | 1798.00 | 2000.00 | 4000.00 | 1798.00 | CHENNAI ENGINEERING SERVICES
84.04 | Multi pump control CU352 | 2.00 | Nos |  | 19999.00 | 39998.00 | 59000.00 | 118000.00 | 39998.00 | CHENNAI ENGINEERING SERVICES
84.05 | IO351B Module digital/analog | 2.00 | Nos |  | 999.00 | 1998.00 | 20000.00 | 40000.00 | 1998.00 | CHENNAI ENGINEERING SERVICES
84.06 | R core transformer 100VA | 2.00 | Nos |  | 999.00 | 1998.00 | 6000.00 | 12000.00 | 1998.00 | CHENNAI ENGINEERING SERVICES
84.07 | R core transformer 150VA | 2.00 | Nos |  | 999.00 | 1998.00 | 6000.00 | 12000.00 | 1998.00 | CHENNAI ENGINEERING SERVICES
84.08 | Pressure Transmitter 0-16 Bar | 2.00 | Nos |  | 999.00 | 1998.00 | 9000.00 | 18000.00 | 1998.00 | CHENNAI ENGINEERING SERVICES
85.00 | Supply of following size of butterfly valve for Hydro Pneumatic System as and when required
85.01 | 200 mm Dia Butterfly valve | 2.00 | Nos |  | 7999.00 | 15998.00 | 4000.00 | 8000.00 | 8000.00 | DElite System Engineering (India) Pvt. Ltd.
85.02 | 150 mm Dia Butterfly valve | 2.00 | Nos |  | 7999.00 | 15998.00 | 4000.00 | 8000.00 | 8000.00 | DElite System Engineering (India) Pvt. Ltd.
85.03 | 100 mm Dia Butterfly valve | 2.00 | Nos |  | 6999.00 | 13998.00 | 4000.00 | 8000.00 | 8000.00 | DElite System Engineering (India) Pvt. Ltd.
85.04 | 50 mm Dia Butterfly valve | 2.00 | Nos |  | 2999.00 | 5998.00 | 4000.00 | 8000.00 | 5998.00 | CHENNAI ENGINEERING SERVICES
85.05 | 40 mm Dia Butterfly valve | 2.00 | Nos |  | 1999.00 | 3998.00 | 4000.00 | 8000.00 | 3998.00 | CHENNAI ENGINEERING SERVICES
86.00 | Supply of spares for 156HP Kirloskar make Diesel Generator Trolley Mounted De-watering Pumpset etc complete as an when required.
86.01 | Impeller Nut | 1.00 | Nos |  | 999.00 | 999.00 | 999.00 | 999.00 | 999.00 | CHENNAI ENGINEERING SERVICES, DElite System Engineering (India) Pvt. Ltd.
86.02 | Shaft Sleeve | 1.00 | Nos |  | 999.00 | 999.00 | 999.00 | 999.00 | 999.00 | CHENNAI ENGINEERING SERVICES, DElite System Engineering (India) Pvt. Ltd.
86.03 | Set of Keys | 1.00 | Nos |  | 999.00 | 999.00 | 999.00 | 999.00 | 999.00 | CHENNAI ENGINEERING SERVICES, DElite System Engineering (India) Pvt. Ltd.
86.04 | Set of Fastener | 1.00 | Nos |  | 999.00 | 999.00 | 999.00 | 999.00 | 999.00 | CHENNAI ENGINEERING SERVICES, DElite System Engineering (India) Pvt. Ltd.
86.05 | Set of Bearing | 1.00 | Nos |  | 9999.00 | 9999.00 | 999.00 | 999.00 | 999.00 | DElite System Engineering (India) Pvt. Ltd.
86.06 | Set of Gland Packing | 1.00 | Nos |  | 999.00 | 999.00 | 999.00 | 999.00 | 999.00 | CHENNAI ENGINEERING SERVICES, DElite System Engineering (India) Pvt. Ltd.
86.07 | Set of Gasket | 1.00 | Nos |  | 999.00 | 999.00 | 999.00 | 999.00 | 999.00 | CHENNAI ENGINEERING SERVICES, DElite System Engineering (India) Pvt. Ltd.
86.08 | Set of Oilseals | 1.00 | Nos |  | 1999.00 | 1999.00 | 999.00 | 999.00 | 999.00 | DElite System Engineering (India) Pvt. Ltd.
86.09 | Set of Ring | 1.00 | Nos |  | 2999.00 | 2999.00 | 999.00 | 999.00 | 999.00 | DElite System Engineering (India) Pvt. Ltd.
87.00 | Supply of pulse lite 12V, 65 AH, battery complete as required. Make: Cummins | 2.00 | Nos |  | 9999.00 | 19998.00 | 7000.00 | 14000.00 | 14000.00 | DElite System Engineering (India) Pvt. Ltd.
88.00 | Supply of 12V, model: XP1800 Exide battery complete as required. | 2.00 | Nos |  | 9999.00 | 19998.00 | 17000.00 | 34000.00 | 19998.00 | CHENNAI ENGINEERING SERVICES
89.00 | Supply of spares for 5HP Grundfos make Diesel Generator Trolley Mounted De-watering Pumpset etc complete as an when required.
89.01 | Maintenance Kit for Hartz Engine | 2.00 | Kit |  | 19999.00 | 39998.00 | 900.00 | 1800.00 | 1800.00 | DElite System Engineering (India) Pvt. Ltd.
90.00 | Supply of following CPVC pipe accessories etc complete as an when required.
90.01 | Elbow -50 mm | 5.00 | Nos |  | 299.00 | 1495.00 | 200.00 | 1000.00 | 1000.00 | DElite System Engineering (India) Pvt. Ltd.
90.02 | Elbow -40 mm | 5.00 | Nos |  | 199.00 | 995.00 | 200.00 | 1000.00 | 995.00 | CHENNAI ENGINEERING SERVICES
90.03 | MTA -50 mm | 5.00 | Nos |  | 199.00 | 995.00 | 200.00 | 1000.00 | 995.00 | CHENNAI ENGINEERING SERVICES
90.04 | MTA -40 mm | 5.00 | Nos |  | 99.00 | 495.00 | 200.00 | 1000.00 | 495.00 | CHENNAI ENGINEERING SERVICES
90.05 | FTA -50 mm | 5.00 | Nos |  | 299.00 | 1495.00 | 200.00 | 1000.00 | 1000.00 | DElite System Engineering (India) Pvt. Ltd.
90.06 | FTA -40 mm | 5.00 | Nos |  | 199.00 | 995.00 | 200.00 | 1000.00 | 995.00 | CHENNAI ENGINEERING SERVICES
90.07 | Long bend -50 mm | 5.00 | Nos |  | 399.00 | 1995.00 | 200.00 | 1000.00 | 1000.00 | DElite System Engineering (India) Pvt. Ltd.
90.08 | Long bend -40 mm | 5.00 | Nos |  | 299.00 | 1495.00 | 200.00 | 1000.00 | 1000.00 | DElite System Engineering (India) Pvt. Ltd.
91.00 | Sub head - V Supply of Chemicals
92.00 | Supply of following chemicals for water treatment plant and tertiary treatment plant to be supplied as and when required as per site requirement.
93.00 | Per Year requirement
94.00 | Solid Dosing chemical
94.01 | Hydrant Lime 80% concentration | 500.00 | KG |  | 10.99 | 5495.00 | 19.00 | 9500.00 | 5495.00 | CHENNAI ENGINEERING SERVICES
94.02 | Dolomite 70% concentration | 500.00 | KG |  | 12.99 | 6495.00 | 19.00 | 9500.00 | 6495.00 | CHENNAI ENGINEERING SERVICES
94.03 | Soda Ash 98% concentration | 500.00 | KG |  | 19.00 | 9500.00 | 39.00 | 19500.00 | 9500.00 | CHENNAI ENGINEERING SERVICES
95.00 | Liquid Dosing Chemicals
95.01 | Hydro Chloric Acid 35% concentration | 10000.00 | Ltr |  | 10.99 | 109900.00 | 9.00 | 90000.00 | 90000.00 | DElite System Engineering (India) Pvt. Ltd.
95.02 | Sodium Hypo Chlorite 6% concentration | 15000.00 | Ltr |  | 11.99 | 179850.00 | 9.00 | 135000.00 | 135000.00 | DElite System Engineering (India) Pvt. Ltd.
95.03 | Aluminium sulphate 24% concentrate (Alum) | 1500.00 | Ltr |  | 11.99 | 17985.00 | 9.00 | 13500.00 | 13500.00 | DElite System Engineering (India) Pvt. Ltd.
96.00 | Test Kit
96.01 | Hardness Test kit-atleast 250 sample (Aquasol AE-211 or equivalent) | 4.00 | Kit |  | 599.00 | 2396.00 | 999.00 | 3996.00 | 2396.00 | CHENNAI ENGINEERING SERVICES
96.02 | Chloride Test Kit-atleast 300 sample (Aquasol AE-203 or equivalent) | 4.00 | Kit |  | 899.00 | 3596.00 | 999.00 | 3996.00 | 3596.00 | CHENNAI ENGINEERING SERVICES
97.00 | Testing Regants, consumables
97.01 | Universal Indicator solution PH 4.0-11.0 | 6.00 | Nos |  | 399.00 | 2394.00 | 999.00 | 5994.00 | 2394.00 | CHENNAI ENGINEERING SERVICES
97.02 | PH Indicator Paper | 6.00 | Box |  | 199.00 | 1194.00 | 999.00 | 5994.00 | 1194.00 | CHENNAI ENGINEERING SERVICES
98.00 | Chemicals for RO Plant (14 Cum/Hr)
98.01 | R.O. Antiscalant | 100.00 | KG |  | 99.00 | 9900.00 | 99.00 | 9900.00 | 9900.00 | CHENNAI ENGINEERING SERVICES, DElite System Engineering (India) Pvt. Ltd.
98.02 | Sodium Meta Bi Sulphate (SMBS) | 100.00 | KG |  | 59.00 | 5900.00 | 99.00 | 9900.00 | 5900.00 | CHENNAI ENGINEERING SERVICES
99.00 | Supply of Bioculture chemical for dilution of sludge in sewage collection wells and Sewage Sumps etc complete as required.
99.01 | Super24 Bioculture | 200.00 | KG |  | 99.00 | 19800.00 | 999.00 | 199800.00 | 19800.00 | CHENNAI ENGINEERING SERVICES
99.02 | Oxysuper | 200.00 | KG |  | 99.00 | 19800.00 | 999.00 | 199800.00 | 19800.00 | CHENNAI ENGINEERING SERVICES
100.00 | Supply of Nanozyme Wastewater Treatment Culture chemical for dilution of sludge in sewage collection open well etc complete as required.
100.01 | Nanozyme-Bet-STP-9013 | 200.00 | KG |  | 99.00 | 19800.00 | 99.00 | 19800.00 | 19800.00 | CHENNAI ENGINEERING SERVICES, DElite System Engineering (India) Pvt. Ltd.
100.02 | Nutrition-Bet-Nutri-9003 | 200.00 | KG |  | 99.00 | 19800.00 | 99.00 | 19800.00 | 19800.00 | CHENNAI ENGINEERING SERVICES, DElite System Engineering (India) Pvt. Ltd.
101.00 | Supply of stabilizer chemical for dilution of sludge in sewage collection open well etc complete as required. | 200.00 | Ltr |  | 59.00 | 11800.00 | 99.00 | 19800.00 | 11800.00 | CHENNAI ENGINEERING SERVICES
102.00 | Sub head - VI Replacement of Filtration media
103.00 | Replacement of outdated filter media in Pressure sand filter (PSF-90 Cum/Hr) including removal of old outdated media, replacing all strainer nozzles, rinse-cleaning, application of thinner,industrial marine grade epoxy painting, refilling of different gradient media (pebbles, silex,sand) in layers as per standard design and disposal of unserviceable media away from chennai airport etc as required. PSF Vessel: 3100 Ø X 1850 HOS | 2.00 | Job |  | 49999.00 | 99998.00 | 19000.00 | 38000.00 | 38000.00 | DElite System Engineering (India) Pvt. Ltd.
104.00 | Sub head - VII Contingency
105.00 | Supply of following accessories for contigency/Emergency situations etc complete as required.
105.01 | PVC Flexible Green Hose-4" | 100.00 | Mtr |  | 199.00 | 19900.00 | 199.00 | 19900.00 | 19900.00 | CHENNAI ENGINEERING SERVICES, DElite System Engineering (India) Pvt. Ltd.
105.02 | PVC Green Hose-3" | 50.00 | Mtr |  | 199.00 | 9950.00 | 199.00 | 9950.00 | 9950.00 | CHENNAI ENGINEERING SERVICES, DElite System Engineering (India) Pvt. Ltd.
105.03 | PVC Green Hose-2" | 100.00 | Ltr |  | 99.00 | 9900.00 | 199.00 | 19900.00 | 9900.00 | CHENNAI ENGINEERING SERVICES
105.04 | Fire Hose-4" | 30.00 | Mtr |  | 199.00 | 5970.00 | 199.00 | 5970.00 | 5970.00 | CHENNAI ENGINEERING SERVICES, DElite System Engineering (India) Pvt. Ltd.
105.05 | Stainless Steel Hose Clamp-4" | 4.00 | Nos |  | 599.00 | 2396.00 | 199.00 | 796.00 | 796.00 | DElite System Engineering (India) Pvt. Ltd.
105.06 | Stainless Steel Hose Clamp-3" | 6.00 | Nos |  | 599.00 | 3594.00 | 199.00 | 1194.00 | 1194.00 | DElite System Engineering (India) Pvt. Ltd.
105.07 | CI Foot valve-3" | 2.00 | Nos |  | 599.00 | 1198.00 | 199.00 | 398.00 | 398.00 | DElite System Engineering (India) Pvt. Ltd.
105.08 | CI Hose collar-3" | 2.00 | Nos |  | 599.00 | 1198.00 | 199.00 | 398.00 | 398.00 | DElite System Engineering (India) Pvt. Ltd.
105.09 | Supply of 3HP dewatering submersible pump (Model - STPM 32-18. Make - Crompton Greaves Ltd) suitable to operate for 415 V, 3 Phase, 50 Hz, AC power supply and Vortex type impeller, motor housing SS304, double mechanical seal (SiC+Carbon-Ceramic) with discharge of 300 LPM @ 12 Meter Head, non-clog suitable for continuous/intermittent operation in submerged condition, particle handling size of minimum 35mm with starter panel and standard accessories i.e. discharge elbow including gaskets nut bolts, screws, washer including loading, unloading at site complete etc., as required. | 5.00 | Nos |  | 19999.00 | 99995.00 | 23000.00 | 115000.00 | 99995.00 | CHENNAI ENGINEERING SERVICES
106.00 | SUB HEAD - I (AMC)
107.00 | Providing Operation Services of Water Supply System in Operational area at Cowl bazaar & New Fire station pump House, Cargo & MES open well, Runway - 25 End, Old Fire station and Old Pump Houses etc. as per inventory in "Annexure -A1" covering the scope of activities given in special condition of contract and technical specification, attending faults, ensuring serviceability / satisfactory working condition of the systems, maintenance activity as per attached "Annexure-A2" updation of preventive & normal maintenance records, log books as required etc. and cleaning, upkeeping on all days. These services should be ensured for above mentioned Water Supply System equipment’s, Electric motor driven pump sets, borewells, open wells, MCC & starter panels and control panels on round the clock (Three Shift i.e.Pershift 8 Hrs) on all days including Sundays / holidays as per site requirement etc. complete as required.
107.01 | For Second year | 12.00 | Months | 207583.50 | 262999.00 | 3155988.00 | 268804.32 | 3225651.84 | 3155988.00 | CHENNAI ENGINEERING SERVICES
108.00 | Providing Operation Services of water treatment and supply system at Old Water Treatment Plant (WTP) associated borewells etc. as per inventory in "Annexure - A1" covering the scope of activities given in special condition of contract and technical specification, attending faults, ensuring output treated water quality to specifications, chemical testing / sample analysis / corrective actions by chemist, ensuring serviceability / satisfactory working condition of the systems, maintenance activity as per attached "Annexure-A2" updation of lab, normal & preventive records, log books as required etc. and cleaning, upkeeping on all days. These services including supervision of all above activities shall be ensured, covering Water Treatment and Supply System equipment’s, Electric motor driven pump sets, associated borewells, open wells, Sumps, MCC & starter panels and control panels round the clock (Three Shift i.e.Pershift 8 Hrs) on all days including Sundays / holidays as per site requirement etc. complete as required.
108.01 | For Second year | 12.00 | Months | 266913.00 | 336999.00 | 4043988.00 | 348599.39 | 4183192.68 | 4043988.00 | CHENNAI ENGINEERING SERVICES
109.00 | Providing Operation Services of water treatment and supply system at New Water Treatment Plant (NWTP) including Reverse Osmosis (RO) Plant of capacity 14 cum/hr x 2 nos. with all relevant water sources as per inventory in "Annexure - A1" covering the scope of activities given in special condition of contract and technical specification, attending faults, ensuring output treated water quality to specifications, chemical testing / sample analysis / corrective actions by chemist, ensuring serviceability / satisfactory working condition of the systems, maintenance activity as per attached "Annexure-A2" updation of lab, normal & preventive records, log books as required etc. and cleaning, upkeeping on all days. These services including supervision of all above activities shall be ensured for WTP and RO Plant equipment’s, Electric motor driven pump sets, associated borewells, open wells, Sumps, MCC & starter panels and control panels round the clock (Three Shift i.e.Pershift 8 Hrs) on all days including Sundays / holidays as per site requirement etc. complete as required.
109.01 | For Second year | 12.00 | Months | 456585.00 | 569999.00 | 6839988.00 | 588235.62 | 7058827.44 | 6839988.00 | CHENNAI ENGINEERING SERVICES
110.00 | Providing Operation Services of water supply system in CISF Barracks pump House associated borewells etc. as per inventory in "Annexure - A1" covering the scope of activities given in special condition of contract and technical specification, attending faults, ensuring serviceability / satisfactory working condition of the systems, maintenance activity updation of preventive & normal maintenance records, log books as required etc. and cleaning, upkeeping on all days. These services should be ensured for above mentioned Water Supply System equipment’s, Electric motor driven pump sets, borewells, drain sump, MCC & starter panels and control panels on round the clock (Three Shift i.e.Pershift 8 Hrs) on all days including Sundays / holidays as per site requirement etc. complete as required.
110.01 | For Second year | 12.00 | Months | 104227.50 | 133999.00 | 1607988.00 | 134872.56 | 1618470.72 | 1607988.00 | CHENNAI ENGINEERING SERVICES
111.00 | Providing Operation Services of De-watering and Sewage pump sets installed at various location at basement of New Domestic and New International Terminal Buildings and connecting tunnel as per inventory in "Annexure - A1" covering the scope of activities given in special condition of contract and technical specification, attending faults, monitoring & ensuring serviceability of the systems, maintenance activity as per attached "Annexure-A2" normal & preventive records, log books as required etc. and cleaning, upkeeping on all days. These services should be ensured for above mentioned de-watering and sewage pump system, Electric motor driven pump set, MCC & starter panel and control panels on round the clock (Three Shift i.e.Pershift 8 Hrs) on all days including Sundays / holidays as per site requirement etc. complete as required.
111.01 | For Second year | 12.00 | Months | 58967.25 | 75999.00 | 911988.00 | 77118.86 | 925426.32 | 911988.00 | CHENNAI ENGINEERING SERVICES
112.00 | Providing of day-to-day, preventive maintenance, installation, dismantling, rectification, Repair Service of all Electro-Mechanical Inventory with water supply division covering, Mechanical, Electrical and Plumbing works involved, covering the entire scope of preventive maintenance, repair activities indicated but not limited to special condition of contract, technical specification, maintenance & operation manual of AAI, OEM manuals ensuring serviceability / satisfactory working of all water supply system equipment on all days including Sundays / holidays attending minor & major faults, cleaning, upkeeping of the installations , preventive maintenance (as per "Annexure-A2)" related records, log books, timely appraising equipment health status, repairs, replacements (if any) etc. reporting as and when required as per direction of Engineer-In-Charge etc. complete as per the site requirement.
112.01 | For Second year | 12.00 | Months | 161332.50 | 233999.00 | 2807988.00 | 210739.23 | 2528870.76 | 2528870.76 | DElite System Engineering (India) Pvt. Ltd.
113.00 | Testing of following water samples from Government laboratory every month and production of Test Report to the Engineer-In-Charge.
113.01 | Samples: i) Old WTP Raw Water (ii) Old WTP Treated Water (iii) New WTP Domestic Water iv) Domestic (SHA) Terminal (NDT) (v) International (SHA) Terminal (NIT)
113.02 | (i) to (v) - One job
113.03 | For Second year | 12.00 | Jobs |  | 21599.00 | 259188.00 | 19999.00 | 239988.00 | 239988.00 | DElite System Engineering (India) Pvt. Ltd.
114.00 | Testing of following sewage samples from existing STP at State / Central Govt. Laboratary every month and submit the original analysis test report to Engineer -In-charge etc. Complete as required.
114.01 | Samples: (i) Sewage Treated Water (1.2 MLD & 2.25 MLD STP)
114.02 | (i) One Job
114.03 | For Second year | 12.00 | Jobs |  | 9999.00 | 119988.00 | 9999.00 | 119988.00 | 119988.00 | CHENNAI ENGINEERING SERVICES, DElite System Engineering (India) Pvt. Ltd.
115.00 | Providing Services of one number New Mahindra Bolero/Mahindra Scorpio vehicle alongwith driver for distance upto 60 KM/day or 1800 KM/month on round the clock basis for day-to-day maintenance services and attending Inspection/Preventive & Break down maintenance for Water Supply Systems Plant rooms, Pump rooms on both the city side and apron side at Chennai Airport.
115.01 | For Second year | 12.00 | Months |  | 99999.00 | 1199988.00 | 59000.00 | 708000.00 | 708000.00 | DElite System Engineering (India) Pvt. Ltd.
116.00 | SUB HEAD - II (ARC)
117.00 | Supply and Installation of RO filter catridge for RO plant etc. complete as required
117.01 | 2.5" OD X 1" ID X 40" L | 64.00 | Nos |  | 117999.00 | 7551936.00 | 299.00 | 19136.00 | 19136.00 | DElite System Engineering (India) Pvt. Ltd.
117.02 | 2.5" OD X 1" ID X 20" L | 24.00 | Nos |  | 129.00 | 3096.00 | 299.00 | 7176.00 | 3096.00 | CHENNAI ENGINEERING SERVICES
118.00 | Replacement of existing Damaged 8" dia RO-Filter Membrane (6 Nos/Housing) for RO plant at New Water Treatment Plant etc complete as required. | 3.00 | Job |  | 44999.00 | 134997.00 | 20000.00 | 60000.00 | 60000.00 | DElite System Engineering (India) Pvt. Ltd.
119.00 | Chemical Cleaning and overhauling of filter membranes of RO system unit (3Housing/plant) of capacity 14 cum/hr. with required chemicals in WTP to bring the water quality to the desired level as specified in technical specification etc complete as required. | 2.00 | Job |  | 9999.00 | 19998.00 | 2000.00 | 4000.00 | 4000.00 | DElite System Engineering (India) Pvt. Ltd.
120.00 | Cleaning of Stainless Steel RO water storage tank (30,000 Ltr) using necessary chemicals, rinse clean and draining out complete etc as required. | 4.00 | Job |  | 9999.00 | 39996.00 | 2000.00 | 8000.00 | 8000.00 | DElite System Engineering (India) Pvt. Ltd.
121.00 | Dismantling, overhauling and servicing of all type of centrifugal pumpsets including replacement of pump spares (such as impeller, Gland/ mechanical Seal, Gland packing, set of bearings, shaft sleeve, terminal board, terminal box, gasket, liquid reflector, impeller lock nut, cooling fan etc) re-assembling, painting, re-installing the same, testing and commissioning etc., complete as required.
121.01 | Upto 3 HP | 5.00 | Jobs |  | 1999.00 | 9995.00 | 999.00 | 4995.00 | 4995.00 | DElite System Engineering (India) Pvt. Ltd.
121.02 | 5 HP to 10 HP | 5.00 | Jobs |  | 1999.00 | 9995.00 | 999.00 | 4995.00 | 4995.00 | DElite System Engineering (India) Pvt. Ltd.
121.03 | above 10HP upto 20 HP end suction pump. | 8.00 | Jobs |  | 2999.00 | 23992.00 | 999.00 | 7992.00 | 7992.00 | DElite System Engineering (India) Pvt. Ltd.
121.04 | above 10HP upto 20 HP Split case pump | 2.00 | Jobs |  | 2999.00 | 5998.00 | 999.00 | 1998.00 | 1998.00 | DElite System Engineering (India) Pvt. Ltd.
123.00 | Dismantling the existing centrifugal pumpset of following capacity including rewinding, servicing, replacement of motor spares (such as bearings, cooling fan, Terminal Board, terminal box with top), rebate for wound out copper and re-installing the same etc. as required.
123.01 | Upto 1.5HP | 6.00 | Jobs |  | 1999.00 | 11994.00 | 999.00 | 5994.00 | 5994.00 | DElite System Engineering (India) Pvt. Ltd.
123.02 | above 1.5HP upto 3HP | 3.00 | Jobs |  | 1999.00 | 5997.00 | 999.00 | 2997.00 | 2997.00 | DElite System Engineering (India) Pvt. Ltd.
123.03 | above 3HP upto 10HP | 6.00 | Jobs |  | 2999.00 | 17994.00 | 999.00 | 5994.00 | 5994.00 | DElite System Engineering (India) Pvt. Ltd.
123.04 | above 10HP upto 20HP | 3.00 | Jobs |  | 2999.00 | 8997.00 | 999.00 | 2997.00 | 2997.00 | DElite System Engineering (India) Pvt. Ltd.
124.00 | Dismantling, lifting, lowering, painting and re-installation of existing sewage submersible pumpset of following capacity including servicing, replacement of all pump spares (such as Impeller, Mechanical seal, Cutter, Set of ‘O’ rings, Oil seal, Oil for seal cooling etc.,) and Testing, Commissioning etc complete as required.
124.01 | upto 1 HP | 1.00 | Jobs |  | 1999.00 | 1999.00 | 999.00 | 999.00 | 999.00 | DElite System Engineering (India) Pvt. Ltd.
124.02 | above 1HP upto 3HP | 1.00 | Jobs |  | 1999.00 | 1999.00 | 999.00 | 999.00 | 999.00 | DElite System Engineering (India) Pvt. Ltd.
124.03 | above 3HP upto 7.5HP | 4.00 | Jobs |  | 1999.00 | 7996.00 | 999.00 | 3996.00 | 3996.00 | DElite System Engineering (India) Pvt. Ltd.
125.00 | Dismantling, lifting, lowering, painting, rewinding and re-installation of existing sewage submersible pumpset motor of following capacity, including replacement of motor spares (if any required), rebate for wound out copper and Testing, Commissioning etc complete as required.
125.01 | Upto 1 HP | 1.00 | Jobs |  | 1999.00 | 1999.00 | 999.00 | 999.00 | 999.00 | DElite System Engineering (India) Pvt. Ltd.
125.02 | above 1HP upto 3HP | 1.00 | Jobs |  | 1999.00 | 1999.00 | 999.00 | 999.00 | 999.00 | DElite System Engineering (India) Pvt. Ltd.
125.03 | above 3HP upto 7.5HP | 4.00 | Jobs |  | 2999.00 | 11996.00 | 999.00 | 3996.00 | 3996.00 | DElite System Engineering (India) Pvt. Ltd.
126.00 | Dismantling, lifting, lowering, painting, re-installation of sewage submersible pumpset from existing sewage well including rewinding , servicing, replacement of all spares (such as Impeller, Mechanical seal, Cutter, Set of ‘O’ rings, Oil seal, Oil for seal cooling, Set of bearings etc), rebate for wound out copper and testing, commissioning, Complete etc as required.
126.01 | above 7.5 HP upto 12.5HP- At STP Collection Well and Grid 72 | 2.00 | Jobs |  | 1999.00 | 3998.00 | 999.00 | 1998.00 | 1998.00 | DElite System Engineering (India) Pvt. Ltd.
126.02 | 30 HP - At IAD Residential Colony | 1.00 | Jobs |  | 1999.00 | 1999.00 | 999.00 | 999.00 | 999.00 | DElite System Engineering (India) Pvt. Ltd.
127.00 | Lowering of Borewell Submersible pump sets for New borewell (upto 200 feet depth) including couplings, pipe fittings (nipple, elbow, flange valves, clamps etc) lowering and fixing of pipes, submersible cables, cable panel connections etc., complete as required. (Note: Borewell Pump, GI pipe and fittings shall be supplied by AAI) | 6.00 | Jobs |  | 1999.00 | 11994.00 | 999.00 | 5994.00 | 5994.00 | DElite System Engineering (India) Pvt. Ltd.
128.00 | Lifting and Lowering of Borewell submersible pumpset (upto 200 feet depth) from existing borewell of 2"/1.5" dia G.I pipe including cutting, re-threading of existing pipes, pipe fittings (nipple, elbow, flange valves, clamps etc) and installations of submersible pump set (Provided by AAI) along with submersible cables, cable and panel connections etc., complete as required. | 10.00 | Jobs |  | 1999.00 | 19990.00 | 999.00 | 9990.00 | 9990.00 | DElite System Engineering (India) Pvt. Ltd.
129.00 | Servicing of existing Borewell submersible pump of following capacity including replacement of all pump spares (such as Impeller, Diffusers, Pump Shaft, Set of shaft sleves, Retainer ring, Pump Coupling etc) and re-assembling the same etc complete as required.
129.01 | Upto 3 HP | 4.00 | Jobs |  | 2999.00 | 11996.00 | 5999.00 | 23996.00 | 11996.00 | CHENNAI ENGINEERING SERVICES
129.02 | above 3HP upto 5HP | 2.00 | Jobs |  | 2999.00 | 5998.00 | 5999.00 | 11998.00 | 5998.00 | CHENNAI ENGINEERING SERVICES
129.03 | above 5HP upto 7.5HP | 1.00 | Jobs |  | 2999.00 | 2999.00 | 5999.00 | 5999.00 | 2999.00 | CHENNAI ENGINEERING SERVICES
130.00 | Rewinding and servicing of Borewell Submersible Pump -motor, replacement of spares (if any), including rebate for wound out copper of following capacity etc complete as required.
130.01 | Upto 3 HP | 4.00 | Jobs |  | 2999.00 | 11996.00 | 4999.00 | 19996.00 | 11996.00 | CHENNAI ENGINEERING SERVICES
130.02 | above 3HP upto 5HP | 2.00 | Jobs |  | 2999.00 | 5998.00 | 4999.00 | 9998.00 | 5998.00 | CHENNAI ENGINEERING SERVICES
130.03 | above 5HP upto 7.5HP | 1.00 | Jobs |  | 2999.00 | 2999.00 | 4999.00 | 4999.00 | 2999.00 | CHENNAI ENGINEERING SERVICES
131.00 | Servicing of existing Borewell submersible pump-motor of following capacity including replacement of all motor spares (such as Thrustpad, Thrust bearing assembly, Diapharam, Set of keys, Oil Seal, Diapharam Plate etc.) and re-assembling the same etc complete as required.
131.01 | Up to 3HP | 4.00 | Jobs |  | 1999.00 | 7996.00 | 2999.00 | 11996.00 | 7996.00 | CHENNAI ENGINEERING SERVICES
131.02 | above 3HP upto 5HP | 2.00 | Jobs |  | 1999.00 | 3998.00 | 6999.00 | 13998.00 | 3998.00 | CHENNAI ENGINEERING SERVICES
131.03 | above 5HP upto 7.5HP | 1.00 | Jobs |  | 1999.00 | 1999.00 | 6999.00 | 6999.00 | 1999.00 | CHENNAI ENGINEERING SERVICES
132.00 | Dismantling,lifting, lowering, painting and re-installation of openwell/ sump submersible pumpset including servicing, re-threading, replacement of pump spares (such as Impeller, Oil Seal, Thrustpad, Thrust bearing assembly, Diapharam, Gasket , Impeller locknet, Strainer, Diapharam Plate etc.,) and installation, testing, and commissioning of the same complete etc, as and when required.
132.01 | Upto 3HP | 4.00 | Jobs |  | 1999.00 | 7996.00 | 999.00 | 3996.00 | 3996.00 | DElite System Engineering (India) Pvt. Ltd.
132.02 | above 3HP upto 7.5 | 2.00 | Jobs |  | 1999.00 | 3998.00 | 999.00 | 1998.00 | 1998.00 | DElite System Engineering (India) Pvt. Ltd.
132.03 | above 7.5HP upto 10HP | 2.00 | Jobs |  | 2999.00 | 5998.00 | 999.00 | 1998.00 | 1998.00 | DElite System Engineering (India) Pvt. Ltd.
132.04 | above 10HP upto 15HP | 4.00 | Jobs |  | 2999.00 | 11996.00 | 999.00 | 3996.00 | 3996.00 | DElite System Engineering (India) Pvt. Ltd.
133.00 | Dismantling, lifting, lowering, painting, rewinding and re-installation of open well submersible pumpset motor of following capacity including pipes & plumping accessories, rebate for wound out copper, and Testing, Commissioning etc complete as required.
133.01 | Upto 3HP | 4.00 | Jobs |  | 1999.00 | 7996.00 | 999.00 | 3996.00 | 3996.00 | DElite System Engineering (India) Pvt. Ltd.
133.02 | above 3HP to upto 7.5 | 2.00 | Jobs |  | 2999.00 | 5998.00 | 999.00 | 1998.00 | 1998.00 | DElite System Engineering (India) Pvt. Ltd.
133.03 | above 7.5HP upto 10HP | 2.00 | Jobs |  | 2999.00 | 5998.00 | 999.00 | 1998.00 | 1998.00 | DElite System Engineering (India) Pvt. Ltd.
133.04 | above 10HP upto 15HP | 4.00 | Jobs |  | 2999.00 | 11996.00 | 999.00 | 3996.00 | 3996.00 | DElite System Engineering (India) Pvt. Ltd.
134.00 | Dismantling, Lifting, lowering, painting and re-installation of all types of De-watering submersible pump sets of following capacity including rewinding, servicing, replacement of spares (shaft seal, O ring, Bearings etc.) for pump & motor,rebate for wound out copper, testing and commissioning etc., complete as required.
134.01 | Upto 3HP | 5.00 | Jobs |  | 2999.00 | 14995.00 | 999.00 | 4995.00 | 4995.00 | DElite System Engineering (India) Pvt. Ltd.
135.00 | Dismantling, overhauling and servicing of all type of HPS vertically mounted centrifugal pump sets/RO High pressure pumpset (Grundfos Make) including replacement of pump spares (such as impeller,shaft seal, 'O' ring, Head spring, bearings etc) re-assembling, painting, re-installing the same, testing and commissioning etc., complete as required.
135.01 | RO High Pressure Pump-20HP | 2.00 | Jobs |  | 49999.00 | 99998.00 | 19000.00 | 38000.00 | 38000.00 | DElite System Engineering (India) Pvt. Ltd.
135.02 | RO Backwash (Chemical wash) Pump-5.5HP | 2.00 | Jobs |  | 49999.00 | 99998.00 | 19000.00 | 38000.00 | 38000.00 | DElite System Engineering (India) Pvt. Ltd.
135.03 | Domestic HPS Pump-25HP | 2.00 | Jobs |  | 99999.00 | 199998.00 | 19000.00 | 38000.00 | 38000.00 | DElite System Engineering (India) Pvt. Ltd.
135.04 | RO HPS Pump-1.5HP | 2.00 | Jobs |  | 19999.00 | 39998.00 | 9999.00 | 19998.00 | 19998.00 | DElite System Engineering (India) Pvt. Ltd.
136.00 | Dismantling the existing HPS vertically mounted centrifugal pump sets/RO High pressure pumpset(Groundfos Make) including rewinding, servicing, replacement of motor spares (such as bearings, cooling fan, Terminal Board, terminal box with top), rebate for wound out copper and re-installing the same etc. as required.
136.01 | RO High Pressure Pumpset Motor -20HP | 1.00 | Jobs |  | 19999.00 | 19999.00 | 20000.00 | 20000.00 | 19999.00 | CHENNAI ENGINEERING SERVICES
136.02 | RO Backwash (Chemical wash) Pumpset Motor -5.5HP | 1.00 | Jobs |  | 19999.00 | 19999.00 | 19000.00 | 19000.00 | 19000.00 | DElite System Engineering (India) Pvt. Ltd.
136.03 | Domestic HPS Pumpset Motor -25HP | 1.00 | Jobs |  | 19999.00 | 19999.00 | 19000.00 | 19000.00 | 19000.00 | DElite System Engineering (India) Pvt. Ltd.
136.04 | RO HPS Pumpset Motor -1.5HP | 1.00 | Jobs |  | 9999.00 | 9999.00 | 9000.00 | 9000.00 | 9000.00 | DElite System Engineering (India) Pvt. Ltd.
137.00 | Dismantling the existing centrifugal pump sets (Groundfos Make) including rewinding, servicing, replacement of motor spares (such as bearings, cooling fan, Terminal Board, terminal box with top), rebate for wound out copper and re-installing the same etc. as required.
137.01 | PSF Feed Pump-15HP | 1.00 | Jobs |  | 9999.00 | 9999.00 | 9000.00 | 9000.00 | 9000.00 | DElite System Engineering (India) Pvt. Ltd.
137.02 | PSF Back wash -15HP | 1.00 | Jobs |  | 9999.00 | 9999.00 | 9000.00 | 9000.00 | 9000.00 | DElite System Engineering (India) Pvt. Ltd.
138.00 | Dismantling, overhauling and servicing of all type of de-watering pump sets (Grundfos make) including replacement of pump spares (Such as impeller, shaft seal, O ring, head spring, bearing etc) re-assembling, painting, re-installing the same, testing and commissioning etc., complete as required.
138.01 | De-watering Pump -1.5HP | 1.00 | Jobs |  | 29999.00 | 29999.00 | 9000.00 | 9000.00 | 9000.00 | DElite System Engineering (India) Pvt. Ltd.
138.02 | De-watering Pump -2.5HP | 1.00 | Jobs |  | 49999.00 | 49999.00 | 9000.00 | 9000.00 | 9000.00 | DElite System Engineering (India) Pvt. Ltd.
138.03 | De-watering Pump -3HP | 1.00 | Jobs |  | 69999.00 | 69999.00 | 9000.00 | 9000.00 | 9000.00 | DElite System Engineering (India) Pvt. Ltd.
138.04 | De-watering Pump -25HP | 1.00 | Jobs |  | 89999.00 | 89999.00 | 9000.00 | 9000.00 | 9000.00 | DElite System Engineering (India) Pvt. Ltd.
139.00 | Dismantling, overhauling and servicing of all type of sewage pump sets (Grundfos make) including replacement of pump spares (Such as impeller, shaft seal, O ring, head spring, bearing etc) re-assembling, painting, re-installing the same, testing and commissioning etc., complete as required.
139.01 | Sewage Pump -2.5HP | 1.00 | Jobs |  | 29999.00 | 29999.00 | 9000.00 | 9000.00 | 9000.00 | DElite System Engineering (India) Pvt. Ltd.
139.02 | Sewage Pump -3HP | 1.00 | Jobs |  | 29999.00 | 29999.00 | 9000.00 | 9000.00 | 9000.00 | DElite System Engineering (India) Pvt. Ltd.
140.00 | Providing man power to attend any urgent / emergency work with necesssary tools and plants on round the clock basis etc complete as required.
140.01 | Highly skilled labour | 60.00 | Man-Days |  | 1099.00 | 65940.00 | 999.00 | 59940.00 | 59940.00 | DElite System Engineering (India) Pvt. Ltd.
140.02 | Skilled labour | 30.00 | Man-Days |  | 999.00 | 29970.00 | 999.00 | 29970.00 | 29970.00 | CHENNAI ENGINEERING SERVICES, DElite System Engineering (India) Pvt. Ltd.
140.03 | Semi skilled labour | 90.00 | Man-Days |  | 899.00 | 80910.00 | 999.00 | 89910.00 | 80910.00 | CHENNAI ENGINEERING SERVICES
140.04 | Unskilled labour | 90.00 | Man-Days |  | 859.00 | 77310.00 | 999.00 | 89910.00 | 77310.00 | CHENNAI ENGINEERING SERVICES
141.00 | Providing Excavater (JCB) including Operator for emergency / un anticipated break down / maintenance work, cable works etc., complete as required. | 16.00 | Hrs |  | 999.00 | 15984.00 | 1200.00 | 19200.00 | 15984.00 | CHENNAI ENGINEERING SERVICES
142.00 | Providing Tractorwith Trolley including driver and loaders-3, loaders for shifting of debris / wastes from water supply system locations, pump houses etc. to waste dump yard or for emergency / un-anticipated break down / maintenance works etc as required. | 16.00 | Hrs |  | 999.00 | 15984.00 | 1000.00 | 16000.00 | 15984.00 | CHENNAI ENGINEERING SERVICES
143.00 | Providing One Welder alongwith Electric welding machine and welding rods for carrrying out welding works during any urgent Preventive Maintenance/ Breakdown Maintenance /Emergency work as and when required. | 50.00 | Hrs |  | 299.00 | 14950.00 | 299.00 | 14950.00 | 14950.00 | CHENNAI ENGINEERING SERVICES, DElite System Engineering (India) Pvt. Ltd.
144.00 | SUB HEAD - III (Maintainance works)
145.00 | Supply of Activated Sludge (MLSS) to Chennai Sewage Treatment Plant at Chennai Airport as and when required (Note: 1 Lot of MLSS = 9000 Litres) | 4.00 | Lot |  | 4999.00 | 19996.00 | 9999.00 | 39996.00 | 19996.00 | CHENNAI ENGINEERING SERVICES
146.00 | Provision of fiberglas re-inforced (FRP) lining on existing MS/GI pipe line external surface complete with cleaning,wrapping, fixing with binding components, pigment compund layer as per technical specification complete etc as required. | 100.00 | Sq.Mtr |  | 599.00 | 59900.00 | 999.00 | 99900.00 | 59900.00 | CHENNAI ENGINEERING SERVICES
147.00 | Mechanized Cleaning of Clarifier tank including disposal of silt and rubbish etc complete as required as per the direction of Engineer-In-Charge. The cleaning shall consist of following operations: 1. De-watering of sump. 2. Entire surface area (walls, floor etc) of the sump shall then scrubbed thoroughly with wire brush etc. and pressure washed with high pressure water jet. 3.Wall painting of entire clarifier surface inside and outside with approved paint to achieve even shade and color. 4.Painting of all metallic parts of the reactor clarifier-Detention Hood, Draft tube, Drive wheel (Iylam), clarifier scrapper arm, Bridge, Impeller, staircase etc after through scrapping, Sodium hypo treatment of submerged parts and replacing the rusted nut, bolt washer, scrapper blade etc., complete as per the site requirements. | 1.00 | Job |  | 24999.00 | 24999.00 | 120000.00 | 120000.00 | 24999.00 | CHENNAI ENGINEERING SERVICES
148.00 | Mechanised Cleaning & de-silting of sewage collection well using compressor and associated equipment including dosing of stabaliser chemical for dilution of sludge and disposal of left out sludges away from Airport premises etc., complete as required.
148.01 | Grid-72 well- (8 X 9 X 6 depth Mtr) | 2.00 | Jobs |  | 249999.00 | 499998.00 | 120000.00 | 240000.00 | 240000.00 | DElite System Engineering (India) Pvt. Ltd.
148.02 | Residential colony-sewage wells 1) 2.36 dia X 7 Mtr Depth - 2No 2) 3.56 dia X 7.9 Mtr Depth -1No 3) 5 dia X 8 Mtr Depth-1No Sl.No. 1 to 3 =1Job | 1.00 | Job |  | 99999.00 | 99999.00 | 120000.00 | 120000.00 | 99999.00 | CHENNAI ENGINEERING SERVICES
149.00 | Cleaning of sewage (sumps of depth 10 to 15 feet, size from 500 Cubic feet to 1000 cubic feet) in Domestic and International terminal basement with mechanised de-silting compressor, sump scrubbing, debris removal and disposal of left out sludges away from Airport premises including vehicle, as per direction of Engineer-In-Charge etc complete as required.
149.01 | Sewage sump with depth 10 to 15 feet -all size (500 Cubic feet to 1000 cubic feet) | 8.00 | Job |  | 89999.00 | 719992.00 | 200000.00 | 1600000.00 | 719992.00 | CHENNAI ENGINEERING SERVICES
150.00 | Supply and Installation of various Mild Steel structure fabricated using single section MS Channel/angle/flat/bar etc including cutting, welding, drilling, fixing in position using appropriate fasteners, grinding, painting with approved steel primer and two coats enamel paint etc. complete as required. | 1000.00 | KG |  | 79.00 | 79000.00 | 9000.00 | 9000000.00 | 79000.00 | CHENNAI ENGINEERING SERVICES
151.00 | Brush/Spray Painting of various metal surfaces after cleaning/scrapping the surface with emery paper and applying 02 coat anti-corrosive metal red-oxide primer & 2 coats Enamel paint of approved brand and colour to give an even shade complete etc as required (Paint Colour to be decided by Engineer-In-Charge). | 1000.00 | Sq.Mtr |  | 119.00 | 119000.00 | 119.00 | 119000.00 | 119000.00 | CHENNAI ENGINEERING SERVICES, DElite System Engineering (India) Pvt. Ltd.
152.00 | Repair of existing 275 m3/Hr Kay Make twin-lobe air blowers including dismantling, servicing, replacement of damaged spares (roller bearing, rings, O-ring, oil seal, gasket, shaft, bearing collar, suction air filter, pressure guage, pressure relief valve, NRV, belt pulley with machining, bolts, nuts, washer etc) re-alignment, installation, testing and commissioning at New Water Treatment Plant etc complete as required. (Note: Repair of 01 Blower is considered as 01 Job.) Air blowers for PSF backwash at New WTP | 3.00 | Jobs |  | 11999.00 | 35997.00 | 99.00 | 297.00 | 297.00 | DElite System Engineering (India) Pvt. Ltd.
153.00 | Supply and replacement of 100mm dia pressure guages, 0-200PSI, H.Guru make or as per the approved make, specification including welding of GI nipple and necessary connection as required & as per direction of Engineer-In-Charge. | 10.00 | Nos |  | 1199.00 | 11990.00 | 9000.00 | 90000.00 | 11990.00 | CHENNAI ENGINEERING SERVICES
154.00 | Supply and fixing of non-corrosive Fiberglass Reinforced Plastic (FRP) molded grating (Load : atleast 500Kg/Sq.mtr) walkway of Mesh size 38mm X 38mm , Height: 38 mm, 3 mm thickness Chequered plate molded onto FRP Grating, With Rib thickness 5/7 mm on existing sump including fixing of newly fabricated bottom Frame using MS L-Channel 50mm X 50mm X 5mm, painting of metal surface with 01 coat anticorrosive metal primer and 02 coats enamel paint, providing of MS/GI hooks for lifting and civil modification works (CC chipping, filling, finishing) for proper insertion & seating etc. complete as required. | 100.00 | Sq.Mtr |  | 999.00 | 99900.00 | 999.00 | 99900.00 | 99900.00 | CHENNAI ENGINEERING SERVICES, DElite System Engineering (India) Pvt. Ltd.
155.00 | Supplying, fixing, testing and commissioning of Butterfly Valve (Manual) with CI body,SS disc,SS stem, nitrile/EPDM rubber seal,O - ring & PN 16 pressure rating alongwith bolt, nut ,washer as per following sizes etc including dismantling the existing valve complete as required.
155.01 | Butterfly Valve-200 mm Dia | 4.00 | Nos |  | 4999.00 | 19996.00 | 999.00 | 3996.00 | 3996.00 | DElite System Engineering (India) Pvt. Ltd.
155.02 | Butterfly Valve-150 mm Dia | 5.00 | Nos |  | 3999.00 | 19995.00 | 999.00 | 4995.00 | 4995.00 | DElite System Engineering (India) Pvt. Ltd.
155.03 | Butterfly Valve- 125 mm Dia | 1.00 | Nos |  | 2999.00 | 2999.00 | 999.00 | 999.00 | 999.00 | DElite System Engineering (India) Pvt. Ltd.
155.04 | Butterfly Valve- 100 mm Dia | 4.00 | Nos |  | 2999.00 | 11996.00 | 999.00 | 3996.00 | 3996.00 | DElite System Engineering (India) Pvt. Ltd.
155.05 | Butterfly Valve- 80 mm Dia | 2.00 | Nos |  | 2999.00 | 5998.00 | 999.00 | 1998.00 | 1998.00 | DElite System Engineering (India) Pvt. Ltd.
155.06 | Butterfly Valve- 65 mm Dia | 1.00 | Nos |  | 2999.00 | 2999.00 | 999.00 | 999.00 | 999.00 | DElite System Engineering (India) Pvt. Ltd.
155.07 | Butterfly Valve- 50 mm Dia | 4.00 | Nos |  | 2999.00 | 11996.00 | 999.00 | 3996.00 | 3996.00 | DElite System Engineering (India) Pvt. Ltd.
156.00 | Supplying and fixing of following sizes of medium class PVC conduit along with accessories in surface/recess including cutting the wall and making good the same in case of recessed conduit as required.
156.01 | 50 mm | 200.00 | Mtr |  | 199.00 | 39800.00 | 99.00 | 19800.00 | 19800.00 | DElite System Engineering (India) Pvt. Ltd.
157.00 | Replacement of full pressure tank (Tank.Bladder,drain kit,flange etc) including dismantling the existing tank and installation of following capacity tank alongwith providing necessary pipeline connection for satisfactory working of Hydro Pneumatic Syatem (HPS) at various location of Chennai Airport etc complete as required.
157.01 | Wellmate pressure tank WM9 or equivalent | 1.00 | Nos |  | 9999.00 | 9999.00 | 9999.00 | 9999.00 | 9999.00 | CHENNAI ENGINEERING SERVICES, DElite System Engineering (India) Pvt. Ltd.
157.02 | Wellmate pressure tank WM35 or equivalent | 4.00 | Nos |  | 19999.00 | 79996.00 | 9999.00 | 39996.00 | 39996.00 | DElite System Engineering (India) Pvt. Ltd.
157.03 | Wellmate pressure tank WM80 or equivalent | 2.00 | Nos |  | 49999.00 | 99998.00 | 9999.00 | 19998.00 | 19998.00 | DElite System Engineering (India) Pvt. Ltd.
158.00 | Replacement of following Pressure Tank Bladder including removing of damaged bladder and providing New Bladder,filling air upto required pressure alongwith providing necessary pipeline connection for satisfactory working of Hydro Pneumatic Syatem (HPS) at various location of Chennai Airport etc complete as required.
158.01 | Wellmate pressure tank WM9 or equivalent | 2.00 | Nos |  | 9999.00 | 19998.00 | 9999.00 | 19998.00 | 19998.00 | CHENNAI ENGINEERING SERVICES, DElite System Engineering (India) Pvt. Ltd.
158.02 | Wellmate pressure tank WM35 or equivalent | 2.00 | Nos |  | 19999.00 | 39998.00 | 9999.00 | 19998.00 | 19998.00 | DElite System Engineering (India) Pvt. Ltd.
158.03 | Wellmate pressure tank WM80 or equivalent | 2.00 | Nos |  | 29999.00 | 59998.00 | 9999.00 | 19998.00 | 19998.00 | DElite System Engineering (India) Pvt. Ltd.
158.04 | Zilmat ultra pro 500LV pressure Tank or equivalent | 2.00 | Nos |  | 19999.00 | 39998.00 | 9999.00 | 19998.00 | 19998.00 | DElite System Engineering (India) Pvt. Ltd.
159.00 | Periodical health checkup of entire Hydro Pneumatic System on Quarterly basis by OEM M/s.Grundfos or OEM authorized agency and attending minor faults of Equipment’s, filling of air in Pressure tank using compressor upto required pressure, ensuring 100% Serviceability/ Satisfactory Working Condition of the system as per Standard Manufacturers' Practices, replacement of spares which will be supplied by AAI and submission of Service Reports etc as required and as per direction of Engineer-In-Charge. Note: Health check up of 01 HPS system will be treated as 01 Job | 36.00 | Jobs |  | 18999.00 | 683964.00 | 12000.00 | 432000.00 | 432000.00 | DElite System Engineering (India) Pvt. Ltd.
160.00 | Maintenance of 62.5 KVA Cummins Make DG Set mounted on Grundfos make dewatering Trolley by OEM/OEM Authorised Service Dealer, carrying out Routine/Preventive Maintenance on Quarterly Visit Basis, attending All Breakdown Maintenance Calls, carrying out "B" Check of Engines and attending minor faults of Equipment’s, ensuring 100% Serviceability/ Satisfactory Working Condition of the Engine, as per Standard Manufacturers' Practices as per Special Terms and Conditions and submission of Service Reports etc as required and as per direction of Engineer-In-Charge.
160.01 | Quarterly visit Charges/ DG coupled Pumpset | 8.00 | Jobs |  | 19999.00 | 159992.00 | 29000.00 | 232000.00 | 159992.00 | CHENNAI ENGINEERING SERVICES
160.02 | B Check Charge/ Engine | 2.00 | Jobs |  | 19999.00 | 39998.00 | 29000.00 | 58000.00 | 39998.00 | CHENNAI ENGINEERING SERVICES
161.00 | Maintenance of 156HP Kirloskar make dewatering Pumpset alongwith Diesel Engine by OEM/OEM Authorised Service Dealer, carrying out Routine/Preventive Maintenance on Quarterly Visit Basis, attending All Breakdown Maintenance Calls, carrying out "B" Check of Diesel Engines and attending minor faults of Equipment’s, ensuring 100% Serviceability/ Satisfactory Working Condition of the Engine, as per Standard Manufacturers' Practices as per Special Terms and Conditions and submission of Service Reports etc as required and as per direction of Engineer-In-Charge.
161.01 | Quarterly visit Charges/Dewatering Pumpset | 8.00 | Jobs |  | 9999.00 | 79992.00 | 6999.00 | 55992.00 | 55992.00 | DElite System Engineering (India) Pvt. Ltd.
161.02 | B Check Charge/ Engine | 2.00 | Jobs |  | 9999.00 | 19998.00 | 6999.00 | 13998.00 | 13998.00 | DElite System Engineering (India) Pvt. Ltd.
162.00 | Maintenance & Servicing of following diesel engine operated dewatering pumpset and carrying out 'B' Check as per Special Terms and Conditions and submission of Service Reports etc as required and as per direction of Engineer-In-Charge
162.01 | 5 HP Kirloskar Diesel engine coupled dewatering pump | 6.00 | Jobs |  | 9999.00 | 59994.00 | 6999.00 | 41994.00 | 41994.00 | DElite System Engineering (India) Pvt. Ltd.
162.02 | 5 HP Grundfos Diesel engine coupled dewatering pump | 3.00 | Jobs |  | 9999.00 | 29997.00 | 6999.00 | 20997.00 | 20997.00 | DElite System Engineering (India) Pvt. Ltd.
163.00 | Calibration of Digital Electro-Magnetic Flow meter available at various locations from the certified agency and submitting report to Engineer-In-Charge | 30.00 | Jobs |  | 999.00 | 29970.00 | 6999.00 | 209970.00 | 29970.00 | CHENNAI ENGINEERING SERVICES
164.00 | Supplying and laying of following size DWC HDPE pipe ISI marked along with all accessories like socket, bend, couplers etc. conforming to IS 14930, Part II complete with fitting and cutting, jointing etc. direct in ground (75 cm below ground level) including excavation and refilling the trench but excluding sand cushioning and protective covering etc. , complete as required
164.01 | 40mm Dia DWC HDPE Pipe | 50.00 | Mtr |  | 199.00 | 9950.00 | 99.00 | 4950.00 | 4950.00 | DElite System Engineering (India) Pvt. Ltd.
164.02 | 50mm Dia DWC HDPE Pipe | 50.00 | Mtr |  | 199.00 | 9950.00 | 100.00 | 5000.00 | 5000.00 | DElite System Engineering (India) Pvt. Ltd.
165.00 | Providing and Fixing of 'B' Clase GI pipe complete with GI fittings of following sizes including cutting, welding, threading and suitable size flanges etc. complete as required.
165.01 | 2 inch Dia 'B' Clause GI Pipe | 10.00 | Mtr |  | 699.00 | 6990.00 | 1599.00 | 15990.00 | 6990.00 | CHENNAI ENGINEERING SERVICES
165.02 | 3 inch Dia 'B' Clause GI Pipe | 50.00 | Mtr |  | 799.00 | 39950.00 | 1599.00 | 79950.00 | 39950.00 | CHENNAI ENGINEERING SERVICES
165.03 | 4 inch Dia 'B' Clause GI Pipe | 50.00 | Mtr |  | 899.00 | 44950.00 | 1599.00 | 79950.00 | 44950.00 | CHENNAI ENGINEERING SERVICES
165.04 | 5 inch Dia 'B' Clause GI Pipe | 10.00 | Mtr |  | 999.00 | 9990.00 | 1599.00 | 15990.00 | 9990.00 | CHENNAI ENGINEERING SERVICES
165.05 | 6 inch Dia 'B' Clause GI Pipe | 10.00 | Mtr |  | 999.00 | 9990.00 | 1599.00 | 15990.00 | 9990.00 | CHENNAI ENGINEERING SERVICES
165.06 | 8 inch Dia 'B' Clause GI Pipe | 10.00 | Mtr |  | 999.00 | 9990.00 | 1599.00 | 15990.00 | 9990.00 | CHENNAI ENGINEERING SERVICES
165.07 | 10 inch Dia 'B' Clause GI Pipe | 10.00 | Mtr |  | 1999.00 | 19990.00 | 1599.00 | 15990.00 | 15990.00 | DElite System Engineering (India) Pvt. Ltd.
165.08 | 12 inch Dia 'B' Clause GI Pipe | 10.00 | Mtr |  | 1999.00 | 19990.00 | 1599.00 | 15990.00 | 15990.00 | DElite System Engineering (India) Pvt. Ltd.
167.00 | Sub Head-IV Supply of Spares
168.00 | Supply of following Plumbing accessories/Submersible Pump accessories for various installations & locations etc as and when required.
169.00 | 50mm B-Class GI Pipe (10 feet) (Threaded both Ends) | 100.00 | Each |  | 599.00 | 59900.00 | 999.00 | 99900.00 | 59900.00 | CHENNAI ENGINEERING SERVICES
170.00 | 2 inch coupling -100 mm long (Threaded Coupling) | 50.00 | Nos |  | 199.00 | 9950.00 | 99.00 | 4950.00 | 4950.00 | DElite System Engineering (India) Pvt. Ltd.
171.00 | 50 mm X 12 mm C- clamp set with nut bolt. | 20.00 | Set |  | 199.00 | 3980.00 | 99.00 | 1980.00 | 1980.00 | DElite System Engineering (India) Pvt. Ltd.
172.00 | GI elbow-2" (50 mm) Threaded | 10.00 | Nos |  | 199.00 | 1990.00 | 99.00 | 990.00 | 990.00 | DElite System Engineering (India) Pvt. Ltd.
173.00 | GI Flange-2" (50mm) Threaded | 10.00 | Set |  | 199.00 | 1990.00 | 199.00 | 1990.00 | 1990.00 | CHENNAI ENGINEERING SERVICES, DElite System Engineering (India) Pvt. Ltd.
174.00 | GI Pipe Nipple-2" X 12" long | 20.00 | Nos |  | 199.00 | 3980.00 | 199.00 | 3980.00 | 3980.00 | CHENNAI ENGINEERING SERVICES, DElite System Engineering (India) Pvt. Ltd.
175.00 | Water Meter-2" (50 mm) Flanged End | 10.00 | Nos |  | 5999.00 | 59990.00 | 199.00 | 1990.00 | 1990.00 | DElite System Engineering (India) Pvt. Ltd.
176.00 | GI flexible Conduit PVC coated-2" | 100.00 | Mtr |  | 199.00 | 19900.00 | 199.00 | 19900.00 | 19900.00 | CHENNAI ENGINEERING SERVICES, DElite System Engineering (India) Pvt. Ltd.
177.00 | Water Level Controller (Make: L&T Model:XM81053OOOO or equivelant) | 4.00 | Nos |  | 999.00 | 3996.00 | 199.00 | 796.00 | 796.00 | DElite System Engineering (India) Pvt. Ltd.
178.00 | Water Level Controller Probes (Make:L&T Model: XM81076OOOO or equivelant) (Set of 6Nos) | 4.00 | Set |  | 999.00 | 3996.00 | 199.00 | 796.00 | 796.00 | DElite System Engineering (India) Pvt. Ltd.
179.00 | NRV wafer type:Body CI, disc SS, Seat:Nitrile/EPDM PN-16
179.01 | 150 mm Dia | 2.00 | Nos |  | 5999.00 | 11998.00 | 2299.00 | 4598.00 | 4598.00 | DElite System Engineering (India) Pvt. Ltd.
179.02 | 100 mm Dia | 2.00 | Nos |  | 5999.00 | 11998.00 | 2299.00 | 4598.00 | 4598.00 | DElite System Engineering (India) Pvt. Ltd.
179.03 | 80 mm Dia | 2.00 | Nos |  | 3999.00 | 7998.00 | 1999.00 | 3998.00 | 3998.00 | DElite System Engineering (India) Pvt. Ltd.
179.04 | 50 mm Dia | 2.00 | Nos |  | 3999.00 | 7998.00 | 1999.00 | 3998.00 | 3998.00 | DElite System Engineering (India) Pvt. Ltd.
180.00 | NRV Dual Plate type:Body CI, disc SS, Seat:Nitrile/EPDM PN-16
180.01 | 150 mm Dia | 2.00 | Nos |  | 5999.00 | 11998.00 | 5999.00 | 11998.00 | 11998.00 | CHENNAI ENGINEERING SERVICES, DElite System Engineering (India) Pvt. Ltd.
180.02 | 100 mm Dia | 5.00 | Nos |  | 7999.00 | 39995.00 | 5999.00 | 29995.00 | 29995.00 | DElite System Engineering (India) Pvt. Ltd.
180.03 | 80 mm Dia | 2.00 | Nos |  | 3999.00 | 7998.00 | 1999.00 | 3998.00 | 3998.00 | DElite System Engineering (India) Pvt. Ltd.
181.00 | NRV:MOC-Gun Metal of approved quality (screwed end) :
181.01 | 40 mm nominal bore (Horizontal) | 2.00 | Nos |  | 1999.00 | 3998.00 | 2000.00 | 4000.00 | 3998.00 | CHENNAI ENGINEERING SERVICES
181.02 | 50 mm nominal bore (Horizontal) | 5.00 | Nos |  | 1999.00 | 9995.00 | 4000.00 | 20000.00 | 9995.00 | CHENNAI ENGINEERING SERVICES
181.03 | 80 mm nominal bore (Horizontal) | 1.00 | Nos |  | 1999.00 | 1999.00 | 2000.00 | 2000.00 | 1999.00 | CHENNAI ENGINEERING SERVICES
182.00 | Gate Valve:MOC-Gun Metal with C.I. wheel of approved quality (screwed end) :
182.01 | 80 mm nominal bore | 1.00 | Nos |  | 3999.00 | 3999.00 | 4000.00 | 4000.00 | 3999.00 | CHENNAI ENGINEERING SERVICES
182.02 | 50 mm nominal bore | 5.00 | Nos |  | 1999.00 | 9995.00 | 2000.00 | 10000.00 | 9995.00 | CHENNAI ENGINEERING SERVICES
182.03 | 40 mm nominal bore | 2.00 | Nos |  | 1999.00 | 3998.00 | 2000.00 | 4000.00 | 3998.00 | CHENNAI ENGINEERING SERVICES
182.04 | 25 mm nominal bore | 2.00 | Nos |  | 1999.00 | 3998.00 | 2000.00 | 4000.00 | 3998.00 | CHENNAI ENGINEERING SERVICES
183.00 | Dummy Flange:MOC-Mild Steel with suitable Nuts & Bolts etc.
183.01 | 6" MS Dummy Flange-20mm Thick | 2.00 | Nos |  | 999.00 | 1998.00 | 900.00 | 1800.00 | 1800.00 | DElite System Engineering (India) Pvt. Ltd.
183.02 | 4" MS Dummy Flange-20mm Thick | 2.00 | Nos |  | 999.00 | 1998.00 | 900.00 | 1800.00 | 1800.00 | DElite System Engineering (India) Pvt. Ltd.
184.00 | Supply of hand lever operated Cast Steel ball valve approved quality (screwed end) :
184.01 | 2" Ball Valve | 6.00 | Nos |  | 1999.00 | 11994.00 | 900.00 | 5400.00 | 5400.00 | DElite System Engineering (India) Pvt. Ltd.
184.02 | 1" Ball Valve | 2.00 | Nos |  | 999.00 | 1998.00 | 990.00 | 1980.00 | 1980.00 | DElite System Engineering (India) Pvt. Ltd.
184.03 | 3/4" Ball Valve | 2.00 | Nos |  | 599.00 | 1198.00 | 990.00 | 1980.00 | 1198.00 | CHENNAI ENGINEERING SERVICES
185.00 | Supply of float switch sensor for water level controller approved Quality
185.01 | Float Switch | 50.00 | Nos |  | 299.00 | 14950.00 | 900.00 | 45000.00 | 14950.00 | CHENNAI ENGINEERING SERVICES
186.00 | Supply of Flat Three Core PVC Insulated & PVC Sheathed Industrial Cable for Submersible Pump Motors 1100 Volts, conforming to IS: 694, suitable for installation with Deep Borewell pump of suitable length etc., as required.
186.01 | 2.5 Sqmm X 3 Core flat cable | 600.00 | Mtr |  | 139.00 | 83400.00 | 99.00 | 59400.00 | 59400.00 | DElite System Engineering (India) Pvt. Ltd.
186.02 | 4 Sqmm X 3 Core flat cable | 400.00 | Mtr |  | 219.00 | 87600.00 | 99.00 | 39600.00 | 39600.00 | DElite System Engineering (India) Pvt. Ltd.
186.03 | 6 Sqmm X 3 Core flat cable | 100.00 | Mtr |  | 349.00 | 34900.00 | 129.00 | 12900.00 | 12900.00 | DElite System Engineering (India) Pvt. Ltd.
187.00 | Supply of following panel board starter suitable to operate with 415 V, 50 Hz, 3 phase AC power supply various installations & locations etc as and when required.
187.01 | 3HP/2.2 KW DOL Starter Panel | 5.00 | Nos |  | 2999.00 | 14995.00 | 3000.00 | 15000.00 | 14995.00 | CHENNAI ENGINEERING SERVICES
187.02 | 7.5HP/5.5KW Star-Delta Starter Panel | 2.00 | Nos |  | 4999.00 | 9998.00 | 4000.00 | 8000.00 | 8000.00 | DElite System Engineering (India) Pvt. Ltd.
188.00 | Supply of following panel board starter suitable to operate with 230 V, 50 Hz, 1 phase AC power supply various installations & locations etc as and when required.
188.01 | 1.5HP DOL Starter with Auto level controller | 2.00 | Nos |  | 1999.00 | 3998.00 | 2000.00 | 4000.00 | 3998.00 | CHENNAI ENGINEERING SERVICES
189.00 | Supply of Borewell type Submersible Pumpset of Suitable rating, water filled cooling type, with SS strainer, SS Body,Noryl Impellers using anti-friction bearing, energy efficient type operated on 415V, 3 Phase,50Hz power for installation into 6'' dia borewell including loading, unloading at site complete etc as required. (Maximum borewell depth 250 feet)
189.01 | 5HP 3Phase - Borewell pump (Model No:KS4D 5025, Make: Kirloskar) | 2.00 | Nos |  | 19999.00 | 39998.00 | 50000.00 | 100000.00 | 39998.00 | CHENNAI ENGINEERING SERVICES
189.02 | 3HP 3Phase- Borewell Submersible pump (Model No:KS4D 3017, Make: Kirloskar) | 2.00 | Nos |  | 14999.00 | 29998.00 | 39000.00 | 78000.00 | 29998.00 | CHENNAI ENGINEERING SERVICES
190.00 | Supply of Borewell type Submersible Pumpset of Suitable rating, water filled cooling type, with SS strainer, SS Body,Noryl Impellers using anti-friction bearing, energy efficient type operated on 415V, 3 Phase,50Hz power for installation into 6'' dia borewell including loading, unloading at site complete etc as required. (Maximum borewell depth 250 feet)
190.01 | 1.5HP 1Phase- Borewell Submersible pump (Model No:KU4-0318S, Make: Kirloskar) | 2.00 | Nos |  | 19999.00 | 39998.00 | 9000.00 | 18000.00 | 18000.00 | DElite System Engineering (India) Pvt. Ltd.
191.00 | Supply & fixing of following Hydro Pneumatic system spares for various location as and whwn required.
191.01 | Drain Kit for WM9 Pressure Tank | 2.00 | Nos |  | 7999.00 | 15998.00 | 2000.00 | 4000.00 | 4000.00 | DElite System Engineering (India) Pvt. Ltd.
191.02 | Drain Kit for WM35 Pressure Tank | 2.00 | Nos |  | 9999.00 | 19998.00 | 2000.00 | 4000.00 | 4000.00 | DElite System Engineering (India) Pvt. Ltd.
191.03 | Flange for Zilmat ultra pro pressure Tank | 2.00 | Nos |  | 899.00 | 1798.00 | 2000.00 | 4000.00 | 1798.00 | CHENNAI ENGINEERING SERVICES
191.04 | Multi pump control CU352 | 2.00 | Nos |  | 19999.00 | 39998.00 | 2000.00 | 4000.00 | 4000.00 | DElite System Engineering (India) Pvt. Ltd.
191.05 | IO351B Module digital/analog | 2.00 | Nos |  | 999.00 | 1998.00 | 2000.00 | 4000.00 | 1998.00 | CHENNAI ENGINEERING SERVICES
191.06 | R core transformer 100VA | 2.00 | Nos |  | 999.00 | 1998.00 | 2000.00 | 4000.00 | 1998.00 | CHENNAI ENGINEERING SERVICES
191.07 | R core transformer 150VA | 2.00 | Nos |  | 999.00 | 1998.00 | 2000.00 | 4000.00 | 1998.00 | CHENNAI ENGINEERING SERVICES
191.08 | Pressure Transmitter 0-16 Bar | 2.00 | Nos |  | 999.00 | 1998.00 | 2000.00 | 4000.00 | 1998.00 | CHENNAI ENGINEERING SERVICES
192.00 | Supply of following size of butterfly valve for Hydro Pneumatic System as and when required
192.01 | 200 mm Dia Butterfly valve | 2.00 | Nos |  | 7999.00 | 15998.00 | 4000.00 | 8000.00 | 8000.00 | DElite System Engineering (India) Pvt. Ltd.
192.02 | 150 mm Dia Butterfly valve | 2.00 | Nos |  | 7999.00 | 15998.00 | 4000.00 | 8000.00 | 8000.00 | DElite System Engineering (India) Pvt. Ltd.
192.03 | 100 mm Dia Butterfly valve | 2.00 | Nos |  | 6999.00 | 13998.00 | 4000.00 | 8000.00 | 8000.00 | DElite System Engineering (India) Pvt. Ltd.
192.04 | 50 mm Dia Butterfly valve | 2.00 | Nos |  | 2999.00 | 5998.00 | 4000.00 | 8000.00 | 5998.00 | CHENNAI ENGINEERING SERVICES
192.05 | 40 mm Dia Butterfly valve | 2.00 | Nos |  | 1999.00 | 3998.00 | 4000.00 | 8000.00 | 3998.00 | CHENNAI ENGINEERING SERVICES
193.00 | Supply of spares for 156HP Kirloskar make Diesel Generator Trolley Mounted De-watering Pumpset etc complete as an when required.
193.01 | Impeller Nut | 1.00 | Nos |  | 999.00 | 999.00 | 999.00 | 999.00 | 999.00 | CHENNAI ENGINEERING SERVICES, DElite System Engineering (India) Pvt. Ltd.
193.02 | Shaft Sleeve | 1.00 | Nos |  | 999.00 | 999.00 | 999.00 | 999.00 | 999.00 | CHENNAI ENGINEERING SERVICES, DElite System Engineering (India) Pvt. Ltd.
193.03 | Set of Keys | 1.00 | Nos |  | 999.00 | 999.00 | 999.00 | 999.00 | 999.00 | CHENNAI ENGINEERING SERVICES, DElite System Engineering (India) Pvt. Ltd.
193.04 | Set of Fastener | 1.00 | Nos |  | 999.00 | 999.00 | 999.00 | 999.00 | 999.00 | CHENNAI ENGINEERING SERVICES, DElite System Engineering (India) Pvt. Ltd.
193.05 | Set of Bearing | 1.00 | Nos |  | 9999.00 | 9999.00 | 999.00 | 999.00 | 999.00 | DElite System Engineering (India) Pvt. Ltd.
193.06 | Set of Gland Packing | 1.00 | Nos |  | 999.00 | 999.00 | 999.00 | 999.00 | 999.00 | CHENNAI ENGINEERING SERVICES, DElite System Engineering (India) Pvt. Ltd.
193.07 | Set of Gasket | 1.00 | Nos |  | 999.00 | 999.00 | 999.00 | 999.00 | 999.00 | CHENNAI ENGINEERING SERVICES, DElite System Engineering (India) Pvt. Ltd.
193.08 | Set of Oilseals | 1.00 | Nos |  | 1999.00 | 1999.00 | 999.00 | 999.00 | 999.00 | DElite System Engineering (India) Pvt. Ltd.
193.09 | Set of Ring | 1.00 | Nos |  | 2999.00 | 2999.00 | 999.00 | 999.00 | 999.00 | DElite System Engineering (India) Pvt. Ltd.
194.00 | Supply of pulse lite 12V, 65 AH, battery complete as required. Make: Cummins | 1.00 | Nos |  | 9999.00 | 9999.00 | 999.00 | 999.00 | 999.00 | DElite System Engineering (India) Pvt. Ltd.
195.00 | Supply of 12V, model: XP1800 Exide battery complete as required. | 1.00 | Nos |  | 9999.00 | 9999.00 | 7000.00 | 7000.00 | 7000.00 | DElite System Engineering (India) Pvt. Ltd.
196.00 | Supply of spares for 5HP Grundfos make Diesel Generator Trolley Mounted De-watering Pumpset etc complete as an when required.
196.01 | Maintenance Kit for Hartz Engine | 2.00 | Kit |  | 19999.00 | 39998.00 | 900.00 | 1800.00 | 1800.00 | DElite System Engineering (India) Pvt. Ltd.
197.00 | Supply of following HDPE accessories etc complete as an when required.
197.01 | Elbow -50 mm | 5.00 | Nos |  | 299.00 | 1495.00 | 200.00 | 1000.00 | 1000.00 | DElite System Engineering (India) Pvt. Ltd.
197.02 | Elbow -40 mm | 5.00 | Nos |  | 199.00 | 995.00 | 200.00 | 1000.00 | 995.00 | CHENNAI ENGINEERING SERVICES
197.03 | MTA -50 mm | 5.00 | Nos |  | 199.00 | 995.00 | 200.00 | 1000.00 | 995.00 | CHENNAI ENGINEERING SERVICES
197.04 | MTA -40 mm | 5.00 | Nos |  | 99.00 | 495.00 | 200.00 | 1000.00 | 495.00 | CHENNAI ENGINEERING SERVICES
197.05 | FTA -50 mm | 5.00 | Nos |  | 299.00 | 1495.00 | 200.00 | 1000.00 | 1000.00 | DElite System Engineering (India) Pvt. Ltd.
197.06 | FTA -40 mm | 5.00 | Nos |  | 199.00 | 995.00 | 200.00 | 1000.00 | 995.00 | CHENNAI ENGINEERING SERVICES
197.07 | Long bend -50 mm | 5.00 | Nos |  | 399.00 | 1995.00 | 200.00 | 1000.00 | 1000.00 | DElite System Engineering (India) Pvt. Ltd.
197.08 | Long bend -40 mm | 5.00 | Nos |  | 299.00 | 1495.00 | 200.00 | 1000.00 | 1000.00 | DElite System Engineering (India) Pvt. Ltd.
198.00 | Sub head - V Supply of Chemicals
199.00 | Supply of following chemicals for water treatment plant and tertiary treatment plant to be supplied as and when required as per site requirement.
200.00 | Per Year requirement
201.00 | Solid Dosing chemical
201.01 | Hydrant Lime 80% concentration | 500.00 | KG |  | 10.99 | 5495.00 | 19.00 | 9500.00 | 5495.00 | CHENNAI ENGINEERING SERVICES
201.02 | Dolomite 70% concentration | 500.00 | KG |  | 12.99 | 6495.00 | 19.00 | 9500.00 | 6495.00 | CHENNAI ENGINEERING SERVICES
201.03 | Soda Ash 98% concentration | 500.00 | KG |  | 19.00 | 9500.00 | 19.00 | 9500.00 | 9500.00 | CHENNAI ENGINEERING SERVICES, DElite System Engineering (India) Pvt. Ltd.
202.00 | Liquid Dosing Chemicals
202.01 | Hydro Chloric Acid 35% concentration | 10000.00 | Ltr |  | 8.99 | 89900.00 | 9.00 | 90000.00 | 89900.00 | CHENNAI ENGINEERING SERVICES
202.03 | Sodium Hypo Chlorite 6% concentration | 15000.00 | Ltr |  | 10.99 | 164850.00 | 9.00 | 135000.00 | 135000.00 | DElite System Engineering (India) Pvt. Ltd.
202.05 | Aluminium sulphate 24% concentrate (Alum) | 1500.00 | Ltr |  | 11.99 | 17985.00 | 9.00 | 13500.00 | 13500.00 | DElite System Engineering (India) Pvt. Ltd.
203.00 | Test Kit
203.01 | Hardness Test kit-atleast 250 sample (Aquasol AE-211 or equivalent) | 4.00 | Kit |  | 599.00 | 2396.00 | 999.00 | 3996.00 | 2396.00 | CHENNAI ENGINEERING SERVICES
203.02 | Chloride Test Kit-atleast 300 sample (Aquasol AE-203 or equivalent) | 4.00 | Kit |  | 599.00 | 2396.00 | 999.00 | 3996.00 | 2396.00 | CHENNAI ENGINEERING SERVICES
204.00 | Testing Regants, consumables
204.01 | Universal Indicator solution PH 4.0-11.0 (500ML) | 6.00 | Nos |  | 399.00 | 2394.00 | 999.00 | 5994.00 | 2394.00 | CHENNAI ENGINEERING SERVICES
204.02 | PH Indicator Paper | 6.00 | Box |  | 199.00 | 1194.00 | 999.00 | 5994.00 | 1194.00 | CHENNAI ENGINEERING SERVICES
205.00 | Chemicals for RO Plant (14 Cum/Hr)
205.01 | R.O. Antiscalant | 100.00 | KG |  | 99.00 | 9900.00 | 99.00 | 9900.00 | 9900.00 | CHENNAI ENGINEERING SERVICES, DElite System Engineering (India) Pvt. Ltd.
205.02 | Sodium Meta Bi Sulphate (SMBS) | 100.00 | KG |  | 59.00 | 5900.00 | 99.00 | 9900.00 | 5900.00 | CHENNAI ENGINEERING SERVICES
206.00 | Supply of Bioculture chemical for dilution of sludge in sewage collection open well etc complete as required.
206.01 | Super24 Bioculture | 200.00 | KG |  | 99.00 | 19800.00 | 999.00 | 199800.00 | 19800.00 | CHENNAI ENGINEERING SERVICES
206.02 | Oxysuper | 200.00 | KG |  | 99.00 | 19800.00 | 999.00 | 199800.00 | 19800.00 | CHENNAI ENGINEERING SERVICES
207.00 | Supply of Nanozyme Wastewater Treatment Culture chemical for dilution of sludge in sewage collection open well etc complete as required.
207.01 | Nanozyme-Bet-STP-9013 | 200.00 | KG |  | 99.00 | 19800.00 | 99.00 | 19800.00 | 19800.00 | CHENNAI ENGINEERING SERVICES, DElite System Engineering (India) Pvt. Ltd.
207.02 | Nutrition-Bet-Nutri-9003 | 200.00 | KG |  | 99.00 | 19800.00 | 99.00 | 19800.00 | 19800.00 | CHENNAI ENGINEERING SERVICES, DElite System Engineering (India) Pvt. Ltd.
207.03 | Supply of stabilizer chemical for dilution of sludge in sewage collection open well etc complete as required. | 200.00 | Ltr |  | 59.00 | 11800.00 | 99.00 | 19800.00 | 11800.00 | CHENNAI ENGINEERING SERVICES
208.00 | Sub head - VI Replacement of Filtration media
209.00 | Replacement of outdated filter media in Activated Carbon filter and Multi Grade Filter at old water treatment plant including removal of old outdated media, rinse-cleaning,application of thinner,industrial marine grade epoxy painting, refilling of different gradient media (pebbles, sand, silex,Granular Activated Carbon) in layers as per standard design, technical specifications and disposal of unserviceable media away from chennai airport complete as per the direction of Engineer-in-Charge etc as required.
209.01 | Activated Carbon filter (110 M3/Hr): 2600mm Dia X 2000mm HOS Top Distrubution Header: Inverted Bell Mouth Bottom Collecter : lateral system | 1.00 | Job |  | 49999.00 | 49999.00 | 9999.00 | 9999.00 | 9999.00 | DElite System Engineering (India) Pvt. Ltd.
209.02 | Activated carbon filter (30 M3/Hr): 1600mm Dia X 2000mm HOS Top Distrubution Header: Inverted Bell Mouth Bottom Collecter: Lateral system | 1.00 | Job |  | 199.00 | 199.00 | 9999.00 | 9999.00 | 199.00 | CHENNAI ENGINEERING SERVICES
209.03 | Muti-Grade filter (110 M3/Hr)-3000mm Dia X 1800mm HOS Top Distrubution Header: Inverted Bell Mouth Bottom Collecter: Lateral system | 1.00 | Job |  | 199.00 | 199.00 | 9999.00 | 9999.00 | 199.00 | CHENNAI ENGINEERING SERVICES
209.04 | Muti-Grade filter (30 M3/Hr)-2000mm Dia X 1500mm HOS Top Distrubution Header: Inverted Bell Mouth Bottom Collecter: Lateral system | 1.00 | Job |  | 99.00 | 99.00 | 9999.00 | 9999.00 | 99.00 | CHENNAI ENGINEERING SERVICES
210.00 | Sub head - VII Contingency
211.00 | Supply of following accessories for contigency/Emergency situations etc complete as required.
211.01 | PVC Flexible Green Hose-4" | 30.00 | Mtr |  | 199.00 | 5970.00 | 199.00 | 5970.00 | 5970.00 | CHENNAI ENGINEERING SERVICES, DElite System Engineering (India) Pvt. Ltd.
211.02 | PVC Green Hose-3" | 30.00 | Mtr |  | 199.00 | 5970.00 | 199.00 | 5970.00 | 5970.00 | CHENNAI ENGINEERING SERVICES, DElite System Engineering (India) Pvt. Ltd.
211.03 | PVC Green Hose-2" | 30.00 | Mtr |  | 99.00 | 2970.00 | 199.00 | 5970.00 | 2970.00 | CHENNAI ENGINEERING SERVICES
211.04 | Fire Hose-4" | 30.00 | Mtr |  | 199.00 | 5970.00 | 199.00 | 5970.00 | 5970.00 | CHENNAI ENGINEERING SERVICES, DElite System Engineering (India) Pvt. Ltd.
211.05 | Stainless Steel Hose Clamp-4" | 4.00 | Nos |  | 599.00 | 2396.00 | 199.00 | 796.00 | 796.00 | DElite System Engineering (India) Pvt. Ltd.
211.06 | Stainless Steel Hose Clamp-3" | 6.00 | Nos |  | 599.00 | 3594.00 | 199.00 | 1194.00 | 1194.00 | DElite System Engineering (India) Pvt. Ltd.
211.07 | CI Foot valve-3" | 2.00 | Nos |  | 599.00 | 1198.00 | 199.00 | 398.00 | 398.00 | DElite System Engineering (India) Pvt. Ltd.
211.08 | CI Hose collar-3" | 2.00 | Nos |  | 599.00 | 1198.00 | 199.00 | 398.00 | 398.00 | DElite System Engineering (India) Pvt. Ltd.
212.00 | Supply of 3HP dewatering submersible pump (Model - STPM 32-18. Make - Crompton Greaves Ltd) suitable to operate for 415 V, 3 Phase, 50 Hz, AC power supply and Vortex type impeller, motor housing SS304, double mechanical seal (SiC+Carbon-Ceramic) with discharge of 300 LPM @ 12 Meter Head, non-clog suitable for continuous/intermittent operation in submerged condition, particle handling size of minimum 35mm with starter panel and standard accessories i.e. discharge elbow including gaskets nut bolts, screws, washer including loading, unloading at site complete etc., as required. | 5.00 | Nos |  | 19999.00 | 99995.00 | 9000.00 | 45000.00 | 45000.00 | DElite System Engineering (India) Pvt. Ltd.
| Total in Figures |  |  |  |  | 63632315.00 |  | 62980931.52
Lowest Amount Quoted BY: DElite System Engineering (India) Pvt. Ltd.(62980931.52)

## BOQ Summary
BOQ Summary Details Tender Title: Providing Operation and Maintenance Service of Water Supply System for Old and New Water Treatment Plant, Sewage Storage Tank, CISF Barracks, Bore wells and Open wells at various locations, RO Plant and DeWatering System. Tender ID: 2025_AAI_227438_1
Sheet Name | Sl.No | Bidder Name | Amount | Bid Rank
BoQ1 | 1 | DElite System Engineering (India) Pvt. Ltd. (BID ID -828073) | 62980931.52 | L1
| 2 | CHENNAI ENGINEERING SERVICES (BID ID -820773) | 63632315.00 | L2