## BoQ1
Government eProcurement System Created By: JAGAN MOHAN BONTADA Created Date/Time: 28-May-2025 11:07 AM Tender Title: M/R to Power Supply and Standby DG sets at Chennai International Airport. SH Facility Management Contract (FMC) of Power Supply Installations (2 Years 2025-27) Tender ID: 2025_AAI_232270_1
Tender Inviting Authority: Sr. Manager (Engg.-Elect.), AMED-VII, Airports Airports Authority of India, Operational Offices, Chennai Airport, Chennai - 600 016.
Name of Work: M/R to Power Supply and Standby DG sets at Chennai International Airport. SH: Facility Management Contract [FMC] of Power Supply Installations. (2 Years: 2025-27)
Contract No: AAI/CHE/AMED-VII/2025/02 Tender ID: 2025_AAI_232270_1
SCHEDULE OF WORK / ITEM(S)
Sl.No | Description of Work / Item(s) | No.of Qty | Units | Estimated Rate | CHENNAI ENGINEERING SERVICES (GSTN-33AADFC4373K1ZH) BID ID -843948 |  | VOLTECH O AND M SERVICES PVT LTD (GSTN-33AACCV9209K1Z4) BID ID -850409 |  | DElite System Engineering (India) Pvt. Ltd. (GSTN-NA) BID ID -850161 |  | Sterling and wilson pvt ltd (GSTN-NA) BID ID -850249 |  | ABHISHEK INTEGRATIONS LIMITED (GSTN-NA) BID ID -850462
[5 empty] | Rate | Amount | Rate | Amount | Rate | Amount | Rate | Amount | Rate | Amount | L1 Amount | L1 Vendor
1.00 | SH I: Monitoring and Maintenance of Power Supply Installations.
1.01 | Monitoring and Maintenance of Utility Services at Central Sub-Station [PS] comprising of 11 KV VCB Panels (19 Nos. of Integrated Terminal Building Panels, 10 Nos. of AC Chiller Panels and 8 Nos. of AC Panels), Battery charger, 15 Nos, 2V batteries, 4 Nos. of 2 MVA 11 KV/433 V, Oil Type Transformers, ATS Panels (14 Nos. of 11 KV HT ATS and 4 Nos. of 3000 Amps LT ATS), Capacitor Banks (2 Nos. of 3000 KVAR 11 KV Detuned APFC Panels, 01 No 250 KVAR Detuned APFC panel, 03 Nos. 150 KVAR Detuned APFC Panels), 4 Nos of 150A Active Harmonic Filters, 3200 Amps LT Panel, associated Earthing System etc., (As per Annexure 'C' - List of Inventories) for round the Clock 24X7 Basis (Manpower in Three Shift Basis - 8 Hours For One Shift + General shift as per Annexure- 'A'), Monitoring, Control and Maintenance for 100% Serviceability including Co-ordination with 110 KV Intake Sub-Station and other Sub-Stations and Power Houses, attending minor faults/ repairs/ replacement of defective components with AAI Supplied New Components, ensuring 100% Serviceability/ satisfactory working condition of the systems, routine and general preventive maintenance on daily/ weekly/ monthly/ quarterly/ half yearly/ yearly basis as per standard manufacturers' practices, maintenance of records and log books and reporting as and when required, complete General Housekeeping and Upkeeping of the Installations and Substation, Providing Supervisory Engineering Services and Services for Computer Skilled Document Assistance (for complete FMC) etc., on all days including Sundays & Holidays as specified and as directed by Engineer-In-Charge as required. (Note: The quoted rate shall be exclusive of Goods and Services Tax, EPF, ESI and Bonus)
1.02 | FMC First Year | 12.00 | Months | 0.00 | 548779.00 | 6585348.00 | 796049.00 | 9552588.00 | 571885.00 | 6862620.00 | 610677.80 | 7328133.60 | 559682.00 | 6716184.00 | 6585348.00 | CHENNAI ENGINEERING SERVICES
1.03 | FMC Second Year | 12.00 | Months | 0.00 | 548779.00 | 6585348.00 | 796049.00 | 9552588.00 | 571885.00 | 6862620.00 | 610677.80 | 7328133.60 | 559682.00 | 6716184.00 | 6585348.00 | CHENNAI ENGINEERING SERVICES
2.00 | Monitoring and Maintenance of Utility Services at Central Sub-Station [DG SETS] comprising of 08 Nos. of 1500 KVA 11 KV HT DG Sets, 4 Nos. of 1500 KVA LT DG Sets, Battery charger, 15 Nos, 2V batteries, 27 Nos. 11 KV VCB Panels, Synchronization Panels for HT/LT DG Sets, LT Distribution Panel, DG Ventilation Panels and Ventilation System, DG Cooling System Panel (DG Auxiliary Panel) and 5 Nos. of 500 TR Paharpur Cooling Towers, 16 Nos of 15 HP Water pumps, DG Fuel System Panel (DG Auxiliary Panel) and Fuel Pumps, and all associated Sub-Systems -- Fuel Lines, Fuel Tanks (UG 30KL Fuel Tank and 13 Nos. Day Tanks), Water Lines, Valves, Pressure Gauges, Temparature Gauges, Exhaust Line, Aviation Obstruction Lights, Lightning Arrestors, associated Earthing System etc., (As per Annexure 'C' - List of Inventories) for round the Clock 24X7 Basis (Three Shift Basis - 8 Hours For One Shift as per Annexure -'A'), Monitoring, Control and Maintenance for 100% Serviciability including Co-ordination with Central Sub-Station, attending minor faults/ repairs/ replacement of defective components with AAI Supplied New Components, ensuring 100% Serviceability/ satisfactory working condition of the systems, routine and general preventive maintenance on daily/ weekly/ monthly/ quarterly/ half yearly/ yearly basis as per standard manufacturers' practices, maintenance of records and log books and reporting as and when required, complete General Housekeeping and Upkeeping of the Installations and Substation etc., on all days including Sundays & Holidays as specified and as directed by Engineer-In-Charge as required. (Note: The quoted rate shall be exclusive of Goods and Services Tax, EPF, ESI and Bonus)
2.01 | FMC First Year | 12.00 | Months | 0.00 | 372929.00 | 4475148.00 | 389030.00 | 4668360.00 | 388749.00 | 4664988.00 | 413178.79 | 4958145.48 | 411410.00 | 4936920.00 | 4475148.00 | CHENNAI ENGINEERING SERVICES
2.02 | FMC Second Year | 12.00 | Months | 0.00 | 372929.00 | 4475148.00 | 389030.00 | 4668360.00 | 388749.00 | 4664988.00 | 413178.79 | 4958145.48 | 411410.00 | 4936920.00 | 4475148.00 | CHENNAI ENGINEERING SERVICES
3.00 | Monitoring and Maintenance of Utility Services at Terminal 1 (T1) Basement Sub-Stations [SS] (Both East and West Side SS) comprising of 11 KV VCB Panels (12 Nos. Each at East and 10 Nos. Each West Side), Battery charger, 15 Nos, 2V batteries, 2MVA 11 KV/433 V Dry Type Transformers (3 Nos. at East and 4 No. at West Side SS), LT Panels, detuned APFC Panels (2 Nos. 250KVAR & 2 Nos. 150 KVAR at west side, 2 Nos. 150 KVAR & 1 No. 250KVAR at East Side), 6 Nos. of 300A active harmonic filters, associated Earthing System etc., (As per Annexure 'C' - List of Inventories) for round the Clock 24X7 Basis (Three Shift Basis - 8 Hours For One Shift as per Annexure- 'A'), Monitoring, Control and Maintenance for 100% Serviceability including Co-ordination with Central Sub-Station, attending minor faults/ repairs/ replacement of defective components with AAI Supplied New Components, ensuring 100% Serviceability/ satisfactory working condition of the systems, routine and general preventive maintenance on daily/ weekly/ monthly/ quarterly/ half yearly/ yearly basis as per standard manufacturers' practices, maintenance of records and log books and reporting as and when required, complete General Housekeeping and Upkeeping of the Installations and Substation etc., on all days including Sundays & Holidays as specified and as directed by Engineer-In-Charge as required. (Note: The quoted rate shall be exclusive of Goods and Service Tax, EPF, ESI and Bonus)
3.01 | FMC First Year | 12.00 | Months | 0.00 | 372929.00 | 4475148.00 | 457150.00 | 5485800.00 | 379276.00 | 4551312.00 | 402913.49 | 4834961.88 | 382477.00 | 4589724.00 | 4475148.00 | CHENNAI ENGINEERING SERVICES
3.02 | FMC Second Year | 12.00 | Months | 0.00 | 372929.00 | 4475148.00 | 457150.00 | 5485800.00 | 379276.00 | 4551312.00 | 402913.49 | 4834961.88 | 382477.00 | 4589724.00 | 4475148.00 | CHENNAI ENGINEERING SERVICES
4.00 | Monitoring and Maintenance of Utility Services at Terminal 4 (T4) Basement Sub-Stations [SS] (Both East and West Side SS) comprising of 11 KV VCB Panels (10 Nos. Each at East and West Side), Battery charger, 15 Nos, 2V batteries, 2MVA 11 KV/433 V Dry Type Transformers (4 Nos. at East and 3 Nos. at West Side SS), LT Panels, 6 Nos. of 300A active harmonic filters, detuned APFC Panels (2 Nos. 250KVAR & 2 Nos. 150 KVAR at East side, 2 Nos. 150 KVAR & 1 No. 250KVAR at West Side), associated Earthing System etc., (As per Annexure 'C' - List of Inventories) for round the Clock 24X7 Basis (Three Shift Basis - 8 Hours For One Shift as per Annexure- 'A'), Monitoring, Control and Maintenance for 100% Serviceability including Co-ordination with Central Sub-Station, attending minor faults/ repairs/ replacement of defective components with AAI Supplied New Componenets, ensuring 100% Serviceability/ satisfactory working condition of the systems, routine and general preventive maintenance on daily/ weekly/ monthly/ quarterly/ half yearly/ yearly basis as per standard manufacturers' practices, maintenance of records and log books and reporting as and when required, complete General Housekeeping and Upkeeping of the Installations and Substation etc., on all days including Sundays & Holidays as specified and as directed by Engineer-In-Charge as required. (Note: The quoted rate shall be exclusive of Goods and Service Tax, EPF, ESI and Bonus)
4.01 | FMC First Year | 12.00 | Months | 0.00 | 363789.00 | 4365468.00 | 457150.00 | 5485800.00 | 379276.00 | 4551312.00 | 402913.49 | 4834961.88 | 382477.00 | 4589724.00 | 4365468.00 | CHENNAI ENGINEERING SERVICES
4.02 | FMC Second Year | 12.00 | Months | 0.00 | 363789.00 | 4365468.00 | 457150.00 | 5485800.00 | 379276.00 | 4551312.00 | 402913.49 | 4834961.88 | 382477.00 | 4589724.00 | 4365468.00 | CHENNAI ENGINEERING SERVICES
5.00 | Monitoring and Maintenance of Utility Services at Admin Power House Cum Sub-Station comprising of 10 Nos. of 11 KV VCB Panels, Battery charger, 15 Nos, 2V batteries, 2 Nos. of 2500 KVA 11 KV/433 V Oil Type Transformers, 2Nos. 500 KVA DG Sets with AMF Panels, LT Panels (Both Essential and Non-Essential), LT Detuned APFC Panels, associated Earthing System etc., (As per Annexure 'C' - List of Inventories) for round the Clock 24X7 Basis (Three Shift Basis - 8 Hours For One Shift as per Annexure- 'A'), Monitoring, Control and Maintenance for 100% Serviceability including Co-ordination with Cargo Power House, Intake SS, New Power House and Solar Power House, attending minor faults/ repairs/ replacement of defective components with AAI Supplied New Components, ensuring 100% Serviceability/ satisfactory working condition of the systems, routine and general preventive maintenance on daily/ weekly/ monthly/ quarterly/ half yearly/ yearly basis as per standard manufacturers' practices and as per TCS, maintenance of records and log books and reporting as and when required, complete General Housekeeping and Upkeeping of the Installations and Substation etc., on all days including Sundays & Holidays as specified and as directed by Engineer-In-Charge as required. (Note: The quoted rate shall be exclusive of Goods and Service Tax, EPF, ESI and Bonus)
5.01 | FMC First Year | 12.00 | Months | 0.00 | 250239.00 | 3002868.00 | 302579.00 | 3630948.00 | 250474.00 | 3005688.00 | 266044.99 | 3192539.88 | 252578.00 | 3030936.00 | 3002868.00 | CHENNAI ENGINEERING SERVICES
5.02 | FMC Second Year | 12.00 | Months | 0.00 | 250239.00 | 3002868.00 | 302579.00 | 3630948.00 | 250474.00 | 3005688.00 | 266044.99 | 3192539.88 | 252578.00 | 3030936.00 | 3002868.00 | CHENNAI ENGINEERING SERVICES
6.00 | Monitoring and Maintenance of Utility Services at Remote Bays Power House Cum Sub-Station comprising of 8 Nos. of 11 KV VCB Panels, Battery charger, 15 Nos. 2V batteries, 2 Nos. of 500 KVA, 11 KV/433 V Oil Type Transformers, 2 Nos. of 320 KVA DG Sets with AMF Panels, LT Panels, LT Detuned APFC Panels, associated Earthing System etc., (As per Annexure 'C' - List of Inventories) for round the Clock 24X7 Basis (Three Shift Basis - 8 Hours For One Shift as per Annexure- 'A'), Monitoring, Control and Maintenance for 100% Serviceability including Co-ordination with Cargo Power House, New Power House and MSSR Power House Cum Sub-Station, attending minor faults/ repairs/ replacement of defective components with AAI Supplied New Components, ensuring 100% Serviceability/ satisfactory working condition of the systems, routine and general preventive maintenance on daily/ weekly/ monthly/ quarterly/ half yearly/ yearly basis as per standard manufacturers' practices, maintenance of records and log books and reporting as and when required, complete General Housekeeping and Upkeeping of the Installations and Substation etc., on all days including Sundays & Holidays as specified and as directed by Engineer-In-Charge as required. (Note: The quoted rate shall be exclusive of Goods and Service Tax, EPF, ESI and Bonus)
6.01 | FMC First Year | 12.00 | Months | 0.00 | 250239.00 | 3002868.00 | 302579.00 | 3630948.00 | 250474.00 | 3005688.00 | 266044.99 | 3192539.88 | 252578.00 | 3030936.00 | 3002868.00 | CHENNAI ENGINEERING SERVICES
6.02 | FMC Second Year | 12.00 | Months | 0.00 | 250239.00 | 3002868.00 | 302579.00 | 3630948.00 | 250474.00 | 3005688.00 | 266044.99 | 3192539.88 | 252578.00 | 3030936.00 | 3002868.00 | CHENNAI ENGINEERING SERVICES
7.00 | Monitoring and Maintenance of Utility Services at New Power House Cum Sub-Station comprising of 8 Nos. of 11 KV VCB Panels, 2 Nos. of 1000 KVA, 11 KV/433 V Oil Type Transformers, 2 Nos. of 320 KVA DG Sets with AMF Panels, LT Panels, LT Detuned Capacitor Banks, associated Earthing System etc., (As per Annexure 'C' - List of Inventories) for round the Clock 24X7 Basis (Three Shift Basis - 8 Hours For One Shift+General shift as per Annexure 'A'), Monitoring, Control and Maintenance for 100% Serviceability including Co-ordination with Cargo Power House, Remote Bay Power House, Intake SS and MSSR Power House Cum Sub-Station, attending minor faults/ repairs/ replacement of defective components with AAI Supplied New Components, ensuring 100% Serviceability/ satisfactory working condition of the systems, routine and general preventive maintenance on daily/ weekly/ monthly/ quarterly/ half yearly/ yearly basis as per standard manufacturers' practices, maintenance of records and log books and reporting as and when required, complete General Housekeeping and Upkeeping of the Installations and Substation etc., on all days including Sundays & Holidays as specified and as directed by Engineer-In-Charge as required. (Note: The quoted rate shall be exclusive of Goods and Services Tax, EPF, ESI and Bonus)
7.01 | FMC First Year | 12.00 | Months | 0.00 | 284559.00 | 3414708.00 | 302579.00 | 3630948.00 | 286256.00 | 3435072.00 | 304051.42 | 3648617.04 | 288661.00 | 3463932.00 | 3414708.00 | CHENNAI ENGINEERING SERVICES
7.02 | FMC Second Year | 12.00 | Months | 0.00 | 284559.00 | 3414708.00 | 302579.00 | 3630948.00 | 286256.00 | 3435072.00 | 304051.42 | 3648617.04 | 288661.00 | 3463932.00 | 3414708.00 | CHENNAI ENGINEERING SERVICES
8.00 | SH II: ISC of HT Panels and LT ACBs of Power Supply Installations.
8.01 | Overhauling and Servicing of (400 - 1250) Amp 11 KV HT VCBs by Deploying Authorised Service Personnel of Manufacturer/ Service Dealer provided at Various Power Houses/ Substations including drawing out of the VCB, opening the same, Inspection, Servicing, Cleaning of Contact Surfaces, Overhauling of Operating Mechanism, Lubrication of Moving Parts, Cleaning of CTs, PTs, Busbars and Chambers, Checking of Busbars and bus links, Replacement of Gasket of Panel, Checking of Electrical and Mechanical Operation, measuring of Contact Resistance, Checking of IR values, Testing of ON OFF Time, replacement of minor defective spares supplied by AAI (excluding supply of spares), Testing and Commissioning etc., as required.
8.02 | FMC First Year ISC of VCBs [AREVA Make VCBs-76 Nos. + SCHNIDER Make-40 Nos. + ABB Make - 57 Nos. + CG Make-18 Nos.] | 191.00 | Nos. | 0.00 | 1999.00 | 381809.00 | 1250.00 | 238750.00 | 2999.00 | 572809.00 | 2200.00 | 420200.00 | 1500.00 | 286500.00 | 238750.00 | VOLTECH O AND M SERVICES PVT LTD
8.03 | FMC Second Year ISC of VCBs [AREVA Make VCBs-76 Nos. + SCHNIDER Make-40 Nos. + ABB Make - 57 Nos. + CG Make-18 Nos.] | 191.00 | Nos. | 0.00 | 1999.00 | 381809.00 | 1250.00 | 238750.00 | 2999.00 | 572809.00 | 2200.00 | 420200.00 | 1500.00 | 286500.00 | 238750.00 | VOLTECH O AND M SERVICES PVT LTD
9.00 | Overhauling and Servicing of Trip Circuit Battery Charging Unit by Deploying Authorised Service Personnel of Manufacturer/ Service Dealer provided at Various Power Houses/ Substations including Inspection, Servicing, Cleaning of Charger, Checking of Charger Circuit (Control and Power Circuit) including Instruments/ Relays/ Meters/ Transformers/ Rectifiers/ Filters, attending faults, Replacement of Defective Components (Excluding Cost of Spares), Checking of Batteries, Terminals, Checking of Operation, ensuring serviceability of cubicle in all respect, replacement of minor defective spares supplied by AAI (excluding supply of spares), Testing and Commissioning etc., as required.
9.01 | FMC First Year | 19.00 | Nos. | 0.00 | 4999.00 | 94981.00 | 5000.00 | 95000.00 | 999.00 | 18981.00 | 3000.00 | 57000.00 | 10000.00 | 190000.00 | 18981.00 | DElite System Engineering (India) Pvt. Ltd.
9.02 | FMC Second Year | 19.00 | Nos. | 0.00 | 4999.00 | 94981.00 | 5000.00 | 95000.00 | 999.00 | 18981.00 | 3000.00 | 57000.00 | 10000.00 | 190000.00 | 18981.00 | DElite System Engineering (India) Pvt. Ltd.
10.00 | Inspection/ Overhauling/ Servicing of ACBs of L&T/ C&S/ GE/ ABB Make of Various Capacities provided in the various LT Panels at Various Power Houses/ SSs by Deploying Authorised Service Personnel of Manufacturer/ Service Dealer/ Specialised Agencies experienced in Servicing of ACBs including cleaning of ACBs, opening the same, inspection, servicing, cleaning of contact surfaces, arc chutes, overhauling of operating mechanism, lubrication of moving parts, Checking of UV Coils, Trip Circuits, Checking of Control Circuits, replacement of minor defective spares supplied by AAI (excluding supply of spares), testing and commissioning etc., as required.
10.01 | FMC First Year | 280.00 | Nos. | 0.00 | 749.00 | 209720.00 | 750.00 | 210000.00 | 999.00 | 279720.00 | 1750.00 | 490000.00 | 450.00 | 126000.00 | 126000.00 | ABHISHEK INTEGRATIONS LIMITED
10.02 | FMC Second Year | 280.00 | Nos. | 0.00 | 749.00 | 209720.00 | 750.00 | 210000.00 | 999.00 | 279720.00 | 1750.00 | 490000.00 | 450.00 | 126000.00 | 126000.00 | ABHISHEK INTEGRATIONS LIMITED
11.00 | Calibration of Releases provided in various ACBs in various LT Panels, Testing of Tripping, Timing, etc., i/c adjustment of Settings if required at site by Secondary Injection Test as required.
11.01 | FMC First Year | 255.00 | Nos. | 0.00 | 499.00 | 127245.00 | 500.00 | 127500.00 | 500.00 | 127500.00 | 800.00 | 204000.00 | 450.00 | 114750.00 | 114750.00 | ABHISHEK INTEGRATIONS LIMITED
11.02 | FMC Second Year | 255.00 | Nos. | 0.00 | 499.00 | 127245.00 | 500.00 | 127500.00 | 500.00 | 127500.00 | 800.00 | 204000.00 | 450.00 | 114750.00 | 114750.00 | ABHISHEK INTEGRATIONS LIMITED
12.00 | SH III: Testing & Calibration of Relays and Testing of CTs and Meters
12.01 | Testing & Calibration of Relays [(Electro-Mechanical/ Static/ Digital/ Microprocessor Based Relays)-(O/C and E/F)] provided in various HV/LV Panels, Testing of Insulation Values, Pick-up Value, Timing, Burden, etc., i/c adjustment of Settings if required at site etc., as required, conforming to IS 9124/IS 62314 - 2006 by Secondary Injection Test as required.
12.02 | FMC First Year | 116.00 | Jobs | 0.00 | 699.00 | 81084.00 | 600.00 | 69600.00 | 599.00 | 69484.00 | 250.00 | 29000.00 | 450.00 | 52200.00 | 29000.00 | Sterling and wilson pvt ltd
12.03 | FMC Second Year | 116.00 | Jobs | 0.00 | 699.00 | 81084.00 | 600.00 | 69600.00 | 599.00 | 69484.00 | 250.00 | 29000.00 | 450.00 | 52200.00 | 29000.00 | Sterling and wilson pvt ltd
13.00 | Testing & Calibration of Microprocessor Based Relays (O/C and E/F/Transformer Differential Relay/Reverse Power Relay) provided in various EHV/HV/LV Panels, Testing of Insulation values, Pick-up Value, Timing, Burden, etc., i/c adjustment of Settings if required at site, Relay Co-ordination with immediate Up and Down Circuit etc., as required, conforming to IS 9124/ IS 62314 - 2006 by Secondary Injection Test using Three Phase Automatic Relay Test Kits of Make ISA/ GE/ Doble/ Megger/Omicron as required.
13.01 | FMC First Year | 79.00 | Jobs | 0.00 | 1799.00 | 142121.00 | 2000.00 | 158000.00 | 699.00 | 55221.00 | 1500.00 | 118500.00 | 450.00 | 35550.00 | 35550.00 | ABHISHEK INTEGRATIONS LIMITED
13.02 | FMC Second Year | 79.00 | Jobs | 0.00 | 1799.00 | 142121.00 | 2000.00 | 158000.00 | 699.00 | 55221.00 | 1500.00 | 118500.00 | 450.00 | 35550.00 | 35550.00 | ABHISHEK INTEGRATIONS LIMITED
14.00 | Testing & Calibration of Auxillary Relays provided in various EHV/HV/LV Panels, Testing of Insulation values, Pick-up Value, Drop Off, Burden etc., as required, conforming to IS 9124 by Secondary Injection Test as required.
14.01 | FMC First Year | 347.00 | Jobs | 0.00 | 99.00 | 34353.00 | 100.00 | 34700.00 | 500.00 | 173500.00 | 150.00 | 52050.00 | 500.00 | 173500.00 | 34353.00 | CHENNAI ENGINEERING SERVICES
14.02 | FMC Second Year | 347.00 | Jobs | 0.00 | 99.00 | 34353.00 | 100.00 | 34700.00 | 500.00 | 173500.00 | 150.00 | 52050.00 | 500.00 | 173500.00 | 34353.00 | CHENNAI ENGINEERING SERVICES
15.00 | Testing of 11 KV CTs (3 Nos. of Current Rating each up to 400 Amps) associated with Relays (OC/EF/Master) provided in various HV Panels, Tesing of Polarity, Ratio, Insulation values, Testing of Ammeter connected in the Panel, Marking of available CT Ratio, Checking of Trip Circuit and Breaker Operation/ Tripping etc., as required, conforming to IS 9124 - 1979 by Primary Injection Test (Testing at 50% and 100% Rating) as required.
15.01 | FMC First Year | 123.00 | Jobs | 0.00 | 599.00 | 73677.00 | 600.00 | 73800.00 | 699.00 | 85977.00 | 1250.00 | 153750.00 | 500.00 | 61500.00 | 61500.00 | ABHISHEK INTEGRATIONS LIMITED
15.02 | FMC Second Year | 123.00 | Jobs | 0.00 | 599.00 | 73677.00 | 600.00 | 73800.00 | 699.00 | 85977.00 | 1250.00 | 153750.00 | 500.00 | 61500.00 | 61500.00 | ABHISHEK INTEGRATIONS LIMITED
16.00 | Testing of 11 KV CTs (3 Nos. of Current Rating of more than 400Amps and up to 1250 Amps) associated with Relays (OC/EF/Master) provided in various HV Panels, Tesing of Polarity, Ratio, Insulation values, Testing of Ammeter connected in the Panel, Marking of available CT Ratio, Checking of Trip Circuit and Breaker Operation/ Tripping etc., as required, conforming to IS 9124 - 1979 by Primary Injection Test (Maximum upto 50% of Rating of CTs-Testing at 25% and 50% of Original Rating) as required.
16.01 | FMC First Year | 23.00 | Jobs | 0.00 | 749.00 | 17227.00 | 750.00 | 17250.00 | 699.00 | 16077.00 | 1250.00 | 28750.00 | 500.00 | 11500.00 | 11500.00 | ABHISHEK INTEGRATIONS LIMITED
16.02 | FMC Second Year | 23.00 | Jobs | 0.00 | 749.00 | 17227.00 | 750.00 | 17250.00 | 699.00 | 16077.00 | 1250.00 | 28750.00 | 500.00 | 11500.00 | 11500.00 | ABHISHEK INTEGRATIONS LIMITED
17.00 | SH IV : Filtration of Transformer Oil.
17.01 | Filtration of Transformer Oil of following Equipments conforming to IS 6792/2023 and IS 1866/2017 as required with up to date amendments, including transporting Filtration Plant and BDV Test Kit, Replacement of Silica Gel, Acidity Testing of Oil at Chemical Testing Lab, Submission of Reports, Checking of Cable Tightness, Gasketting of Cable End Boxes etc. as required.
17.02 | CCR HALL POWER HOUSE FMC First Year 2.0 MVA 11KV/433V Transformer | 2.00 | Jobs | 0.00 | 4999.00 | 9998.00 | 50000.00 | 100000.00 | 7000.00 | 14000.00 | 8885.90 | 17771.80 | 11500.00 | 23000.00 | 9998.00 | CHENNAI ENGINEERING SERVICES
17.03 | CCR HALL POWER HOUSE FMC Second Year 2.0 MVA 11KV/433V Transformer | 2.00 | Jobs | 0.00 | 4499.00 | 8998.00 | 50000.00 | 100000.00 | 7000.00 | 14000.00 | 8885.90 | 17771.80 | 11500.00 | 23000.00 | 8998.00 | CHENNAI ENGINEERING SERVICES
17.04 | NEW POWER HOUSE FMC First Year 1000 KVA 11KV / 433 V Transformer | 2.00 | Jobs | 0.00 | 2999.00 | 5998.00 | 4500.00 | 9000.00 | 4000.00 | 8000.00 | 7898.20 | 15796.40 | 7500.00 | 15000.00 | 5998.00 | CHENNAI ENGINEERING SERVICES
17.05 | NEW POWER HOUSE FMC Second Year 1000 KVA 11KV / 433 V Transformer | 2.00 | Jobs | 0.00 | 2999.00 | 5998.00 | 4500.00 | 9000.00 | 4000.00 | 8000.00 | 7898.20 | 15796.40 | 7500.00 | 15000.00 | 5998.00 | CHENNAI ENGINEERING SERVICES
17.06 | AAI RESIDENTIAL COLONY SUBSTATION FMC First Year 500 KVA 11KV/433V Transformer | 1.00 | Job | 0.00 | 1999.00 | 1999.00 | 5000.00 | 5000.00 | 4000.00 | 4000.00 | 7898.20 | 7898.20 | 5000.00 | 5000.00 | 1999.00 | CHENNAI ENGINEERING SERVICES
17.07 | AAI RESIDENTIAL COLONY SUBSTATION FMC Second Year 500 KVA 11KV/433V Transformer | 1.00 | Job | 0.00 | 1999.00 | 1999.00 | 5000.00 | 5000.00 | 4000.00 | 4000.00 | 7898.20 | 7898.20 | 5000.00 | 5000.00 | 1999.00 | CHENNAI ENGINEERING SERVICES
17.08 | CARGO (ICC) POWER HOUSE FMC First Year 1.6 MVA 11KV/433V Transformer | 3.00 | Jobs | 0.00 | 2999.00 | 8997.00 | 5000.00 | 15000.00 | 7500.00 | 22500.00 | 7898.20 | 23694.60 | 9104.00 | 27312.00 | 8997.00 | CHENNAI ENGINEERING SERVICES
17.09 | CARGO (ICC) POWER HOUSE FMC First Year 2.5 MVA 11KV/433V Transformer | 1.00 | Job | 0.00 | 4999.00 | 4999.00 | 5000.00 | 5000.00 | 7000.00 | 7000.00 | 7898.20 | 7898.20 | 14225.00 | 14225.00 | 4999.00 | CHENNAI ENGINEERING SERVICES
17.10 | CARGO (ICC) POWER HOUSE FMC Second Year 1.6 MVA 11KV/433V Transformer | 3.00 | Jobs | 0.00 | 2999.00 | 8997.00 | 5000.00 | 15000.00 | 7500.00 | 22500.00 | 7898.20 | 23694.60 | 9104.00 | 27312.00 | 8997.00 | CHENNAI ENGINEERING SERVICES
17.11 | CARGO (ICC) POWER HOUSE FMC Second Year 2.5 MVA 11KV/433V Transformer | 1.00 | Jobs | 0.00 | 2999.00 | 2999.00 | 5000.00 | 5000.00 | 7000.00 | 7000.00 | 7898.20 | 7898.20 | 14225.00 | 14225.00 | 2999.00 | CHENNAI ENGINEERING SERVICES
17.12 | CISF BARRACKS FMC First Year 250 KVA 11KV/433V Transformer | 1.00 | Job | 0.00 | 2999.00 | 2999.00 | 4500.00 | 4500.00 | 3000.00 | 3000.00 | 7898.20 | 7898.20 | 6500.00 | 6500.00 | 2999.00 | CHENNAI ENGINEERING SERVICES
17.13 | CISF BARRACKS FMC Second Year 250 KVA 11KV/433V Transformer | 1.00 | Job | 0.00 | 2999.00 | 2999.00 | 4500.00 | 4500.00 | 3000.00 | 3000.00 | 7898.20 | 7898.20 | 6500.00 | 6500.00 | 2999.00 | CHENNAI ENGINEERING SERVICES
17.14 | CENTRAL SUBSTATION FMC First Year 2.0 MVA 11KV/433V Transformer | 4.00 | Jobs | 0.00 | 2999.00 | 11996.00 | 5000.00 | 20000.00 | 4000.00 | 16000.00 | 7898.20 | 31592.80 | 11500.00 | 46000.00 | 11996.00 | CHENNAI ENGINEERING SERVICES
17.15 | CENTRAL SUBSTATION FMC Second Year 2.0 MVA 11KV/433V Transformer | 4.00 | Jobs | 0.00 | 2999.00 | 11996.00 | 5000.00 | 20000.00 | 4000.00 | 16000.00 | 7898.20 | 31592.80 | 11500.00 | 46000.00 | 11996.00 | CHENNAI ENGINEERING SERVICES
17.16 | ADMIN POWER HOUSE FMC First Year 2.5 MVA 11KV/433V Transformer | 2.00 | Jobs | 0.00 | 2999.00 | 5998.00 | 5000.00 | 10000.00 | 4000.00 | 8000.00 | 7898.20 | 15796.40 | 14225.00 | 28450.00 | 5998.00 | CHENNAI ENGINEERING SERVICES
17.17 | ADMIN POWER HOUSE FMC Second Year 2.5 MVA 11KV/433V Transformer | 2.00 | Jobs | 0.00 | 2999.00 | 5998.00 | 5000.00 | 10000.00 | 4000.00 | 8000.00 | 7898.20 | 15796.40 | 14225.00 | 28450.00 | 5998.00 | CHENNAI ENGINEERING SERVICES
17.18 | BAY 5 SUB STATION FMC First Year 500 KVA 11KV/433V Indoor Transformers | 2.00 | Jobs | 0.00 | 2999.00 | 5998.00 | 4500.00 | 9000.00 | 4000.00 | 8000.00 | 7898.20 | 15796.40 | 5000.00 | 10000.00 | 5998.00 | CHENNAI ENGINEERING SERVICES
17.19 | BAY 5 SUB STATION FMC Second Year 500 KVA 11KV/433V Indoor Transformers | 2.00 | Jobs | 0.00 | 2999.00 | 5998.00 | 4500.00 | 9000.00 | 4000.00 | 8000.00 | 7898.20 | 15796.40 | 5000.00 | 10000.00 | 5998.00 | CHENNAI ENGINEERING SERVICES
17.20 | ESS BUILDING FMC First Year 1000 KVA 11KV / 433 V Transformer | 2.00 | Jobs | 0.00 | 2999.00 | 5998.00 | 5000.00 | 10000.00 | 4000.00 | 8000.00 | 7898.20 | 15796.40 | 7500.00 | 15000.00 | 5998.00 | CHENNAI ENGINEERING SERVICES
17.21 | ESS BUILDING FMC Second Year 1000 KVA 11KV / 433 V Transformer | 2.00 | Jobs | 0.00 | 2999.00 | 5998.00 | 5000.00 | 10000.00 | 4000.00 | 8000.00 | 7898.20 | 15796.40 | 7500.00 | 15000.00 | 5998.00 | CHENNAI ENGINEERING SERVICES
17.22 | T2 HVAC SUB STATION FMC First Year 2.5 MVA 11KV/433V Transformer | 2.00 | Jobs | 0.00 | 2999.00 | 5998.00 | 5000.00 | 10000.00 | 4000.00 | 8000.00 | 7898.20 | 15796.40 | 14225.00 | 28450.00 | 5998.00 | CHENNAI ENGINEERING SERVICES
17.23 | T2 HVAC SUB STATION FMC Second Year 2.5 MVA 11KV/433V Transformer | 2.00 | Jobs | 0.00 | 2999.00 | 5998.00 | 5000.00 | 10000.00 | 9000.00 | 18000.00 | 7898.20 | 15796.40 | 14225.00 | 28450.00 | 5998.00 | CHENNAI ENGINEERING SERVICES
18.00 | Supply of Transformer Oil conforming to IS 335/2018 for topping up of oil for Transformer during filtration of Oil. (Barrel = 210 Litres)
18.01 | FMC First Year | 5.00 | Barrels | 0.00 | 19999.00 | 99995.00 | 22500.00 | 112500.00 | 29999.00 | 149995.00 | 30605.95 | 153029.75 | 23100.00 | 115500.00 | 99995.00 | CHENNAI ENGINEERING SERVICES
18.02 | FMC Second Year | 5.00 | Barrels | 0.00 | 19999.00 | 99995.00 | 22500.00 | 112500.00 | 2999.00 | 14995.00 | 30605.95 | 153029.75 | 23100.00 | 115500.00 | 14995.00 | DElite System Engineering (India) Pvt. Ltd.
19.00 | Arresting of Transformer Oil Leakage in various capacities of Transformers by changing Gasket, Oil Seal, Checking of Tightness of HV/LV Bushings, Bolts and Nuts including opening of Top Cover, dismantling of cables/busduct, Draining of Oil, lifting of core by crane if required, refilling the Oil after filtration as per Item No. 1 and closing of Top Cover etc., as required. [Cost of ITEM No: 1(SH-IV) is not to be included in this Item]
19.01 | FMC First Year
19.02 | Upto 1000KVA 11KV/433V TR | 3.00 | Jobs | 0.00 | 5999.00 | 17997.00 | 10000.00 | 30000.00 | 500.00 | 1500.00 | 15000.00 | 45000.00 | 18000.00 | 54000.00 | 1500.00 | DElite System Engineering (India) Pvt. Ltd.
19.03 | Above 1000 KVA Upto 2500 KVA 11KV/433 V Transformer | 3.00 | Jobs | 0.00 | 5999.00 | 17997.00 | 12000.00 | 36000.00 | 500.00 | 1500.00 | 15000.00 | 45000.00 | 18000.00 | 54000.00 | 1500.00 | DElite System Engineering (India) Pvt. Ltd.
19.04 | FMC Second Year
19.05 | Upto 1000KVA 11KV/433V TR | 3.00 | Jobs | 0.00 | 5999.00 | 17997.00 | 10000.00 | 30000.00 | 500.00 | 1500.00 | 17000.00 | 51000.00 | 18000.00 | 54000.00 | 1500.00 | DElite System Engineering (India) Pvt. Ltd.
19.06 | Above 1000 KVA Upto 2500 KVA 11KV/433 V Transformer | 3.00 | Jobs | 0.00 | 5999.00 | 17997.00 | 12000.00 | 36000.00 | 500.00 | 1500.00 | 17000.00 | 51000.00 | 18000.00 | 54000.00 | 1500.00 | DElite System Engineering (India) Pvt. Ltd.
20.00 | Testing of Power Transformer of rating upto 1 MVA, 11 / 0.433 KV i/c testing of Insulation resistance, Magnetising current, winding resistance with mico-Ohm meter and Magnetic balance, etc., complete as required.
20.01 | FMC First Year | 3.00 | Jobs | 0.00 | 5999.00 | 17997.00 | 4000.00 | 12000.00 | 999.00 | 2997.00 | 7404.35 | 22213.05 | 12000.00 | 36000.00 | 2997.00 | DElite System Engineering (India) Pvt. Ltd.
20.02 | FMC Second Year | 3.00 | Jobs | 0.00 | 5999.00 | 17997.00 | 4000.00 | 12000.00 | 999.00 | 2997.00 | 7404.35 | 22213.05 | 12000.00 | 36000.00 | 2997.00 | DElite System Engineering (India) Pvt. Ltd.
21.00 | Testing of Power Transformer of rating more than 1MVA but not exceeding 2.5 MVA, 11 / 0.433 KV i/c testing of Insulation resistance, Magnetising current, winding resistance with mico-Ohm meter and Magnetic balance etc., complete as required.
21.01 | FMC First Year | 3.00 | Jobs | 0.00 | 5999.00 | 17997.00 | 2000.00 | 6000.00 | 999.00 | 2997.00 | 7404.35 | 22213.05 | 15000.00 | 45000.00 | 2997.00 | DElite System Engineering (India) Pvt. Ltd.
21.02 | FMC Second Year | 3.00 | Jobs | 0.00 | 5999.00 | 17997.00 | 2000.00 | 6000.00 | 999.00 | 2997.00 | 7404.35 | 22213.05 | 15000.00 | 45000.00 | 2997.00 | DElite System Engineering (India) Pvt. Ltd.
22.00 | Providing and Fixing Glass Cover, Rubber Beading for Marshelling Boxes of Transformers as required.
22.01 | FMC First Year | 3.00 | Jobs | 0.00 | 2999.00 | 8997.00 | 2000.00 | 6000.00 | 999.00 | 2997.00 | 2962.25 | 8886.75 | 2750.00 | 8250.00 | 2997.00 | DElite System Engineering (India) Pvt. Ltd.
22.02 | FMC Second Year | 3.00 | Jobs | 0.00 | 2999.00 | 8997.00 | 2000.00 | 6000.00 | 999.00 | 2997.00 | 2962.25 | 8886.75 | 2750.00 | 8250.00 | 2997.00 | DElite System Engineering (India) Pvt. Ltd.
23.00 | Supply and fixing of Suitable Winding Temperature Indicator and Oil Temperature Indiator upto 1 MVA Transformer as required.
23.01 | FMC First Year | 2.00 | Jobs | 0.00 | 5999.00 | 11998.00 | 2500.00 | 5000.00 | 999.00 | 1998.00 | 11452.05 | 22904.10 | 35200.00 | 70400.00 | 1998.00 | DElite System Engineering (India) Pvt. Ltd.
23.02 | FMC Second Year | 2.00 | Jobs | 0.00 | 5999.00 | 11998.00 | 2500.00 | 5000.00 | 999.00 | 1998.00 | 11452.05 | 22904.10 | 35200.00 | 70400.00 | 1998.00 | DElite System Engineering (India) Pvt. Ltd.
24.00 | SH V: Rate Contract for Maitenance of Power Supply System.
24.01 | Part I Replacement, Testing and Commissioning of Switch Gear Works
24.02 | Supply, Replacement, Testing and Commissioning of Four Pole On Load Change Over Switch of 400 Amps rating with SS Enclosure, in the Existing Wall, including providing Handle, providing LED Display for Inputs and Output, suitable Bus Links for both at Input & Output Side, grouting, earthing etc., as required | 4.00 | Jobs | 0.00 | 29999.00 | 119996.00 | 35000.00 | 140000.00 | 999.00 | 3996.00 | 41663.60 | 166654.40 | 32804.00 | 131216.00 | 3996.00 | DElite System Engineering (India) Pvt. Ltd.
25.00 | Supply, Replacement, Testing and Commissioning of 400 A, 4P, 50KA, MCCB with Thermal Magenetic release protection, in the existing Panel with CT operated multifunction digital metering (EM 6459 of Conzerve/ Equivalent), ON/OFF/Trip Indication Lamps and Phase Indication Lamps i/c providing Handle, providing and fixing 600 A Busbar, with all accessories, interconnection, connection, earthing, painting of door, etc., as required. | 4.00 | Jobs | 0.00 | 29999.00 | 119996.00 | 55000.00 | 220000.00 | 999.00 | 3996.00 | 62508.15 | 250032.60 | 29493.00 | 117972.00 | 3996.00 | DElite System Engineering (India) Pvt. Ltd.
26.00 | Supply, Replacement, Testing and Commissioning of 250 A, 4P, 50KA MCCB with Thermal Magenetic release protection, in the existing Panel with CT operated multifunction digital metering (EM 6459 of Conzerve/ Equivalent), ON/OFF/Trip Indication Lamps and Phase Indication Lamps i/c providing Handle, providing and fixing 400 A Busbar, with all accessories, interconnection, connection, earthing, painting of door, etc., as required. | 2.00 | Jobs | 0.00 | 24999.00 | 49998.00 | 40000.00 | 80000.00 | 999.00 | 1998.00 | 48775.55 | 97551.10 | 23153.00 | 46306.00 | 1998.00 | DElite System Engineering (India) Pvt. Ltd.
27.00 | Supply, Replacement, Testing and Commissioning of 400 A 4P MCCB with thermal magnetic release in the existing Panel including providing Handle, with all accessories, interconnection, connection, earthing, painting of door, etc., as required. | 2.00 | Jobs | 0.00 | 24999.00 | 49998.00 | 35000.00 | 70000.00 | 999.00 | 1998.00 | 49130.85 | 98261.70 | 27337.00 | 54674.00 | 1998.00 | DElite System Engineering (India) Pvt. Ltd.
28.00 | Supply, Replacement, Testing and Commissioning of 250 A 4P MCCB with thermal magnetic release in the existing Panel including providing Handle, with all accessories, with all accessories, interconnection, connection, earthing, painting of door, etc., as required. | 2.00 | Jobs | 0.00 | 19999.00 | 39998.00 | 25000.00 | 50000.00 | 999.00 | 1998.00 | 35227.40 | 70454.80 | 20909.00 | 41818.00 | 1998.00 | DElite System Engineering (India) Pvt. Ltd.
29.00 | ITC of Meters/ Selector Switches/ CTs (3 Nos. in LT or One No in HT)/ Set of Indication Lamps (6 Nos.) in the existing Panel i/c providing and fixing Control Wiring/ Interconnection/ Connection, earthing, etc., as required. | 20.00 | Jobs | 0.00 | 999.00 | 19980.00 | 500.00 | 10000.00 | 500.00 | 10000.00 | 1419.50 | 28390.00 | 2000.00 | 40000.00 | 10000.00 | DElite System Engineering (India) Pvt. Ltd., VOLTECH O AND M SERVICES PVT LTD
30.00 | Supply, Replacement, Testing and Commissioningof Meters of following Type in the existing location of HT/LT Panel Boards at various Power Houses and Substations including providing and fixing Control Wiring/ Interconnection/ Connection, earthing, testing, commissioning, dismantling of old meter and handing over to the Stores of AAI.
30.01 | Load Manager with Class 1.0 Accuracy | 6.00 | Jobs | 0.00 | 8999.00 | 53994.00 | 11000.00 | 66000.00 | 9000.00 | 54000.00 | 11433.35 | 68600.10 | 3911.00 | 23466.00 | 23466.00 | ABHISHEK INTEGRATIONS LIMITED
30.02 | VAF Meter with Class 1.0 Accuracy | 10.00 | Jobs | 0.00 | 5999.00 | 59990.00 | 2000.00 | 20000.00 | 5000.00 | 50000.00 | 5151.00 | 51510.00 | 1525.00 | 15250.00 | 15250.00 | ABHISHEK INTEGRATIONS LIMITED
31.00 | Servicing of 11KV Two Pole Structure including Checking the operation of closing & opening mechanism of Knife edge switches, Cleaning the structure, applying grease to the Moving parts, replacing the corroded Bolts & nuts with new galvanised coated bolts & nuts, cotton waste, cleaning agents, Grease, etc., complete as required. | 2.00 | Jobs | 0.00 | 999.00 | 1998.00 | 1000.00 | 2000.00 | 3000.00 | 6000.00 | 2361.30 | 4722.60 | 31000.00 | 62000.00 | 1998.00 | CHENNAI ENGINEERING SERVICES
32.00 | Supply & Fixing of 11KV Air break Switch including 3 Nos. of 9KV (5KA) "LAMCO" Make Lightning Arrestor, 9 Nos. of 11KV Post Insulator, 6 Nos. of Aluminium Cast End connector, GI Clamps for 1" Pipe, Copper conductor connecting LA to Supply Bus, painting the complete structure with Aluminium paint, complete etc., as required. | 1.00 | Job | 0.00 | 11999.00 | 11999.00 | 4000.00 | 4000.00 | 20000.00 | 20000.00 | 19717.45 | 19717.45 | 69487.00 | 69487.00 | 4000.00 | VOLTECH O AND M SERVICES PVT LTD
33.00 | Part II Cabling
33.01 | Laying of one number PVC/XLPE insulated and PVC sheathed power cable of 1.1KV grade of size exceeding 120 Sq.mm but not exceeding 400 Sq.mm direct in ground including excavation upto 1.2 Mtr Depth, sand cushioning, protective covering and refilling the trench etc., as required. | 100.00 | Mtrs | 0.00 | 299.00 | 29900.00 | 150.00 | 15000.00 | 50.00 | 5000.00 | 528.70 | 52870.00 | 275.00 | 27500.00 | 5000.00 | DElite System Engineering (India) Pvt. Ltd.
34.00 | Laying of one number PVC/XLPE insulated and PVC sheathed Power cable of 1.1KV grade of size exceeding 120 Sq.mm but not exceeding 400 Sq.mm direct in ground including demolishing cement concrete/ bituminous road, excavation of trench of upto 1.2 Mtr Depth refilling the trench making the surface to original finish with CC of 1:3:6 ratio on top (150 mm) etc., as required | 100.00 | Mtrs | 0.00 | 599.00 | 59900.00 | 50.00 | 5000.00 | 50.00 | 5000.00 | 528.70 | 52870.00 | 410.00 | 41000.00 | 5000.00 | DElite System Engineering (India) Pvt. Ltd., VOLTECH O AND M SERVICES PVT LTD
35.00 | Supplying and making end termination without brass compression gland but with aluminium lugs for following size of PVC/ XLPE insulated and PVC sheathed aluminium conductor cable of 1.1 KV grade as required [FOR TEMPORARY BOLT NUT JOINTS OF CABLES]
35.01 | 3½ x 120 Sq.mm | 2.00 | Nos. | 0.00 | 199.00 | 398.00 | 500.00 | 1000.00 | 300.00 | 600.00 | 357.85 | 715.70 | 261.00 | 522.00 | 398.00 | CHENNAI ENGINEERING SERVICES
35.02 | 3½ x 150 Sq.mm | 2.00 | Nos. | 0.00 | 219.00 | 438.00 | 500.00 | 1000.00 | 300.00 | 600.00 | 370.60 | 741.20 | 310.00 | 620.00 | 438.00 | CHENNAI ENGINEERING SERVICES
35.03 | 3½ x 185 Sq.mm | 2.00 | Nos. | 0.00 | 249.00 | 498.00 | 600.00 | 1200.00 | 300.00 | 600.00 | 391.85 | 783.70 | 369.00 | 738.00 | 498.00 | CHENNAI ENGINEERING SERVICES
35.04 | 3½ x 240 Sq.mm | 4.00 | Nos. | 0.00 | 279.00 | 1116.00 | 700.00 | 2800.00 | 300.00 | 1200.00 | 444.55 | 1778.20 | 528.00 | 2112.00 | 1116.00 | CHENNAI ENGINEERING SERVICES
35.05 | 3½ x 300 Sq.mm | 4.00 | Nos. | 0.00 | 299.00 | 1196.00 | 700.00 | 2800.00 | 300.00 | 1200.00 | 570.35 | 2281.40 | 703.00 | 2812.00 | 1196.00 | CHENNAI ENGINEERING SERVICES
35.06 | 3½ x 400 Sq.mm | 4.00 | Nos. | 0.00 | 399.00 | 1596.00 | 700.00 | 2800.00 | 300.00 | 1200.00 | 661.30 | 2645.20 | 968.00 | 3872.00 | 1200.00 | DElite System Engineering (India) Pvt. Ltd.
36.00 | Supplying and making OF HEAT SHRINKABLE OUTER COVERING SLEEVE for following size of PVC/XLPE insulated and PVC sheathed Aluminium conductor cable of 1.1/11KV grade as required.
36.01 | Upto 3½ x 95 - 150 Sq.mm 1.1 KV | 2.00 | Mtrs. | 0.00 | 1049.00 | 2098.00 | 1200.00 | 2400.00 | 300.00 | 600.00 | 618.80 | 1237.60 | 66.00 | 132.00 | 132.00 | ABHISHEK INTEGRATIONS LIMITED
36.02 | Upto 3½ x 185 - 400 Sq.mm 1.1 KV | 20.00 | Mtrs. | 0.00 | 1739.00 | 34780.00 | 1600.00 | 32000.00 | 300.00 | 6000.00 | 918.00 | 18360.00 | 66.00 | 1320.00 | 1320.00 | ABHISHEK INTEGRATIONS LIMITED
36.03 | Upto 3 x 120 - 185 Sq.mm 11 KV | 4.00 | Mtrs. | 0.00 | 1739.00 | 6956.00 | 2500.00 | 10000.00 | 300.00 | 1200.00 | 918.00 | 3672.00 | 77.00 | 308.00 | 308.00 | ABHISHEK INTEGRATIONS LIMITED
36.04 | Upto 3 x 240 - 300 Sq.mm 11 KV | 10.00 | Mtrs. | 0.00 | 1739.00 | 17390.00 | 2500.00 | 25000.00 | 300.00 | 3000.00 | 1922.70 | 19227.00 | 77.00 | 770.00 | 770.00 | ABHISHEK INTEGRATIONS LIMITED
37.00 | Locating the Cable fault on LT/HT feeder cables laid directly in ground/ duct/ pipe including providing Cable Fault Tracer (Rental) etc., as required.
37.01 | LT CABLES [ONLY IN CASE OF EMERGENCY] | 2.00 | Jobs | 0.00 | 2999.00 | 5998.00 | 15000.00 | 30000.00 | 5000.00 | 10000.00 | 22000.00 | 44000.00 | 11000.00 | 22000.00 | 5998.00 | CHENNAI ENGINEERING SERVICES
37.02 | HT CABLES | 8.00 | Jobs | 0.00 | 12999.00 | 103992.00 | 15000.00 | 120000.00 | 5000.00 | 40000.00 | 25000.00 | 200000.00 | 16500.00 | 132000.00 | 40000.00 | DElite System Engineering (India) Pvt. Ltd.
38.00 | Supplying and laying of 125 mm OD HDPE Pipe of PE 80 PN 8 ISI Marked along with all accessories like socket, bend etc., confirming to IS 4984 complete with fitting and cutting, jointing etc., direct in ground (0.75 mtr below the ground level) including excavation and refilling the trench but excluding sand cushioning and protective covering etc., as required. | 100.00 | Mtrs. | 0.00 | 299.00 | 29900.00 | 150.00 | 15000.00 | 100.00 | 10000.00 | 585.00 | 58500.00 | 1007.00 | 100700.00 | 10000.00 | DElite System Engineering (India) Pvt. Ltd.
39.00 | Part III Specialised Works
39.01 | HI POT Testing of HT Cable/ Transformer/ HT Panels at Site after Dis- Connection of Cable/ associated Items, reconnection after testing I/c providing Test Kit (rental) and Technical labour/ assistants etc., as required. | 12.00 | Jobs | 0.00 | 5999.00 | 71988.00 | 2000.00 | 24000.00 | 999.00 | 11988.00 | 4936.80 | 59241.60 | 30000.00 | 360000.00 | 11988.00 | DElite System Engineering (India) Pvt. Ltd.
40.00 | Supply of nominal 2.5 mm thick (Width 1 Mtr) PVC synthetic, electric insulated mats conforming to IS 15652-2006 having Dielectric strength of 45 KV, no adverse effect of mineral oil, high insulation resistance (Minimum 1,00,000 M Ω on wet conditionwith 5 KV meggar) etc., as required. | 20.00 | Sq.Mtr. | 0.00 | 499.00 | 9980.00 | 2000.00 | 40000.00 | 200.00 | 4000.00 | 720.80 | 14416.00 | 583.00 | 11660.00 | 4000.00 | DElite System Engineering (India) Pvt. Ltd.
41.00 | Supply of nominal 2.0 mm thick (Width 1 Mtr) PVC synthetic, electric insulated mats conforming to IS 15652-2006 having Dielectric strength of 30 KV, no adverse effect of mineral oil, high insulation resistance (Minimum 1,00,000 M Ω on wet condition with 5 KV meggar) etc., as required. | 50.00 | Sq.Mtr. | 0.00 | 399.00 | 19950.00 | 200.00 | 10000.00 | 200.00 | 10000.00 | 562.70 | 28135.00 | 495.00 | 24750.00 | 10000.00 | DElite System Engineering (India) Pvt. Ltd., VOLTECH O AND M SERVICES PVT LTD
42.00 | Fixing of nominal 2.5 mm OR 2.0 mm (Width 1 Mtr) thick PVC synthetic, electric insulated mats conforming to IS 15652-2006 along with suitable adhensive/ chemibond, i/c providing water proofing of floor, (chipping of floor if required) sealing of all joints etc., as required. | 70.00 | Sq.Mtr. | 0.00 | 99.00 | 6930.00 | 100.00 | 7000.00 | 200.00 | 14000.00 | 148.75 | 10412.50 | 275.00 | 19250.00 | 6930.00 | CHENNAI ENGINEERING SERVICES
43.00 | Supply and Replacement of Silica Gel of Transformers at Various Power Houses and SS as required. | 60.00 | Kgs | 0.00 | 149.00 | 8940.00 | 100.00 | 6000.00 | 700.00 | 42000.00 | 99.45 | 5967.00 | 275.00 | 16500.00 | 5967.00 | Sterling and wilson pvt ltd
44.00 | Inspection/ Servicing/ Repair to Radiator of upto 500 KVA DG Set at Various Power Houses comprising of following activities: a) Dismantling of fan guard, fan, radiator, including top and bottom tank, inlet and outlet pipes etc., as required. b) General Cleaning of fan guard, fan, radiator, including top and bottom tank, inlet and outlet pipes etc., as required. c) Chemical Cleaning of radiator, including top and bottom tank, inlet and outlet pipes and tubes etc., as required. d) Plugging of core tubes with soldering as required. e) Refixing of radiator, including top and bottom tank, inlet and outlet pipes, fan, fan guard, providing distilled water etc., as required. | 2.00 | Jobs | 0.00 | 24999.00 | 49998.00 | 5000.00 | 10000.00 | 100.00 | 200.00 | 15000.00 | 30000.00 | 5500.00 | 11000.00 | 200.00 | DElite System Engineering (India) Pvt. Ltd.
45.00 | Inspection/Servicing/Repair to Radiator of upto 500 KVA DG Set at Various Power Houses comprising of following activities: a) Dismantling of fan guard, fan, radiator, including top and bottom tank, inlet and outlet pipes etc., as required. b) General Cleaning of fan guard, fan, radiator, top and bottom tank, inlet and outlet pipes including Chemical Cleaning of radiator, top and bottom tank, inlet and outlet pipes and tubes etc., as required. c) Refixing of radiator, including top and bottom tank, inlet and outlet pipes, fan, fan guard, providing distilled water etc., as required. | 2.00 | Jobs | 0.00 | 11999.00 | 23998.00 | 5000.00 | 10000.00 | 100.00 | 200.00 | 15000.00 | 30000.00 | 5500.00 | 11000.00 | 200.00 | DElite System Engineering (India) Pvt. Ltd.
46.00 | Recharging of 12 V, 180 AH Battery as and when required including transportation of batteries as required. | 4.00 | Jobs | 0.00 | 279.00 | 1116.00 | 200.00 | 800.00 | 100.00 | 400.00 | 247.35 | 989.40 | 550.00 | 2200.00 | 400.00 | DElite System Engineering (India) Pvt. Ltd.
47.00 | Reconditioning of one cell of 12 V, 180 AH Battery as and when required including replacement of cell plates and acid, recharging, transportation of batteries to works and Power House as required. | 4.00 | Jobs | 0.00 | 999.00 | 3996.00 | 1000.00 | 4000.00 | 100.00 | 400.00 | 987.70 | 3950.80 | 1100.00 | 4400.00 | 400.00 | DElite System Engineering (India) Pvt. Ltd.
48.00 | Servicing, overhauling and reconditioning of 1 set 30V YKP 9 100 AH Battery bank (each set consists of 15 Nos. of 2V battery) carried out by OEM M/s. Exide or its authorised service representative as required. | 9.00 | Jobs | 0.00 | 12999.00 | 116991.00 | 35000.00 | 315000.00 | 17000.00 | 153000.00 | 3000.00 | 27000.00 | 3300.00 | 29700.00 | 27000.00 | Sterling and wilson pvt ltd
49.00 | Replacement and Fixing of 4 KW Heater for Distilled Water Plant as required. | 2.00 | Jobs | 0.00 | 1499.00 | 2998.00 | 500.00 | 1000.00 | 500.00 | 1000.00 | 1099.05 | 2198.10 | 15400.00 | 30800.00 | 1000.00 | DElite System Engineering (India) Pvt. Ltd., VOLTECH O AND M SERVICES PVT LTD
50.00 | Servicing of Distilled water plant including removal of scales in the Heating Chamber & Pipes, replacement float valve & Ball valve, Hose Pipes, painting, testing & commisioning etc., complete as required. | 2.00 | Jobs | 0.00 | 1999.00 | 3998.00 | 3000.00 | 6000.00 | 500.00 | 1000.00 | 2300.95 | 4601.90 | 1100.00 | 2200.00 | 1000.00 | DElite System Engineering (India) Pvt. Ltd.
51.00 | Calibration of following Meters/ Instruments in Govt./ Govt. Approved/ NABL Accredited Testing Labs including Transportation of Meters/ Instruments, co-ordination, Collection and submission of Calibration Certificate, etc., as required.
51.01 | Megger | 2.00 | Jobs | 0.00 | 1999.00 | 3998.00 | 1800.00 | 3600.00 | 1000.00 | 2000.00 | 1000.00 | 2000.00 | 990.00 | 1980.00 | 1980.00 | ABHISHEK INTEGRATIONS LIMITED
51.02 | Earth Tester | 2.00 | Jobs | 0.00 | 599.00 | 1198.00 | 1400.00 | 2800.00 | 1000.00 | 2000.00 | 1000.00 | 2000.00 | 990.00 | 1980.00 | 1198.00 | CHENNAI ENGINEERING SERVICES
51.03 | Phase Sequence Meter | 2.00 | Jobs | 0.00 | 599.00 | 1198.00 | 1500.00 | 3000.00 | 1000.00 | 2000.00 | 1000.00 | 2000.00 | 1650.00 | 3300.00 | 1198.00 | CHENNAI ENGINEERING SERVICES
51.04 | Tong Tester | 2.00 | Jobs | 0.00 | 399.00 | 798.00 | 1500.00 | 3000.00 | 1000.00 | 2000.00 | 1000.00 | 2000.00 | 1320.00 | 2640.00 | 798.00 | CHENNAI ENGINEERING SERVICES
51.05 | Supply of Distilled Water for Batteries as required. | 500.00 | Litr | 0.00 | 19.00 | 9500.00 | 10.00 | 5000.00 | 11.00 | 5500.00 | 22.00 | 11000.00 | 17.00 | 8500.00 | 5000.00 | VOLTECH O AND M SERVICES PVT LTD
52.00 | Providing One No. Mobile Telephone Facility with Outgoing Call Provision unlimited calls and messages in a Month as required. | 24.00 | Months | 0.00 | 199.00 | 4776.00 | 200.00 | 4800.00 | 199.00 | 4776.00 | 299.00 | 7176.00 | 523.00 | 12552.00 | 4776.00 | CHENNAI ENGINEERING SERVICES, DElite System Engineering (India) Pvt. Ltd.
53.00 | Part IV Labour Works
53.01 | Retrievel of one number PVC/XLPE insulated and PVC sheathed power cable of 1.1KV grade of size upto 400 Sq.mm from ground including excavation and refilling the trench etc., as required. | 100.00 | Mtrs. | 0.00 | 99.00 | 9900.00 | 50.00 | 5000.00 | 50.00 | 5000.00 | 271.44 | 27144.00 | 150.00 | 15000.00 | 5000.00 | DElite System Engineering (India) Pvt. Ltd., VOLTECH O AND M SERVICES PVT LTD
54.00 | Retrievel of one number PVC/XLPE insulated and PVC sheathed power cable of 1.1KV grade of size upto 400 Sq.mm from the existing RCC/ HUME/ STONEWARE/ METAL/ GI PIPES/ Duct/ TRAY/ TERRACE etc., as required. | 400.00 | Mtrs. | 0.00 | 99.00 | 39600.00 | 80.00 | 32000.00 | 50.00 | 20000.00 | 178.50 | 71400.00 | 70.00 | 28000.00 | 20000.00 | DElite System Engineering (India) Pvt. Ltd.
55.00 | Retrievel of one number PVC/XLPE insulated and PVC sheathed power cable of 11KV grade of size upto 300 Sq.mm from ground including excavation and refilling the trench etc., as required. | 100.00 | Mtrs. | 0.00 | 199.00 | 19900.00 | 50.00 | 5000.00 | 50.00 | 5000.00 | 302.76 | 30276.00 | 240.00 | 24000.00 | 5000.00 | DElite System Engineering (India) Pvt. Ltd., VOLTECH O AND M SERVICES PVT LTD
56.00 | Retrievel of one number PVC/XLPE insulated and PVC sheathed power cable of 11KV grade of size upto 300 Sq.mm from the existing RCC/ HUME/ STONEWARE/ METAL/ Duct/ GI Pipe etc., as required. | 400.00 | Mtrs. | 0.00 | 199.00 | 79600.00 | 50.00 | 20000.00 | 50.00 | 20000.00 | 178.50 | 71400.00 | 70.00 | 28000.00 | 20000.00 | DElite System Engineering (India) Pvt. Ltd., VOLTECH O AND M SERVICES PVT LTD
57.00 | Retrievel of one number PVC/XLPE insulated and PVC sheathed power cable of 1.1KV grade of size exceeding 120 Sq.mm but not exceedind upto 400 Sq.mm from ground including excavation and relaying after fault rectification using same brick, fresh sand cushioning protective covering and refilling the trench etc., as required. | 100.00 | Mtrs. | 0.00 | 499.00 | 49900.00 | 80.00 | 8000.00 | 50.00 | 5000.00 | 586.50 | 58650.00 | 250.00 | 25000.00 | 5000.00 | DElite System Engineering (India) Pvt. Ltd.
58.00 | Retrievel of one number PVC/XLPE insulated and PVC sheathed power cable of 11KV grade of size exceeding 120 Sq.mm but not exceeding upto 300 Sq.mm from ground including excavation and relaying after fault rectification using same brick, fresh sand cushioning protective covering and refilling the trench etc., as required. | 100.00 | Mtrs. | 0.00 | 499.00 | 49900.00 | 80.00 | 8000.00 | 50.00 | 5000.00 | 148.75 | 14875.00 | 220.00 | 22000.00 | 5000.00 | DElite System Engineering (India) Pvt. Ltd.
59.00 | Cleaning of cable trenches by lifting the cables, supporting the cables, removing waste materials I/c malba, debris etc., and transporting and dumping the same to waste dumping yard etc., as required. | 200.00 | Mtrs. | 0.00 | 299.00 | 59800.00 | 100.00 | 20000.00 | 50.00 | 10000.00 | 613.35 | 122670.00 | 120.00 | 24000.00 | 10000.00 | DElite System Engineering (India) Pvt. Ltd.
60.00 | Cleaning of bus ducts I/c removing of covers, checking of bus bars, bus supports, tightening of busses and supports and re-fixing of covers, testing, commissioning etc., as required. | 10.00 | Mtrs. | 0.00 | 499.00 | 4990.00 | 100.00 | 1000.00 | 50.00 | 500.00 | 613.35 | 6133.50 | 1000.00 | 10000.00 | 500.00 | DElite System Engineering (India) Pvt. Ltd.
61.00 | Cleaning of Electrical, Mechanical and other Installations at Power Houses and Substations with necessary cleaning materials etc., as required by providing 2 Nos. of Helpers. | 100.00 | Days | 0.00 | 1999.00 | 199900.00 | 1500.00 | 150000.00 | 50.00 | 5000.00 | 1989.00 | 198900.00 | 2169.00 | 216900.00 | 5000.00 | DElite System Engineering (India) Pvt. Ltd.
62.00 | Providing one Skilled Wireman and two Unskilled Khalasi to attend any urgent Preventive Maintenance/ Breakdown Maintenance/ Emergency Work at Electrical Installations provided in Main Power House/ Substations with necessary T&P as and when required. | 20.00 | Days | 0.00 | 2999.00 | 59980.00 | 1600.00 | 32000.00 | 999.00 | 19980.00 | 2971.60 | 59432.00 | 3274.00 | 65480.00 | 19980.00 | DElite System Engineering (India) Pvt. Ltd.
63.00 | Providing Labour and Hire Charges for deploying Excavater (JCB) i/c Operator for tracing the cable faults, excavation and refilling of Cable trench after work etc., as required. | 100.00 | Hrs | 0.00 | 999.00 | 99900.00 | 500.00 | 50000.00 | 999.00 | 99900.00 | 789.65 | 78965.00 | 1500.00 | 150000.00 | 50000.00 | VOLTECH O AND M SERVICES PVT LTD
64.00 | Providing one FITTER and ONE Unskilled Khalasi to attend any urgent Preventive Maintenance/ Breakdown Maintenance/ Emergency Work at Electrical Installations provided in Main Power House/ Substations with necessary T&P as and when required. | 12.00 | Days | 0.00 | 2499.00 | 29988.00 | 1000.00 | 12000.00 | 999.00 | 11988.00 | 1967.75 | 23613.00 | 2162.00 | 25944.00 | 11988.00 | DElite System Engineering (India) Pvt. Ltd.
65.00 | Providing Labour and Hire Charges for deploying Gas Cutting MACHINE i/c Cutter, Gases in Cylinder etc., for cutting of Chequered Plates, MS Angles as required. | 10.00 | Hrs | 0.00 | 899.00 | 8990.00 | 500.00 | 5000.00 | 999.00 | 9990.00 | 634.95 | 6349.50 | 2500.00 | 25000.00 | 5000.00 | VOLTECH O AND M SERVICES PVT LTD
66.00 | Providing Labour and Hire Charges for deploying WELDING MACHINE i/c WELDER, Welding Rods etc., for WELDING WORKS as required. | 30.00 | Hrs | 0.00 | 449.00 | 13470.00 | 300.00 | 9000.00 | 999.00 | 29970.00 | 50.00 | 1500.00 | 2500.00 | 75000.00 | 1500.00 | Sterling and wilson pvt ltd
67.00 | Providing Labour and Hire Charges for deploying Lorry/ Truck/ Tractor i/c Operator and loaders for shifting of debris/ wastes from Power Houses/ Substations etc., to waste dump yard as required. | 6.00 | Days | 0.00 | 9999.00 | 59994.00 | 3000.00 | 18000.00 | 999.00 | 5994.00 | 7508.05 | 45048.30 | 3000.00 | 18000.00 | 5994.00 | DElite System Engineering (India) Pvt. Ltd.
68.00 | Hire Charges for deploying TEMPO/ SMALL TrucK i/c Operator for shifting of Diesel from Diesel Distribution Station/ Cables to Power Houses etc., as required. | 10.00 | Days | 0.00 | 4999.00 | 49990.00 | 1000.00 | 10000.00 | 999.00 | 9990.00 | 2996.28 | 29962.80 | 2000.00 | 20000.00 | 9990.00 | DElite System Engineering (India) Pvt. Ltd.
69.00 | Providing labour and hire charges for deploying Crane (upto 10 Ton) i/c operator for lifting/ Shifting of Equipments/ Cable Drums, etc., as required. | 80.00 | Hrs | 0.00 | 1199.00 | 95920.00 | 500.00 | 40000.00 | 999.00 | 79920.00 | 987.70 | 79016.00 | 2500.00 | 200000.00 | 40000.00 | VOLTECH O AND M SERVICES PVT LTD
70.00 | Checking of earth stations, earth strips from installation to earth station I/c measurement of earth resistance, providing funnel if required, salting and watering and marking the station, raising the level [if required] etc., as required. | 40.00 | Jobs | 0.00 | 1699.00 | 67960.00 | 1000.00 | 40000.00 | 500.00 | 20000.00 | 1376.15 | 55046.00 | 400.00 | 16000.00 | 16000.00 | ABHISHEK INTEGRATIONS LIMITED
71.00 | Part V Civil Works
71.01 | Providing, laying and fixing following dia G.I. pipe (medium class) in ground complete with G.I. fittings including trenching (75 cm deep) and re-filling etc., as required
71.02 | 100 mm dia | 12.00 | Mtrs. | 0.00 | 1299.00 | 15588.00 | 1000.00 | 12000.00 | 999.00 | 11988.00 | 1116.90 | 13402.80 | 1959.00 | 23508.00 | 11988.00 | DElite System Engineering (India) Pvt. Ltd.
71.03 | 150 mm dia | 24.00 | Mtrs. | 0.00 | 1299.00 | 31176.00 | 1000.00 | 24000.00 | 999.00 | 23976.00 | 1649.85 | 39596.40 | 2921.00 | 70104.00 | 23976.00 | DElite System Engineering (India) Pvt. Ltd.
72.00 | Providing, laying and fixing following dia RCC pipe NP2 class (light duty) in ground complete with RCC collars, jointing with cement mortar 1:2 (1 cement : 2 fine sand) including trenching (75 cm deep) and refilling etc., as required.
72.01 | 300 mm dia | 24.00 | Mtrs. | 0.00 | 799.00 | 19176.00 | 1000.00 | 24000.00 | 999.00 | 23976.00 | 993.65 | 23847.60 | 1045.00 | 25080.00 | 19176.00 | CHENNAI ENGINEERING SERVICES
73.00 | Supplying and laying of "B" Class G.I pipe of following dia, i/c excavation of bituminous/ concrete road/ pavement, excavation of Soil to maximum depth of 0.70 Mtrs from ground refilling the Soil and with CC of ratio 1:3:6 on top for 0.15 Mtrs after laying Pipe and plastering, making good the same etc., as required.
73.01 | 100 mm Dia | 12.00 | Mtrs. | 0.00 | 899.00 | 10788.00 | 1000.00 | 12000.00 | 999.00 | 11988.00 | 1273.30 | 15279.60 | 2399.00 | 28788.00 | 10788.00 | CHENNAI ENGINEERING SERVICES
73.02 | 150 mm Dia | 12.00 | Mtrs. | 0.00 | 1999.00 | 23988.00 | 1000.00 | 12000.00 | 999.00 | 11988.00 | 1949.90 | 23398.80 | 3361.00 | 40332.00 | 11988.00 | DElite System Engineering (India) Pvt. Ltd.
74.00 | Supplying and laying of 2X300 mm dia non-pressure NP2 class (light duty) RCC pipe with collars jointed with stiff cement mortar i/c demolishing cement concrete/ bituminous road, excavation of trench of required (900 mm) width for pipe, depth upto 800 mm, providing and laying cement concrete of 1:4:8 ratio at bottom (100 mm) of pipe, refilling the trench with soil, ramming, watering, making the surface to original finish with CC of 1:3:6 ratio on top (150 mm) of CC of ratio 1:4:8 (100 mm) etc., as required. | 24.00 | Mtrs. | 0.00 | 1999.00 | 47976.00 | 1500.00 | 36000.00 | 100.00 | 2400.00 | 3145.00 | 75480.00 | 2035.00 | 48840.00 | 2400.00 | DElite System Engineering (India) Pvt. Ltd.
75.00 | Supplying and laying of 250 mm dia non-pressure NP2 class (light duty) RCC pipe with collars jointed with stiff cement mortar i/c demolishing of cement concrete/ bituminous road, excavation of trench of required width for pipe (550 mm), depth upto 800 mm, providing and laying cement concrete of 1:4:8 ratio at bottom (100 mm) of pipe, refilling the trench with soil, ramming, watering, making the surface to original finish with CC of 1:3:6 ratio on top (150 mm) of CC of ratio 1:4:8 (100 mm) etc., as required. | 24.00 | Mtrs. | 0.00 | 999.00 | 23976.00 | 1000.00 | 24000.00 | 100.00 | 2400.00 | 1692.35 | 40616.40 | 1100.00 | 26400.00 | 2400.00 | DElite System Engineering (India) Pvt. Ltd.
76.00 | Construction of brick masonary manhole with F.P.S. bricks of class design 75 & cement mortar 1:4, RCC topslab with hooks of 1:2:4 mix, foundation concrete 1:4:8 mix, inside plastering 12mm thick with cement mortar 1:3 finished with floating coat of neat cement complete as required. (as per standard design) Inside size 1000 X 1000 mm and 1000 mm deep including RCC concrete cover with multiple slabs covering the manhole of thickness not less than 150mm etc., complete as required. | 4.00 | Jobs | 0.00 | 7999.00 | 31996.00 | 3000.00 | 12000.00 | 100.00 | 400.00 | 6100.00 | 24400.00 | 3000.00 | 12000.00 | 400.00 | DElite System Engineering (India) Pvt. Ltd.
77.00 | Making of cable trenches of sizes 1 Mtr. (L) X 0.6 Mtr. (W) X 0.6 Mtr. (D) including demolishing of cement concrete/ flooring on existing floor, excavation of trenches of required width upto a depth of 0.8 Mtr. below the concrete area and getting out the excavated soil/sand within a lead of 50 M providing and laying in position 1:4:8 (1 cement : 4 sand : 8 graded stone graded stone 40 mm nominal size.) cement concrete at bottom [20 cm] including the cost of centring and shuttering, making of brick wall of thickness 9 inch as required with good quality bricks and cement mortar 1:6 (1 cement :6 coarse sand) and plastering the surface of walls of cable trenches with cement plaster 1:6 (1 cement : 6 fine sand) matching with existing trench etc., as required. | 20.00 | Mtrs. | 0.00 | 2999.00 | 59980.00 | 1500.00 | 30000.00 | 100.00 | 2000.00 | 6000.00 | 120000.00 | 1500.00 | 30000.00 | 2000.00 | DElite System Engineering (India) Pvt. Ltd.
78.00 | Supply and Fixing of 10 mm thick SMC chequered plates including provision of 40 x 40 x 5 mm thick MS angle in all side and diagonal of SMC plate for strengthening by Aluminium revitting and MS lifting hook etc., complete as required. | 100.00 | Sq.Mtr | 0.00 | 3199.00 | 319900.00 | 80.00 | 8000.00 | 100.00 | 10000.00 | 1500.00 | 150000.00 | 1856.00 | 185600.00 | 8000.00 | VOLTECH O AND M SERVICES PVT LTD
79.00 | Supply, fabrication, Transportation and installation of the MS channel/ angle/ flat for any support as required and as per the instructions of Engineer-In-Charge, including cutting, welding, drilling, fixing, grinding, applying red oxide primer of two coats and two coat of enamel paint of Black colour etc., complete as required | 1000.00 | Kgs | 0.00 | 79.00 | 79000.00 | 90.00 | 90000.00 | 99.00 | 99000.00 | 120.00 | 120000.00 | 121.00 | 121000.00 | 79000.00 | CHENNAI ENGINEERING SERVICES
80.00 | Painting of Power Supply Installations with two coats of synthetic enamel paint of approved shade, quality and brand i/c scrapping and cleaning, providing putty wherever required, inscription etc., as required.
80.01 | Spraying | 100.00 | Sq Mtr | 0.00 | 169.00 | 16900.00 | 100.00 | 10000.00 | 299.00 | 29900.00 | 142.50 | 14250.00 | 180.00 | 18000.00 | 10000.00 | VOLTECH O AND M SERVICES PVT LTD
80.02 | Brushing | 100.00 | Sq Mtr | 0.00 | 159.00 | 15900.00 | 100.00 | 10000.00 | 299.00 | 29900.00 | 142.50 | 14250.00 | 100.00 | 10000.00 | 10000.00 | VOLTECH O AND M SERVICES PVT LTD, ABHISHEK INTEGRATIONS LIMITED
81.00 | Providing Civil Works as required as detailed below:
81.01 | Cement concrete in 1:3:6 (1 cement: 3 coarse sand: 6 graded stone aggregate 20mm nominal size) | 4.00 | Cum | 0.00 | 6999.00 | 27996.00 | 2000.00 | 8000.00 | 500.00 | 2000.00 | 6920.70 | 27682.80 | 3500.00 | 14000.00 | 2000.00 | DElite System Engineering (India) Pvt. Ltd.
81.02 | Cement mortar in 1:6 (1 cement: 6 coarse sand ) | 4.00 | Cum | 0.00 | 2499.00 | 9996.00 | 1000.00 | 4000.00 | 500.00 | 2000.00 | 2884.90 | 11539.60 | 1000.00 | 4000.00 | 2000.00 | DElite System Engineering (India) Pvt. Ltd.
81.03 | Brick work with bricks of class designation 60 in foundation and plinth in 1:6 (1 cement: 6 coarse sand) | 4.00 | Cum | 0.00 | 4499.00 | 17996.00 | 2000.00 | 8000.00 | 500.00 | 2000.00 | 5210.50 | 20842.00 | 3500.00 | 14000.00 | 2000.00 | DElite System Engineering (India) Pvt. Ltd.
81.04 | Cement plaster 12mm thick of mixture 1:6 | 20.00 | Sq.Mtr. | 0.00 | 349.00 | 6980.00 | 200.00 | 4000.00 | 500.00 | 10000.00 | 2000.00 | 40000.00 | 450.00 | 9000.00 | 4000.00 | VOLTECH O AND M SERVICES PVT LTD
81.05 | Steel rod for RCC Slabs | 200.00 | Kgs | 0.00 | 99.00 | 19800.00 | 80.00 | 16000.00 | 99.00 | 19800.00 | 69.70 | 13940.00 | 90.00 | 18000.00 | 13940.00 | Sterling and wilson pvt ltd
82.00 | Part VI Supply of Cables
82.01 | Supply of Aluminium Conductor, XLPE insulated, PVC sheathed, armoured power cable of 1.1 KV grade of following Sizes conforming to IS 7098 (Part-1) as amended upto date as required. [AS AND WHEN REQUIRED BASIS ONLY]
82.02 | 3½ x 120 Sq. mm. | 200.00 | Mtrs. | 0.00 | 479.00 | 95800.00 | 450.00 | 90000.00 | 400.00 | 80000.00 | 496.90 | 99380.00 | 756.00 | 151200.00 | 80000.00 | DElite System Engineering (India) Pvt. Ltd.
82.03 | 3½ x 185 Sq. mm. | 200.00 | Mtrs. | 0.00 | 729.00 | 145800.00 | 700.00 | 140000.00 | 999.00 | 199800.00 | 735.60 | 147120.00 | 1135.00 | 227000.00 | 140000.00 | VOLTECH O AND M SERVICES PVT LTD
82.04 | 3½ x 240 Sq. mm. | 200.00 | Mtrs. | 0.00 | 799.00 | 159800.00 | 750.00 | 150000.00 | 999.00 | 199800.00 | 925.80 | 185160.00 | 1425.00 | 285000.00 | 150000.00 | VOLTECH O AND M SERVICES PVT LTD
83.00 | Supply of compact circular stranded Al conductor provided with conductor screening of semi-conducting compound XLPE insulated provided with insulation screening over individual cores, consisting of extruded semi-conducting compound followed by lapped semi-conducting copper tapes, cores laid together with suitable filters, in the interscripes covered with inner sheath by extrusion, galvanized flat steel strip armoured and overall PVC sheathed cable, suitable for 11 KV (E) System conforming to IS 7098 (Part-II) 1985 as amended upto date and of following Size as required. [AS AND WHEN REQUIRED BASIS ONLY]
83.01 | 3 X 185 Sq.mm | 300.00 | Mtrs. | 0.00 | 999.00 | 299700.00 | 900.00 | 270000.00 | 999.00 | 299700.00 | 1011.00 | 303300.00 | 1553.00 | 465900.00 | 270000.00 | VOLTECH O AND M SERVICES PVT LTD
84.00 | Part VII DSR Electrical Items:
84.01 | Execution of Items of CPWD Delhi Schedule Rates (DSR) E&M 2022 as and when required for attending Repair and Maintenance, Breakdowns and Upkeep of Internal and External Electrical Installations as per Direction of Engineer-In-Charge at All Locations under Chennai Airport conforming to CPWD General Specifications for Electrical Works Part-I (Internal) 2013, Part-II (External) 1994 and Part -IV (Substation) 2013 and also to relevant BIS Specifications. Note: The Bidder shall quote the Rate in INR only for the Job corresponding to the Base Rate (Rs. 30,00,000.00 as per Proposed Estimate) and Percentage (%) Above/ Below shall be calculated by AAI (Based on Quoted Rate w.r.t Base Rate) and the same % shall be calculated by AAI (Based on Quoted Rate w.r.t Base Rate) and the same % worked out will be applied on DSR Rates while executing the DSR Items and will be paid as per Payment Methodology given in Annexure - G. | 1.00 | Job | 0.00 | 2100000.00 | 2100000.00 | 300000.00 | 300000.00 | 300000.00 | 300000.00 | 1390062.13 | 1390062.13 | 2700000.00 | 2700000.00 | 300000.00 | DElite System Engineering (India) Pvt. Ltd., VOLTECH O AND M SERVICES PVT LTD
85.00 | SH VI: Supply of Electrical Spares.
85.01 | PART- I: Safety solvents & HT /LT Insulation tape
85.02 | Supply of Safety Solvent Co2 (Online), Model: 8060, Make: Stanvac ( 1 No. can = 700Ml.). | 20.00 | Nos. | 0.00 | 999.00 | 19980.00 | 1500.00 | 30000.00 | 1499.00 | 29980.00 | 1582.70 | 31654.00 | 1540.00 | 30800.00 | 19980.00 | CHENNAI ENGINEERING SERVICES
86.00 | Supply of Electrical 88 Co2, Model: 8070, Make: Stanvac ( 1 No. can = 700Ml.). | 10.00 | Nos. | 0.00 | 1499.00 | 14990.00 | 1500.00 | 15000.00 | 1499.00 | 14990.00 | 1654.10 | 16541.00 | 1705.00 | 17050.00 | 14990.00 | CHENNAI ENGINEERING SERVICES, DElite System Engineering (India) Pvt. Ltd.
87.00 | Supply of Crown Red Insulating Varnish, class F. Model: 6084, Make: Stanvac (1 No. can = 500Ml.). | 10.00 | Nos. | 0.00 | 1499.00 | 14990.00 | 1500.00 | 15000.00 | 1499.00 | 14990.00 | 1735.70 | 17357.00 | 1947.00 | 19470.00 | 14990.00 | CHENNAI ENGINEERING SERVICES, DElite System Engineering (India) Pvt. Ltd.
88.00 | Supply of Corroclean (SP), Model: Z911, Make: Stanvac (1 No. can = 700Ml.). | 10.00 | Nos. | 0.00 | 999.00 | 9990.00 | 1000.00 | 10000.00 | 1499.00 | 14990.00 | 1126.25 | 11262.50 | 1221.00 | 12210.00 | 9990.00 | CHENNAI ENGINEERING SERVICES
89.00 | Supply of Battery Terminal Coating (Waxy film), Model: 6006, Make: Stanvac ( 1 No. can = 700Ml.). | 4.00 | Nos. | 0.00 | 999.00 | 3996.00 | 1000.00 | 4000.00 | 1499.00 | 5996.00 | 1024.25 | 4097.00 | 1112.00 | 4448.00 | 3996.00 | CHENNAI ENGINEERING SERVICES
90.00 | Supply of Plysafe Self adhesive HT Electrical insulating tape having water proof, moiture proof, corrosion and chemical resistive featueres of Size 25mm x 0.76 mm x 9.1M. (Make: Stanvac Plysafe #W963 ). | 100.00 | Nos. | 0.00 | 999.00 | 99900.00 | 1000.00 | 100000.00 | 999.00 | 99900.00 | 1034.45 | 103445.00 | 715.00 | 71500.00 | 71500.00 | ABHISHEK INTEGRATIONS LIMITED
91.00 | Supply of LT Insulation PVC Tape of Size 1.8 cm x 4 Mtr, Qty. Red, Yellow, Blue and Black each 10 Nos. (Model: Steel Grip of Anchor Make) | 200.00 | Nos. | 0.00 | 9.00 | 1800.00 | 10.00 | 2000.00 | 11.00 | 2200.00 | 1105.00 | 221000.00 | 10.00 | 2000.00 | 1800.00 | CHENNAI ENGINEERING SERVICES
92.00 | PART- II: Indication Lamps & Illuminated Push Buttons
92.01 | Supply of LED indication lamps of 22.5mm dia, 7 LED integral type of following colour suitable for operating on 220/240V AC, 50 Hz., single phase power supply as required (Make: SIEMENS/ SCHENIDER/ PRECIFINE / LK)
92.02 | RED | 30.00 | Nos. | 0.00 | 99.00 | 2970.00 | 120.00 | 3600.00 | 100.00 | 3000.00 | 124.10 | 3723.00 | 91.00 | 2730.00 | 2730.00 | ABHISHEK INTEGRATIONS LIMITED
92.03 | YELLOW | 30.00 | Nos. | 0.00 | 99.00 | 2970.00 | 120.00 | 3600.00 | 100.00 | 3000.00 | 124.10 | 3723.00 | 91.00 | 2730.00 | 2730.00 | ABHISHEK INTEGRATIONS LIMITED
92.04 | BLUE | 60.00 | Nos. | 0.00 | 199.00 | 11940.00 | 220.00 | 13200.00 | 100.00 | 6000.00 | 214.20 | 12852.00 | 158.00 | 9480.00 | 6000.00 | DElite System Engineering (India) Pvt. Ltd.
92.05 | GREEN | 30.00 | Nos. | 0.00 | 99.00 | 2970.00 | 120.00 | 3600.00 | 100.00 | 3000.00 | 124.10 | 3723.00 | 91.00 | 2730.00 | 2730.00 | ABHISHEK INTEGRATIONS LIMITED
92.06 | AMBER | 30.00 | Nos. | 0.00 | 99.00 | 2970.00 | 120.00 | 3600.00 | 100.00 | 3000.00 | 124.10 | 3723.00 | 91.00 | 2730.00 | 2730.00 | ABHISHEK INTEGRATIONS LIMITED
93.00 | Supply of LED indication lamps of 22.5mm dia, 7 LED integral type of following colour suitable for operating on 30 V, DC power supply as required (Make: SIEMENS/ SCHENIDER/ PRECIFINE / LK ).
93.01 | RED | 60.00 | Nos. | 0.00 | 99.00 | 5940.00 | 120.00 | 7200.00 | 100.00 | 6000.00 | 124.10 | 7446.00 | 91.00 | 5460.00 | 5460.00 | ABHISHEK INTEGRATIONS LIMITED
93.02 | YELLOW | 30.00 | Nos. | 0.00 | 99.00 | 2970.00 | 120.00 | 3600.00 | 100.00 | 3000.00 | 124.10 | 3723.00 | 91.00 | 2730.00 | 2730.00 | ABHISHEK INTEGRATIONS LIMITED
93.03 | AMBER | 60.00 | Nos. | 0.00 | 99.00 | 5940.00 | 120.00 | 7200.00 | 100.00 | 6000.00 | 124.10 | 7446.00 | 91.00 | 5460.00 | 5460.00 | ABHISHEK INTEGRATIONS LIMITED
94.00 | Supply of LED indication lamps of 22.5mm dia, 7 LED integral type of following colour suitable for operating on 110V AC, 50 Hz., single phase power supply as required (Make: SIEMENS/ SCHENIDER/ PRECIFINE / LK ).
94.01 | YELLOW | 30.00 | Nos. | 0.00 | 99.00 | 2970.00 | 120.00 | 3600.00 | 100.00 | 3000.00 | 124.10 | 3723.00 | 91.00 | 2730.00 | 2730.00 | ABHISHEK INTEGRATIONS LIMITED
94.02 | BLUE | 30.00 | Nos. | 0.00 | 199.00 | 5970.00 | 220.00 | 6600.00 | 100.00 | 3000.00 | 214.20 | 6426.00 | 158.00 | 4740.00 | 3000.00 | DElite System Engineering (India) Pvt. Ltd.
94.03 | GREEN | 30.00 | Nos. | 0.00 | 99.00 | 2970.00 | 120.00 | 3600.00 | 100.00 | 3000.00 | 124.10 | 3723.00 | 91.00 | 2730.00 | 2730.00 | ABHISHEK INTEGRATIONS LIMITED
95.00 | Supply of Illuminated push buttons of Normal head type with 22.5mm dia of following colour suitable for operating on 230V AC, 50Hz single phase supply with contact arrangement of (1NO+1 NC) as required (Make: KAY CEE / CONTROL & SWITCH GEARS / LK / GE POWER / SIEMENS/ SCHENIDER).
95.01 | RED | 30.00 | Nos. | 0.00 | 149.00 | 4470.00 | 300.00 | 9000.00 | 100.00 | 3000.00 | 303.45 | 9103.50 | 91.00 | 2730.00 | 2730.00 | ABHISHEK INTEGRATIONS LIMITED
95.02 | YELLOW | 30.00 | Nos. | 0.00 | 149.00 | 4470.00 | 300.00 | 9000.00 | 100.00 | 3000.00 | 303.45 | 9103.50 | 91.00 | 2730.00 | 2730.00 | ABHISHEK INTEGRATIONS LIMITED
95.03 | BLUE | 30.00 | Nos. | 0.00 | 199.00 | 5970.00 | 600.00 | 18000.00 | 100.00 | 3000.00 | 573.75 | 17212.50 | 158.00 | 4740.00 | 3000.00 | DElite System Engineering (India) Pvt. Ltd.
95.04 | GREEN | 30.00 | Nos. | 0.00 | 149.00 | 4470.00 | 300.00 | 9000.00 | 100.00 | 3000.00 | 303.45 | 9103.50 | 91.00 | 2730.00 | 2730.00 | ABHISHEK INTEGRATIONS LIMITED
96.00 | PART- III: Selector switches & Relays
96.01 | Supply of Numerical Three Phase Overcurrent and earth fault relay with RS485 port (Make: GE/Schneider and Model: P111 of GE or equivalent). | 20.00 | Nos. | 0.00 | 7999.00 | 159980.00 | 18000.00 | 360000.00 | 2000.00 | 40000.00 | 18000.00 | 360000.00 | 19800.00 | 396000.00 | 40000.00 | DElite System Engineering (India) Pvt. Ltd.
97.00 | Supply of Numerical Three Phase Overcurrent and earth fault relay with RS485 port (Make: GE and Model: P141 of GE). | 3.00 | Nos. | 0.00 | 39999.00 | 119997.00 | 25000.00 | 75000.00 | 2000.00 | 6000.00 | 63000.00 | 189000.00 | 27500.00 | 82500.00 | 6000.00 | DElite System Engineering (India) Pvt. Ltd.
98.00 | Supply of O/C, E/F Relay (Make: GE / Schneider and Model: MICOM P122 or equivalent). | 2.00 | Nos. | 0.00 | 29999.00 | 59998.00 | 45000.00 | 90000.00 | 2000.00 | 4000.00 | 27675.00 | 55350.00 | 49500.00 | 99000.00 | 4000.00 | DElite System Engineering (India) Pvt. Ltd.
99.00 | Supply of Differential Relay (Make: GE and Model: MICOM P642). | 1.00 | No. | 0.00 | 84999.00 | 84999.00 | 148000.00 | 148000.00 | 2000.00 | 2000.00 | 171000.00 | 171000.00 | 162800.00 | 162800.00 | 2000.00 | DElite System Engineering (India) Pvt. Ltd.
100.00 | Supply of Trip Relay 86 (VAJ) (Make: GE and Model: VAJHM23ZG1268). | 4.00 | Nos. | 0.00 | 4999.00 | 19996.00 | 5000.00 | 20000.00 | 1000.00 | 4000.00 | 5616.00 | 22464.00 | 5500.00 | 22000.00 | 4000.00 | DElite System Engineering (India) Pvt. Ltd.
101.00 | Supply of Aux. OTI/WTI Temp (Trip 30AB), Temp (Alarm 30EF), Buch/ Prv (Trip 30CD), Buch/ Molg (Alarm 30GH) (Make: GE and Model: VAA23ZG8501FCH/ VAA23ZG2250BA). | 2.00 | Nos. | 0.00 | 3999.00 | 7998.00 | 6000.00 | 12000.00 | 1000.00 | 2000.00 | 6228.00 | 12456.00 | 6600.00 | 13200.00 | 2000.00 | DElite System Engineering (India) Pvt. Ltd.
102.00 | Supply of TC-1 CKT Supervison (VAX MK 11) 195 /295 relay (Make: GE and Model: VAX31ZG8072BCH/ VAX31ZG0250BA). | 4.00 | Nos. | 0.00 | 2999.00 | 11996.00 | 5000.00 | 20000.00 | 1000.00 | 4000.00 | 5211.00 | 20844.00 | 5500.00 | 22000.00 | 4000.00 | DElite System Engineering (India) Pvt. Ltd.
103.00 | Supply of Circuit Breaker Contact Aux Relay (Make: GE and Model: VAX31ZG8072BCH/ VAX31ZG0250BA, AUX. VOLTAGE: 24-50V DC). | 4.00 | Nos. | 0.00 | 2999.00 | 11996.00 | 5000.00 | 20000.00 | 1000.00 | 4000.00 | 5211.00 | 20844.00 | 5500.00 | 22000.00 | 4000.00 | DElite System Engineering (India) Pvt. Ltd.
104.00 | Supply of DC Supply Supervison relay 80DC (Make: GE and Model: VAA21YF8019AHCH/ VAA21YF7503DA). | 4.00 | Nos. | 0.00 | 3999.00 | 15996.00 | 5000.00 | 20000.00 | 1000.00 | 4000.00 | 5553.00 | 22212.00 | 5500.00 | 22000.00 | 4000.00 | DElite System Engineering (India) Pvt. Ltd.
105.00 | Supply of Isolator Control Switch (Make: GE and Model: 4 WAY, S04N120SRPM101 Nonlock spring return ). | 4.00 | Nos. | 0.00 | 1999.00 | 7996.00 | 3000.00 | 12000.00 | 1000.00 | 4000.00 | 3033.00 | 12132.00 | 3300.00 | 13200.00 | 4000.00 | DElite System Engineering (India) Pvt. Ltd.
106.00 | Supply of Breaker Control Switch (Make: GE and Model: 10 WAY, S10N120SRL2PM104 Nonlock spring return). | 4.00 | Nos. | 0.00 | 3999.00 | 15996.00 | 5000.00 | 20000.00 | 1000.00 | 4000.00 | 5661.00 | 22644.00 | 5500.00 | 22000.00 | 4000.00 | DElite System Engineering (India) Pvt. Ltd.
107.00 | Supply of Master trip relay (Make: GE and Model: VAJH13YF52A/ VAJH13YF0252ABA). | 10.00 | Nos. | 0.00 | 1999.00 | 19990.00 | 3000.00 | 30000.00 | 1000.00 | 10000.00 | 3150.00 | 31500.00 | 3300.00 | 33000.00 | 10000.00 | DElite System Engineering (India) Pvt. Ltd.
108.00 | Supply of Digital Multi Function Meter(Load Manager) of Class 1.0 Accuracy with RS 485 port (Make: Schneider, Model:EM 6400NG). | 10.00 | Nos. | 0.00 | 3999.00 | 39990.00 | 6000.00 | 60000.00 | 1000.00 | 10000.00 | 9163.20 | 91632.00 | 6798.00 | 67980.00 | 10000.00 | DElite System Engineering (India) Pvt. Ltd.
109.00 | Supply of Digital Multi Function Meter(VAF Meter) of Class 1.0 Accuracy (Make: Schneider, Model: EM 6459). | 6.00 | Nos. | 0.00 | 1999.00 | 11994.00 | 3000.00 | 18000.00 | 1000.00 | 6000.00 | 3436.20 | 20617.20 | 4048.00 | 24288.00 | 6000.00 | DElite System Engineering (India) Pvt. Ltd.
110.00 | Supply of Three Phase Digital Voltmeter of Class 1.0 Accuracy (Make: Schneider, Model: DM 3210). | 10.00 | Nos. | 0.00 | 1499.00 | 14990.00 | 1500.00 | 15000.00 | 1000.00 | 10000.00 | 1610.20 | 16102.00 | 1177.00 | 11770.00 | 10000.00 | DElite System Engineering (India) Pvt. Ltd.
111.00 | Supply of Three Phase Digital Ammeter of Class 1.0 Accuracy (Make: Schneider, Model: DM 3110). | 10.00 | Nos. | 0.00 | 1499.00 | 14990.00 | 1500.00 | 15000.00 | 1000.00 | 10000.00 | 1412.66 | 14126.60 | 1177.00 | 11770.00 | 10000.00 | DElite System Engineering (India) Pvt. Ltd.
112.00 | Supply of Auto manual Selector switch of 2 way, Make KAYCEE 230 V AC | 20.00 | Nos. | 0.00 | 299.00 | 5980.00 | 250.00 | 5000.00 | 1000.00 | 20000.00 | 262.87 | 5257.40 | 517.00 | 10340.00 | 5000.00 | VOLTECH O AND M SERVICES PVT LTD
113.00 | Limit Switch for Panel board of Make, Kaycee model KLS001X-OA, 10 A 230 V (1N/O, 1N/C). | 20.00 | Nos. | 0.00 | 199.00 | 3980.00 | 200.00 | 4000.00 | 1000.00 | 20000.00 | 176.96 | 3539.20 | 245.00 | 4900.00 | 3539.20 | Sterling and wilson pvt ltd
114.00 | Supply of Auto manual Selector switch of 3 way with OFF, Make KAYCEE 230V AC | 20.00 | Nos. | 0.00 | 699.00 | 13980.00 | 300.00 | 6000.00 | 1000.00 | 20000.00 | 308.40 | 6168.00 | 1774.00 | 35480.00 | 6000.00 | VOLTECH O AND M SERVICES PVT LTD
115.00 | Automatic Voltage Regulator 110 V, Model EE-301 M, Make EMCO | 2.00 | Nos. | 0.00 | 14999.00 | 29998.00 | 3000.00 | 6000.00 | 1000.00 | 2000.00 | 2633.59 | 5267.18 | 28050.00 | 56100.00 | 2000.00 | DElite System Engineering (India) Pvt. Ltd.
116.00 | Supply of Tap Position indicator Make EMCO Model EE-601. | 4.00 | Nos. | 0.00 | 3499.00 | 13996.00 | 300.00 | 1200.00 | 1000.00 | 4000.00 | 313.74 | 1254.96 | 3850.00 | 15400.00 | 1200.00 | VOLTECH O AND M SERVICES PVT LTD
117.00 | PART- IV: 11 KV HT Panel Accessories:
117.01 | Supply of Spares for ABB make VCB - Auxiliary N/C N/O Contact, BB-1 (3 N/O +2 N/C) - ABB Vmax | 4.00 | Nos. | 0.00 | 4999.00 | 19996.00 | 8000.00 | 32000.00 | 1000.00 | 4000.00 | 9163.20 | 36652.80 | 8000.00 | 32000.00 | 4000.00 | DElite System Engineering (India) Pvt. Ltd.
118.00 | Supply of Spares for ABB make VCB - Auxiliary N/C N/O Contact, BB-2 (3 N/C +2 N/O) - ABB Vmax | 4.00 | Nos. | 0.00 | 4999.00 | 19996.00 | 8000.00 | 32000.00 | 1000.00 | 4000.00 | 9163.20 | 36652.80 | 8000.00 | 32000.00 | 4000.00 | DElite System Engineering (India) Pvt. Ltd.
119.00 | Supply of Spares for ABB make VCB - Rack in Rack out Mechanism - ABB Vmax | 2.00 | Nos. | 0.00 | 29999.00 | 59998.00 | 32000.00 | 64000.00 | 1000.00 | 2000.00 | 35793.75 | 71587.50 | 32000.00 | 64000.00 | 2000.00 | DElite System Engineering (India) Pvt. Ltd.
120.00 | Supply of Spares for ABB make VCB - Close / Open Operating Mechanism (EL3) - ABB Vmax | 2.00 | Nos. | 0.00 | 129999.00 | 259998.00 | 55000.00 | 110000.00 | 1000.00 | 2000.00 | 53833.80 | 107667.60 | 55000.00 | 110000.00 | 2000.00 | DElite System Engineering (India) Pvt. Ltd.
121.00 | Supply of Spares for ABB make VCB - Vacuum Bottle (Interrupter) - ABB Vmax | 3.00 | Nos. | 0.00 | 59999.00 | 179997.00 | 35000.00 | 105000.00 | 1000.00 | 3000.00 | 75310.05 | 225930.15 | 35000.00 | 105000.00 | 3000.00 | DElite System Engineering (India) Pvt. Ltd.
122.00 | Supply of Spares for ABB make VCB - Closing coil - 30 Volt DC - ABB Vmax | 5.00 | Nos. | 0.00 | 7999.00 | 39995.00 | 8000.00 | 40000.00 | 1000.00 | 5000.00 | 8991.39 | 44956.95 | 8000.00 | 40000.00 | 5000.00 | DElite System Engineering (India) Pvt. Ltd.
123.00 | Supply of Spares for ABB make VCB - Opening coil - 30 Volt DC - ABB Vmax | 5.00 | Nos. | 0.00 | 7999.00 | 39995.00 | 6000.00 | 30000.00 | 1000.00 | 5000.00 | 8991.39 | 44956.95 | 6000.00 | 30000.00 | 5000.00 | DElite System Engineering (India) Pvt. Ltd.
124.00 | Supply of Spares for ABB make VCB - Spring Charge Motor - 230 Volt AC - ABB Vmax | 3.00 | Nos. | 0.00 | 24999.00 | 74997.00 | 11000.00 | 33000.00 | 1000.00 | 3000.00 | 40089.00 | 120267.00 | 11000.00 | 33000.00 | 3000.00 | DElite System Engineering (India) Pvt. Ltd.
125.00 | Supply of Spares for ABB make VCB Spring Tulip contactor- ABB Vmax | 3.00 | Nos. | 0.00 | 9999.00 | 29997.00 | 3000.00 | 9000.00 | 1000.00 | 3000.00 | 35000.00 | 105000.00 | 500.00 | 1500.00 | 1500.00 | ABHISHEK INTEGRATIONS LIMITED
126.00 | Supply of Spares for Areva make Spring charge motor (Areva VCB) Model SG307-220, Rating 1.6A/150W/100RPM/220V AC | 10.00 | Nos. | 0.00 | 19999.00 | 199990.00 | 28000.00 | 280000.00 | 1000.00 | 10000.00 | 30000.00 | 300000.00 | 28000.00 | 280000.00 | 10000.00 | DElite System Engineering (India) Pvt. Ltd.
127.00 | Supply of Spares for Areva make VCB - Rack in mechanism (Areva VCB) Model HWX, 630 A | 4.00 | Nos. | 0.00 | 7999.00 | 31996.00 | 42000.00 | 168000.00 | 1000.00 | 4000.00 | 40000.00 | 160000.00 | 42000.00 | 168000.00 | 4000.00 | DElite System Engineering (India) Pvt. Ltd.
128.00 | Supply of opening buffer suitable for 11KV VCB (M/s. Areva/ Alstom/ Schneider) of HWX Type. | 120.00 | Nos. | 0.00 | 799.00 | 95880.00 | 700.00 | 84000.00 | 1000.00 | 120000.00 | 600.00 | 72000.00 | 700.00 | 84000.00 | 72000.00 | Sterling and wilson pvt ltd
129.00 | Supply of closing buffer suitable for 11KV VCB (M/s. Areva/ Alstom/ Schneider) of HWX Type. | 200.00 | Nos. | 0.00 | 799.00 | 159800.00 | 1200.00 | 240000.00 | 1000.00 | 200000.00 | 1000.00 | 200000.00 | 1200.00 | 240000.00 | 159800.00 | CHENNAI ENGINEERING SERVICES
130.00 | Supply of Spares for Areva make VCB - Bridge Rectifier Model MD5BU1010, Semikown. | 4.00 | Nos. | 0.00 | 4199.00 | 16796.00 | 3000.00 | 12000.00 | 1000.00 | 4000.00 | 3000.00 | 12000.00 | 3000.00 | 12000.00 | 4000.00 | DElite System Engineering (India) Pvt. Ltd.
131.00 | Supply of Spares for Areva make VCB Vacuum Bottle (Interrupter) - Model: VG2 BW524/99/Ro. | 6.00 | Nos. | 0.00 | 79999.00 | 479994.00 | 35000.00 | 210000.00 | 1000.00 | 6000.00 | 70000.00 | 420000.00 | 35000.00 | 210000.00 | 6000.00 | DElite System Engineering (India) Pvt. Ltd.
132.00 | Supply of Spares for Schneider make VCB Vacuum Bottle (Interrupter) - Model:VG2EN BW524/99/Ro. | 3.00 | Nos. | 0.00 | 79999.00 | 239997.00 | 35000.00 | 105000.00 | 1000.00 | 3000.00 | 80000.00 | 240000.00 | 35000.00 | 105000.00 | 3000.00 | DElite System Engineering (India) Pvt. Ltd.
133.00 | Supply of Opening coil (30V DC) suitable for 11KV VCB (Areva/ Schneider) of HWX Type. | 10.00 | Nos. | 0.00 | 4999.00 | 49990.00 | 4000.00 | 40000.00 | 1000.00 | 10000.00 | 4008.90 | 40089.00 | 4000.00 | 40000.00 | 10000.00 | DElite System Engineering (India) Pvt. Ltd.
134.00 | Supply of Closing coil (30V DC) suitable for 11KV VCB (Areva/ Schneider) of HWX Type. | 10.00 | Nos. | 0.00 | 5999.00 | 59990.00 | 7000.00 | 70000.00 | 1000.00 | 10000.00 | 6395.15 | 63951.50 | 70000.00 | 700000.00 | 10000.00 | DElite System Engineering (India) Pvt. Ltd.
135.00 | Supply of Auxillary Contactor Relay (Make: Siemens, 110 V DC, 10A, :Model: 3TH3040-0BF4, 2NO+2NC) | 3.00 | Nos. | 0.00 | 2399.00 | 7197.00 | 2000.00 | 6000.00 | 1000.00 | 3000.00 | 2126.46 | 6379.38 | 2000.00 | 6000.00 | 3000.00 | DElite System Engineering (India) Pvt. Ltd.
136.00 | Supply of Auxillary Contactor Relay (Make: Siemens, 30 V DC, 10A, : Model: 3TH3040, 2NO+2NC) | 3.00 | Nos. | 0.00 | 2399.00 | 7197.00 | 2000.00 | 6000.00 | 1000.00 | 3000.00 | 2126.46 | 6379.38 | 2000.00 | 6000.00 | 3000.00 | DElite System Engineering (India) Pvt. Ltd.
137.00 | PART- V: AMF & Switch Gear Accessories
137.01 | Supply of Auxillary Contactor (Make: ABB, 690V AC, 16A, Model: N22E, 2NO+2NC), Control voltage 230V AC/24V DC. | 20.00 | Nos. | 0.00 | 1399.00 | 27980.00 | 1000.00 | 20000.00 | 999.00 | 19980.00 | 1469.93 | 29398.60 | 792.00 | 15840.00 | 15840.00 | ABHISHEK INTEGRATIONS LIMITED
138.00 | Supply of Auxillary Contactor (Make: ABB, 690V AC, 16A, Model: N31E, 3NO+1NC) With Add on block (Make: ABB, 690V AC, 16A, Model:CA5-22E , 2NO+2NC) | 10.00 | Nos. | 0.00 | 1399.00 | 13990.00 | 1000.00 | 10000.00 | 999.00 | 9990.00 | 1469.93 | 14699.30 | 1353.00 | 13530.00 | 9990.00 | DElite System Engineering (India) Pvt. Ltd.
139.00 | Supply of 25 mm size Panel Board Door Lock of pin insert type. | 200.00 | Nos. | 0.00 | 19.00 | 3800.00 | 15.00 | 3000.00 | 50.00 | 10000.00 | 14.11 | 2822.00 | 44.00 | 8800.00 | 2822.00 | Sterling and wilson pvt ltd
140.00 | Supply of Spares for ABB make ACB Mechanism, Model Emax E1. | 2.00 | Nos. | 0.00 | 49999.00 | 99998.00 | 15000.00 | 30000.00 | 999.00 | 1998.00 | 30000.00 | 60000.00 | 35640.00 | 71280.00 | 1998.00 | DElite System Engineering (India) Pvt. Ltd.
141.00 | Supply of Spares for ABB make ACB Mechanism, Model Emax E3. | 1.00 | Nos. | 0.00 | 49999.00 | 49999.00 | 15000.00 | 15000.00 | 999.00 | 999.00 | 30000.00 | 30000.00 | 38115.00 | 38115.00 | 999.00 | DElite System Engineering (India) Pvt. Ltd.
142.00 | Supply of Spares for ABB make ACB Closing coil - 24 Volt DC | 5.00 | Nos. | 0.00 | 7999.00 | 39995.00 | 5000.00 | 25000.00 | 999.00 | 4995.00 | 5000.00 | 25000.00 | 7920.00 | 39600.00 | 4995.00 | DElite System Engineering (India) Pvt. Ltd.
143.00 | Supply of Spares for ABB make ACB Opening coil - 24 Volt DC | 5.00 | Nos. | 0.00 | 7999.00 | 39995.00 | 5000.00 | 25000.00 | 999.00 | 4995.00 | 5000.00 | 25000.00 | 7920.00 | 39600.00 | 4995.00 | DElite System Engineering (India) Pvt. Ltd.
144.00 | Supply of Spares for ABB make ACB Closing coil - 230 Volt AC | 5.00 | Nos. | 0.00 | 7499.00 | 37495.00 | 5000.00 | 25000.00 | 999.00 | 4995.00 | 5000.00 | 25000.00 | 7920.00 | 39600.00 | 4995.00 | DElite System Engineering (India) Pvt. Ltd.
145.00 | Supply of Spares for ABB make ACB Opening coil - 230 Volt AC | 5.00 | Nos. | 0.00 | 7499.00 | 37495.00 | 5000.00 | 25000.00 | 999.00 | 4995.00 | 5000.00 | 25000.00 | 7920.00 | 39600.00 | 4995.00 | DElite System Engineering (India) Pvt. Ltd.
146.00 | Supply of Spares for ABB make ACB Spring Charge Motor - 230 Volt AC | 4.00 | Nos. | 0.00 | 21999.00 | 87996.00 | 15000.00 | 60000.00 | 999.00 | 3996.00 | 58109.96 | 232439.84 | 34650.00 | 138600.00 | 3996.00 | DElite System Engineering (India) Pvt. Ltd.
147.00 | Supply of Cooling Fan of size: 4" for LT Panels - (Rating: 240V & 0.125A), Make: Hi-Cool. | 50.00 | Nos. | 0.00 | 299.00 | 14950.00 | 250.00 | 12500.00 | 500.00 | 25000.00 | 750.00 | 37500.00 | 451.00 | 22550.00 | 12500.00 | VOLTECH O AND M SERVICES PVT LTD
148.00 | Supply of SMPS, Model S-250-24, Rating I/P:115-230V O/P:24V/10A for use in ABB make ACB Panel. | 6.00 | Nos. | 0.00 | 14999.00 | 89994.00 | 3000.00 | 18000.00 | 999.00 | 5994.00 | 3000.00 | 18000.00 | 1098.00 | 6588.00 | 5994.00 | DElite System Engineering (India) Pvt. Ltd.
149.00 | Supply of Spares for ABB make Power Contactor 4P, 63 A 440 V AC -AF80-40-00 | 4.00 | Nos. | 0.00 | 11999.00 | 47996.00 | 15000.00 | 60000.00 | 999.00 | 3996.00 | 20000.00 | 80000.00 | 12694.00 | 50776.00 | 3996.00 | DElite System Engineering (India) Pvt. Ltd.
150.00 | PART- VI: Miscallaneous
150.10 | Amber Hydro meter (Battery Spcific gravity checking) | 4.00 | Nos | 0.00 | 199.00 | 796.00 | 200.00 | 800.00 | 100.00 | 400.00 | 300.00 | 1200.00 | 209.00 | 836.00 | 400.00 | DElite System Engineering (India) Pvt. Ltd.
151.00 | Supply of Hooter 230V AC | 10.00 | Nos | 0.00 | 599.00 | 5990.00 | 900.00 | 9000.00 | 100.00 | 1000.00 | 811.74 | 8117.40 | 314.00 | 3140.00 | 1000.00 | DElite System Engineering (India) Pvt. Ltd.
152.00 | Supply of 30V, 20 Amps, DC Battery Charger with Thyristor Based Rectifier suitable to operate in 230V, 50Hz, single phase AC Power Supply with charging arrangement for Trickle/ Boost including with suitable range Digital Meter for both AC/ DC for measuring Current and Voltage, Regulator, Selector Switches, Indication Lamps etc. for operating Batteries associated with 11 KV HT Panel etc., complete as required. | 2.00 | Nos | 0.00 | 79999.00 | 159998.00 | 15000.00 | 30000.00 | 9000.00 | 18000.00 | 23385.25 | 46770.50 | 158400.00 | 316800.00 | 18000.00 | DElite System Engineering (India) Pvt. Ltd.
153.00 | 1500VA UPS Make -APC model -Pro 1500 | 2.00 | Nos | 0.00 | 14999.00 | 29998.00 | 20000.00 | 40000.00 | 999.00 | 1998.00 | 21476.25 | 42952.50 | 14916.00 | 29832.00 | 1998.00 | DElite System Engineering (India) Pvt. Ltd.
154.00 | Supply of detuned 7% Copper Reactor, 440V, 50Hz of capacity 50KVAR, L&T make, Model No.: LTFR0750B2. | 3.00 | Nos | 0.00 | 22999.00 | 68997.00 | 32000.00 | 96000.00 | 999.00 | 2997.00 | 18715.75 | 56147.25 | 21066.00 | 63198.00 | 2997.00 | DElite System Engineering (India) Pvt. Ltd.
155.00 | Supply of detuned 7% Copper Reactor, 440V, 50Hz of capacity 25KVAR, L&T make, Model No.: LTFR0725B2. | 3.00 | Nos | 0.00 | 12999.00 | 38997.00 | 25000.00 | 75000.00 | 999.00 | 2997.00 | 11797.05 | 35391.15 | 13278.00 | 39834.00 | 2997.00 | DElite System Engineering (India) Pvt. Ltd.
156.00 | Supply of Super heavy duty Capacitor for Detuned APFC appliocation of capacity 33.3KVAR at Volatage rating 525V, Make: L&T, Model: LTCCR333M2 | 5.00 | Nos | 0.00 | 7999.00 | 39995.00 | 15000.00 | 75000.00 | 999.00 | 4995.00 | 6753.20 | 33766.00 | 7290.00 | 36450.00 | 4995.00 | DElite System Engineering (India) Pvt. Ltd.
157.00 | Supply of Super heavy duty Capacitor for Detuned APFC appliocation of capacity 25KVAR at Volatage rating 525V, Make: L&T, Model: LTCCR325M2 | 8.00 | Nos | 0.00 | 9999.00 | 79992.00 | 10000.00 | 80000.00 | 999.00 | 7992.00 | 5070.00 | 40560.00 | 5506.00 | 44048.00 | 7992.00 | DElite System Engineering (India) Pvt. Ltd.
158.00 | Supply of Capacitor duty Contactor of Make: L&T, Type: MO C20, Model No.: CS90021. | 6.00 | Nos | 0.00 | 2999.00 | 17994.00 | 4000.00 | 24000.00 | 999.00 | 5994.00 | 2519.00 | 15114.00 | 2922.00 | 17532.00 | 5994.00 | DElite System Engineering (India) Pvt. Ltd.
159.00 | Supply of Capacitor duty Contactor of Make: L&T, Type: MO C25, Model No.: CS96322. | 6.00 | Nos | 0.00 | 3999.00 | 23994.00 | 4000.00 | 24000.00 | 999.00 | 5994.00 | 2849.00 | 17094.00 | 3304.00 | 19824.00 | 5994.00 | DElite System Engineering (India) Pvt. Ltd.
160.00 | Supply of Capacitor duty Contactor of Make: L&T, Type: MO C30, Model No.: CS96148. | 4.00 | Nos | 0.00 | 5999.00 | 23996.00 | 6000.00 | 24000.00 | 999.00 | 3996.00 | 4394.50 | 17578.00 | 5097.00 | 20388.00 | 3996.00 | DElite System Engineering (India) Pvt. Ltd.
161.00 | Supply of Capacitor duty Contactor of Make: L&T, Type: MO C60, Model No.: CS96149. | 6.00 | Nos | 0.00 | 11999.00 | 71994.00 | 10000.00 | 60000.00 | 999.00 | 5994.00 | 8904.50 | 53427.00 | 10329.00 | 61974.00 | 5994.00 | DElite System Engineering (India) Pvt. Ltd.
162.00 | Supply of Winding Temparature Indicator with 2 contacts, 5Mtr. Capillary length, range 0-150 Degrees C, PT Sensor Diameter - 12MM and WTI Pocket diameter in transformer is 13MM and inner length is 195MM. Make: Precimeasure, Model: 1007 or equivalent. | 2.00 | Nos | 0.00 | 29999.00 | 59998.00 | 20000.00 | 40000.00 | 999.00 | 1998.00 | 19750.00 | 39500.00 | 16060.00 | 32120.00 | 1998.00 | DElite System Engineering (India) Pvt. Ltd.
163.00 | PART- VII: Supply of following HRC Fuses in different Make
163.01 | Clip on Fuse Links with Staggered Tags of NS Type of GE/ Equivalent Make to suit the existing Fuse holder.
163.02 | 06 AMPS | 10.00 | Nos | 0.00 | 99.00 | 990.00 | 80.00 | 800.00 | 100.00 | 1000.00 | 39.44 | 394.40 | 79.00 | 790.00 | 394.40 | Sterling and wilson pvt ltd
163.03 | 10 AMPS | 10.00 | Nos | 0.00 | 99.00 | 990.00 | 80.00 | 800.00 | 100.00 | 1000.00 | 39.44 | 394.40 | 79.00 | 790.00 | 394.40 | Sterling and wilson pvt ltd
163.04 | 16 AMPS | 10.00 | Nos | 0.00 | 99.00 | 990.00 | 80.00 | 800.00 | 100.00 | 1000.00 | 39.44 | 394.40 | 79.00 | 790.00 | 394.40 | Sterling and wilson pvt ltd
164.00 | Cylindrical Fuse Link - Type HF of L&T Make
164.01 | 6 AMPS/ 10 AMPS | 10.00 | Nos | 0.00 | 99.00 | 990.00 | 80.00 | 800.00 | 100.00 | 1000.00 | 91.64 | 916.40 | 97.00 | 970.00 | 800.00 | VOLTECH O AND M SERVICES PVT LTD
165.00 | PT HT FUSE Bussman 12KV
165.01 | 3.15 AMPS | 12.00 | Nos | 0.00 | 999.00 | 11988.00 | 80.00 | 960.00 | 100.00 | 1200.00 | 2863.50 | 34362.00 | 983.00 | 11796.00 | 960.00 | VOLTECH O AND M SERVICES PVT LTD
| Total in Figures |  |  |  |  | 71465414.00 |  | 81997044.00 |  | 66605298.00 |  | 78518789.75 |  | 75919446.00
Lowest Amount Quoted BY: DElite System Engineering (India) Pvt. Ltd.(66605298.00)

## BOQ Summary
BOQ Summary Details Tender Title: M/R to Power Supply and Standby DG sets at Chennai International Airport. SH Facility Management Contract (FMC) of Power Supply Installations (2 Years 2025-27) Tender ID: 2025_AAI_232270_1
Sheet Name | Sl.No | Bidder Name | Amount | Bid Rank
BoQ1 | 1 | DElite System Engineering (India) Pvt. Ltd. (BID ID -850161) | 66605298.00 | L1
| 2 | CHENNAI ENGINEERING SERVICES (BID ID -843948) | 71465414.00 | L2
| 3 | ABHISHEK INTEGRATIONS LIMITED (BID ID -850462) | 75919446.00 | L3
| 4 | Sterling and wilson pvt ltd (BID ID -850249) | 78518789.75 | L4
| 5 | VOLTECH O AND M SERVICES PVT LTD (BID ID -850409) | 81997044.00 | L5