## BoQ1
Government eProcurement System Created By: Bhavbhooti Devam Created Date/Time: 30-Sep-2025 03:34 PM Tender Title: Renovation of Office space, Corridors and halls of A and B Block at R.G. Bhawan and its associated areas, New Delhi (Phase- II) Tender ID: 2025_AAI_246299_1
Tender Inviting Authority: Sr. Manager (E-C)-IMU
Name of Work: Renovation of Office space, Corridors and halls of A & B Block at R.G. Bhawan and its associated areas, New Delhi (Phase- II).
Contract No: 2025_AAI_246299_1
SCHEDULE OF WORK / ITEM(S)
Sl.No | Description of Work / Item(s) | No.of Qty | Units | Estimated Rate | CREATORS ENGINEERS AND INTERIORS (GSTN-07AAGFC0762R2Z1) BID ID -893089 |  | Sanjay Kumar Singh (GSTN-10AIHPS1982N1ZW) BID ID -895197 |  | MSR ASSOCIATES (GSTN-07AALFM4578N1ZH) BID ID -896946 |  | SAHAI EXCLUSIVE CONTRACTS PVT. LTD. (GSTN-07AAHCS5823P1ZR) BID ID -897315 |  | AIMS BUILDMART PRIVATE LIMITED (GSTN-NA) BID ID -897559
[5 empty] | Rate | Amount | Rate | Amount | Rate | Amount | Rate | Amount | Rate | Amount | L1 Amount | L1 Vendor
1.00 | Sub Head-I Civil works: Demolishing brick work manually/ by mechanical means including stacking of serviceable material and disposal of unserviceable material within 50 Mtr.s lead as per direction of Engineer-in-charge. In cement mortar. | 20.00 | Cum |  | 100.00 | 2000.00 | 1090.00 | 21800.00 | 1484.00 | 29680.00 | 1000.00 | 20000.00 | 892.08 | 17841.60 | 2000.00 | CREATORS ENGINEERS AND INTERIORS
2.00 | Dismantling old plaster or skirting raking out joints and cleaning the surface for plaster including disposal of rubbish to the dumping ground within 50 Mtr.s lead. | 743.70 | Sqm |  | 10.00 | 7437.00 | 29.00 | 21567.30 | 40.00 | 29748.00 | 20.00 | 14874.00 | 72.48 | 53903.38 | 7437.00 | CREATORS ENGINEERS AND INTERIORS
3.00 | Dismantling tile work in floors and roofs laid in cement mortar including stacking material within 50 Mtr.s lead. For thickness of tiles 10 mm to 25 mm | 1020.00 | Sqm |  | 400.00 | 408000.00 | 38.00 | 38760.00 | 54.00 | 55080.00 | 30.00 | 30600.00 | 72.48 | 73929.60 | 30600.00 | SAHAI EXCLUSIVE CONTRACTS PVT. LTD.
4.00 | Dismantling doors, windows and clerestory windows (steel or wood) shutter including chowkhats, architrave, holdfasts etc. complete and stacking within 50 Mtr.s lead : Of area 3 sq. Mtr.s and below | 210.00 | Each |  | 1000.00 | 210000.00 | 209.00 | 43890.00 | 272.00 | 57120.00 | 100.00 | 21000.00 | 278.78 | 58543.80 | 21000.00 | SAHAI EXCLUSIVE CONTRACTS PVT. LTD.
5.00 | Dismantling wooden boardings in lining of walls and partitions, excluding supporting members but including stacking within 50 Mtr.s lead : Thickness above 25 mm up to 40 mm | 107.00 | Sqm |  | 400.00 | 42800.00 | 47.00 | 5029.00 | 65.00 | 6955.00 | 50.00 | 5350.00 | 55.76 | 5966.32 | 5029.00 | Sanjay Kumar Singh
6.00 | Disposal of building rubbish / malba / similar unserviceable, dismantled or waste materials by mechanical means, including loading, transporting, unloading to approved municipal dumping ground or as approved by Engineer-in-charge, beyond 50 m initial lead, for all leads including all lifts involved. | 350.00 | Cum |  | 300.00 | 105000.00 | 161.00 | 56350.00 | 190.00 | 66500.00 | 700.00 | 245000.00 | 278.78 | 97573.00 | 56350.00 | Sanjay Kumar Singh
7.00 | Demolishing cement concrete manually/ by mechanical means including disposal of material within 50 Mtr.s lead as per direction of Engineer - in - charge. Nominal concrete 1:4:8 or leaner mix (including equivalent design mix) | 2.00 | Cum |  | 100.00 | 200.00 | 1185.00 | 2370.00 | 1084.00 | 2168.00 | 1200.00 | 2400.00 | 1226.61 | 2453.22 | 200.00 | CREATORS ENGINEERS AND INTERIORS
8.00 | Dismantling aluminium/gypsum/glass partitions, doors, windows, fixed glazing, and false ceiling, including disposal of unserviceable material and stacking of serviceable material within 50 meters lead as directed by Engineer-in-charge. | 65.00 | sqm |  | 400.00 | 26000.00 | 41.00 | 2665.00 | 41.00 | 2665.00 | 40.00 | 2600.00 | 55.76 | 3624.40 | 2600.00 | SAHAI EXCLUSIVE CONTRACTS PVT. LTD.
9.00 | Dismantling wooden in floors and roofs laid in cement mortar including stacking material within 50 Mtr.s lead. For thickness of tiles 10 mm to 25 mm | 305.00 | sqm |  | 10.00 | 3050.00 | 43.50 | 13267.50 | 54.00 | 16470.00 | 30.00 | 9150.00 | 66.91 | 20407.55 | 3050.00 | CREATORS ENGINEERS AND INTERIORS
10.00 | Dismantling stone slab flooring laid in cement mortar including stacking of serviceable material and disposal of unserviceable material within 50 Mtr.s lead. | 100.00 | Sqm |  | 400.00 | 40000.00 | 157.00 | 15700.00 | 192.00 | 19200.00 | 100.00 | 10000.00 | 78.06 | 7806.00 | 7806.00 | AIMS BUILDMART PRIVATE LIMITED
11.00 | Providing and laying cement concrete in retaining walls, return walls, walls (any thickness) including attached pilasters, columns, piers, abutments, pillars, posts, struts, buttresses, string or lacing courses, parapets, coping, bed blocks, anchor blocks, plain window sills, fillets, sunken floor etc., up to floor five level, excluding the cost of centering, shuttering and finishing: 1:3:6 (1 cement : 3 coarse sand (zone-Ill) derived from natural sources: 6 graded stone aggregate 20 mm nominal size derived from natural sources) | 1.00 | Cum |  | 1000.00 | 1000.00 | 5800.00 | 5800.00 | 6707.00 | 6707.00 | 9000.00 | 9000.00 | 6133.05 | 6133.05 | 1000.00 | CREATORS ENGINEERS AND INTERIORS
12.00 | Brick work with common burnt clay F.P.S. (non modular) bricks of class designation 7.5 in superstructure above plinth level up to floor V level in all shapes and sizes in: Cement mortar 1 :4 (1 cement : 4 coarse sand) | 5.00 | Cum |  | 1000.00 | 5000.00 | 5908.00 | 29540.00 | 6731.00 | 33655.00 | 10000.00 | 50000.00 | 7248.15 | 36240.75 | 5000.00 | CREATORS ENGINEERS AND INTERIORS
13.00 | Half brick masonry with common burnt clay F.P.S. (non modular) bricks of class designation 7.5 in superstructure above plinth level up to floor V level. | 30.00 | Sqm |  | 1500.00 | 45000.00 | 987.00 | 29610.00 | 829.00 | 24870.00 | 1100.00 | 33000.00 | 724.82 | 21744.60 | 21744.60 | AIMS BUILDMART PRIVATE LIMITED
14.00 | Providing and laying Glazed Vitrified floor tiles of size 2.4m X 1.2m of make Kajaria (Eternity Series) or equivalent with water absorption less than 0.08% and conforming to IS: 15622, of approved make, in all colours and shades, laid on 20 mm thick cement mortar 1:4 (1 cement: 4 coarse sand), jointing with grey cement slurry @ 3.3 kg/ sqm including grouting the joints with white cement and matching pigments etc., complete. The tiles must be cut with the zero chipping diamond cutter only. Laying of tiles will be done with the notch trowel, plier, wedge, clips of required thickness, leveling system and rubber mallet for placing the tiles gently and easily. (Basic Tile Rate considered is ₹100 per sq.ft excluding GST. Cost adjustment shall be done in case of any variation in the cost of the tile actually approved by EIC and used in the work.) | 1300.00 | Sqm |  | 1800.00 | 2340000.00 | 1340.00 | 1742000.00 | 1215.00 | 1579500.00 | 1700.00 | 2210000.00 | 1895.67 | 2464371.00 | 1579500.00 | MSR ASSOCIATES
15.00 | Providing and laying Vitrified tiles in floor in different sizes (thickness to be specified by the manufacturer) with water absorption less than 0.08% and conforming to IS:15622, of approved brand & manufacturer, in all colours and shade, laid on 20 mm thick cement mortar 1:4 (1 cement: 4 coarse sand) jointing with grey cement slurry @3.3 kg/sqm including grouting the joints with white cement and matching pigments etc. The tiles must be cut with the zero chipping diamond cutter only. Laying of tiles will be done with the notch trowel, plier, wedge, clips of required thickness, leveling system and rubber mallet for placing the tiles gently and easily. Glazed Vitrified tiles Matt/Antiskid finish of Size of Tile 600 x 1200 mm | 40.00 | Sqm |  | 900.00 | 36000.00 | 962.00 | 38480.00 | 803.00 | 32120.00 | 1580.00 | 63200.00 | 1393.88 | 55755.20 | 32120.00 | MSR ASSOCIATES
16.00 | Deduct for not using 20 mm thick cement mortar 1 :4 (1 cement : 4 coarse sand) bedding in laying of floor tiles and jointing with grey cement slurry @ 3.3 kg/ sqm. | 1340.00 | Sqm |  | 5.00 | 6700.00 | 0.00 | 0.00 | 613.00 | 821420.00 | 200.00 | 268000.00 | 200.72 | 268964.80 | 0.00 | Sanjay Kumar Singh
17.00 | Fixing glazed/ Ceramic/Vitrified floor tiles with cement based high polymer modified quick-set tile adhesive {Water based) conforming to IS: 15477, in average 3 mm thickness. | 1340.00 | Sqm |  | 350.00 | 469000.00 | 518.00 | 694120.00 | 640.00 | 857600.00 | 400.00 | 536000.00 | 226.62 | 303670.80 | 303670.80 | AIMS BUILDMART PRIVATE LIMITED
18.00 | Providing and laying thick Glazed Vitrified Wall tiles of size 2.4m X 1.2m of make Kajaria (Eternity Series) or equivalent, with water absorption less than 0.08 % and conforming to I.S. 15622, of approved make, in all colours & shade, in dado, skirting, riser of steps, over 12 mm thick bed of cement mortar 1:3 (1 cement: 3 coarse sand), jointing with grey cement slurry @ 3.3 kg/ sqm including grouting the joint with white cement & matching pigments etc. complete. (Basic Tile Rate considered is ₹100 per sq.ft excluding GST. Cost adjustment shall be done in case of any variation in the cost of the tile actually approved by EIC and used in the work.) | 89.10 | Sqm |  | 1800.00 | 160380.00 | 1585.00 | 141223.50 | 1214.00 | 108167.40 | 1700.00 | 151470.00 | 2007.18 | 178839.74 | 108167.40 | MSR ASSOCIATES
19.00 | Providing and laying thick Glazed Vitrified Wall tiles of size 1.2m X 0.6m of make Kajaria (Eternity Series) or equivalent, with water absorption less than 0.08 % and conforming to I.S. 15622, of approved make, in all colours & shade, in dado, skirting, riser of steps, over 12 mm thick bed of cement mortar 1:3 (1 cement: 3 coarse sand), jointing with grey cement slurry @ 3.3 kg/ sqm including grouting the joint with white cement & matching pigments etc. complete. (Basic Tile Rate considered is ₹52 per sq.ft excluding GST. Cost adjustment shall be done in case of any variation in the cost of the tile actually approved by EIC and used in the work.) | 40.00 | Sqm |  | 900.00 | 36000.00 | 1186.00 | 47440.00 | 903.00 | 36120.00 | 1700.00 | 68000.00 | 1672.65 | 66906.00 | 36000.00 | CREATORS ENGINEERS AND INTERIORS
20.00 | Providing and laying anti-skid/ matt full body vitrified staircase tiles of approved make (Kajaria (code:12353/ 12253/12653 or equivalent), in treads and landings, with integral self-embossed grooves for slip resistance, conforming to IS standards. The tiles shall have a pre-finished bull-nose detail on the front edge for safety and aesthetics. Tiles to be laid on 20 mm thick cement mortar 1:4 (1 cement: 4 coarse sand), jointing with grey cement slurry @ 3.3 kg/ sqm including grouting the joints with mathcing epoxy etc., complete. The tiles must be cut with the zero chipping diamond cutter only. Laying of tiles will be done with the notch trowel, plier, wedge, clips of required thickness, leveling system and rubber mallet for placing the tiles gently and easily. | 170.00 | Sqm |  | 1800.00 | 306000.00 | 1705.00 | 289850.00 | 1092.00 | 185640.00 | 1600.00 | 272000.00 | 2453.22 | 417047.40 | 185640.00 | MSR ASSOCIATES
21.00 | Providing and laying anti-skid/ matt full body vitrified staircase tiles of approved make (Kajaria (code:12353/12253/12653 or equivalent), in risers with integral self-embossed grooves for slip resistance, conforming to IS standards. The tiles shall have a pre-finished bull-nose detail on the front edge for safety and aesthetics. Tiles to be laid on 12 mm thick cement mortar 1:4 (1 cement: 4 coarse sand), jointing with grey cement slurry @ 3.3 kg/ sqm including grouting the joints with mathcing epoxy etc., complete. The tiles must be cut with the zero chipping diamond cutter only. Laying of tiles will be done with the notch trowel, plier, wedge, clips of required thickness, leveling system and rubber mallet for placing the tiles gently and easily. | 80.00 | Sqm |  | 1800.00 | 144000.00 | 1705.00 | 136400.00 | 804.00 | 64320.00 | 1600.00 | 128000.00 | 1728.41 | 138272.80 | 64320.00 | MSR ASSOCIATES
22.00 | Providing and fixing flexible aluminium skirting designed to accommodate curved and straight wall surfaces, as per approved drawings and specifications. Skirting shall be made from high-quality, flexible aluminium alloy (minimum thickness 1.5 mm) with an anodized or powder-coated finish as specified. The profile shall be capable of bending to follow curved wall profiles without deformation or loss of structural integrity. Skirting height shall be 100 mm, and it shall be installed flush to the wall using suitable adhesive or concealed mechanical fasteners, ensuring a seamless and durable finish. All joints, end caps, and corners shall be neatly executed, as per directions of EIC | 60.00 | Mtr. |  | 750.00 | 45000.00 | 632.00 | 37920.00 | 222.00 | 13320.00 | 527.00 | 31620.00 | 724.82 | 43489.20 | 13320.00 | MSR ASSOCIATES
23.00 | Providing and fixing false ceiling at all heights including providing and fixing of frame work made of special sections, power pressed from M.S. sheets and galvanized with zinc coating of 120 gms/sqm (both side inclusive) as per IS : 277 and consisting of angle cleats of size 25 mm wide x 1.6 mm thick with flanges of 27 mm and 37mm, at 1200 mm centre to centre, one flange fixed to the ceiling with dash fastener 12.5 mm dia x 50 mm long with 6 mm dia bolts, other flange of cleat fixed to the angle hangers of 25x10x0.50 mm of required length with nuts & bolts of required size and other end of angle hanger fixed with intermediate G.I. channels 45x15x0.9 mm running at the spacing of 1200 mm centre to centre, to which the ceiling section 0.5 mm thick bottom wedge of 80 mm with tapered flanges of 26 mm each having lips of 10.5 mm, at 450 mm centre to centre, shall be fixed in a direction perpendicular to G.I. intermediate channel with connecting clips made out of 2.64 mm dia x 230 mm long G.I. wire at every junction, including fixing perimeter channels 0.5 mm thick 27 mm high having flanges of 20 mm and 30 mm long, the perimeter of ceiling fixed to wall/partition with the help of rawl plugs at 450 mm centre, with 25 mm long dry wall screws @ 230 mm interval, including fixing of gypsum board to ceiling section and perimeter channel with the help of dry wall screws of size 3.5 x 25 mm at 230 mm c/c, including jointing and finishing to a flush finish of tapered and square edges of the board with recommended jointing compound , jointing tapes , finishing with jointing compound in 3 layers covering upto 150 mm on both sides of joint and two coats of primer suitable for board, all as per manufacturer’s specification and also including the cost of making openings for light fittings, grills, diffusers, cutouts made with frame of perimeter channels suitably fixed, all complete as per drawings, specification and direction of the Engineer in Charge but excluding the cost of painting with : a)12.5 mm thick tapered edge Glass Reinforced Gypsum (GRG) board conforming to IS: 2095- (Part 3):1996 (Boards with BIS certification marks) | 1900.00 | Sqm |  | 1190.00 | 2261000.00 | 1178.00 | 2238200.00 | 1096.00 | 2082400.00 | 1200.00 | 2280000.00 | 892.08 | 1694952.00 | 1694952.00 | AIMS BUILDMART PRIVATE LIMITED
24.00 | Providing and fixing POP false ceiling (Plaster of Paris) works shall be executed as per the approved design and specifications. Ceiling framework to be as per ceiling design / drawing, including circular step adding levels to the ceiling and cornices along the cove as per design. The ceiling shall be formed using GI framework with appropriate suspension system, followed by application of POP over a backing mesh or plasterboard, ensuring a smooth and even surface. Surface preparation shall include proper leveling, joint treatment, and two coats of primer before finishing. All cutouts for electrical fixtures, lighting, and HVAC shall be provided as per coordinated service drawings. Rates shall be inclusive of materials, labour, scaffolding, wastage, and all necessary accessories required to complete the ceiling work in all respects as per direction of E-I-C. | 10.00 | Sqm |  | 1190.00 | 11900.00 | 1456.00 | 14560.00 | 1625.00 | 16250.00 | 2500.00 | 25000.00 | 1672.65 | 16726.50 | 11900.00 | CREATORS ENGINEERS AND INTERIORS
25.00 | Providing and fixing of U-shaped aluminium shadow/ hat profiles (3m Length, 12mm wide, 20mm height) at the junctions of gypsum ceiling and wall surfaces or at ceiling bends, to create a neat and recessed shadow gap, enhancing the overall aesthetic and articulation of the ceiling design. The shadow profile shall be extruded aluminium of approved make and quality, and as specified in the drawings. The surface finish shall be mill finish, anodized, or powder-coated in black or grey. The profile shall be fixed at the wall-to-ceiling edge or along designed bends during the ceiling execution, using concealed screws or fasteners through the ceiling framework, ensuring a firm and flush fit. The ceiling shall be finished up to the edge of the profile from the ceiling side, maintaining a clean and consistent shadow line throughout the length, as per directions of EIC | 500.00 | Mtr. |  | 80.00 | 40000.00 | 187.00 | 93500.00 | 136.00 | 68000.00 | 200.00 | 100000.00 | 100.36 | 50180.00 | 40000.00 | CREATORS ENGINEERS AND INTERIORS
26.00 | Providing and fixing uPVC baffle ceiling system comprising linear uPVC baffle sections of 50 mm x 100 mm size, Centre to Centre panel gap will be 150 mm, suspended from the ceiling using a concealed GI suspension system including main runners, carriers, suspension clips, and all necessary hardware as per the manufacturer’s specifications. The baffles shall be made of high-impact-resistant, fire-retardant uPVC material in approved shade and finish (matte/woodgrain/solid color), UV stabilized, and suitable for indoor applications. The baffles shall be aligned vertically and fixed at a uniform spacing as per drawings and site requirements. The suspension system shall ensure stability, rigidity, and ease of maintenance access. The rate shall include all materials, labor, scaffolding, tools, cutting, wastage, fittings, and installation accessories to complete the work in all respects, as per approved drawings and instructions of the Engineer-in-Charge. NOTE: For the purpose of payment, plan area (length and width) of the ceiling shall be measured. | 100.00 | Sqm |  | 7500.00 | 750000.00 | 2650.00 | 265000.00 | 4062.00 | 406200.00 | 3550.00 | 355000.00 | 3122.28 | 312228.00 | 265000.00 | Sanjay Kumar Singh
27.00 | Providing and fixing PET acoustic panels in a custom louvered design of make ENVIRCO or equivalent, sizing 2420mm x 1220mm x 9mm, fabricated from eco-friendly, recycled polyester material of minimum 9mm, Fire Resistance 25 (A-Grade) by ASTM- E84, Smoke Developed Index 300<450 by ASTM - E84, Composition 100% Polyester Fiber , using GI 44mm x 25mm stud with 1000GSM & 25mm polyster pad then perforated 12mm ply for better perfomence with high sound absorption properties (minimum NRC 0.9 or better). Panels shall be precision-cut into slats or fins and arranged in a vertical or horizontal louver pattern as per drawings, fixed on a suitable GI/MS/aluminium subframe or directly onto plywood backing using recommended adhesive, screws, or interlocking channels. The finish shall be in approved shades and textures, with edges chamfered or grooved as specified. The installation shall be done in proper alignment and level, ensuring seamless joints, acoustic integrity, and visual aesthetics. Rate to include all materials, PET panels, subframe, fixing hardware, adhesives, labour, cutting, shaping, edge finishing, transportation, and installation — complete in all respects as per drawings and instructions of the engineer-in-charge. NOTE: For the purpose of payment, plan area (length and width) of the ceiling shall be measured. | 40.00 | Sqm |  | 3500.00 | 140000.00 | 4175.00 | 167000.00 | 2888.00 | 115520.00 | 4000.00 | 160000.00 | 2787.75 | 111510.00 | 111510.00 | AIMS BUILDMART PRIVATE LIMITED
28.00 | Providing and fixing PET acoustic baffle ceiling system of make ENVIRCO or equivalent made from high-density, fire-retardant, and eco-friendly polyester fibre panels (minimum thickness 9mm) with a Noise Reduction Coefficient (NRC) of 0.75 or higher. Baffles shall be cut to specified size (e.g., 200mm height x 1200mm length with required width or as per design) and factory-finished in approved colours and textures. Each baffle shall be suspended vertically from the ceiling slab or grid using a modular suspension system comprising galvanised steel cables, clips, and powder-coated aluminium tracks or brackets, ensuring secure and level installation. The layout shall follow the architectural pattern with uniform spacing, height alignment, and concealed fixings wherever possible for a seamless look. The installation shall cater to all site conditions, including cutouts for services (HVAC, lighting, etc.). Rate to include all materials, PET panels, subframe, fixing hardware, adhesives, labour, cutting, shaping, edge finishing, transportation, and installation — complete in all respects as per drawings and instructions of the engineer-in-charge. NOTE: For the purpose of payment, net area (length and width) of the panels shall be measured. | 120.00 | Sqm |  | 3500.00 | 420000.00 | 3330.00 | 399600.00 | 1895.00 | 227400.00 | 3000.00 | 360000.00 | 3122.28 | 374673.60 | 227400.00 | MSR ASSOCIATES
29.00 | Cleaning, Grinding and buffing the existing sandstone surface to restore its original finish, including thorough cleaning of the surface using neutral pH cleaning agents to remove dirt, stains, and deposits. The surface shall be polished using appropriate grade buffing pads or abrasives, either mechanically (buffing machine) or manually where necessary. All care shall be taken to prevent damage to the existing stone surface and surrounding finishes. The finished surface shall exhibit a smooth, uniform, and aesthetically consistent texture while retaining the natural look of sandstone. The rate includes all tools, equipment, consumables, labor, surface protection, and cleaning, complete in all respects as per site condition and directions of the Engineer-in-Charge. | 1800.00 | Sqm |  | 350.00 | 630000.00 | 98.00 | 176400.00 | 407.00 | 732600.00 | 300.00 | 540000.00 | 240.06 | 432108.00 | 176400.00 | Sanjay Kumar Singh
30.00 | Stone work (machine cut edges) for wall lining etc. (veneer work) upto 10 Mtr. height, backing filled with a grout of average 12 mm thick cement mortar 1 :3 (1 cement: 3 coarse sand) including pointing in white cement mortar 1:2 (1 white cement : 2 stone dust) with an admixture of pigment matching the stone shade : (To be secured to the backing and the sides by means of cramps and pins which shall be paid for separately) : Gang saw cut stone: 30 mm thick White sand stone | 400.00 | Sqm |  | 500.00 | 200000.00 | 2150.00 | 860000.00 | 2346.00 | 938400.00 | 2500.00 | 1000000.00 | 2230.20 | 892080.00 | 200000.00 | CREATORS ENGINEERS AND INTERIORS
31.00 | Providing and fixing stainless steel cramps of required size and shape for anchoring stone wall lining to the backing or securing adjacent stones in stone wall lining in cement mortar 1 :2 (1 cement : 2 coarse sand), including making the necessary chases in stone and holes in walls wherever required. | 50.00 | kg |  | 1150.00 | 57500.00 | 445.00 | 22250.00 | 515.00 | 25750.00 | 800.00 | 40000.00 | 111.51 | 5575.50 | 5575.50 | AIMS BUILDMART PRIVATE LIMITED
32.00 | Providing and fixing copper pins 7.5 cm long 6 mm diameter for securing adjacent stones in stone wall lining in cement mortar 1 :2 (1 cement : 2 coarse sand), including making the necessary chases. | 200.00 | Each |  | 50.00 | 10000.00 | 32.00 | 6400.00 | 33.00 | 6600.00 | 80.00 | 16000.00 | 111.51 | 22302.00 | 6400.00 | Sanjay Kumar Singh
33.00 | Providing and applying plaster of paris putty of 2 mm thickness over plastered surface to prepare the surface even and smooth complete | 4040.00 | Sqm |  | 90.00 | 363600.00 | 62.00 | 250480.00 | 190.00 | 767600.00 | 130.00 | 525200.00 | 78.06 | 315362.40 | 250480.00 | Sanjay Kumar Singh
34.00 | Providing and applying white cement based putty of average thickness 1mm, of approved brand and manufacturer, over the plastered wall surface to prepare the surface even and smooth complete. | 2000.00 | Sqm |  | 80.00 | 160000.00 | 107.00 | 214000.00 | 113.00 | 226000.00 | 100.00 | 200000.00 | 66.91 | 133820.00 | 133820.00 | AIMS BUILDMART PRIVATE LIMITED
35.00 | Finishing walls with ready mixed Premium acrylic emulsion paint (Company Depot Tinted) having VOC less than 50 gm/litre and UV resistance as per IS 15489:2004, Alkali & fungal resistance, dirt resistance exterior paint of required shade with silicon additives. New work (Two or more coats applied @ 1.43 litre/ 10 sqm over and including priming coat of exterior primer applied @ 0.90 litre/10 sqm. | 4010.00 | Sqm |  | 240.00 | 962400.00 | 116.00 | 465160.00 | 131.00 | 525310.00 | 175.00 | 701750.00 | 100.36 | 402443.60 | 402443.60 | AIMS BUILDMART PRIVATE LIMITED
36.00 | Finishing with Epoxy paint (two or more coats) at all locations prepared and applied as per manufacturer’s specifications including appropriate priming coat, preparation of surface, etc. complete. On steel work | 500.00 | Sqm |  | 50.00 | 25000.00 | 176.00 | 88000.00 | 175.00 | 87500.00 | 100.00 | 50000.00 | 223.02 | 111510.00 | 25000.00 | CREATORS ENGINEERS AND INTERIORS
37.00 | Providing and fixing partition upto ceiling height consisting of G.I. frame and required board, including providing and fixing of frame work made of special section power pressed/ roll form G.I. sheet with zinc coating of 120 gms/sqm(both side inclusive), consisting of floor and ceiling channel 50 mm wide having equal flanges of 32 mm and 0.50 mm thick, fixed to the floor and ceiling at the spacing of 610 mm centre to centre with dash fastener of 12.5 mm dia meter 50 mm length or suitable anchor fastener or metal screws with nylon plugs and the studs 48 mm wide having one flange of 34 mm and other flange 36 mm and 0.50 mm thick fixed vertically within flanges of floor and ceiling channel and placed at a spacing of 610 mm centre to centre by 6 mm dia bolts and nuts, including fixing of studs along both ends of partition fixed flush to wall with suitable anchor fastener or metal screws with nylon plugs at spacing of 450 mm centre to centre, and fixing of boards to both side of frame work by 25 mm long dry wall screws on studs, floor and ceiling channels at the spacing of 300 mm centre to centre. The boards are to be fixed to the frame work with joints staggered to avoid through cracks, M.S. fixing channel of 99 mm width (0.9 mm thick having two flanges of 9.5 mm each) to be provided at the horizontal joints of two boards, fixed to the studs using metal to metal flat head screws, including jointing and finishing to a flush finish with recommended jointing compound, jointing tape, angle beads at corners (25 mm x 25 mm x 0.5 mm), joint finisher and two coats of primer suitable for board as per manufacture’s specification and direction of engineer in charge all complete.75 mm overall thickness partition with 12.5 mm thick double skin fire rated Glass Reinforced Gypsum (GRG) plaster board conforming to IS: 2095: part 3 (Board with BIS certification marks) | 305.00 | Sqm |  | 2200.00 | 671000.00 | 1600.00 | 488000.00 | 1535.00 | 468175.00 | 1500.00 | 457500.00 | 1170.86 | 357112.30 | 357112.30 | AIMS BUILDMART PRIVATE LIMITED
38.00 | Providing and fixing 18mm thick Moisture Resistant (MR) Grade plyboard wall panelling conforming to IS:303, fixed on the prepared surface using approved fasteners such as screws, nails, or bolts as required, ensuring plumb and levelled finish. The panelling shall be installed over a pre-leveled base (surface prepared with putty and primer) and cut precisely to size as per site conditions and architectural drawings. The item includes all labour, handling, edge alignment, sealing of joints, and preparatory work to achieve a smooth, flush finish. The plyboard shall be of Gurjan face or approved equivalent make, free from delamination, warping, or visible defects. Frame work (battens/aluminium/metal sections) shall be paid under a separate item. Work to be executed as per the direction of Engineer-in-Charge. Material: 18mm thick MR-grade plyboard Finish: Raw, ready for lamination/ veneer/paint (as per separate item) Notes: Only flat surface panelling included; grooves, mouldings, or finishes to be paid separately. Plywood shall be BWP glue-line bonded, termite-resistant, and of reputed ISI-certified brand. Samples of ply and fasteners to be approved prior to execution, as per directions of EIC | 250.00 | Sqm |  | 2990.00 | 747500.00 | 1320.00 | 330000.00 | 641.00 | 160250.00 | 1050.00 | 262500.00 | 1692.41 | 423102.50 | 160250.00 | MSR ASSOCIATES
39.00 | Providing and fixing of 12mm thick HDHMR board with necessary screws/nuts & bolts/ nails, fixed on wooden /steel frame work, complete as per direction of Engineer-incharge (Frame work shall be paid for separately). a) 12mm thick HDHMR Board | 430.00 | Sqm |  | 990.00 | 425700.00 | 1320.00 | 567600.00 | 483.00 | 207690.00 | 800.00 | 344000.00 | 1020.25 | 438707.50 | 207690.00 | MSR ASSOCIATES
40.00 | Providing and fixing 4mm thick natural veneer panelling in Light Oak finish, from approved make such as Decowood, Greenlam, Century Veneers, or Timex, over prepared plywood substrate (paid separately). Veneer to be fixed using Fevicol SH or equivalent approved synthetic resin adhesive, ensuring proper grain matching and orientation. All exposed surfaces shall be sanded and finished with clear matte open grain PU polish (minimum 3-coat system including sanding sealer), applied in a dust-free environment to retain the natural texture and achieve a uniform, durable finish. Edges shall be neatly aligned and finished, with all joints flush and free from gaps. Item includes cutting, adhesive, finishing, cleaning, and approval of samples, complete as per architectural drawings and the directions of Engineer-in-Charge. Note: Cost of plywood substrate is not included in this item and shall be measured separately. Veneer make and finish sample to be got approved prior to execution by E-I-C. | 255.00 | Sqm |  | 3100.00 | 790500.00 | 1400.00 | 357000.00 | 1715.00 | 437325.00 | 2600.00 | 663000.00 | 2820.69 | 719275.95 | 357000.00 | Sanjay Kumar Singh
41.00 | Providing and fixing Type 1 commercial-grade wallpaper of approved brand, shade, and pattern (such as Marshall’s, Elementto, Nilaya by Asian Paints, Sangetsu, or equivalent) on prepared wall surface. The scope includes surface preparation such as cleaning, priming, and levelling the substrate using wall primer/sealer and approved fillers to ensure a smooth and dry base. Wallpaper shall be installed using manufacturer-recommended adhesives with proper alignment and seamless pattern matching. Item includes cutting, edge trimming, allowance for wastage, smoothing out of air bubbles, and final cleaning. Finished surface shall be free from wrinkles, overlaps, or visible seams. All protection to adjoining surfaces and post-installation surface protection till handover is also included. (base price of wallpaper: Rs. 80/ sqft) Note:All materials (adhesive, primer, and wallpaper) to be approved by Architect/Engineer before use. Only net finished wall area shall be measured; overlaps and wastage are deemed included in the rate, as per directions of EIC. | 25.00 | Sqm |  | 800.00 | 20000.00 | 725.00 | 18125.00 | 813.00 | 20325.00 | 775.00 | 19375.00 | 1170.89 | 29272.25 | 18125.00 | Sanjay Kumar Singh
42.00 | Providing and fixing Type 2 high-performance commercial-grade wallpaper of approved brand, shade, and pattern (such as Wallquest, Vescom, Mahone, Nilaya by Asian Paints, or equivalent) on prepared interior wall surfaces. Wallpaper shall be vinyl-coated, washable, and scuff-resistant, suitable for high-traffic commercial or hospitality areas. Wall surface shall be thoroughly cleaned, levelled, and primed using a manufacturer-recommended wall primer/sealer. Installation shall include precise cutting, pattern matching, use of Type 2 heavy-duty adhesive, and ensuring seamless application with smooth finish, free of air bubbles, overlaps, or visible joints. The work includes adhesive, 10–15% wastage allowance, surface protection till handover, and complete cleanup. (base price of wallpaper: Rs. 200/ sqft) Note:Base substrate (plastered/puttied wall) must be sound, dry, and crack-free. Sample of wallpaper and adhesive system to be approved by Architect/Engineer prior to execution. The contractor must ensure proper alignment and finish as per approved mockup, as per directions of EIC | 10.00 | Sqm |  | 800.00 | 8000.00 | 2275.00 | 22750.00 | 1950.00 | 19500.00 | 2200.00 | 22000.00 | 3902.85 | 39028.50 | 8000.00 | CREATORS ENGINEERS AND INTERIORS
43.00 | Providing and fixing 4mm thick Burma Teak natural veneer of approved quality and grain or equivalent, cladded over pre-installed plyboard backing (plyboard paid under separate item), including cutting, jointing, edge alignment, and finishing. Veneer shall be fixed using synthetic resin adhesive (such as Fevicol SH or equivalent) and finished with open grain, clear matte Polyurethane (PU) polish of approved brand (e.g. ICA, Asian Paints, MRF) in minimum 3 coats over appropriate sealer and base coats, applied in a dust-free controlled environment. All exposed surfaces to be evenly sanded and polished for a seamless, high-quality finish, with matching grain direction as per design intent/drawing. Rates include edge banding with matching teak veneer strips where required, corner detailing, surface preparation, and protective masking during ongoing works. Note: Ply backing to be measured and paid separately. Veneer brand/ make: Greenlam, Decowood, Century Veneers, Duro or equivalent. Finish and polish mock-up to be approved by E-I-C before execution. Surface must be protected with masking film post-installation till handover. | 100.00 | Sqm |  | 2900.00 | 290000.00 | 2850.00 | 285000.00 | 1778.00 | 177800.00 | 2500.00 | 250000.00 | 2820.69 | 282069.00 | 177800.00 | MSR ASSOCIATES
44.00 | Providing and fixing Timber Acoustic grooved Panels with linear perforations of size 1200mm x 600mm, made from 100% natural wooden materials with a modern slatted aesthetic finish, including 9 mm thick black acoustic polyester felt backing for effective sound absorption and echo control. The panels shall be melamine laminate panels 2430mm x 192mm x15 mm with 3mm slats at 21 mm pitch, Tongue and Groove edges for seamless mounting having density of 750kg/m3. The back of the panels are perforated with 10mm diameter circular holes with a nonwoven fabric covering of 0.2mm for providing Sound absorption via the acoustic impedance method. The panels shall have a tested Noise Reduction Coefficient (NRC) of 0.90, ensuring high acoustic performance in a wide range of environments. Panels shall be installed over a prepared surface using suitable adhesive or mechanical fasteners as per manufacturer’s guidelines. The product shall be moisture and mold resistant, shall not require any post-cutting painting or final finishing, and offers a quick, cost-effective, and visually appealing solution for enhancing interior acoustics. Suitable for wall and ceiling applications in residential, commercial, and specialized spaces such as home theatres, offices, conference rooms, classrooms, libraries, and recording studios. Finish to be natural timber veneer on MDF slats with black felt backing. Measurement shall be taken per panel. Make: MMT Acoustix or approved equivalent, as per directions of EIC | 20.00 | Sqm |  | 5500.00 | 110000.00 | 3275.00 | 65500.00 | 7672.00 | 153440.00 | 3400.00 | 68000.00 | 3679.89 | 73597.80 | 65500.00 | Sanjay Kumar Singh
45.00 | Providing and fixing CP teak wood mouldings, (considering 4" wide) wide, machine-cut to the specified profile and design detail, over pre-finished CP teak veneered plywood surfaces as per the architectural drawings and instructions of the Engineer-in-Charge. Mouldings shall be accurately shaped with smooth edges using precision woodworking tools and installed with concealed headless nails or approved adhesive to ensure a seamless appearance without visible fasteners. All mouldings shall be finished with one coat of approved wood sealer or primer, followed by light sanding and multiple coats of premium-quality PU polish, ensuring uniform colour, smooth grain exposure, and a rich matte/semi-gloss finish. Each coat shall be applied with appropriate surface preparation between coats to maintain clarity and surface depth. Joints shall be flush and invisible, with matching filler or touch-up polish used where needed for uniformity. The contractor shall ensure perfect alignment, symmetry, and integration of mouldings with adjoining surfaces. Approved Polish Brands: ICA, Asian Paints Woodtech PU, MRF Wood Finish, Sirca. Veneer Base: Measured and paid under separate item. Note: Mock-up sample of moulding and polish finish must be approved by Architect prior to mass production. as per directions of EIC | 5.00 | Cum |  | 70000.00 | 350000.00 | 25555.00 | 127775.00 | 180500.00 | 902500.00 | 130000.00 | 650000.00 | 183992.00 | 919960.00 | 127775.00 | Sanjay Kumar Singh
46.00 | Providing and fixing CP teak mouldings (considering 2" wide) as per detail and design, shall be provided and fixed over MR plyboard surfaces as per the approved design and detail. The mouldings shall be of specified profile, accurately machine-cut, and finished with smooth edges. All mouldings shall be finished with one coat of approved wood primer/sealer followed by light sanding, and then multiple coats of premium quality polish (melamine, PU, or lacquer, as specified), applied with proper surface preparation between coats to achieve a smooth, rich finish that matches the plyboard. Fixing shall be done using approved concealed headless nails to ensure a clean and seamless appearance without visible fasteners. Care shall be taken to align the mouldings precisely, and joints shall be finished neatly with matching filler or polish to maintain a uniform, high-quality aesthetic across the surface, as per directions of EIC. | .18 | Cum |  | 150000.00 | 27000.00 | 20100.00 | 3618.00 | 225600.00 | 40608.00 | 250000.00 | 45000.00 | 183992.00 | 33118.56 | 3618.00 | Sanjay Kumar Singh
47.00 | Providing and fixing CP Teak wood fluting on wall surfaces or furniture elements as per approved design and detailed drawings. The fluting shall be fabricated from seasoned, kiln-dried CP teak wood battens of uniform section (e.g., 25mm width x 12mm depth or as specified), fixed in a continuous vertical pattern with equal spacing using adhesive and concealed pin nails over a suitable plywood or hardwood backing. Each teak batten shall be machine-finished, sanded smooth, and finished with melamine, PU polish, or natural oil finish in approved tone and sheen to highlight the natural grain. Installation shall be neat, with proper edge alignment, mitred corners (if any), and seamless integration with adjoining surfaces, as per directions of EIC | 5.00 | Sqm |  | 3000.00 | 15000.00 | 1310.00 | 6550.00 | 4693.00 | 23465.00 | 3800.00 | 19000.00 | 5017.95 | 25089.75 | 6550.00 | Sanjay Kumar Singh
48.00 | Providing and fixing 20mm Quartz stone slab of make Eternal (Glow series) or equivalent, finish, and colour, as approved by E-I-C to match the design intent, on internal and external window ledges, including machine cutting to size, edge finishing, and secure fixing. The stone shall be machine-cut with chamfered/polished edges, fixed over a properly leveled and cleaned cementitious base using high-strength stone adhesive (Roff Stonefix, MYK Laticrete, or equivalent), ensuring firm bonding. All joints shall be filled with colour-matched epoxy grout, and edge alignment shall be neat and consistent. For external ledges, the slab shall be laid with a minimum slope of 1:50 away from the wall to ensure proper water drainage. Work shall be executed ensuring seamless finish, accurate dimensions, and clean lines as per detailed architectural drawings and instructions of Engineer-in-Charge. Quartz to be first-quality grade, free from cracks, pits, or blemishes. Ensure edge profiles (chamfer, half-round, etc.) match across all ledges. Protective covering to be applied post-installation to prevent site damage. Basic Quartz Rate: ₹610/sq.ft. (NOTE: Cost adjustment shall be done as per market rate in case of any variation in the cost of stone actually approved by EIC and used in the work. The agency has to produce GST invoice to establish the actual purchase cost) | 10.00 | Sqm |  | 12200.00 | 122000.00 | 6650.00 | 66500.00 | 5343.00 | 53430.00 | 7500.00 | 75000.00 | 6739.66 | 67396.60 | 53430.00 | MSR ASSOCIATES
49.00 | Providing and fixing 18–19 mm thick Adhunik Grey granite stone at window jambs, sills, and lintel levels as per approved architectural drawings and specifications. The granite shall be of approved shade, texture, and quality, free from cracks, fissures, or surface defects, and shall be uniformly machine-polished on the exposed surface to achieve a high-quality finish. The sill and lintel pieces shall be fixed with cement mortar 1:4 (1 cement : 4 coarse sand) over a leveled bed and anchored securely to the masonry or concrete structure using stainless steel cramps or adhesive as per site requirement. All granite edges shall be machine-cut with a 6mm chamfer or pencil edge finish to ensure neat, safe edges. Joints, if any, shall be narrow and neatly filled with matching epoxy grout or white cement with pigment. Proper care must be taken to ensure plumb vertical alignment for jambs and correct slope for water drainage on sills. All installations must be carried out as per standard masonry practices as per the direction of the Engineer-in-Charge. Note: Granite samples to be approved prior to installation. Protection of installed stone till handover shall be ensured by the agency. | 755.00 | Sqm |  | 3200.00 | 2416000.00 | 2025.00 | 1528875.00 | 2437.00 | 1839935.00 | 1600.00 | 1208000.00 | 3289.55 | 2483610.25 | 1208000.00 | SAHAI EXCLUSIVE CONTRACTS PVT. LTD.
50.00 | Providing and fixing anodised aluminium U-shaped transition profiles, minimum 10 mm depth x 6 mm width or as per approved detail, at the junction of granite and quartz surfaces on window sills. The aluminium profile shall be extruded, corrosion-resistant, and anodised with minimum 15-micron coating in approved finish (champagne/silver/bronze/gold as specified), conforming to IS: 733 and IS: 1285. The U-profile shall be installed flush and level with the stone surfaces, embedded using high-performance flexible adhesive (such as Ardex Endura or equivalent), ensuring no gaps or misalignment. Edges of stone and quartz must be pre-polished and chamfered to align seamlessly with the profile. Profiles shall be cut to precise lengths and mitred at corners for a clean, continuous finish. Note: All metal profiles to be protected with removable tape until final handover. Samples of finish and section must be approved by the Engineer-in-Charge prior to execution. | 45.00 | Mtr. |  | 250.00 | 11250.00 | 185.00 | 8325.00 | 136.00 | 6120.00 | 250.00 | 11250.00 | 111.51 | 5017.95 | 5017.95 | AIMS BUILDMART PRIVATE LIMITED
51.00 | Providing and fixing 1.0mm thick decorative laminate of approved make (MERINO/GREENLAM/CENTURY), shade, and finish (matte/gloss/textured) on existing door shutters, including necessary surface preparation such as cleaning, sanding, levelling, and filling undulations with putty or suitable filler to ensure a smooth surface. The laminate shall be pasted using high-quality synthetic resin adhesive (Fevicol SH or equivalent) and pressed uniformly to avoid air bubbles or wrinkles. Edges shall be neatly trimmed, chamfered or edge-banded as per design, and all corners shall be finished cleanly. The work includes protection of hardware, masking where required, and cleaning the surface after completion. All work to be done in accordance with manufacturer’s specifications and to the satisfaction of the Engineer-in-Charge, including labour, adhesive, tools, and incidental materials. The Basic price of laminate is Rs. 440 per sqm. (NOTE: Cost adjustment shall be done as per market rate in case of any variation in the cost of laminate actually approved by EIC and used in the work. The agency has to produce GST invoice to establish the actual purchase cost) | 175.00 | Sqm |  | 1450.00 | 253750.00 | 696.00 | 121800.00 | 647.00 | 113225.00 | 800.00 | 140000.00 | 892.08 | 156114.00 | 113225.00 | MSR ASSOCIATES
52.00 | Providing and fixing stainless steel (SS) corner guard made from 1.5mm thick SS 304 grade sheet, 50mm x 50mm wings (or as per drawing), with specified height, fixed over finished surfaces of corners using approved heavy-duty adhesive or countersunk SS screws with PVC plugs (as specified), ensuring a flush, secure, and aesthetic finish. All edges shall be machine polished, free from sharp burrs, and chamfered where required for safety and visual appeal. The corner guard shall be securely fixed plumb and true to line, without any visible distortion or gaps, and should match architectural finishes. The rate shall include all materials, labor, tools, transportation, surface preparation, hardware, and incidental works required to complete the installation in all respects as per approved drawings and instructions of the E.I.C. | 573.00 | Mtr. |  | 190.00 | 108870.00 | 695.00 | 398235.00 | 181.00 | 103713.00 | 550.00 | 315150.00 | 117.09 | 67092.57 | 67092.57 | AIMS BUILDMART PRIVATE LIMITED
53.00 | Providing and fixing decorative/Acid etched look/ Frosted crystal Graphic Film of make Garware/ 3M or equivalent over the designated locations with wet applications at all floors in any design and pattern complete as per the direction and satisfaction of Engineer-in- charge. (No deductions shall be made for the blank areas in the pattern). | 16.20 | Sqm |  | 1500.00 | 24300.00 | 990.00 | 16038.00 | 767.00 | 12425.40 | 1450.00 | 23490.00 | 1059.35 | 17161.47 | 12425.40 | MSR ASSOCIATES
54.00 | Providing and fixing aluminium framework comprising extruded aluminium sections (minimum thickness 1.2 mm, 50mm X 25mm grade 6063 T5 or equivalent) arranged in a grid pattern with vertical and horizontal members to support wall or ceiling finishes (e.g., fabric, panels, boards). The framework shall be securely anchored to the substrate using suitable fasteners (SS screws and wall plugs) at approved intervals. All aluminium members shall be cut, aligned, and joined precisely with appropriate brackets, cleats, or connectors. Joints shall be rigid and true to line and level. The framework shall include provision for integrated services (if applicable) and support finish materials such as fabric, acoustic infill, gypsum boards, or cladding panels, as per directions of EIC | 140.00 | Sqm |  | 1990.00 | 278600.00 | 1710.00 | 239400.00 | 3519.00 | 492660.00 | 1700.00 | 238000.00 | 921.07 | 128949.80 | 128949.80 | AIMS BUILDMART PRIVATE LIMITED
55.00 | Providing and fixing thermal insulation of ceiling (under deck insulation) with Resin Bonded Fibre glass wool conforming to IS : 8183, density 24kg / m3, 50 mm thick, wrapped in 200 G Virgin Polythene bags, fixed to ceiling with metallic cleats (50x50x3 mm)@ 60 em and wire mesh of 12.5 mm x 24 gauge wire mesh, for top most ceiling of building. | 40.00 | Sqm |  | 650.00 | 26000.00 | 502.00 | 20080.00 | 507.00 | 20280.00 | 550.00 | 22000.00 | 390.29 | 15611.60 | 15611.60 | AIMS BUILDMART PRIVATE LIMITED
56.00 | Providing and fixing acoustic fabric finish of make MMT Acoustix or equivalent, of approved shade, and texture over acoustic panelling or stretch track systems. The fabric shall be acoustically transparent, fire-retardant (minimum Class 1/Class A as per ASTM E84 or equivalent), and resistant to fading, sagging, and deformation. Fabric shall be stretched tight and wrinkle-free over a perimeter track system (PVC or aluminium) or applied directly over acoustic panels (such as glass wool or polyester boards) using appropriate adhesives or fastening systems. All corners, edges, and joints shall be neatly finished and securely tucked or capped, as per directions of EIC. | 40.00 | Sqm |  | 4500.00 | 180000.00 | 9850.00 | 394000.00 | 2256.00 | 90240.00 | 1500.00 | 60000.00 | 3902.85 | 156114.00 | 60000.00 | SAHAI EXCLUSIVE CONTRACTS PVT. LTD.
57.00 | Providing and fixing CNC-cut BWR (Boiling Water Resistant) plywood panel of 18mm thickness (or as specified), cut in a vertical grill design as per approved drawings and architectural details. The plywood shall conform to IS:303 BWR grade or better, ensuring durability, dimensional stability, and resistance to moisture, making it suitable for semi-wet and interior applications. The grill pattern shall be precision-machined using CNC routing to achieve uniformly spaced vertical slits with clean edges and accurate alignment. Ensure applying Moisture-Resistant Adhesive for Veneer finish. All cut edges, including CNC-cut grill slits, must be sealed using epoxy primer, PU sealer, or edge banding. The reverse side of the panel must also be sealed with PU or clear lacquer to prevent moisture imbalance and warping. There is sufficient air gap between the grill and the AC duct, to reduce direct condensation on the wood, as per directions of EIC. | 5.00 | Sqm |  | 4500.00 | 22500.00 | 1360.00 | 6800.00 | 4964.00 | 24820.00 | 3000.00 | 15000.00 | 2732.00 | 13660.00 | 6800.00 | Sanjay Kumar Singh
58.00 | Providing and fixing 8mm thick Flexiply (flexible plywood) conforming to IS:303 or equivalent, made from high-quality hardwood veneers and bonded with MR grade synthetic resin adhesive, suitable for curved or bendable applications. The Flexiply shall be free from warping, delamination, or manufacturing defects, and shall have uniform thickness and flexibility across the sheet. It shall be used in curved surfaces such as furniture elements, column cladding, or decorative panels, and securely fixed over a suitable framework or sub-base using approved adhesive and screws/nails as required, as per directions of EIC | 50.00 | Sqm |  | 1000.00 | 50000.00 | 996.00 | 49800.00 | 813.00 | 40650.00 | 1000.00 | 50000.00 | 724.82 | 36241.00 | 36241.00 | AIMS BUILDMART PRIVATE LIMITED
59.00 | Providing and fixing factory-finished modular toilet partition system comprising of 12 mm thick high compact laminate boards (HPL), anti-bacterial and water-resistant grade, in approved colour and finish (Greenlam, Merino, or equivalent), fixed using extruded aluminium top rail and bottom support channel with anodised aluminium U-channels, corner brackets, and adjustable feet. Each cubicle shall include standard door (600–650 mm wide) with indicator lock, hinges, coat hook, and door stopper, all in SS 304. Panels to be cut to size and installed as per manufacturer’s specifications and site conditions. Partition height to be approx. 1950–2100 mm above finished floor level with a bottom clearance of 150 mm for easy cleaning. All hardware to be rust-resistant, durable, and of approved make (Dorma/Hettich/Häfele/equivalent). Installation to be done with proper levelling, alignment, and support. Rate to include all materials, labour, fasteners, hardware, and tools to complete the work in all respects, as per directions of EIC. For the purpose of payment, plan area of HPL boards shall be measured. | 40.00 | Sqm |  | 6500.00 | 260000.00 | 106.00 | 4240.00 | 15343.00 | 613720.00 | 5200.00 | 208000.00 | 8920.00 | 356800.00 | 4240.00 | Sanjay Kumar Singh
60.00 | Providing and fixing complete teakwood door assembly comprising both seasoned CP teakwood frame and shutter, as per detailed specifications and approved architectural drawings. The door frame shall be of section 100 mm x 75 mm (or as specified), made from kiln-dried, seasoned CP teakwood, free from warps, knots, or defects, machine-planed, and joined with mortise and tenon joints using waterproof synthetic resin adhesive and wood screws. Decorative teak mouldings shall be applied on all visible faces of the frame. The frame shall be fixed to RCC or masonry openings using galvanised MS holdfasts (250 mm x 25 mm x 3 mm), embedded into cement concrete blocks (1:3:6) at three locations per jamb and two at the head, or alternatively, using anchor bolts/rawl plugs where required. The teakwood shutter shall be 38-40 mm thick (as specified), constructed with solid teakwood stiles and rails, with central panels of teak-veneered plyboard or solid teak panel as per approved classical moulded design. All joints shall be mortise and tenon type, glued with water-resistant adhesive and reinforced with concealed pins. The shutter shall have ornamental classical teak mouldings on all sides, with chamfered and sealed edges. Both frame and shutter, including mouldings, shall be finished in open grain PU polish (Asian Paints/ICA or equivalent) comprising 1 coat of wood filler, 1 coat of sealer, and a minimum of 3 coats of clear PU topcoat (matte/semi-gloss as approved), with fine sanding between coats for a smooth, rich finish. Integrated hardware shall include: heavy-duty 3D adjustable concealed hinges (3 per shutter), concealed hydraulic door closer (floor-sprung or overhead, as per type), designer mortise handle set with lock case, cylinder and escutcheon in brushed SS or PVD finish, 8” SS tower bolts at top and bottom (for double shutters), concealed or magnetic door stopper, and all required accessories such as SS screws, buffers, aligners, fasteners, and foam gaskets. Cutouts for concealed hardware shall be machine-processed in factory to ensure alignment and accuracy; hardware positioning to be verified with frame prior to fixing. The final PU finish shall be executed on site after approval of sample. Shop drawings and a mock-up of door shutter with finish shall be submitted for approval prior to execution. | 2.00 | Each |  | 35000.00 | 70000.00 | 48500.00 | 97000.00 | 58663.00 | 117326.00 | 50000.00 | 100000.00 | 61330.80 | 122661.60 | 70000.00 | CREATORS ENGINEERS AND INTERIORS
61.00 | Providing and fixing complete CP teakwood door assembly including both frame and shutter as per detailed specifications and approved design. The door frame shall be of section 100 mm x 75 mm (or as specified), fabricated from kiln-dried and seasoned CP teakwood, machine-planed, free from knots, warps, or defects, and joined using traditional mortise and tenon joints with waterproof synthetic resin adhesive and wood screws. Decorative mouldings shall be applied on all visible faces of the frame as per approved detail. The frame shall be fixed to RCC or masonry openings using galvanised MS holdfasts (250 mm x 25 mm x 3 mm), embedded into cement concrete blocks of size 150 mm x 100 mm x 100 mm (1:3:6 mix) at three locations per jamb and two on the head; alternatively, direct fixing with anchor bolts or rawl plugs through pre-drilled countersunk holes in the frame shall be carried out wherever required. The shutter shall be 38-40 mm thick (as specified), made with solid teakwood stiles and rails, centre panels crafted from teak veneered plyboard or solid teak panels in classical moulded design. All joints shall be mortise and tenon, glued with waterresistant adhesive, and reinforced with concealed pins. The shutter shall be finished on all faces with classical teak mouldings, edges chamfered, and surfaces sanded and sealed. Both frame and shutter shall be finished with White PU paint of approved brand and shade, achieving a smooth, uniform finish. The item includes complete hardware: 3 heavy-duty 3D adjustable concealed hinges (Hafele/Hettich/Dorma) per shutter, concealed hydraulic door closer (floor-sprung or overhead as per requirement) by Dorma/Hafele/Dorset, designer mortise handle set with lock case, cylinder, and escutcheon in brushed SS or PVD finish (Hafele/Dorset/Dorma), SS tower bolts (8”) at top and bottom (for double shutters), concealed or magnetic door stopper, and all required fixing accessories such as SS screws, buffers, aligners, fasteners, and foam gaskets. All cut-outs for hardware such as hinge pockets and closers shall be precision machine-cut in factory as per manufacturer standards, with alignment verified against frame before installation. Final PU paint finish to be executed post approval of mock-up sample by Architect. Shop drawings and full-size mock-up to be submitted for prior approval of E-I-C. | 2.00 | Each |  | 35000.00 | 70000.00 | 58000.00 | 116000.00 | 58663.00 | 117326.00 | 58000.00 | 116000.00 | 39028.50 | 78057.00 | 70000.00 | CREATORS ENGINEERS AND INTERIORS
62.00 | Providing and fixing a seasoned, first‑quality teak veneer door frame (machined, planed, and sanded) of approved sectional size and fixed with plugs and stainless‑steel screws, along with p/f ISI‑marked 35 mm thick plywood-core flush door shutter, faced on both sides with chosen teak veneer, complete with decorative teakwood moulding machined and secured to the approved design. The entire assembly shall be finished using a primer, sealing coat, and multi‑coat premium PU or melamine polish in the approved shade, with proper sanding between coats. The door will be hung on high‑quality concealed hinges and supplied with mortise lock, handles, stoppers, tower bolts, etc., all aligned to ensure uniform gaps and smooth operation. 35mm thick including ISI marked Stainless Steel hinges with necessary screws | 15.00 | Each |  | 35000.00 | 525000.00 | 18775.00 | 281625.00 | 56858.00 | 852870.00 | 17500.00 | 262500.00 | 31557.30 | 473359.50 | 262500.00 | SAHAI EXCLUSIVE CONTRACTS PVT. LTD.
63.00 | Providing and Fixing 22x922 mm DESIGNER D-type Handle Material: Stainless Steel. Finish: Satin Stainless Steel (SSS) of make Ozone or equivalent all complete as per the direction of Engineer-in-charge. | 27.00 | Each |  | 1500.00 | 40500.00 | 33400.00 | 901800.00 | 1083.00 | 29241.00 | 3000.00 | 81000.00 | 6021.54 | 162581.58 | 29241.00 | MSR ASSOCIATES
64.00 | Providing and fixing a custom-designed timber acoustic fluted panel concealed door, seamlessly integrated within the wall paneling system to maintain a uniform aesthetic. The door shutter shall be constructed using a hardwood or BWP-grade flush door core with fluted timber battens (typically teak, oak, or ash) finished in approved natural veneer or PU polish, ensuring continuity in fluting design with adjacent wall panels. The door shall be fitted with acoustic insulation (such as rockwool or high-density mineral wool infill) to achieve enhanced sound absorption, and lined internally with acoustic-rated MDF or equivalent. The door shall be mounted on a concealed frame of hardwood/ply with suitable PU-polished finish or laminate cladding, and hung using heavy-duty concealed hinges (minimum 3 hinges per shutter) with soft-close feature. Hardware shall include a concealed lockset, magnetic catch, and floor-mounted or concealed door stopper, all in a satin stainless steel or black powder-coated finish as approved. All edges to be machine-finished with tight tolerances to ensure a flush, gap-free appearance. The rate shall include all materials, labour, hardware, finishes, acoustic infill, polishing, transportation, and installation — complete in all respects as per drawings and instructions of the engineer-in-charge. | 2.00 | Each |  | 25000.00 | 50000.00 | 48960.00 | 97920.00 | 37003.00 | 74006.00 | 45000.00 | 90000.00 | 39028.50 | 78057.00 | 50000.00 | CREATORS ENGINEERS AND INTERIORS
65.00 | Extra for providing and fixing lipping with 2nd class teak wood battens 25 mm minimum depth on all edges of flush door shutters (over all area of door shutter to be measured). | 24.50 | Sqm |  | 500.00 | 12250.00 | 380.00 | 9310.00 | 334.00 | 8183.00 | 400.00 | 9800.00 | 334.53 | 8195.99 | 8183.00 | MSR ASSOCIATES
66.00 | Providing and Fixing Dead lock Back set- 50 mm with Key to Knob cylinder of make OZONE (model:OZML-DL1-E & OMC-22E-K2N) or equivalent all complete as per the direction of Engineer-in-charge | 12.00 | Each |  | 1800.00 | 21600.00 | 1885.00 | 22620.00 | 2031.00 | 24372.00 | 1800.00 | 21600.00 | 1338.12 | 16057.44 | 16057.44 | AIMS BUILDMART PRIVATE LIMITED
67.00 | Providing and fixing factory-fabricated aluminium framed glass partition (3m x 3m each), made from powder-coated or anodized aluminium sections of approved make and shade, suitable for internal office or commercial partitioning, comprising of 2 fixed glass panels. The aluminium framework shall consist of vertical and horizontal members, typically of 75mm × 45mm or equivalent structural profile, fabricated with necessary cleats, angles, fasteners, and supports to form a rigid frame structure as per approved drawings. The infill shall comprise of 12mm thick toughened clear glass, conforming to IS:2553 (Part 1), precision-cut and edge-polished, fixed securely within the aluminium frame using EPDM gaskets, glazing clips, and silicone sealant for vibration control and airtight finish. All joints shall be neatly mitered, and sections joined with mechanical fasteners for clean alignment and stability. The frame shall be anchored to the floor, ceiling, and adjacent walls using appropriate expansion bolts and support brackets, ensuring plumb and level installation, as per directions of EIC | 4.00 | Each |  | 50000.00 | 200000.00 | 18310.00 | 73240.00 | 38356.00 | 153424.00 | 20000.00 | 80000.00 | 89208.00 | 356832.00 | 73240.00 | Sanjay Kumar Singh
68.00 | Providing and fixing factory-fabricated aluminium windows of Bhoruka IWIN-S series or equivalent, using aluminium extruded profiles grade 6063 T6 as per EN standard having approx. 1.6 mm wall thickness, approx. frame depth 50 mm and of required size, comprising of 3 panels with all fixed glass panels. The window system shall be finished with factory-applied fluoropolymer (PVDF) coating or anodizing (minimum 20 microns anodizing or 60 microns powder coating) in approved shade. The system consist of 2 vertical muleins and 4 side frame. Glazing shall be 22 mm thick DGU (double glazed unit) consisting of 6 mm reflective toughened outer glass + 12 mm air gap + 4 mm toughened inner glass, sealed with primary and secondary silicone and mounted using EPDM gaskets for optimal thermal and acoustic insulation. The system shall be equipped with stainless steel/zinc alloy hardware including concealed hinges, multipoint locking handles, and durable accessories tested for over 10,000 operating cycles. Double sealing with co-extruded EPDM gaskets shall ensure superior air, water, and sound resistance. A concealed drainage system with pressure equalization chambers shall be integrated. The assembly must comply with performance standards of air infiltration <1.5 m³/hr/m² at 75 Pa, water penetration ≥300 Pa, wind load resistance ≥1600 Pa, and acoustic rating ≥32 dB STC, with all components tested as per norms. The rate shall include complete labour, all necessary framing, materials, accessories, glazing, inbuilt beading in bottom section, 90- degree joints with Sealer pads, Shim receiver profile at bottom track, sleeves, stainless steel screws, and gaskets for weather sealing, transportation, installation, PU foam, sealants, staging, and finishing as per approved architectural drawings and manufacturer’s specifications, with a 10-year warranty on profiles and 5 years on hardware, as per directions of EIC. | 22.68 | Sqm |  | 6500.00 | 147420.00 | 11635.00 | 263881.80 | 6588.00 | 149415.84 | 10000.00 | 226800.00 | 8697.78 | 197265.65 | 147420.00 | CREATORS ENGINEERS AND INTERIORS
69.00 | Providing and fixing factory-fabricated aluminium windows of Bhoruka IWIN-S series or equivalent, using aluminium extruded profiles grade 6063 T6 as per EN standard having approx. 1.6 mm wall thickness, approx. frame depth 50 mm and of required size, comprising of 3 panels with central fixed glass panel and hinged openable shutters on either side. The openable area of the windows shall be 66% ± 10% out of the total area. The window system shall be finished with factory-applied fluoropolymer (PVDF) coating or anodizing (minimum 20 microns anodizing or 60 microns powder coating) in approved shade. The system consist of 2 vertical muleins and 4 side frame. Glazing shall be 22 mm thick DGU (double glazed unit) consisting of 6 mm reflective toughened outer glass + 12 mm air gap + 4 mm toughened inner glass, sealed with primary and secondary silicone and mounted using EPDM gaskets for optimal thermal and acoustic insulation. The system shall be equipped with stainless steel/zinc alloy hardware including concealed hinges, multipoint locking handles, and durable accessories tested for over 10,000 operating cycles. Double sealing with co-extruded EPDM gaskets shall ensure superior air, water, and sound resistance. A concealed drainage system with pressure equalization chambers shall be integrated. The assembly must comply with performance standards of air infiltration <1.5 m³/hr/m² at 75 Pa, water penetration ≥300 Pa, wind load resistance ≥1600 Pa, and acoustic rating ≥32 dB STC, with all components tested as per norms. The rate shall include complete labour, all necessary framing, materials, accessories, glazing, inbuilt beading in bottom section, 90- degree joints with Sealer pads, Shim receiver profile at bottom track, sleeves, stainless steel screws, and gaskets for weather sealing, transportation, installation, PU foam, sealants, staging, and finishing as per approved architectural drawings and manufacturer’s specifications, with a 10-year warranty on profiles and 5 years on hardware, as per directions of EIC | 12.96 | Sqm |  | 6500.00 | 84240.00 | 157000.00 | 2034720.00 | 6588.00 | 85380.48 | 12000.00 | 155520.00 | 9812.88 | 127174.92 | 84240.00 | CREATORS ENGINEERS AND INTERIORS
70.00 | Providing and fixing factory-fabricated aluminium windows of Bhoruka IWIN-S series or equivalent, using aluminium extruded profiles grade 6063 T6 as per EN standard having approx. 1.6 mm wall thickness, approx. frame depth 50 mm and of required size, comprising of 3 panels with all fixed glass panels. The window system shall be finished with factory-applied fluoropolymer (PVDF) coating or anodizing (minimum 20 microns anodizing or 60 microns powder coating) in approved shade. The system consist of 2 vertical muleins and 4 side frame. Glazing shall be 6 mm toughened clear/tinted/reflective glass as per design, silicone sealed and pressure glazed with EPDM gaskets. The system shall be equipped with stainless steel/zinc alloy hardware including concealed hinges, multipoint locking handles, and durable accessories tested for over 10,000 operating cycles. Double sealing with co-extruded EPDM gaskets shall ensure superior air, water, and sound resistance. A concealed drainage system with pressure equalization chambers shall be integrated. The assembly must comply with performance standards of air infiltration <1.5 m³/hr/m² at 75 Pa, water penetration ≥300 Pa, wind load resistance ≥1600 Pa, and acoustic rating ≥32 dB STC, with all components tested as per norms. The rate shall include complete labour, all necessary framing, materials, accessories, glazing, inbuilt beading in bottom section, 90- degree joints with Sealer pads, Shim receiver profile at bottom track, sleeves, stainless steel screws, and gaskets for weather sealing, transportation, installation, PU foam, sealants, staging, and finishing as per approved architectural drawings and manufacturer’s specifications, with a 10-year warranty on profiles and 5 years on hardware, as per directions of EIC | 291.60 | Sqm |  | 3600.00 | 1049760.00 | 10150.00 | 2959740.00 | 6588.00 | 1921060.80 | 7400.00 | 2157840.00 | 9812.88 | 2861435.81 | 1049760.00 | CREATORS ENGINEERS AND INTERIORS
71.00 | Providing and fixing factory-fabricated aluminium windows of Bhoruka IWIN-S series or equivalent, using aluminium extruded profiles grade 6063 T6 as per EN standard having approx. 1.6 mm wall thickness, approx. frame depth 50 mm and of required size, comprising of 3 panels with central fixed glass panel and hinged openable shutters on either side. The openable area of the windows shall be 66% ± 10% out of the total area. The window system shall be finished with factory-applied fluoropolymer (PVDF) coating or anodizing (minimum 20 microns anodizing or 60 microns powder coating) in approved shade. The system consist of 2 vertical muleins and 4 side frame. Glazing shall be 6 mm toughened clear/tinted/reflective glass as per design, silicone sealed and pressure glazed with EPDM gaskets. The system shall be equipped with stainless steel/zinc alloy hardware including concealed hinges, multipoint locking handles, and durable accessories tested for over 10,000 operating cycles. Double sealing with co-extruded EPDM gaskets shall ensure superior air, water, and sound resistance. A concealed drainage system with pressure equalization chambers shall be integrated. The assembly must comply with performance standards of air infiltration <1.5 m³/hr/m² at 75 Pa, water penetration ≥300 Pa, wind load resistance ≥1600 Pa, and acoustic rating ≥32 dB STC, with all components tested as per norms. The rate shall include complete labour, all necessary framing, materials, accessories, glazing, inbuilt beading in bottom section, 90- degree joints with Sealer pads, Shim receiver profile at bottom track, sleeves, stainless steel screws, and gaskets for weather sealing, transportation, installation, PU foam, sealants, staging, and finishing as per approved architectural drawings and manufacturer’s specifications, with a 10-year warranty on profiles and 5 years on hardware, as per directions of EIC | 162.00 | Sqm |  | 4500.00 | 729000.00 | 14990.00 | 2428380.00 | 6588.00 | 1067256.00 | 11000.00 | 1782000.00 | 9812.88 | 1589686.56 | 729000.00 | CREATORS ENGINEERS AND INTERIORS
72.00 | Filling the gap in between aluminium frame & adjacent RCC/ Brick/ Stone work by providing weather silicon sealant over backer rod of approved quality as per architectural drawings and direction of Engineer-in-charge complete. A) Upto 5mm depth and 5 mm width | 956.05 | Mtr. |  | 100.00 | 95605.00 | 76.00 | 72659.80 | 70.00 | 66923.50 | 80.00 | 76484.00 | 72.48 | 69294.50 | 66923.50 | MSR ASSOCIATES
73.00 | Providing and laying water proofing treatment to vertical and horizontal surfaces of depressed portions of W.C., kitchen and the like consisting of: (i) Ist course of applying cement slurry @ 4.4 kg/sqm mixed with water proofing compound conforming to IS : 2645 in recommended proportions including rounding off junction of vertical and horizontal surface. (ii) IInd course of 20 mm cement plaster 1:3 (1 cement : 3 coarse sand) mixed with water proofing compound in recommended proportion including rounding off junction of vertical and horizontal surface. (iii) IIIrd course of applying blown or residual bitumen applied hot at 1.7 kg. per sqm of area. (iv) IVth course of 400 micron thick PVC sheet. (Overlaps at joints of PVC sheet should be 100 mm wide and pasted to each other with bitumen @ 1.7 kg/sqm). | 14.00 | Sqm |  | 1000.00 | 14000.00 | 544.00 | 7616.00 | 555.00 | 7770.00 | 600.00 | 8400.00 | 501.80 | 7025.20 | 7025.20 | AIMS BUILDMART PRIVATE LIMITED
74.00 | Providing and laying water proofing treatment in sunken portion of WCs, bathroom etc., by applying cement slurry mixed with water proofing cement compound consisting of applying : (a) First layer of slurry of cement @ 0.488 kg/sqm mixed with water proofing cement compound @ 0.253 kg/ sqm. This layer will be allowed to air cure for 4 hours. (b) Second layer of slurry of cement @ 0.242 kg/sqm mixed with water proofing cement compound @ 0.126 kg/sqm. This layer will be allowed to air cure for 4 hours followed with water curing for 48 hours. The rate includes preparation of surface, treatment and sealing of all joints, corners, junctions of pipes and masonry with polymer mixed slurry | 8.00 | Sqm |  | 800.00 | 6400.00 | 485.00 | 3880.00 | 445.00 | 3560.00 | 550.00 | 4400.00 | 557.55 | 4460.40 | 3560.00 | MSR ASSOCIATES
75.00 | Providing & Applying polymer modified, flexible cementatious negative side waterproofing coating with elastic waterproofing polymers on interior wall plaster surface in three coats @14.35 kg /10 sqm. one coat of self priming of cementatious waterproofing polymer(dilution with water in the ratio of 1:1) and two coats of cementatious waterproofing polymer (dilution with water in the ratio of 3:1 ) after scrapping and properly cleaning the surface to remove pre-existing paint film & loose particles till plaster is visible, complete in all respect as per the direction of Engineer-in-Charge. | 14.00 | Sqm |  | 800.00 | 11200.00 | 290.00 | 4060.00 | 323.00 | 4522.00 | 400.00 | 5600.00 | 669.06 | 9366.84 | 4060.00 | Sanjay Kumar Singh
76.00 | Providing and fixing Roller blinds with decorative cassette, wall & ceiling mount complete as per manufacturer's specifications and as per Make, design & shade approved by Engineer-in-charge. A) Manually operated SUNSCREEN Roller blinds having visible light & solar properties with 3% openness factor complete as per manufacturer's specifications and satisfaction of Engineer-in-charge. Fabric design and shade as approved by Engineer-in-charge. Make & Series: Classic-Screen 3% series of Vista or Spotlight / View point (Premio) series of Mac or Lucent 3% series of Marvel or Faro series of Deck or equivalent make. | 150.00 | Sqm |  | 1900.00 | 285000.00 | 2400.00 | 360000.00 | 1940.00 | 291000.00 | 1800.00 | 270000.00 | 1003.59 | 150538.50 | 150538.50 | AIMS BUILDMART PRIVATE LIMITED
77.00 | Extra for providing and fixing Somfy LSN / ALTUS RTS 40 motor or equivalent with minimum 5 years manufacturer's warranty. This item includes cost of roller tube with crown, wheel, bracket sets, installation, etc. for motorised operation in place of manual classic roller system. | 10.00 | Each |  | 25000.00 | 250000.00 | 14300.00 | 143000.00 | 11281.00 | 112810.00 | 16000.00 | 160000.00 | 13381.20 | 133812.00 | 112810.00 | MSR ASSOCIATES
78.00 | Extra for providing and fixing Somfy Five channel remote or equivalent with manufacturer's warranty as applicable. | 5.00 | Each |  | 6500.00 | 32500.00 | 6700.00 | 33500.00 | 6588.00 | 32940.00 | 9000.00 | 45000.00 | 7245.15 | 36225.75 | 32500.00 | CREATORS ENGINEERS AND INTERIORS
79.00 | Providing and fixing Roman blinds with Stitchless Mechanism, Decorative Casette, Roman Blind Track with Velcro head rail, satin lining, polycarbonate lift rings and other components like chain operating mechanism complete as per manufacturer's specifications and satisfaction of Engineer-in-charge. Fabric design and shade as approved by Engineer-in-charge. Make: Soleto series (B/O) of Vista or Adonia/Lines series of Marvel or Como series of Deck or equivalent make | 53.00 | Sqm |  | 3800.00 | 201400.00 | 4800.00 | 254400.00 | 2527.00 | 133931.00 | 3800.00 | 201400.00 | 2787.75 | 147750.75 | 133931.00 | MSR ASSOCIATES
80.00 | Providing and fixing Emblem of India (Ashoka Lion Capital), 400mm (W) x 600mm (H)(approx.), fabricated from 20mm thick SS 314 sheet, machine-cut using laser cutting or CNC waterjet technology to match precise contours as per approved Government of India emblem standards. The emblem shall have a depth of 20mm, giving a three-dimensional relief effect, and shall be finished in satin or mirror finish gold/silver/black PVD coating on exposed faces. Edges to be rounded and burr-free, with the surface prepared to be free of visible welds, scratches, or distortions. The emblem shall be fixed on vertical surface (wall/panel) using concealed stainless steel studs and epoxy chemical anchor bolts for a floating effect with 10-20mm offset from surface (as per design intent). Mounting surface preparation to be done to receive emblem, including leveling and cleaning. Installation shall be carried out as per Engineer-in-Charge's instructions, and alignment shall be strictly maintained as per drawings as provided by Architect / Consultant. | 3.00 | Each |  | 5000.00 | 15000.00 | 7940.00 | 23820.00 | 94763.00 | 284289.00 | 10000.00 | 30000.00 | 39028.50 | 117085.50 | 15000.00 | CREATORS ENGINEERS AND INTERIORS
81.00 | Providing and fixing Emblem of India (Ashoka Lion Capital), 400mm (W) x 400mm (H)(approx.), fabricated from 20mm thick SS 314 sheet, machine-cut using laser cutting or CNC waterjet technology to match precise contours as per approved Government of India emblem standards. The emblem shall have a depth of 20mm, giving a three-dimensional effect, and shall be finished in satin or mirror finish gold/silver/black PVD coating on exposed faces. Edges to be rounded and burr-free, with the surface prepared to be free of visible welds, scratches, or distortions. The emblem shall be fixed on vertical surface (wall/panel) using concealed stainless steel studs and epoxy chemical anchor bolts for a floating effect with 10-20mm offset from surface (as per design intent). Mounting surface preparation to be done to receive emblem, including leveling and cleaning. Installation shall be carried out as per Engineer-in-Charge's instructions, and alignment shall be strictly maintained as per drawings provided by the architect/ consultant. | 1.00 | Each |  | 5000.00 | 5000.00 | 64500.00 | 64500.00 | 94763.00 | 94763.00 | 7000.00 | 7000.00 | 33453.00 | 33453.00 | 5000.00 | CREATORS ENGINEERS AND INTERIORS
82.00 | Providing and fixing factory-made 3D logo of AIRPORTS AUTHORITY OF INDIA or MINISTRY OF CIVIL AVIATION, size 1600mm x 400mm (approx.), fabricated from SS 314 grade sheet with 20mm depth, finished in brushed PVD coating (gold/silver/black as per design). The signage shall be precision laser-cut as per approved design, CNC-bent and TIG welded to form uniform edges. All surfaces shall be buffed and polished to achieve uniform finish with no visible weld marks. The signage shall be securely fixed on the wall/facade using concealed SS stud anchors and epoxy gel or bracket supports as per structural requirement, ensuring plumb, alignment, and firm bonding. All materials, adhesives, fasteners, tools, scaffolding, and finishing (including edge treatment and anti-corrosive protection) are included in the scope. Work to be executed as per approved sample and instructions of Engineer-in-Charge. | 16.00 | Each |  | 5000.00 | 80000.00 | 20700.00 | 331200.00 | 94763.00 | 1516208.00 | 18000.00 | 288000.00 | 16726.50 | 267624.00 | 80000.00 | CREATORS ENGINEERS AND INTERIORS
83.00 | Providing and fixing structures for decorative corridor lights under a polycarbonate diffuser, using MS angle framework around the ceiling cutout, finished and cladded with tinted toughened glass, integrated with LED light, enclosed within an MS support structure powder‑coated as per tender concept drawings. The system includes neoprene/silicone gasket sealing, neutral‑cure silicone joints for airtight work, hidden wiring, LED driver housing, and final commissioning, with all materials, cutting, installation, electrical labour, sealants, transport, cleaning, and handover as per architect’s drawings, as per directions of EIC. For the purpose of payment weight of MS frame shall be measured. | 100.00 | kg |  | 180.00 | 18000.00 | 485.00 | 48500.00 | 1624.00 | 162400.00 | 200.00 | 20000.00 | 167.27 | 16727.00 | 16727.00 | AIMS BUILDMART PRIVATE LIMITED
84.00 | Providing and placing high quality Rugs with soft texture below the furniture of Standard Size of make Jaipur Rugs or equivalent as per the Approved Design, 02 years warranty and following specifications:
84.10 | Design code: EA-3006/EA-3063 or equivalent, Color: Dark Ivory / Linen, Material: wool, construction : hand knotted, Approx Pile thickness: 1/8 inch (base price : 33,616.75/- per sqm(excl GST). Cost adjustment shall be done in case of any variation in the base price of the rug actually approved by a committee of AAI) | 35.00 | Sqm |  | 38450.00 | 1345750.00 | 34000.00 | 1190000.00 | 33617.00 | 1176595.00 | 33650.00 | 1177750.00 | 37913.50 | 1326972.50 | 1176595.00 | MSR ASSOCIATES
84.20 | Design code: RE-1333 or equivalent,Color: Medium Taupe/ Medium Gray, construction : hand knotted, material : Wool, Approx Pile thickness: 2/7 inch (base price : 11,129.56/- per sqm(excl GST). Cost adjustment shall be done in case of any variation in the base price of the rug actually approved by a committee of AAI) | 10.00 | Sqm |  | 14000.00 | 140000.00 | 11000.00 | 110000.00 | 11130.00 | 111300.00 | 9000.00 | 90000.00 | 13938.80 | 139388.00 | 90000.00 | SAHAI EXCLUSIVE CONTRACTS PVT. LTD.
85.00 | Steel work in built up tubular (round, square or rectangular hollow tubes etc.) trusses etc., including cutting, hoisting, fiXing in position and applying a priming coat of approved steel primer, including welding and bolted with special shaped washers etc. complete. Hot finished seamless type tubes | 1000.00 | Kg |  | 140.00 | 140000.00 | 150.00 | 150000.00 | 150.00 | 150000.00 | 170.00 | 170000.00 | 117.09 | 117090.00 | 117090.00 | AIMS BUILDMART PRIVATE LIMITED
86.00 | Providing and fixing solid transparant compact 6mm thick polycarbonate sheet in all colour tint (Bronze/blue/green etc.) to be approved by EIC for building work partitions/roofing etc. and the similar works fixed with a steel frame work (frame work shall be paid for separately) with screws rawl plugs or nails etc as per requirements and manufacture specifications. The polycarbonate sheet shall be EASY CLEAN coating to be fixed over a MS pipe structure with aluminium channels (top plate and bottom plate to be fixed with a self tapping screw) and EPDM gaskets. The edges to be sealed with silicon sealants of G.E bayer silicones (weathersil) The work shall be completed as per satisfaction of EIC | 225.00 | Sqm |  | 550.00 | 123750.00 | 625.00 | 140625.00 | 478.00 | 107550.00 | 700.00 | 157500.00 | 2899.26 | 652333.50 | 107550.00 | MSR ASSOCIATES
87.00 | Providing and fixing anodized/ plain powder coated Aluminium base shoe profile for frameless glass railing, top‑mounted, as per approved shop drawings and manufacturer specifications: including Supplying and installation of anodized or RAL‑powder‑coated extruded aluminium base channel (e.g., N50, N50F, S40 or equivalent) suitable for 12 mm toughened laminated glass. Secure base profile to concrete slab using high-strength stainless steel anchor bolts at manufacturer’s recommended spacing. Insert glass panels into the base channel, align within ±1 mm over 1 m, secure with plastic wedges and rubber gaskets provided, and close gaps with matching aluminium covers or endcaps. Ensure a flush, watertight installation. Rate includes supply of base shoe profile, anchors, wedges, gaskets, end caps/covers, site drilling, fixing, glass insertion, alignment, sealing, cleaning, and handing over in perfect condition complete as per direction of EIC. | 600.00 | Kg |  | 500.00 | 300000.00 | 411.00 | 246600.00 | 586.00 | 351600.00 | 450.00 | 270000.00 | 613.31 | 367986.00 | 246600.00 | Sanjay Kumar Singh
88.00 | Providing and fixing anodized/ plain powder coated Aluminium extruded profile for top handrail for frameless glass staircase railing design, run continuously through intermediate rail brackets and securely mounted to vertical posts as per approved shop drawings and structural standards. The extruded tube shall be cut to length, spliced or bracketed as required, with all welds or joints ground flush and polished to an even appearance. Rate covers supply of profile sections for handrail, vertical posts, fabrication of splices/brackets, welding or mechanical fastening, grinding/polishing, transport, installation (including fixing through intermediate rail to posts), surface prep, primer, paint, and complete execution per drawings and direction of EIC. | 225.00 | Kg |  | 500.00 | 112500.00 | 490.00 | 110250.00 | 518.00 | 116550.00 | 450.00 | 101250.00 | 613.31 | 137994.75 | 101250.00 | SAHAI EXCLUSIVE CONTRACTS PVT. LTD.
89.00 | Providing and fixing 12 mm toughened laminated glass panels (6mm glass + PVB + 6mm glass) for staircase railing placed over aluminium shoe profile including neoprene gasket pads to cushion and protect glass edges as per approved shop drawings. Maintain vertical and horizontal alignment within ± 1 mm over any 1 m length. Seal joints between panels with structural-grade neutral-cure silicone , ensuring a watertight, flush finish per ASTM C1184/C1487 standards . Rate includes supply of cut-to-size glass, clamps, gasket pads, sealant, shop preparation, on-site installation, precision alignment, final cleaning, protection, and handover, as per directions of EIC | 40.00 | sqm |  | 7500.00 | 300000.00 | 6100.00 | 244000.00 | 3745.00 | 149800.00 | 6000.00 | 240000.00 | 7248.15 | 289926.00 | 149800.00 | MSR ASSOCIATES
90.00 | Providing and fixing 12 mm toughened laminated glass panels (6mm glass + PVB + 6mm glass) for staircase railing as per approved shop drawings. Each panel shall be anchored using a minimum of four grade 304 stainless steel clamps/connectors, mounted on pre‑drilled holes or welded-off aluminium brackets on posts and intermediate rails. Include neoprene gasket pads to cushion and protect glass edges. Maintain vertical and horizontal alignment within ± 1 mm over any 1 m length. Seal joints between panels with structural-grade neutral-cure silicone , ensuring a watertight, flush finish per ASTM C1184/C1487 standards . Rate includes supply of cut-to-size glass, clamps, gasket pads, sealant, shop preparation, on-site installation, precision alignment, final cleaning, protection, and handover, as per directions of EIC | 80.00 | sqm |  | 7500.00 | 600000.00 | 7600.00 | 608000.00 | 3745.00 | 299600.00 | 5200.00 | 416000.00 | 7248.15 | 579852.00 | 299600.00 | MSR ASSOCIATES
91.00 | Providing and placing customised upholstered mid-back lounge chairs of size 760mm L X 720mm W(approx.), made with a full internal frame and legs in seasoned CP teak wood, constructed with precision joinery and treated for termite resistance. Visible wooden surfaces shall be finished with open grain PU polish in approved shade, finely sanded and coated for durability and visual appeal. The cushioning shall include layered PU foam of appropriate densities for seat and back support. Upholstery to be done in Teflon-coated fabric, of approved make, colour and shade, with a basic cost of ₹2000 per running Mtr. , ensuring stain resistance, longevity, and ease of maintenance. All stitching to be neat, aligned, and double-stitched where required. The chair profile, taper, back angle, and edge contours to follow approved design. Rate shall be inclusive of all materials, fabric, cushioning, hardware, polish, upholstery, fabrication, labour, transport, and on-site installation, complete in all respects as per approved shop drawings and direction of Engineer-in-charge. (NOTE: Cost adjustment shall be done in case of any variation in the cost of the cloth/fabric actually approved by EIC and used in the work. The agency has to produce GST invoice to establish the actual purchase cost) | 5.00 | Each |  | 15000.00 | 75000.00 | 19350.00 | 96750.00 | 27978.00 | 139890.00 | 13000.00 | 65000.00 | 13381.20 | 66906.00 | 65000.00 | SAHAI EXCLUSIVE CONTRACTS PVT. LTD.
92.00 | Providing and placing a custom-designed executive desk of size (approx.) 3050mm L X 1200mm W(Table); 600mm X 1270 mm (side unit)., of overall size and configuration as per approved shop drawings, constructed with a core structure of 18 mm thick MR-grade plywood and externally clad in natural burma teak veneer of make Decowood, greenlam, century or equivalent, finished in clear matte open-grain PU polish. All vertical and horizontal edges to be highlighted with burma teak solid wood mouldings, profiled and polished in matching finish. The desk shall include: Main working top with extended return, Modesty panel in full height, Side storage compartments/drawers concealed within the return panel Recessed skirting base in black PU finish or as per design Cable & Tech Docking Integration. The top panel shall be machine-cut and rebated to integrate a concealed multi-utility docking module, containing: 1 HDMI Port 3 LAN (RJ45) Port 3 EPABX/Telephone Port 2 Power Socket (5/15 Amp) 1 USB-A Charging Port 1 USB-C Fast-Charging/Data Port The docking module shall be placed flush within the surface and provided with a hinged flap cover in matching veneer or brushed aluminium finish, wired for concealed routing under the desktop into cable management trays or conduits. All work shall be carried out with high-precision edge detailing, seam-matching for veneer grain, and hidden joinery, ensuring a premium finish. PU polish to be applied in minimum 3 coats over sealer, with intermediate sanding to achieve a smooth finish. This item excludes electrical connection from panel to power supply. | 1.00 | Each |  | 100000.00 | 100000.00 | 49250.00 | 49250.00 | 235553.00 | 235553.00 | 400000.00 | 400000.00 | 89208.00 | 89208.00 | 49250.00 | Sanjay Kumar Singh
93.00 | Providing and placing customised centre table of size (approx.) 1600mm L X 1100mm D X 400mm H, with top made of polished quartz/Italian marble (of basic cost of Rs. 450/Sqft) of approved make, colour, and pattern, edge chamfered as per design, and base structure crafted from seasoned teak wood, detailed and finished as per drawing. The teak wood base shall be securely joined, sanded smooth, and finished in natural or stained polish as approved. All materials used shall be of premium quality with proper treatment for durability and finish. The table shall be custom-fabricated as per approved design, size, and detailing, and placed at site complete in all respects including transportation, handling, and installation as per the direction of the Engineer in-charge. (NOTE: Cost adjustment shall be done as per market rate in case of any variation in the cost of stone actually approved by EIC and used in the work. The agency has to produce GST invoice to establish the actual purchase cost) | 1.00 | Each |  | 25000.00 | 25000.00 | 47100.00 | 47100.00 | 71298.00 | 71298.00 | 45000.00 | 45000.00 | 39028.50 | 39028.50 | 25000.00 | CREATORS ENGINEERS AND INTERIORS
94.00 | Providing and placing customised single-seater upholstered seating of size (approx.) 760mm (L) x 720mm (B), with a full structural frame and legs constructed from seasoned CP teak wood, machine-cut and assembled using high-strength joinery techniques. The exposed wood surface shall be finished with open grain PU polish in an approved shade. The seating shall include premium quality cushioning for both seat and backrest to ensure long-lasting comfort. Upholstery shall be done using Teflon-coated stain-resistant fabric (basic fabric price ₹2000 per Mtr.), from approved manufacturers and in shades selected by the EIC. Stitching to be concealed and finished neatly with double-stitched seams. The bottom base shall be clad with designer laminate of approved shade, machine-pressed over 18mm thick MR-grade plyboard. Rate shall be inclusive of all materials, joinery, polishing, cushioning, upholstery, fittings, fasteners, transportation, protection during execution, and installation at site — complete in all respects as per approved drawings and instructions of the Engineer-in-charge. (NOTE: Cost adjustment shall be done in case of any variation in the cost of the cloth/fabric actually approved by EIC and used in the work. The agency has to produce GST invoice to establish the actual purchase cost). | 2.00 | Each |  | 20000.00 | 40000.00 | 20000.00 | 40000.00 | 35198.00 | 70396.00 | 17000.00 | 34000.00 | 22302.00 | 44604.00 | 34000.00 | SAHAI EXCLUSIVE CONTRACTS PVT. LTD.
95.00 | Providing and placing customised two-seater upholstered seating of size (approx.) 1600mm (L) x 720mm (B), with a full structural frame and legs constructed from seasoned CP teak wood, machine-cut and assembled using high-strength joinery techniques. The exposed wood surface shall be finished with open grain PU polish in an approved shade. The seating shall include premium quality cushioning for both seat and backrest to ensure long-lasting comfort. Upholstery shall be done using Teflon-coated stain-resistant fabric (basic fabric price ₹2000 per Mtr.), from approved manufacturers and in shades selected by the EIC. Stitching to be concealed and finished neatly with double-stitched seams. The bottom base shall be clad with designer laminate of approved shade, machine-pressed over 18mm thick MR-grade plyboard. Rate shall be inclusive of all materials, joinery, polishing, cushioning, upholstery, fittings, fasteners, transportation, protection during execution, and installation at site — complete in all respects as per approved drawings and instructions of the Engineer-in-charge. (NOTE: Cost adjustment shall be done in case of any variation in the cost of the cloth/fabric actually approved by EIC and used in the work. The agency has to produce GST invoice to establish the actual purchase cost). | 1.00 | Each |  | 35000.00 | 35000.00 | 42000.00 | 42000.00 | 63356.00 | 63356.00 | 35000.00 | 35000.00 | 39028.50 | 39028.50 | 35000.00 | CREATORS ENGINEERS AND INTERIORS, SAHAI EXCLUSIVE CONTRACTS PVT. LTD.
96.00 | Providing and placing customised three-seater upholstered seating of size (approx.) 2280mm (L) x 720mm (B), with a full structural frame and legs constructed from seasoned CP teak wood, machine-cut and assembled using high-strength joinery techniques. The exposed wood surface shall be finished with open grain PU polish in an approved shade. The seating shall include premium quality cushioning for both seat and backrest to ensure long-lasting comfort. Upholstery shall be done using Teflon-coated stain-resistant fabric (basic fabric price ₹2000 per Mtr.), from approved manufacturers and in shades selected by the EIC. Stitching to be concealed and finished neatly with double-stitched seams. The bottom base shall be clad with designer laminate of approved shade, machine-pressed over 18mm thick MR-grade plyboard. Rate shall be inclusive of all materials, joinery, polishing, cushioning, upholstery, fittings, fasteners, transportation, protection during execution, and installation at site — complete in all respects as per approved drawings and instructions of the Engineer-in-charge. (NOTE: Cost adjustment shall be done in case of any variation in the cost of the cloth/fabric actually approved by EIC and used in the work. The agency has to produce GST invoice to establish the actual purchase cost). | 1.00 | Each |  | 75000.00 | 75000.00 | 50000.00 | 50000.00 | 83933.00 | 83933.00 | 50000.00 | 50000.00 | 61330.50 | 61330.50 | 50000.00 | Sanjay Kumar Singh, SAHAI EXCLUSIVE CONTRACTS PVT. LTD.
97.00 | Providing and placing customised console table of size (approx.) 1235mm X 350 mm X 900mm, made entirely of seasoned CP teak wood, designed as per approved drawings and specifications. The console shall consist of three smoothly operating drawers, each mounted on premium Hettich/Blum/Grass Quadro soft-close concealed drawer channels, ensuring full extension and long-term durability. The external finish of the console table shall be open grain PU polish in approved shade, enhancing the natural teak texture. The internal surface of all drawers shall be meticulously lined with high-quality suede fabric in approved colour, including neatly executed edge finishing and adhesive bonding for a seamless appearance. Each drawer shall have customised internal partitions/dividers as per functional requirements and approved design, made using 12 mm MR-grade ply or CP teak sections and fully wrapped in matching suede fabric for a premium finish. Hardware to include brass/black powder-coated stainless steel handles or knobs, concealed soft-close hinges (if applicable), anti-scratch felt pads at base, and any additional hardware required for smooth operation and stability. The rate shall be inclusive of all materials, drawer channels, hardware, suede lining, polishing, labour, transport, and on-site placement, complete in all respects as per shop drawings approved by EIC. | 4.00 | Each |  | 20000.00 | 80000.00 | 40000.00 | 160000.00 | 37454.00 | 149816.00 | 35000.00 | 140000.00 | 24532.50 | 98130.00 | 80000.00 | CREATORS ENGINEERS AND INTERIORS
98.00 | Providing and placing customised side table of size (approx.) 600mm X 500mm x 500mm made entirely of seasoned CP teak wood, designed as per approved shop drawings and specifications. The table shall be constructed with precision joinery and finished externally with open grain PU polish in approved stain to highlight the natural grain of the teak wood. The design shall include stained glass inserts on all four vertical sides, using high-quality, artist-crafted stained glass panels fixed securely within the teak frame as per approved design. Glass inserts shall be provided in approved colour, texture, and pattern, and fixed using concealed channels or teak beadings to ensure safety and a seamless appearance. The table shall be constructed without drawers, maintaining a clean, minimal aesthetic, with attention to proportion and craftsmanship. All visible and hidden surfaces shall be sanded smooth and polished uniformly. All materials used, including glass, adhesives, polish, and fasteners, shall be of premium quality. The rate shall be inclusive of all CP teak wood, stained glass inserts, polishing, hardware (if any), labour, transportation, and on-site placement, complete in all respects as per shop drawings provided by the agency and approved by EIC. | 4.00 | Each |  | 9000.00 | 36000.00 | 15000.00 | 60000.00 | 28429.00 | 113716.00 | 12000.00 | 48000.00 | 22302.00 | 89208.00 | 36000.00 | CREATORS ENGINEERS AND INTERIORS
99.00 | Providing and placing customised upholstered high-back lounge chairs of size 800mm x 750mm, fabricated as per tender drawings. The chair shall feature a gracefully curved backrest designed for ergonomic support and aesthetic elegance, with internal frame made from seasoned CP teak wood, reinforced for long-term structural stability. The chair back shall be detailed with classic Chesterfield-style deep button-tufted upholstery, featuring symmetrical diamond-patterned stitching, hand-folded pleats, and securely fastened fabric-covered buttons, executed with skilled upholstery craftsmanship. The cushioning shall be composed of multiple high-quality comfort layers as follows: Base Layer: Elastic webbing and jute belts stretched over frame Core Layer: Coil or zigzag S-type springs for enhanced suspension and long-term shape retention Support Layer: 40-density PU foam over springs for structural support Comfort Layer: 28–32 density PU foam for plush comfort Top Layer: Soft rebound foam or polyester wadding (200 GSM) for smooth outer contour and surface softness The seat and backrest shall be upholstered in Teflon-coated fabric of approved brand and colour (basic fabric price ₹2000 per Mtr.), offering high stain resistance, easy maintenance, and long-term durability. All stitching shall be double-stitched using high-strength nylon thread with concealed seams on structural joints and decorative top-stitching on edges as per design. The chair shall include a matching loose cushion (lumbar or accent), filled with microfiber or hollow fibre, with a zippered removable cover in matching/coordinated fabric. Rate shall be inclusive of all materials (teak wood, springs, foam layers, fabric, threads, buttons, cushion fillers), labour, upholstery detailing, transport to site, and installation, complete in all respects as per shop drawings provided by the agency and approved by EIC. (NOTE: Cost adjustment shall be done in case of any variation in the cost of the cloth/fabric actually approved by EIC and used in the work. The agency has to produce GST invoice to establish the actual purchase cost). | 2.00 | Each |  | 20000.00 | 40000.00 | 16000.00 | 32000.00 | 52796.00 | 105592.00 | 18000.00 | 36000.00 | 26762.50 | 53525.00 | 32000.00 | Sanjay Kumar Singh
100.00 | Providing and placing customised coffee table of approximate size 1050mm (L) x 700mm (B) x 400mm (H), fabricated with a robust carcass made from high-quality plyboard for internal structure, and finished on the top surface with premium Carrara Italian marble, 25mm thick, edge chamfered and polished as per approved sample. The bottom support/base of the table shall be finished with open grain natural veneer or premium laminate in approved shade, texture, and colour, as per approved design. The table shall include all required grooves, cutouts, internal support systems, and reinforcements to ensure structural stability and precision finish as per detailed drawings. All joints shall be neatly finished, and care shall be taken to align marble with base edges. The carcass shall be properly balanced and weight-distributed to support the marble top without deformation or sagging. The rate shall be inclusive of all materials, marble top, plyboard carcass, veneer/laminate finish, polishing, adhesives, edge banding, fittings, hardware, labour, transportation, and complete on-site installation, finished in all respects as per shop drawings provided by the agency and approved by EIC. | 1.00 | Each |  | 15000.00 | 15000.00 | 45000.00 | 45000.00 | 102885.00 | 102885.00 | 35000.00 | 35000.00 | 39028.50 | 39028.50 | 15000.00 | CREATORS ENGINEERS AND INTERIORS
101.00 | Providing and placing customised single-seater upholstered seating of size (approx.) 760mm (L) x 720mm (B), fabricated with an internal frame made of seasoned hardwood and commercial MR-grade ply. The design shall include a comfortable backrest and seat cushions with ergonomic shaping, finished in dual upholstery: Outer Surfaces (external sides, back, and bottom): Upholstered in leatherette (faux leather) (basic fabric price ₹1200 per Mtr.) of approved make, colour, and texture for a clean, elegant, and wipeable finish. Inner Surfaces (seat, backrest inner panel, and armrest inner faces): Upholstered in Teflon-coated woven fabric (basic fabric price ₹2000 per Mtr.) of approved brand and shade, providing soft touch and high stain resistance. The upholstery shall feature high-precision stitching with double-stitched seams at transitions between fabric and leatherette, ensuring durability and refined detailing. Cushioning Details: Base Support: Elastic nylon/jute webbing and S-type (zigzag) springs stretched across the seat and backrest frame to provide bounce and structural suspension. Primary Cushion Layer: High-resilience PU foam, 40 density, for structural support and shape retention. Secondary Comfort Layer: Softer 32-density PU foam layered over the primary foam to enhance comfort. Top Layer: Polyester wadding (200–300 GSM) or soft foam topping to provide a plush, even finish and smooth contours under fabric. Backrest Cushioning: Combination of medium-density PU foam and supportive webbing for a firm yet comfortable experience. Base & Legs: The base shall be clad with laminate finish pasted over 18mm MR-grade plywood, in approved shade and texture. The seating shall rest on SS 314 PVD legs, securely fixed with concealed fasteners for a clean appearance and long-term stability. The rate shall be inclusive of all materials (frame, leatherette, fabric, foam, springs, webbing, laminate, legs), skilled labour, dual upholstery detailing, fittings, transport, and on-site installation, complete in all respects as per shop drawings provided by the agency and approved by EIC. (NOTE: Cost adjustment shall be done in case of any variation in the cost of the cloth/fabric actually approved by EIC and used in the work. The agency has to produce GST invoice to establish the actual purchase cost). | 4.00 | Each |  | 15000.00 | 60000.00 | 21100.00 | 84400.00 | 69493.00 | 277972.00 | 14000.00 | 56000.00 | 27877.50 | 111510.00 | 56000.00 | SAHAI EXCLUSIVE CONTRACTS PVT. LTD.
102.00 | Providing and placing customised two-seater upholstered seating of approximate size 1600mm (L) x 720mm (B), fabricated with an internal structure made from seasoned CP teak hardwood and commercial-grade MR plywood as per approved design. The seating shall include ergonomically designed backrest and seat cushions with premium dual upholstery: Outer Surfaces (external back, outer armrests, and bottom panel): Upholstered in high-quality leatherette (faux leather) (basic fabric price ₹1200 per Mtr.) of approved make and shade for a sleek, durable, and easy-to-clean finish. Inner Surfaces (seat, inner backrest, and inner armrests): Upholstered in Teflon-coated woven fabric (basic fabric price ₹2000 per Mtr.) of approved brand, colour, and texture, offering soft tactile comfort and high stain resistance. The junctions between fabric and leatherette shall be finished with double-stitched reinforced seams, ensuring durability and a refined aesthetic. Cushioning Details: Support Base: Layered with high-tensile elastic webbing and S-type (zigzag) springs across the seat and back for suspension and comfort. Core Layer: 40-density PU foam to provide firm structural support and maintain seating form. Comfort Layer: 32-density soft PU foam, contoured to shape, for enhanced seating comfort. Top Layer: A final layer of polyester wadding (200–300 GSM) to provide a plush, uniform surface for upholstery. The backrest shall be similarly cushioned using a slightly softer density foam to provide balanced lumbar and upper back support. Base & Legs: The base shall be finished with a decorative laminate pasted over 18mm MR-grade plywood, in an approved texture/shade. The unit shall rest on SS 314 PVD legs, designed for both aesthetics and structural stability, with concealed fixings for a clean finish. The rate shall be inclusive of all materials (teak wood, foam, leatherette, fabric, laminate, metal legs), upholstery stitching, spring/webbing, fittings, labour, transport, and on-site installation, complete in all respects as per shop drawings provided by the agency and approved by EIC. (NOTE: Cost adjustment shall be done in case of any variation in the cost of the cloth/fabric actually approved by EIC and used in the work. The agency has to produce GST invoice to establish the actual purchase cost). | 1.00 | Each |  | 30000.00 | 30000.00 | 42000.00 | 42000.00 | 63356.00 | 63356.00 | 30000.00 | 30000.00 | 55755.00 | 55755.00 | 30000.00 | CREATORS ENGINEERS AND INTERIORS, SAHAI EXCLUSIVE CONTRACTS PVT. LTD.
103.00 | Providing and supplying customised square side table of size (approx.) 450mm x 450mm x 450mm, fabricated as per approved design and dimensions (approx. size to be finalized on site), with top finished in Italian marble/ quartz (of basic cost of Rs. 450/Sqft) of approved make, colour, and grain pattern. The marble shall be edge chamfered and machine polished for a seamless, high-gloss finish. The table shall be supported on a central stainless steel leg (SS 304 grade) with a high-quality PVD coating in approved metallic finish (such as brass, rose gold, or black titanium), ensuring corrosion resistance and a premium aesthetic. The rate shall be inclusive of all materials (Italian marble, SS PVD-coated leg), cutting, polishing, fixing hardware, adhesives, skilled labour, transport, and on-site installation, complete in all respects as per shop drawings provided by the agency and approved by EIC. (NOTE: Cost adjustment shall be done as per market rate in case of any variation in the cost of stone actually approved by EIC and used in the work. The agency has to produce GST invoice to establish the actual purchase cost). | 3.00 | Each |  | 10000.00 | 30000.00 | 15000.00 | 45000.00 | 45576.00 | 136728.00 | 12000.00 | 36000.00 | 13381.50 | 40144.50 | 30000.00 | CREATORS ENGINEERS AND INTERIORS
104.00 | Providing and placing a custom-designed L-shaped three-seater upholstered sofa of size approx. 2840mm x 2185mm, fabricated to match the profile shown in the approved reference image, with the following specifications: Frame & Structure: Internal frame made from seasoned hardwood and commercial MR-grade plywood Side profile includes a distinctive curved outer shell/armrest panel fabricated from bent 18mm thick Gurjan ply clad in leatherette, framed with a finished CP teak edge band. All visible teak wood components shall be finished in open grain PU polish, shade as approved Upholstery: Dual Finish, Inner Surfaces (seat cushions, back cushions, inner arm): Upholstered in Teflon-coated woven fabric (basic fabric price ₹2000 per Mtr.), soft to touch and stain-resistant, Outer Surfaces (back, side curve): Upholstered in high-quality leatherette (basic fabric price ₹1200 per Mtr.) for a durable, cleanable, and elegant contrast. All upholstery to be executed with precision double-stitching, particularly at the fabric-to-leatherette transitions. Cushioning System Base Suspension: High-tensile S-type zigzag springs and elastic webbing across seating and backrest frame Seat & Back Cushions (Layered): Base: 40-density high-resilience PU foam Intermediate: 32-density soft PU foam Top Layer: Goose down and polyester wadding (200–300 GSM) enclosed in cotton ticking for plush comfort and refined finish Base Fascia & Legs Bottom fascia to be finished with natural teakwood panel polished in open grain PU, following the clean visual line as per image Sofa to rest on custom-fabricated SS 314-grade PVD-coated metal legs, designed with an angled offset, finished in brushed stainless or bronze tone as approved All legs to be concealed-fixed and include nylon glides for floor protection The item includes cost of all materials (fabric, foam, webbing, leatherette, teakwood, legs, adhesive, polish), Full fabrication, dual upholstery, cushioning, edge finishing, transport, and site installation in all respects as per shop drawings provided by the agency and approved by EIC. (NOTE: Cost adjustment shall be done in case of any variation in the cost of the cloth/fabric actually approved by EIC and used in the work. The agency has to produce GST invoice to establish the actual purchase cost). | 1.00 | Each |  | 75000.00 | 75000.00 | 60000.00 | 60000.00 | 163353.00 | 163353.00 | 50000.00 | 50000.00 | 89208.00 | 89208.00 | 50000.00 | SAHAI EXCLUSIVE CONTRACTS PVT. LTD.
105.00 | Providing and fixing custom-built conference table of overall size (approx.) 2655mm x 1115mm, fabricated using high-strength 18mm thick BWP-grade plywood (conforming to IS:710) with a concealed internal framework of hardwood or ply battens for enhanced strength and durability. The tabletop and vertical supports (legs) shall be finished in approved shade of natural veneer (such as teak, oak, or walnut) applied over the ply surface using hot press and finished with PU-based sealer and topcoat in matte finish. All exposed edges of the table, including the tabletop, shall have machine-finished beveled edge detailing in matching veneer for a sleek, refined appearance. The legs shall be box-type with veneered surfaces and include decorative cut-outs as per design intent. A central recessed cable management channel (docking system) shall be integrated into the tabletop, complete with provision for plug points, HDMI, LAN, USB ports, or similar as per electrical coordination, with a veneered or brushed aluminum flip cover. A 2-inch recessed skirting shall be provided at the base of the table, running along the perimeter, made of the same ply and veneer finish to visually ground the table. The item includes all materials, hardware (SS screws, adhesives), edge finishes, surface preparation, installation, alignment, polishing, and final cleaning, completed in all respects as per drawing and direction of the Engineer-in-Charge | 1.00 | Each |  | 70000.00 | 70000.00 | 36000.00 | 36000.00 | 69493.00 | 69493.00 | 145000.00 | 145000.00 | 89208.00 | 89208.00 | 36000.00 | Sanjay Kumar Singh
106.00 | Providing and placing center table of size (approx.) 1200mm (L) x 600mm (W) x 450mm (H), constructed with top and all four vertical sides finished in solid surface material (Corian) as per approved sample and selection. The table shall have a clean, monolithic appearance with seamless edge joints. A 50mm high skirting shall run along the bottom edge on all sides, finished in high-quality laminate as per selection. The skirting shall be securely fixed and aligned for a floating base appearance as shown in the reference image. All edges to be smooth, chamfered, and free of sharp corners. The complete item to be factory finished and delivered to site in ready-to-install condition. Rate to include all materials, labor, transport, and installation complete in all respects as per directions of EIC. | 1.00 | Each |  | 10000.00 | 10000.00 | 9000.00 | 9000.00 | 102885.00 | 102885.00 | 10000.00 | 10000.00 | 21744.50 | 21744.50 | 9000.00 | Sanjay Kumar Singh
107.00 | Providing and placing custom-designed reception table of overall approximate size of 1250mm H x 1500 mm L with side length as 600mm, with front elevation finished in curved fluted MDF panels with PU matt finish in approved shade. The table structure shall be constructed with internal framework of 50x50mm and 50x25mm MS box section duly treated with red oxide primer and anti-rust coating, providing a rigid base and vertical support. The table top shall be made of 19mm commercial plywood finished with pre-approved 20mm thick quartz (of basic cost of Rs. 610/Sqft), with front and side overhang detail finished flush to edge. The table front to have a smooth fluted panel curvature, with rounded corners seamlessly joined. Rear side to have working counter in BWR ply and laminate finish, with provision for drawers, CPU unit space, and cable management tray. The unit shall include embedded electrical docking provisions, including conduits, cutouts for monitor and power sockets, and cable grommets for seamless passage. All electrical integrations shall be coordinated with MEP contractor and concealed within framework. Base of the unit to have 100mm height skirting and continuous 15mm LED groove for under-table ambient lighting. All exposed edges to be finished with matching edge banding or lipping. Installation complete in all respects, including hardware, soft-close channels, handles, grommets and polishing/finishing, as per direction of E-I-C. (NOTE: Cost adjustment shall be done as per market rate in case of any variation in the cost of stone actually approved by EIC and used in the work. The agency has to produce GST invoice to establish the actual purchase cost) | 1.00 | Each |  | 75000.00 | 75000.00 | 31000.00 | 31000.00 | 84203.00 | 84203.00 | 48000.00 | 48000.00 | 27877.50 | 27877.50 | 27877.50 | AIMS BUILDMART PRIVATE LIMITED
108.00 | Providing and fixing full-height open storage unit of approx size 886mm (L) x 500mm (D) x 2400mm (H), made entirely in Burma teak plywood for all structural and visible surfaces. The unit shall be finished with detailed decorative mouldings on all visible edges and faces, as per tender drawings and design intent. The internal framework and shelving shall be constructed in 18mm Burma teak plywood with 4 open shelves. The unit shall include integrated 10mm LED profile lighting concealed within the structure as per design, with provision for neat cable management. All drawers (if any) shall be fitted with heavy-duty Hettich/Blum/Grass Quadro drawer channels, soft-closing, concealed full-extension type. Additional hardware to include premium quality soft-close hinges, as per directions of EIC | 2.00 | Each |  | 45000.00 | 90000.00 | 190000.00 | 380000.00 | 56045.00 | 112090.00 | 45000.00 | 90000.00 | 44604.00 | 89208.00 | 89208.00 | AIMS BUILDMART PRIVATE LIMITED
109.00 | Providing and fixing customized Bathroom vanity of size approx. 1050mm L X 600mm H and 450 mm Deep to be made in 18mm BWR Ply, cost to be inclusive of Finishing on top with mirror polished quartz/Italian marble (of basic cost of Rs. 450/Sqft) with minimum thickness of 20 mm. Rates to be inclusive of all fittings of make Haffle, locks, fixtures and cutouts all complete as per direction of Engineer-in-charge. | 1.00 | Each |  | 25000.00 | 25000.00 | 100000.00 | 100000.00 | 46028.00 | 46028.00 | 30000.00 | 30000.00 | 13381.20 | 13381.20 | 13381.20 | AIMS BUILDMART PRIVATE LIMITED
110.00 | Providing and fixing L-shaped upholstered seating of overall size (approx.) 4245mm (L) x 2400mm (L) x 725mm (W) x 750mm (H), fabricated with internal framework in 18mm thick MR-grade plywood and seasoned hardwood members as required. The seating shall be built-in as part of fixed furniture works, suitable for lounge or collaborative zones. Side and back panels shall be finished in selected wood veneer or laminate of approved make and shade. Integrated tray platforms at both ends to be in contrasting or matching finish as per design intent. Upholstery Specification: Outer Surfaces (external back, side panels, and base plinth): Finished in premium laminate or natural veneer for a clean and durable architectural finish. Inner Surfaces (seat cushions and backrest cushions): Upholstered in Teflon-coated woven fabric of approved shade and brand, offering soft hand-feel, breathability, and high stain resistance. Upholstery detailing to include high-quality stitching with reinforced seams for long-term performance and clean finish. Cushioning Specification: Base Suspension: Elastic nylon/jute webbing stretched across the internal seating frame for bounce and support. Seat Cushions: Multi-layer cushioning with high-resilience PU foam (40 density) as the core, topped with 32-density PU foam for comfort and wrapped in polyester wadding (200–300 GSM) to ensure plushness and smooth contouring. Backrest Cushions: Filled with a premium blend of medium-density PU foam core wrapped in natural goose down and feather filling, providing exceptional comfort, softness, and a relaxed seating posture. Finish Details: All visible surfaces to be finished in approved polish, veneer, or laminate with smooth edges and clean transitions. Tray units at both ends shall be recessed and finished to match overall design intent. The rate shall be inclusive of all materials (plywood, hardwood, foam, goose down, fabric, webbing, laminate/veneer), upholstery work, skilled labor, transport, and on-site installation, complete in all respects as per final approved drawings and direction of Engineer-in-charge. | 2.00 | Each |  | 125000.00 | 250000.00 | 48000.00 | 96000.00 | 219759.00 | 439518.00 | 45000.00 | 90000.00 | 94783.50 | 189567.00 | 90000.00 | SAHAI EXCLUSIVE CONTRACTS PVT. LTD.
111.00 | Providing and fixing custom L-shaped fixed planter of overall size (approx.) 4245mm + 2400mm (L) x 350mm (W) x 850mm (H), to match the total length of the adjacent seating unit. The planter shall be fabricated on-site using 18mm thick BWP-grade plywood framework, with internal waterproofing treatment using 2 coats of polyurethane-based membrane and corner band tape. External Finish: Cladding in exterior-grade laminate or PU-coated birch ply in approved dark stone texture/shade. All exposed edges finished with matching edge bands or treated profiles for neat junctions. Internal Layers: Waterproof Lining: PVC liner or HDPE sheet for internal tanking. Drainage Layer: Gravel base with a geotextile filter sheet. Soil Bed: Light-weight soil mix with vermicompost and sand for optimum plant growth. Accessories: Built-in provision for concealed drip irrigation piping and drainage spout. All curves (as per drawing) to be made using 6mm BWP bend ply laminated with 12mm straight ply behind. Rate shall be inclusive of all materials (plywood, laminate, waterproofing, soil media, accessories), skilled labour, fabrication, edge finishing, transportation, and installation on site, complete in all respects as per design and instructions of the Engineer-in-charge. | 2.00 | Each |  | 30000.00 | 60000.00 | 10000.00 | 20000.00 | 62273.00 | 124546.00 | 9000.00 | 18000.00 | 56870.50 | 113741.00 | 18000.00 | SAHAI EXCLUSIVE CONTRACTS PVT. LTD.
112.00 | Providing and placing in position ergonomically designed high-back conference chairs with cushioned seat and backrest upholstered in premium beige fabric/ leatherette (basic fabric price ₹1500 per Mtr.), mounted on a five-prong heavy-duty nylon/metal base with twin castor wheels for smooth mobility. The chair shall be equipped with fixed armrests, pneumatic height adjustment mechanism, and a swivel base to ensure flexibility and comfort for prolonged seating during meetings. The upholstery shall be stain-resistant and suitable for commercial usage with high durability. All materials and finishes shall be as per tender drawing or as approved by E-I-C. Rate shall include all materials, labour, transportation, and installation complete in all respects as per directions of E-I-C. (NOTE: Cost adjustment shall be done in case of any variation in the cost of the cloth/fabric actually approved by EIC and used in the work. The agency has to produce GST invoice to establish the actual purchase cost). | 20.00 | Each |  | 20000.00 | 400000.00 | 24000.00 | 480000.00 | 47833.00 | 956660.00 | 18000.00 | 360000.00 | 20071.80 | 401436.00 | 360000.00 | SAHAI EXCLUSIVE CONTRACTS PVT. LTD.
113.00 | Providing and placing in position custom-designed upholstered bench seating with continuous backrest and base support, fabricated using a high-quality internal frame of BWP-grade plywood and hardwood sections for enhanced durability. The bench seat and backrest shall be padded with high-density PU foam (minimum 40 density) for optimum comfort, upholstered in premium-grade fabric (approved make and shade) with a smooth, wrinkle-free finish. Backrest to include loose cushions filled with polyfill fiber or equivalent soft padding for added comfort. The outer armrests and visible side/back panels shall be finished in natural veneer (such as oak or ash) with PU or melamine polish, offering a refined wooden accent. The entire bench unit shall be securely anchored to the floor or wall (as per design intent) with concealed supports to maintain a clean, floating appearance. Inner Surfaces (seat, backrest inner panel, and armrest inner faces): Upholstered in Teflon-coated woven fabric or leatherette (basic fabric price ₹1500 per Mtr.) of approved brand and shade, providing soft touch and high stain resistance. The upholstery shall feature high-precision stitching with double-stitched seams at transitions between fabric and leatherette, ensuring durability and refined detailing. Seat Cushioning Details: Base Support: Elastic nylon/jute webbing and S-type (zigzag) springs stretched across the seat and backrest frame to provide bounce and structural suspension. Primary Cushion Layer: High-resilience PU foam, 40 density, for structural support and shape retention. Secondary Comfort Layer: Softer 32-density PU foam layered over the primary foam to enhance comfort. Top Layer: Polyester wadding (200–300 GSM) or soft foam topping to provide a plush, even finish and smooth contours under fabric. Backrest Cushioning: Combination of medium-density PU foam and supportive webbing for a firm yet comfortable experience, as per directions of EIC (NOTE: Cost adjustment shall be done in case of any variation in the cost of the cloth/fabric actually approved by EIC and used in the work. The agency has to produce GST invoice to establish the actual purchase cost). | 15.00 | Per Seat |  | 6000.00 | 90000.00 | 12000.00 | 180000.00 | 35378.00 | 530670.00 | 8500.00 | 127500.00 | 13938.50 | 209077.50 | 90000.00 | CREATORS ENGINEERS AND INTERIORS
114.00 | Providing, fabricating, and fixing a custom-designed conference table of approximate size 6880mm x1600mmx800mm, constructed using a sturdy internal framework of BWP-grade plywood and commercial-grade structural supports. The tabletop shall be finished with a double-layered surface: the central band in natural veneer (teak/walnut/oak as specified) with melamine or PU polish, and the outer border finished in 20mm thick polished quartz stone (base price of Rs. 610/- sqft) with chamfered or eased edges as per concept drawing. The table shall include cut-outs and provisions for an integrated docking and cable management system, including pop-up boxes, data ports, HDMI, USB, and electrical sockets as per detailed electrical layout and specifications. The table base shall be finished with matching laminate or polished veneer cladding to conceal cable routing. Provision for concealed wiring, access panels, and ventilation shall be made where required. All finishes and polish shall be executed in approved shades and grain directions, ensuring a seamless, high-end appearance as per directions of EIC. (NOTE: Cost adjustment shall be done as per market rate in case of any variation in the cost of stone actually approved by EIC and used in the work. The agency has to produce GST invoice to establish the actual purchase cost) | 1.00 | Each |  | 225000.00 | 225000.00 | 230000.00 | 230000.00 | 318583.00 | 318583.00 | 265000.00 | 265000.00 | 278775.00 | 278775.00 | 225000.00 | CREATORS ENGINEERS AND INTERIORS
115.00 | Providing and fixing in position custom-built conference/seminar table of approx size 2940mm x 7840mmx750mm, designed as per concept tender drawings. The table shall be constructed with a robust internal framework comprising 50x50 mm and 50x25 mm MS tubular sections (thickness not less than 2 mm) for structural stability, treated with anti-rust red oxide primer and finished with black enamel paint. The entire table shall be modular and designed for seamless integration of services such as internal wire management, docking stations, microphone cabling, and data ports, concealed neatly within pre-routed service channels and accessible through soft-lift or trap panels. The table top shall be made using 19 mm thick BWP plywood finished with premium grade natural veneer (approved shade and species) on the exposed surface and balancing laminate on the underside. A 6 mm thick Corian solid surface strip shall run along the top edge or central panel as shown in the design, with precise groove detailing (min. 5 mm width and 3 mm depth) at the edge for visual articulation and functional separation. All exposed edges shall be smoothly finished, chamfered, and sealed. The table base shall feature custom-designed vertical fluting in CP teak wood, machine-milled for consistency and bonded onto 19 mm BWP plywood backing. Fluting shall be finished in PU clear matt coating, enhancing the natural grain of the teak. A 100 mm high continuous skirting in CP teak wood shall be provided at the base, seamlessly merging into the fluted façade. All joinery, polishing, service integration, edge-banding, and hardware shall be included. The item rate shall be inclusive of all labour, materials, tools, hardware, adhesives, polishing, finishing, transportation, and on-site installation, complete in all respects, to the satisfaction of the Engineer-in-Charge. | 1.00 | Each |  | 225000.00 | 225000.00 | 200000.00 | 200000.00 | 481213.00 | 481213.00 | 190000.00 | 190000.00 | 334530.00 | 334530.00 | 190000.00 | SAHAI EXCLUSIVE CONTRACTS PVT. LTD.
116.00 | Providing and placing in position custom-designed revolving upholstered chair sizing (approx.) 700mm x 650mm with wooden frame and caster wheels, as per concept tender drawing. The chair shall feature a solid hardwood structure for the armrests and back frame, finished in melamine or PU polish in desired wood tone. The seat and backrest shall be ergonomically contoured and upholstered with high-resilience moulded PU foam of minimum 45 density for the seat and 40 density for the backrest, ensuring long-term comfort and durability. Both seat and back shall be upholstered with selected premium upholstery fabric or leatherette (basic fabric price ₹1500 per Mtr.) , with stain-resistant and water-repellent protective coating. The chair shall be supported on a five-legged mild steel base with powder-coated finish, equipped with smooth-rolling dual nylon caster wheels for mobility and a 360-degree swivel mechanism with hydraulic height adjustment system. The upholstery edges to be neatly tucked and stitched, and armrests shall have foam-padded top sections finished in matching upholstery. All materials shall be termite-proof, moisture-resistant, and suitable for heavy usage in office or institutional interior settings. The item includes complete fabrication, polishing, upholstery, hardware, transport, and installation to the satisfaction of the Engineer-in-charge. (NOTE: Cost adjustment shall be done in case of any variation in the cost of the cloth/fabric actually approved by EIC and used in the work. The agency has to produce GST invoice to establish the actual purchase cost). | 25.00 | Each |  | 15000.00 | 375000.00 | 23500.00 | 587500.00 | 29512.00 | 737800.00 | 19000.00 | 475000.00 | 15611.40 | 390285.00 | 375000.00 | CREATORS ENGINEERS AND INTERIORS
117.00 | Providing and placing in position custom-made upholstered armchair sizing (approx.) 560mm x 500mm with carved wooden legs and armrests, as per approved design and drawing. The chair structure shall be fabricated using seasoned CP teak wood or equivalent hardwood, with finely crafted and turned front legs and elegantly curved arm supports, all finished in PU polish or melamine in desired wood stain. The seat shall be constructed with a commercial ply base, layered with high-resilience PU foam of 45 density (min. 75 mm thickness) for comfortable seating. The backrest shall be of oval profile, ergonomically inclined and cushioned with PU foam of 32 density (min. 50 mm thickness). Both seat and backrest shall be upholstered in premium upholstery fabric or leatherette (basic fabric price ₹1500 per Mtr.), with water-repellent and stain-resistant coating. Armrests shall include foam padding of 28 density and upholstered in matching fabric/leatherette for added comfort. All joints shall be securely fixed using approved joinery methods with adhesives and screws, ensuring long-term stability. Bottom of legs to have protective felt pads to prevent floor scratches. The item includes all materials, labour, tools, transportation, polishing, upholstery, finishing and installation complete in all respects to the satisfaction of the Engineer-in-charge. (NOTE: Cost adjustment shall be done in case of any variation in the cost of the cloth/fabric actually approved by EIC and used in the work. The agency has to produce GST invoice to establish the actual purchase cost). | 32.00 | Each |  | 10000.00 | 320000.00 | 19000.00 | 608000.00 | 21750.00 | 696000.00 | 14000.00 | 448000.00 | 15053.90 | 481724.80 | 320000.00 | CREATORS ENGINEERS AND INTERIORS
118.00 | Providing and fabricating custom-built L-shaped fixed seating as part of fixed furniture, approx size 1525mm (L) + 2800mm (L) x 750mm (W) x 750mm (H), constructed using a concealed internal frame of 18mm MR-grade plywood with hardwood supports at structural load points. Structure & Finish:Seat and back framework to be finished with natural Burma teak veneer on all exposed faces, polished with PU finish in matt or satin sheen. Toe recess to feature routed aluminum channel with integrated warm-white LED strip lighting with diffuser cover, powered through designated concealed points. Upholstered Cushions (Premium Goose Down): Seat and back cushions to be fabricated as removable units with ergonomic shaping. Cushion layer composition:Base Layer: 40 density high-resilience PU foam for seat cushion and 32 density for back cushion.Top Layer (Comfort): Encased goose down filling in down-proof cotton ticking, providing plush comfort, softness, and natural contouring.Outer Upholstery: High-quality, stain-resistant woven fabric/ leatherette (basic fabric price ₹1500 per Mtr.) of approved make and colour, with concealed zippered covers and high-precision double stitching. The item shall also include base structure to include breathable jute/elastic webbing support under cushions. All fixing hardware, joinery components, adhesives, polishing materials, upholstery foam, goose down filling, and labour. Shop drawings, mockups (if required), transport, and complete installation at site. The rate shall include all materials, fabrication, cushioning, upholstery, polish, lighting integration, skilled labour, and on-site installation, complete in all respects as per final design and approval of the Engineer-in-charge. (NOTE: Cost adjustment shall be done in case of any variation in the cost of the cloth/fabric actually approved by EIC and used in the work. The agency has to produce GST invoice to establish the actual purchase cost). | 1.00 | Each |  | 100000.00 | 100000.00 | 50000.00 | 50000.00 | 14260.00 | 14260.00 | 45000.00 | 45000.00 | 111510.00 | 111510.00 | 14260.00 | MSR ASSOCIATES
119.00 | Providing and placing custom-designed fixed two-seater bench seating of overall size (approx.) 1400mm (L) x 750mm (W) x 750mm (H), suitable for dining or lounge areas as per tender concept drawings. The seating shall be fabricated with an internal frame of seasoned hardwood and commercial-grade MR plywood. Seat and backrest to be ergonomically contoured, featuring layered cushioning comprising high-resilience PU foam (40 density) for structure, overlaid with soft 32-density PU foam, and topped with a premium goose down and polyester blend layer for enhanced softness and plush seating comfort. Upholstery shall be in high-quality Teflon-coated woven fabric or leatherette (basic fabric price ₹1500 per Mtr.) of approved brand, colour, and texture, with precise double-stitched seams at transitions. The base and side panels shall be clad in natural veneer with smooth curved detailing and a rounded edge profile for aesthetic continuity. The unit shall be securely fixed to the floor or wall as per site requirement using concealed anchoring.The rate shall be inclusive of fabrication, premium cushioning, upholstery, veneer finishing, skilled labour, transport, and on-site installation, complete in all respects as per final design intent and the direction of the Engineer-in-charge. (NOTE: Cost adjustment shall be done in case of any variation in the cost of the cloth/fabric actually approved by EIC and used in the work. The agency has to produce GST invoice to establish the actual purchase cost). | 1.00 | Each |  | 30000.00 | 30000.00 | 19500.00 | 19500.00 | 54150.00 | 54150.00 | 15000.00 | 15000.00 | 72481.50 | 72481.50 | 15000.00 | SAHAI EXCLUSIVE CONTRACTS PVT. LTD.
120.00 | Providing and fixing Stainless Steel A ISI 304 (18/8) kitchen sink as per IS: 13983 with C.I. brackets and stainless steel plug 40 mm, including painting of fittings and brackets, cutting and making good the walls wherever required : Kitchen sink with drain board: 510x1040 mm bowl depth 200 mm | 1.00 | Each |  | 5000.00 | 5000.00 | 5000.00 | 5000.00 | 9927.00 | 9927.00 | 10000.00 | 10000.00 | 8920.80 | 8920.80 | 5000.00 | CREATORS ENGINEERS AND INTERIORS, Sanjay Kumar Singh
121.00 | Providing and fixing CP Brass 32mm size Bottle Trap of approved quality & make and as per the direction of Engineer-in-charge. | 9.00 | Each |  | 1200.00 | 10800.00 | 700.00 | 6300.00 | 1805.00 | 16245.00 | 1000.00 | 9000.00 | 1338.12 | 12043.08 | 6300.00 | Sanjay Kumar Singh
122.00 | Providing & fixing toilet paper holder: C.P.brass | 6.00 | Each |  | 1200.00 | 7200.00 | 600.00 | 3600.00 | 1173.00 | 7038.00 | 1000.00 | 6000.00 | 1115.10 | 6690.60 | 3600.00 | Sanjay Kumar Singh
123.00 | Providing and fixing C.P. brass angle valve for basin mixer and geyser points etc. of approved quality conforming to IS:8931 15 MM Nominal Bore | 13.00 | Each |  | 1800.00 | 23400.00 | 350.00 | 4550.00 | 515.00 | 6695.00 | 1500.00 | 19500.00 | 724.82 | 9422.66 | 4550.00 | Sanjay Kumar Singh
124.00 | Providing and fixing Chlorinated Polyvinyl Chloride (CPVC) pipes, having thermal stability for hot & cold water supply, including all CPVC plain & brass threaded fittings, i/c fixing the pipe with clamps at 1.00 m spacing. This includes jointing of pipes & fittings with one step CPVC solvent cement and the cost of cutting chases and making good the same including testing of joints complete as per direction of Engineer in Charge. Concealed work, including cutting chases and making good the walls etc. a) 20 mm nominal outer dia Pipes | 31.00 | Mtr. |  | 400.00 | 12400.00 | 400.00 | 12400.00 | 388.00 | 12028.00 | 400.00 | 12400.00 | 167.27 | 5185.37 | 5185.37 | AIMS BUILDMART PRIVATE LIMITED
125.00 | Providing and fixing Chlorinated Polyvinyl Chloride (CPVC) pipes, having thermal stability for hot & cold water supply, including all CPVC plain & brass threaded fittings, i/c fixing the pipe with clamps at 1.00 m spacing. This includes jointing of pipes & fittings with one step CPVC solvent cement and the cost of cutting chases and making good the same including testing of joints complete as per direction of Engineer in Charge. Concealed work, including cutting chases and making good the walls etc. 25 mm nominal outer dia Pipes | 14.00 | Mtr. |  | 200.00 | 2800.00 | 500.00 | 7000.00 | 453.00 | 6342.00 | 500.00 | 7000.00 | 200.72 | 2810.08 | 2800.00 | CREATORS ENGINEERS AND INTERIORS
126.00 | Providing and fixing Chlorinated Polyvinyl Chloride (CPVC) pipes, having thermal stability for hot & cold water supply, including all CPVC plain & brass threaded fittings, i/c fixing the pipe with clamps at 1.00 m spacing. This includes jointing of pipes & fittings with one step CPVC solvent cement and the cost of cutting chases and making good the same including testing of joints complete as per direction of Engineer in Charge. Concealed work, including cutting chases and making good the walls etc. 32 mm nominal outer dia Pipes | 3.00 | Mtr. |  | 100.00 | 300.00 | 600.00 | 1800.00 | 533.00 | 1599.00 | 600.00 | 1800.00 | 278.78 | 836.34 | 300.00 | CREATORS ENGINEERS AND INTERIORS
127.00 | Providing and fixing gun metal gate valve with C.I. wheel of approved quality (screwed end) 25mm dia | 2.00 | Each |  | 100.00 | 200.00 | 480.00 | 960.00 | 449.00 | 898.00 | 500.00 | 1000.00 | 613.31 | 1226.62 | 200.00 | CREATORS ENGINEERS AND INTERIORS
128.00 | Providing and fixing ball valve (brass) of approved quality, High or low pressure, with plastic floats complete : 20mm dia | 11.00 | Each |  | 500.00 | 5500.00 | 335.00 | 3685.00 | 333.00 | 3663.00 | 500.00 | 5500.00 | 557.55 | 6133.05 | 3663.00 | MSR ASSOCIATES
129.00 | Providing and fixing white vitreous china extended wall mounting water closet of kohler(model:27902IN) or equivalent makes of approved shape including providing & fixing concealed cistern with dual flush fitting, of flushing capacity 3 litre/ 6 litre (adjustable to 4 litre/ 8 litres), including seat cover, flush plate and cistern fittings, concealed stop cock, nuts, bolts and gasket etc complete. | 2.00 | Each |  | 45000.00 | 90000.00 | 21000.00 | 42000.00 | 47020.00 | 94040.00 | 38000.00 | 76000.00 | 24532.50 | 49065.00 | 42000.00 | Sanjay Kumar Singh
130.00 | Providing and fixing white vitreous china extended wall mounting water closet of size 780x370x690 mm of approved shape including providing & fixing white vitreous china cistern with dual flush fitting, of flushing capacity 3 litre/ 6 litre (adjustable to 4 litre/ 8 litres), including seat cover, and cistern fittings, nuts, bolts and gasket etc complete. | 4.00 | Each |  | 15000.00 | 60000.00 | 11000.00 | 44000.00 | 12184.00 | 48736.00 | 12000.00 | 48000.00 | 14496.50 | 57986.00 | 44000.00 | Sanjay Kumar Singh
131.00 | Providing and fixing table top wash basin with C.I. brackets, 15 mm dia CP Brass single hole basin mixer of approved quality and make, including painting of fittings and brackets, cutting and making good the walls wherever required:- (a) White Vitreous China Wash basin of Kohler(model:26270IN-0 or equivalent with a 15 mm CP Brass single hole basin mixer of Kohler(model:K-23475IN-4ND-CP) or equivalent | 2.00 | Each |  | 19000.00 | 38000.00 | 25000.00 | 50000.00 | 22653.00 | 45306.00 | 22000.00 | 44000.00 | 17284.10 | 34568.20 | 34568.20 | AIMS BUILDMART PRIVATE LIMITED
132.00 | Providing and fixing under counter wash basin with C.I. brackets, 15 mm dia CP Brass single hole basin mixer of approved quality and make, including painting of fittings and brackets, cutting and making good the walls wherever required:- (a) White Vitreous China Wash basin of Kohler(model:Ladena K-22151N-2-0, or equivalent with a 15 mm CP Brass single hole soft auto closing pillar cock of Kohler(model:K-20747IN-8-CP) or equivalent | 6.00 | Each |  | 15000.00 | 90000.00 | 10500.00 | 63000.00 | 8664.00 | 51984.00 | 10000.00 | 60000.00 | 17841.60 | 107049.60 | 51984.00 | MSR ASSOCIATES
133.00 | Providing and fixing Health Faucet assembly of make kohler (code:K-97258IN) or equivalent all complete as per directions and satisfaction of E-I-C. | 2.00 | Each |  | 2500.00 | 5000.00 | 3000.00 | 6000.00 | 2536.00 | 5072.00 | 4800.00 | 9600.00 | 2453.22 | 4906.44 | 4906.44 | AIMS BUILDMART PRIVATE LIMITED
134.00 | Providing and fixing Health Faucet assembly of make Hindware (Code:F160068) / Jaquar (Code:ALD-CHR-585) or equivalent all complete as per directions and satisfaction of E-I-C. | 4.00 | Each |  | 1500.00 | 6000.00 | 1100.00 | 4400.00 | 1092.00 | 4368.00 | 900.00 | 3600.00 | 1338.12 | 5352.48 | 3600.00 | SAHAI EXCLUSIVE CONTRACTS PVT. LTD.
135.00 | Providing and fixing CP brass towel rail of make Kohler (code:25347IN-BV) or equivalent, complete fixed with CP brass screws with concealed fittings arrangement of approved quality and colour. | 2.00 | Each |  | 2800.00 | 5600.00 | 3000.00 | 6000.00 | 2707.00 | 5414.00 | 2600.00 | 5200.00 | 2453.22 | 4906.44 | 4906.44 | AIMS BUILDMART PRIVATE LIMITED
136.00 | Prividing and Fixing SS liquid soap dispenser of make Kohler (code:K-10712IN-AF) or equivalent complete in all respects including fixing on wall with rawl plug complete in all respects. | 5.00 | Each |  | 2500.00 | 12500.00 | 3600.00 | 18000.00 | 3429.00 | 17145.00 | 4000.00 | 20000.00 | 1784.16 | 8920.80 | 8920.80 | AIMS BUILDMART PRIVATE LIMITED
137.00 | Providing and fixing Stainless Steel (SS304) Convertible Ring Grating of approved make & design with grating embedding and setting ring into the floor with cement mortar, complete in all respects. Round 127 mm (for drain pipe 100 mm) | 11.00 | Each |  | 800.00 | 8800.00 | 500.00 | 5500.00 | 496.00 | 5456.00 | 500.00 | 5500.00 | 836.33 | 9199.63 | 5456.00 | MSR ASSOCIATES
138.00 | Providing, fixing, testing and commissioning of SWR TYPE -B Soil, Waste and Vent Pipes confirming to IS:13592-1992 along with all required fittings e.g. bends, junctions, cowls, offsets, reducers, access pieces,clamps etc. confirming to IS 14735, with or without access doors, jointing with approved solvent cement as per manufacturer recommendation, including cutting, fixing of pipe to wall/sunken floor/ceiling with clamps, chasing of brick/RCC structure and making good the same wherever required complete in all respects as per specifiction and direction of Engineer In Charge. 110 mm outer dia | 38.00 | Mtr. |  | 100.00 | 3800.00 | 300.00 | 11400.00 | 557.00 | 21166.00 | 300.00 | 11400.00 | 423.78 | 16103.64 | 3800.00 | CREATORS ENGINEERS AND INTERIORS
139.00 | Providing , fixing,testing and commissioning of uPVC 6kg/cm2 pipe to IS:4985:2000 complete with all required fittings, clamps, jointing etc. including cutting, fixing of pipe to wall, ceiling/sunken floor etc. for Waste pipes, bath wastes, overflow, kitchen equipment waste connections and condensate drainage including cutting of brick/RCC wall wherever required and making good the same as, complete in all respect as per specifiction and direction of Engineer In Charge.
139.10 | 40 mm outer dia | 21.00 | Mtr. |  | 180.00 | 3780.00 | 90.00 | 1890.00 | 185.00 | 3885.00 | 100.00 | 2100.00 | 278.78 | 5854.38 | 1890.00 | Sanjay Kumar Singh
139.20 | 63 mm outer dia | 8.00 | Mtr. |  | 180.00 | 1440.00 | 180.00 | 1440.00 | 225.00 | 1800.00 | 200.00 | 1600.00 | 390.29 | 3122.32 | 1440.00 | CREATORS ENGINEERS AND INTERIORS, Sanjay Kumar Singh
140.00 | Providing & fixing uPVC S or P Trap of self cleansing design with or without vent arm with provision for connecting pvc inlet fitting complete including cost of cutting and making good the walls and floors wherever required, complete as per direction of Engineer in Charge. 100 mm inlet and 100 mm out let | 8.00 | Each |  | 300.00 | 2400.00 | 240.00 | 1920.00 | 270.00 | 2160.00 | 200.00 | 1600.00 | 390.29 | 3122.32 | 1600.00 | SAHAI EXCLUSIVE CONTRACTS PVT. LTD.
141.00 | Providing and fixing uPVC Multi floor trap consisting of size 110x75x50mm (grating and pipe to be paid separately), complete as per direction of Engineer in Charge. | 3.00 | Each |  | 500.00 | 1500.00 | 210.00 | 630.00 | 270.00 | 810.00 | 200.00 | 600.00 | 390.29 | 1170.87 | 600.00 | SAHAI EXCLUSIVE CONTRACTS PVT. LTD.
142.00 | Sub Head-II Electrical Works Wiring for light point/ fan point/ exhaust fan point/ call bell point with 1.5 sq.mm FRLS PVC insulated copper conductor single core cable in surface / recessed steel conduit, modular switch, modular plate, suitable GI box and earthing the point with 1.5 sq.mm. FRLS PVC insulated copper conductor single core cable etc as required. GROUP C | 121.00 | Point |  | 1290.00 | 156090.00 | 1600.00 | 193600.00 | 1550.00 | 187550.00 | 1500.00 | 181500.00 | 900.00 | 108900.00 | 108900.00 | AIMS BUILDMART PRIVATE LIMITED
143.00 | Wiring for circuit/ submain wiring alongwith earth wire with the following sizes of FRLS PVC insulated copper conductor, single core cable in surface / recessed Steel conduit as required.
143.10 | 2 X 2.5 sq. mm + 1 X 2.5 sq. mm earth wire | 630.00 | Mtr. |  | 240.00 | 151200.00 | 300.00 | 189000.00 | 266.00 | 167580.00 | 310.00 | 195300.00 | 122.66 | 77275.80 | 77275.80 | AIMS BUILDMART PRIVATE LIMITED
143.20 | 2 X 4 sq. mm + 1 X 4 sq. mm earth wire | 720.00 | Mtr. |  | 290.00 | 208800.00 | 340.00 | 244800.00 | 308.00 | 221760.00 | 350.00 | 252000.00 | 172.84 | 124444.80 | 124444.80 | AIMS BUILDMART PRIVATE LIMITED
143.30 | 4 X 2.5 sq. mm + 2 X 2.5 sq. mm earth wire | 540.00 | Mtr. |  | 290.00 | 156600.00 | 490.00 | 264600.00 | 403.00 | 217620.00 | 500.00 | 270000.00 | 245.32 | 132472.80 | 132472.80 | AIMS BUILDMART PRIVATE LIMITED
143.40 | 4 X 4 sq. mm + 2 X 4 sq. mm earth wire | 360.00 | Mtr. |  | 290.00 | 104400.00 | 600.00 | 216000.00 | 488.00 | 175680.00 | 600.00 | 216000.00 | 345.68 | 124444.80 | 104400.00 | CREATORS ENGINEERS AND INTERIORS
144.00 | Wiring for twin control light point with 1.5 sq.mm FRLS PVC insulated copper conductor single core cable in surface / recessed steel conduit, 2 way modular switch, modular plate, suitable GI box and earthing the point with 1.5 sq.mm. FRLS PVC insulated copper conductor single core cable etc as required. GROUP C | 2.00 | Point |  | 1200.00 | 2400.00 | 1690.00 | 3380.00 | 1321.00 | 2642.00 | 2152.00 | 4304.00 | 947.84 | 1895.68 | 1895.68 | AIMS BUILDMART PRIVATE LIMITED
145.00 | Wiring for group controlled (looped) light point/fan point/exhaust fan point/ call bell point (without independent switch etc.) with 1.5 sq. mm FRLS PVC insulated copper conductor single core cable in surface/ recessed steel conduit, and earthing the point with 1.5 sq. mm FRLS PVC insulated copper conductor single core cable etc as required. GROUP C | 225.00 | Point |  | 700.00 | 157500.00 | 1200.00 | 270000.00 | 787.00 | 177075.00 | 850.00 | 191250.00 | 836.33 | 188174.25 | 157500.00 | CREATORS ENGINEERS AND INTERIORS
146.00 | Supplying and fixing following modular switch/ socket on the existing modular plate & switch box including connections but excluding modular plate etc. as required.
146.10 | 5/6 A switch | 88.00 | Each |  | 200.00 | 17600.00 | 120.00 | 10560.00 | 76.00 | 6688.00 | 153.00 | 13464.00 | 94.78 | 8340.64 | 6688.00 | MSR ASSOCIATES
146.20 | 15/16 A switch | 73.00 | Each |  | 300.00 | 21900.00 | 205.00 | 14965.00 | 113.00 | 8249.00 | 260.00 | 18980.00 | 117.09 | 8547.57 | 8249.00 | MSR ASSOCIATES
146.30 | 3 pin 5/6 A socket outlet | 88.00 | Each |  | 200.00 | 17600.00 | 128.00 | 11264.00 | 89.00 | 7832.00 | 172.00 | 15136.00 | 133.81 | 11775.28 | 7832.00 | MSR ASSOCIATES
146.40 | 6 pin 15/16 A socket outlet | 73.00 | Each |  | 300.00 | 21900.00 | 255.00 | 18615.00 | 141.00 | 10293.00 | 355.00 | 25915.00 | 189.57 | 13838.61 | 10293.00 | MSR ASSOCIATES
146.50 | Telephone socket outlet | 45.00 | Each |  | 200.00 | 9000.00 | 165.00 | 7425.00 | 107.00 | 4815.00 | 207.00 | 9315.00 | 144.96 | 6523.20 | 4815.00 | MSR ASSOCIATES
146.60 | TV antenna socket outlet | 13.00 | Each |  | 100.00 | 1300.00 | 192.00 | 2496.00 | 107.00 | 1391.00 | 241.00 | 3133.00 | 122.66 | 1594.58 | 1300.00 | CREATORS ENGINEERS AND INTERIORS
147.00 | Supplying and fixing following size/ modules, GI box alongwith modular base & cover plate for modular switches in recess etc as required.
147.10 | 1 or 2 Module ( 75mmX75mm) | 71.00 | Each |  | 250.00 | 17750.00 | 352.00 | 24992.00 | 215.00 | 15265.00 | 400.00 | 28400.00 | 61.33 | 4354.43 | 4354.43 | AIMS BUILDMART PRIVATE LIMITED
147.20 | 3 Module ( 100mmX75mm) | 106.00 | Each |  | 250.00 | 26500.00 | 354.00 | 37524.00 | 236.00 | 25016.00 | 400.00 | 42400.00 | 72.48 | 7682.88 | 7682.88 | AIMS BUILDMART PRIVATE LIMITED
147.30 | 4 Module ( 125mmX75mm) | 5.00 | Each |  | 250.00 | 1250.00 | 354.00 | 1770.00 | 247.00 | 1235.00 | 450.00 | 2250.00 | 83.63 | 418.15 | 418.15 | AIMS BUILDMART PRIVATE LIMITED
147.40 | 6 Module ( 200mmX75mm) | 16.00 | Each |  | 250.00 | 4000.00 | 550.00 | 8800.00 | 289.00 | 4624.00 | 675.00 | 10800.00 | 94.78 | 1516.48 | 1516.48 | AIMS BUILDMART PRIVATE LIMITED
147.50 | 8 Module ( 125mmX125mm) | 23.00 | Each |  | 250.00 | 5750.00 | 650.00 | 14950.00 | 327.00 | 7521.00 | 700.00 | 16100.00 | 122.66 | 2821.18 | 2821.18 | AIMS BUILDMART PRIVATE LIMITED
147.60 | 12 Module ( 250mmX150mm) | 4.00 | Each |  | 250.00 | 1000.00 | 790.00 | 3160.00 | 393.00 | 1572.00 | 1034.00 | 4136.00 | 144.96 | 579.84 | 579.84 | AIMS BUILDMART PRIVATE LIMITED
148.00 | Supplying and fixing of following sizes of medium class PVC conduit along with accessories in surface/recess including cutting the wall and making good the same in case of recessed conduit as required.
148.10 | 25 mm dia | 50.00 | Meter |  | 140.00 | 7000.00 | 90.00 | 4500.00 | 105.00 | 5250.00 | 115.00 | 5750.00 | 50.18 | 2509.00 | 2509.00 | AIMS BUILDMART PRIVATE LIMITED
148.20 | 32 mm dia | 240.00 | Meter |  | 140.00 | 33600.00 | 110.00 | 26400.00 | 133.00 | 31920.00 | 137.00 | 32880.00 | 61.33 | 14719.20 | 14719.20 | AIMS BUILDMART PRIVATE LIMITED
149.00 | Supplying, Installation, Testing & Commissioning of following size of recessed type wall mounted sheet steel IP 43 double door DB as per IEC 61439-3 with minimum 100 A Copper Busbar for each phase with Neutral bar, Earthbar and Cable ties for Cable management, Fully insulated busbar & shrouded Neutral bars, prefitted masking sheet, powder painted including earthing, complete as required. LIGHT / POWER / UPS DB
149.10 | 12 way TPN DB (UDB-1) INCOMING : 63 Amp 4 Pole MCB ( 10 kA) - 01 No. OUTGOING : 63 Amp DP RCCB ( 100 mA) - 03 Nos. 6 - 32 Amp. SP MCB C' Curve - 30 Nos. | 1.00 | Sets |  | 20000.00 | 20000.00 | 20000.00 | 20000.00 | 14260.00 | 14260.00 | 25000.00 | 25000.00 | 32895.45 | 32895.45 | 14260.00 | MSR ASSOCIATES
149.20 | 8 way TPN DB ( PDB-1) INCOMING : 40 Amp 4 Pole MCB ( 10 kA) - 01 No. OUTGOING : 25 Amp DP RCCB ( 30 mA) - 03 Nos. 6 - 32 Amp. SP MCB D' Curve -18 Nos. | 2.00 | Sets |  | 16000.00 | 32000.00 | 14000.00 | 28000.00 | 12816.00 | 25632.00 | 17000.00 | 34000.00 | 21744.50 | 43489.00 | 25632.00 | MSR ASSOCIATES
149.30 | 8 way SPN DB (LDB-1) INCOMING : 25 Amp DP RCCB ( 30 mA) - 01 No. OUTGOING : 6 - 32 Amp. SP MCB D' Curve - 06 Nos. | 4.00 | Sets |  | 8000.00 | 32000.00 | 4200.00 | 16800.00 | 3880.00 | 15520.00 | 5000.00 | 20000.00 | 14273.35 | 57093.40 | 15520.00 | MSR ASSOCIATES
149.40 | Supplying, Installation, Testing & Commissioning of following size of recessed type wall mounted sheet steel IP 43 double door DB as per IEC 61439-3 with minimum 250 A Copper Busbar for each phase with 02 Neutral bar, 02 Earthbar and Cable ties for Cable management, Fully insulated busbar & shrouded Neutral bars, prefitted masking sheet, powder painted including earthing, complete as required. 6 Way TPN Vertical Type DB INCOMING : 100A 4P MCCB of 25 kA Thermal magnetic with inbuilt protection & Earth fault relay. OUTGOING : 63A TP MCB "C" Curve - 2 Nos. 40A TP MCB "C" Curve - 4 Nos. | 1.00 | Sets |  | 28000.00 | 28000.00 | 20000.00 | 20000.00 | 13357.00 | 13357.00 | 25500.00 | 25500.00 | 24309.00 | 24309.00 | 13357.00 | MSR ASSOCIATES
150.00 | Supply and Fixing of MCB DB box having IP 65 rating including 25A DP MCB, connections etc. complete as required. | 10.00 | Set |  | 2400.00 | 24000.00 | 1500.00 | 15000.00 | 1083.00 | 10830.00 | 1600.00 | 16000.00 | 3401.08 | 34010.80 | 10830.00 | MSR ASSOCIATES
151.00 | SITC of Pendant Light, Efficacy 110lm/w, 4000K Holder type E27 dimention 11 X 14 X 23 CM , meterial metal, glass color Black cord length 70CM with Complete accessories as required | 10.00 | Nos. |  | 2800.00 | 28000.00 | 4200.00 | 42000.00 | 1895.00 | 18950.00 | 4800.00 | 48000.00 | 2899.26 | 28992.60 | 18950.00 | MSR ASSOCIATES
152.00 | SITC of 1 x 18 Watt LED Down Lighter, Efficacy 110 lm/w, 4000K DALI DIMMABLE with Complete accessories as required | 124.00 | Nos. |  | 3200.00 | 396800.00 | 3900.00 | 483600.00 | 3159.00 | 391716.00 | 3800.00 | 471200.00 | 947.84 | 117532.16 | 117532.16 | AIMS BUILDMART PRIVATE LIMITED
153.00 | SITC of 1 x 18 Watt LED Down Lighter, Efficacy 110 lm/w, 4000K with Complete accessories as required | 344.00 | Nos. |  | 700.00 | 240800.00 | 1100.00 | 378400.00 | 650.00 | 223600.00 | 1000.00 | 344000.00 | 836.33 | 287697.52 | 223600.00 | MSR ASSOCIATES
154.00 | SITC of 36 Watt 1200mm lenear LED surface maunted , Efficacy 110 lm/w, 4000K with Complete accessories as required | 70.00 | Nos. |  | 1400.00 | 98000.00 | 3000.00 | 210000.00 | 1895.00 | 132650.00 | 3400.00 | 238000.00 | 2397.46 | 167822.20 | 98000.00 | CREATORS ENGINEERS AND INTERIORS
155.00 | SITC of 36 Watt 1200mm lenear LED recessed maunted , Efficacy 110 lm/w, 4000K with Complete accessories as required | 10.00 | Nos. |  | 2100.00 | 21000.00 | 3200.00 | 32000.00 | 1715.00 | 17150.00 | 3600.00 | 36000.00 | 3902.85 | 39028.50 | 17150.00 | MSR ASSOCIATES
156.00 | SITC of 36/40 Watt nominal 1200mmX100mm lenear LED surface maunted , Efficacy 110 lm/w, 4000K DALI DIMMABLE with Complete accessories as required | 24.00 | Nos. |  | 4500.00 | 108000.00 | 6000.00 | 144000.00 | 5685.00 | 136440.00 | 6800.00 | 163200.00 | 8363.25 | 200718.00 | 108000.00 | CREATORS ENGINEERS AND INTERIORS
157.00 | SITC of 3/5 Watt COB LED surface maunted , Efficacy 110lm/w, 4000K with Complete accessories as required | 20.00 | Nos. |  | 450.00 | 9000.00 | 600.00 | 12000.00 | 586.00 | 11720.00 | 700.00 | 14000.00 | 1616.90 | 32338.00 | 9000.00 | CREATORS ENGINEERS AND INTERIORS
158.00 | SITC of 12 Watt Wall Mounted Picture light Aluminium with PC Diffuser. | 8.00 | Nos. |  | 3500.00 | 28000.00 | 1200.00 | 9600.00 | 3158.00 | 25264.00 | 1450.00 | 11600.00 | 3847.10 | 30776.80 | 9600.00 | Sanjay Kumar Singh
159.00 | SITC of flexible led with opal diffuser, bendable vertically & horizontally, cuttable at any length as per site, 9 w/mtr 4000 k, end caps, connectors, transparent top clips,bottom clips, all necessary components and all installation accessories. | 656.00 | Meter |  | 190.00 | 124640.00 | 390.00 | 255840.00 | 541.00 | 354896.00 | 350.00 | 229600.00 | 501.80 | 329180.80 | 124640.00 | CREATORS ENGINEERS AND INTERIORS
160.00 | SITC of flexible led with opal diffuser, bendable vertically & horizontally, cuttable at any length as per site, 9 w/mtr 4000 k DALI DIMMABLE , end caps, connectors, transparent top clips,bottom clips, all necessary components and all installation accessories. | 244.00 | Meter |  | 350.00 | 85400.00 | 1500.00 | 366000.00 | 3159.00 | 770796.00 | 1400.00 | 341600.00 | 501.80 | 122439.20 | 85400.00 | CREATORS ENGINEERS AND INTERIORS
161.00 | SITC of Wireless Motion Sensor for Corridore with a frequency of 865 MHz, Ceiling mount, infrared, 37.2 sq m (400 sq ft), battery-powered, 102 mm (4.0 in) diameter, white. Complete as required. | 20.00 | Nos. |  | 1500.00 | 30000.00 | 2600.00 | 52000.00 | 1490.00 | 29800.00 | 3100.00 | 62000.00 | 3902.85 | 78057.00 | 29800.00 | MSR ASSOCIATES
162.00 | SITC of Hand dryer Heavy duty brushless motor, 35,000 RPM made from Stainless steel 304 grade, power supply 230V AC, 50HZ, single phase, Air speed 85 m/s, drying time 16-18 seconds incluidning mounting and necessary assoseries as required. | 6.00 | Nos |  | 18000.00 | 108000.00 | 15000.00 | 90000.00 | 22563.00 | 135378.00 | 15000.00 | 90000.00 | 20629.35 | 123776.10 | 90000.00 | Sanjay Kumar Singh, SAHAI EXCLUSIVE CONTRACTS PVT. LTD.
163.00 | SITC of wall-mounted kitchen chimney having a minimum suction/exhaust capacity of 1400 m³/hr, equipped with 3-speed fan operation, and suitable for operation on single-phase 230 V ±10%, 50 Hz AC supply. The unit shall be complete with all necessary accessories, including mounting brackets, ducting (as required), filters, and electrical connections, duly connected, tested, and made fully functional to the satisfaction of the Engineer-in-Charge. | 1.00 | Nos |  | 18000.00 | 18000.00 | 14200.00 | 14200.00 | 29331.00 | 29331.00 | 14000.00 | 14000.00 | 23417.50 | 23417.50 | 14000.00 | SAHAI EXCLUSIVE CONTRACTS PVT. LTD.
164.00 | Provision of lighting management system including integration with existing dali day tuneable automation system by providing following suitable with crabtree automation system complete as required.
164.10 | SITC of 64CH DALI TUNING CONTROLLER | 1.00 | Nos. |  | 75000.00 | 75000.00 | 60000.00 | 60000.00 | 51533.00 | 51533.00 | 50000.00 | 50000.00 | 23863.14 | 23863.14 | 23863.14 | AIMS BUILDMART PRIVATE LIMITED
164.20 | SITC of Source7" touch screen | 1.00 | Nos. |  | 115000.00 | 115000.00 | 210000.00 | 210000.00 | 82128.00 | 82128.00 | 150000.00 | 150000.00 | 49064.40 | 49064.40 | 49064.40 | AIMS BUILDMART PRIVATE LIMITED
164.30 | SITC of dlp 8 touch button display kepad | 1.00 | Nos. |  | 40000.00 | 40000.00 | 50000.00 | 50000.00 | 31768.00 | 31768.00 | 45000.00 | 45000.00 | 4906.40 | 4906.40 | 4906.40 | AIMS BUILDMART PRIVATE LIMITED
164.40 | SITC of panel power interface | 2.00 | Nos. |  | 55000.00 | 110000.00 | 8000.00 | 16000.00 | 29783.00 | 59566.00 | 9000.00 | 18000.00 | 9578.35 | 19156.70 | 16000.00 | Sanjay Kumar Singh
165.00 | Provision of lighting management system with DALI Dimeable automation system including integration of light fixtures and SITC of following items complete as required.
165.10 | SITC of For controlling DALI devices via the ABB ibus. Two DALI output for up to 1x64 DALI slaves. DALI power supply is integrated. Control and status feedback is carried out via KNX per DALI slave (1x64), with groups (1x16), together in broadcast or per scenes (1x16). Extensive fault and error messages are available Self-contained emergency converter (1x64) acc. EN 62386-202 will be supported. By means of KNX and emergency converter different emergency tests (e.g. function and duration test) can be triggered. Feedback is sent. Slave-, staircase-, force-, block- and scene- function are integrated. DALI telegram rate can change. For diagnostic use and individual change of the DALI address or group assignment a separate Software- Tool is available non-Proprietary protocol should be part of system. Make ABB, Hager, Legrand, Jung or similar. | 3.00 | Nos. |  | 85000.00 | 255000.00 | 115000.00 | 345000.00 | 59565.00 | 178695.00 | 120000.00 | 360000.00 | 61330.50 | 183991.50 | 178695.00 | MSR ASSOCIATES
165.20 | SITC of KNX power supplies 320 mA generate and monitor the KNX system voltage (SELV). The bus line is decoupled from the power supply by an integrated choke. The voltage output is short-circuit and overload protected. The two-color LED indicates device output status. Device type SV/S 30.320.1.1 has an additional 30 V DC short-circuit and overload protected voltage output that can be used to power an additional bus line (in combination with a separate choke). With twocoloured status indicator and wide range input from 85…265 V AC, 50/60 Hz Non-Proprietary protocol should be part of system. Make ABB, Hager, Legrand, Jung or similar. | 3.00 | Nos. |  | 55000.00 | 165000.00 | 61000.00 | 183000.00 | 28880.00 | 86640.00 | 60000.00 | 180000.00 | 24866.50 | 74599.50 | 74599.50 | AIMS BUILDMART PRIVATE LIMITED
165.30 | SITC of KNX 4 gang Push Button having 8 buttons. Non- Proprietary protocol should be part of system. Make ABB, Hager, Legrand, Jung or similar. | 3.00 | Nos. |  | 22500.00 | 67500.00 | 47000.00 | 141000.00 | 20758.00 | 62274.00 | 50000.00 | 150000.00 | 20406.33 | 61218.99 | 61218.99 | AIMS BUILDMART PRIVATE LIMITED
165.40 | SITC of Ceiling Mount 360-degree Multi Sensor with PIR, LUX and IR Function inbuilt, having range of 12- meter dia at a height of 2.5-3 meter, or approved equivalent. non-Proprietary protocol should be part of system. Make ABB, Hager, Legrand, Jung or similar. | 3.00 | Nos. |  | 1500.00 | 4500.00 | 35000.00 | 105000.00 | 20306.00 | 60918.00 | 35000.00 | 105000.00 | 13269.50 | 39808.50 | 4500.00 | CREATORS ENGINEERS AND INTERIORS
165.50 | Providing and fixing electric water geyser of 15 LTR capacity suitable for single phase AC supply with complete fittings as per requirement. | 4.00 | Nos. |  | 6500.00 | 26000.00 | 12000.00 | 48000.00 | 5866.00 | 23464.00 | 14000.00 | 56000.00 | 10593.50 | 42374.00 | 23464.00 | MSR ASSOCIATES
165.60 | Supply, installation, testing and commission of 300 mm modular exhaust fan suitable for single phase power supply complete as per site requirement. | 7.00 | Nos. |  | 1500.00 | 10500.00 | 1300.00 | 9100.00 | 1850.00 | 12950.00 | 1500.00 | 10500.00 | 3902.85 | 27319.95 | 9100.00 | Sanjay Kumar Singh
166.00 | Supply & laying of following sizes of XLPE insulated PVC sheathed aluminium conductor armoured cable of 1.1 KV grade on existing cable tray / surface including saddle, clamps etc. complete as required.
166.10 | 2C X 10 Sqmm. | 80.00 | Mtr. |  | 140.00 | 11200.00 | 160.00 | 12800.00 | 73.00 | 5840.00 | 190.00 | 15200.00 | 178.42 | 14273.60 | 5840.00 | MSR ASSOCIATES
166.20 | 4C X 16 Sqmm. | 50.00 | Mtr. |  | 180.00 | 9000.00 | 200.00 | 10000.00 | 110.00 | 5500.00 | 250.00 | 12500.00 | 334.53 | 16726.50 | 5500.00 | MSR ASSOCIATES
166.30 | 4C X 25 Sqmm. | 35.00 | Mtr. |  | 240.00 | 8400.00 | 250.00 | 8750.00 | 145.00 | 5075.00 | 325.00 | 11375.00 | 390.29 | 13660.15 | 5075.00 | MSR ASSOCIATES
167.00 | Supply & laying of following sizes of XLPE insulated PVC sheathed copper conductor Flexible (multistrand) cable of 1.1 KV grade on existing cable tray / surface including saddle, clamps etc. complete as required. 1C X 6sq.mm. | 80.00 | Mtr. |  | 100.00 | 8000.00 | 75.00 | 6000.00 | 55.00 | 4400.00 | 90.00 | 7200.00 | 100.36 | 8028.80 | 4400.00 | MSR ASSOCIATES
168.00 | Supplying and making end termination with Brass Double compression glands and aluminium / copper lugs for following size of PVC insulated and PVC sheathed / XLPE aluminium conductor cable of 1.1 KV grade as required.
168.10 | 2C X 10 Sqmm. | 8.00 | Nos. |  | 200.00 | 1600.00 | 400.00 | 3200.00 | 175.00 | 1400.00 | 400.00 | 3200.00 | 89.21 | 713.68 | 713.68 | AIMS BUILDMART PRIVATE LIMITED
168.20 | 4C X 16 Sqmm. | 4.00 | Nos. |  | 200.00 | 800.00 | 600.00 | 2400.00 | 185.00 | 740.00 | 800.00 | 3200.00 | 278.78 | 1115.12 | 740.00 | MSR ASSOCIATES
168.30 | 4C X 25 Sqmm. | 2.00 | Nos. |  | 200.00 | 400.00 | 600.00 | 1200.00 | 187.00 | 374.00 | 825.00 | 1650.00 | 511.83 | 1023.66 | 374.00 | MSR ASSOCIATES
169.00 | Supplying and making end termination with PG glands and aluminium / copper lugs for following size of PVC insulated and PVC sheathed / XLPE aluminium conductor cable of 1.1 KV grade as required. 1C X 6sq.mm. | 8.00 | Nos. |  | 200.00 | 1600.00 | 100.00 | 800.00 | 175.00 | 1400.00 | 130.00 | 1040.00 | 167.27 | 1338.16 | 800.00 | Sanjay Kumar Singh
170.00 | Supply and installation on ceiling / surface 1.6 mm thick MS Powder Coated Cable Trunking (45 Micron) of height 40 mm and 1.6 mm thick with openable cover in tray form with gaskets on fixed part, totally enclosed to make it dust and water proof complete with all fixing accessories as required. (For DB Drops)
170.10 | 150 mm (wide) x 40 mm (height) x 1.6 mm (thick) | 40.00 | Mtr. |  | 450.00 | 18000.00 | 600.00 | 24000.00 | 420.00 | 16800.00 | 650.00 | 26000.00 | 657.91 | 26316.40 | 16800.00 | MSR ASSOCIATES
170.20 | 100 mm (wide) x 40 mm (height) x 1.6 mm (thick) | 60.00 | Mtr. |  | 450.00 | 27000.00 | 450.00 | 27000.00 | 315.00 | 18900.00 | 500.00 | 30000.00 | 591.00 | 35460.00 | 18900.00 | MSR ASSOCIATES
171.00 | Providing and Laying of Factory Fabricated GI Raceways with removable cover of following sizes including fixing arrangement, hook, etc as required.
171.10 | 50 MM wide x 38mm deep | 130.00 | Mtr. |  | 350.00 | 45500.00 | 260.00 | 33800.00 | 198.00 | 25740.00 | 300.00 | 39000.00 | 446.04 | 57985.20 | 25740.00 | MSR ASSOCIATES
171.20 | 100 MM wide x 38mm deep | 55.00 | Mtr. |  | 350.00 | 19250.00 | 350.00 | 19250.00 | 297.00 | 16335.00 | 425.00 | 23375.00 | 557.55 | 30665.25 | 16335.00 | MSR ASSOCIATES
172.00 | Supplying and laying 6 SWG G.I. wire at 0.50 meter below ground level for conductor earth electrode, including connection/ termination with GI thimble etc. as required. | 200.00 | Mtr. |  | 50.00 | 10000.00 | 80.00 | 16000.00 | 44.00 | 8800.00 | 90.00 | 18000.00 | 50.18 | 10036.00 | 8800.00 | MSR ASSOCIATES
173.00 | Supply, installation, testing and commissioning of 3 KVA, single Phase input and single Phase output online UPS alongwith sealed maintenance free batteries giving a back up of minimum 30 min. at full load as per specification alongwith all accessories including interconnecting cables, lugs, Base Frames, Battery Rack & Battery Circuit breaker complete as required. | 4.00 | Jobs |  | 25000.00 | 100000.00 | 54000.00 | 216000.00 | 54872.00 | 219488.00 | 50000.00 | 200000.00 | 53524.80 | 214099.20 | 100000.00 | CREATORS ENGINEERS AND INTERIORS
174.00 | SITC of 75 4K, 1.89 m (75) QLED LS03D 4K The Frame Smart TV, Product Type QLED, Screen Size 1.89 m, Resolution 4K (3,840 x 2,160), Anti Reflection Matte Display, Picture Engine Quantum Processor 4K, HDR (High Dynamic Range)Quantum HDR, Motion Technology Motion Xcelerator 120Hz, Sound Output (RMS) 40W, Adaptive Sound Adaptive Sound Pro, Dolby Atmos Yes, Operating System Tizen™ Smart TV, Multi Device Experience TV to Mobile, Mobile to TV, TV initiate mirroring, Sound Mirroring, Tap View, Wireless TV On, HDMI 4, USB2 x USB-A, Ethernet (LAN) 1, Wi-Fi Yes (Wi-Fi 5), Power Supply AC220- 240V~ 50/60Hz, Power Consumption (Max) 290 W, Set Size without Stand (WxHxD) 1.68 m x 96.04 cm x 2.69 cm. | 1.00 | Nos. |  | 114000.00 | 114000.00 | 175000.00 | 175000.00 | 358744.00 | 358744.00 | 205000.00 | 205000.00 | 345681.00 | 345681.00 | 114000.00 | CREATORS ENGINEERS AND INTERIORS
175.00 | SITC of 55 4K, 1.38 m (55) QLED LS03D 4K The Frame Smart TV,The Frame Smart TV, Product Type QLED, Screen Size 1.38 m, Resolution 4K (3,840 x 2,160), Anti Reflection Matte Display, Picture Engine Quantum Processor 4K, HDR (High Dynamic Range)Quantum HDR, Motion Technology Motion Xcelerator 120Hz, Sound Output (RMS) 40W, Adaptive Sound Adaptive Sound Pro, Dolby Atmos Yes, Operating System Tizen™ Smart TV, Multi Device Experience TV to Mobile, Mobile to TV, TV initiate mirroring, Sound Mirroring, Tap View, Wireless TV On, HDMI 4, USB2 x USB-A, Ethernet (LAN) 1, Wi-Fi Yes (Wi-Fi 5), Power Supply AC220-240V~ 50/60Hz, Power Consumption (Max) 170 W, Set Size without Stand (WxHxD) 1.23 m x 70.88 cm x 2.49 cm | 2.00 | Nos. |  | 55000.00 | 110000.00 | 70.00 | 140.00 | 88000.00 | 176000.00 | 65000.00 | 130000.00 | 106380.45 | 212760.90 | 140.00 | Sanjay Kumar Singh
176.00 | Supplying and drawing following pair 0.5mm dia FRLS PVC insulated annealed copper conductor,unarmoured telephone cable in the existing surface/ recessed steel/ PVC conduit as required. 5 pair | 1200.00 | Mtr. |  | 55.00 | 66000.00 | 55.00 | 66000.00 | 45.00 | 54000.00 | 65.00 | 78000.00 | 72.45 | 86940.00 | 54000.00 | MSR ASSOCIATES
177.00 | Supplying, fixing, testing and commissioning of RG 6 cable. | 300.00 | Mtr. |  | 60.00 | 18000.00 | 31.00 | 9300.00 | 34.00 | 10200.00 | 35.00 | 10500.00 | 50.18 | 15054.00 | 9300.00 | Sanjay Kumar Singh
178.00 | Supply of RJ-45 Cat 6 code with Hdmi socket, single/ dual face plate in pvc gang Box. | 43.00 | Each |  | 410.00 | 17630.00 | 490.00 | 21070.00 | 406.00 | 17458.00 | 500.00 | 21500.00 | 624.46 | 26851.78 | 17458.00 | MSR ASSOCIATES
179.00 | Supply of the following patch cord etc. as required.
179.10 | Cat 6 Patch Cord 1m -Blue for Rack end for data | 43.00 | Nos |  | 180.00 | 7740.00 | 120.00 | 5160.00 | 487.00 | 20941.00 | 130.00 | 5590.00 | 267.62 | 11507.66 | 5160.00 | Sanjay Kumar Singh
179.20 | Cat 6 Patch Cord 3m -Blue for user end for data | 43.00 | Nos |  | 210.00 | 9030.00 | 180.00 | 7740.00 | 767.00 | 32981.00 | 200.00 | 8600.00 | 367.98 | 15823.14 | 7740.00 | Sanjay Kumar Singh
180.00 | Supply of UTP 4 pair CAT 6 LAN Cable | 2440.00 | Mtr. |  | 40.00 | 97600.00 | 25.00 | 61000.00 | 42.00 | 102480.00 | 45.00 | 109800.00 | 50.18 | 122439.20 | 61000.00 | Sanjay Kumar Singh
181.00 | Supply of 18- Port Fully loaded LIU Connector and module with all accessories suitalble for one single Run cable(pair)complete as required
181.10 | 6-Core Multi-Mode OFC OM4 Armoured | 200.00 | Mtr. |  | 120.00 | 24000.00 | 135.00 | 27000.00 | 113.00 | 22600.00 | 135.00 | 27000.00 | 72.48 | 14496.00 | 14496.00 | AIMS BUILDMART PRIVATE LIMITED
181.20 | OFC LC to LC Patch Cord - 3Meters each | 4.00 | Nos |  | 650.00 | 2600.00 | 900.00 | 3600.00 | 812.00 | 3248.00 | 900.00 | 3600.00 | 1338.12 | 5352.48 | 2600.00 | CREATORS ENGINEERS AND INTERIORS
182.00 | Supply of following sizes of medium class PVC conduit along with accessories .
182.10 | 32 mm Flexible pipe | 30.00 | Mtr. |  | 20.00 | 600.00 | 182.00 | 5460.00 | 133.00 | 3990.00 | 30.00 | 900.00 | 22.30 | 669.00 | 600.00 | CREATORS ENGINEERS AND INTERIORS
183.00 | Sub Head-III HVAC works Supply Installation, Testing & Commissioning of modular type Variable Refrigerant Flow/Variable Refrigerant Volume air cooled Outdoor units suitable for cooling and heating, having all hermetically sealed inverter type Scroll Compressor(s), microprocessor based Controller, top discharge type condensing unit(s), with R 410 A Refrigerant, vibration isolators, with suitable foundation etc. complete as required. The unit shall deliver the rated capacity at AHRI Conditions and work even at 50°C ambient temperature without tripping. The unit shall be suitable to work on 415V +/- 10%, 3 Phase, 50Hz AC power supply. The unit shall be filled with first charge of the refrigerant and ready for use as required. The COP at AHRI conditions shall not be less than 4.0 and IEER not less than 6.5. The rate shall comprises of 35x5 mm thick MS support stand with suitable size as per the OEM. a) 14 HP capacity | 2.00 | Each |  | 340000.00 | 680000.00 | 245000.00 | 490000.00 | 207575.00 | 415150.00 | 280000.00 | 560000.00 | 249782.00 | 499564.00 | 415150.00 | MSR ASSOCIATES
184.00 | Indoor Units Supply, installation, testing and commissioning of following minimum capacity 4-way flow VRV/VRF Cassette Type Indoor ceiling mounted unit equipped with synthetic washable media pre-filter, fan section with low noise fan/dynamically balanced blower, multispeed motor, coil section with DX Copper coil, electronic expansion valve, outer cabinet, drain pump, grill, necessary supports, vibration isolation, cord less remote control etc., suitable for operation on single phase 230 V ± 10%, 50Hz AC supply, complete, as required. The unit shall have automatic force shut down provision in case of fire on receiving signal from Fire/BMS System. The cooling capacity of indoor unit will be at air inlet conditions of 27 Degree C DB and 19 Degree C WB temperature. (Standard Units)
184.10 | 2.0 TR / 24200 Btu/hr | 2.00 | Each |  | 37500.00 | 75000.00 | 31000.00 | 62000.00 | 25721.00 | 51442.00 | 37500.00 | 75000.00 | 37913.40 | 75826.80 | 51442.00 | MSR ASSOCIATES
184.20 | 1.3 TR / 15400 Btu/hr | 2.00 | Each |  | 31500.00 | 63000.00 | 31000.00 | 62000.00 | 24388.00 | 48776.00 | 35000.00 | 70000.00 | 27877.50 | 55755.00 | 48776.00 | MSR ASSOCIATES
185.00 | Supply, installation, testing and commissioning of following minimum capacity 4-way flow VRV/VRF Cassette Type Indoor ceiling mounted unit equipped with synthetic washable media pre-filter, fan section with low noise fan/dynamically balanced blower, multispeed motor, coil section with DX Copper coil, electronic expansion valve, outer cabinet, drain pump, grill, necessary supports, vibration isolation, cord less remote control etc., suitable for operation on single phase 230 V ± 10%, 50Hz AC supply, complete, as required. The unit shall have automatic force shut down provision in case of fire on receiving signal from Fire/BMS System. The cooling capacity of indoor unit will be at air inlet conditions of 27 Degree C DB and 19 Degree C WB temperature. (Compact Units)
185.10 | 1.6 TR / 19100 Btu/hr | 2.00 | Each |  | 32500.00 | 65000.00 | 37500.00 | 75000.00 | 24548.00 | 49096.00 | 41000.00 | 82000.00 | 33453.00 | 66906.00 | 49096.00 | MSR ASSOCIATES
185.20 | 1.3 TR / 15400 Btu/hr | 2.00 | Each |  | 31500.00 | 63000.00 | 32100.00 | 64200.00 | 24368.00 | 48736.00 | 39000.00 | 78000.00 | 31222.80 | 62445.60 | 48736.00 | MSR ASSOCIATES
185.30 | 1 TR / 12300 Btu/hr | 2.00 | Each |  | 29500.00 | 59000.00 | 31500.00 | 63000.00 | 23465.00 | 46930.00 | 38000.00 | 76000.00 | 30107.85 | 60215.70 | 46930.00 | MSR ASSOCIATES
186.00 | Supply, installation, testing and commissioning of following minimum capacity 1-way flow VRV/VRF Cassette Type Indoor ceiling mounted unit equipped with synthetic washable media pre-filter, fan section with low noise fan/dynamically balanced blower, multispeed motor, coil section with DX Copper coil, electronic expansion valve, outer cabinet, drain pump, grill, necessary supports, vibration isolation, cord less remote control etc., suitable for operation on single phase 230 V ± 10%, 50Hz AC supply, complete, as required. The unit shall have automatic force shut down provision in case of fire on receiving signal from Fire/BMS System. The cooling capacity of indoor unit will be at air inlet conditions of 27 Degree C DB and 19 Degree C WB temperature. a) 2.0 TR / 24200 Btu/hr | 4.00 | Each |  | 38000.00 | 152000.00 | 34000.00 | 136000.00 | 33393.00 | 133572.00 | 41000.00 | 164000.00 | 49064.50 | 196258.00 | 133572.00 | MSR ASSOCIATES
187.00 | Supply, Installation, Testing, and Commissioning inverter type Split 4-Way Cassette Air Conditioning Unit, including indoor cassette unit and outdoor condenser unit. The unit shall come complete with all necessary fittings and accessories such as synthetic washable media pre-filter, fan section with low noise fan/dynamically balanced blower, multispeed motor, coil section with DX Copper coil, electronic expansion valve, outer cabinet, drain pump, grill, necessary supports, vibration isolation, cord less remote control etc. suitable for single phase 230 V ± 10%, 50Hz AC supply. The unit shall be designed to operate on R-32 refrigerant. The system shall be tested for proper operation, leak-free performance, and commissioned to ensure efficient cooling as per manufacturer’s specifications. The rate shall comprises of 35x5 mm thick MS support stand with suitable size as per the OEM. a) 2 TR (5-star rating) | 4.00 | Each |  | 85000.00 | 340000.00 | 67000.00 | 268000.00 | 82128.00 | 328512.00 | 75000.00 | 300000.00 | 39028.50 | 156114.00 | 156114.00 | AIMS BUILDMART PRIVATE LIMITED
188.00 | Supply Installation, Testing and commissioning of Y-joints of suitable size as per site requirement. | 24.00 | Each |  | 5000.00 | 120000.00 | 2250.00 | 54000.00 | 3158.00 | 75792.00 | 3100.00 | 74400.00 | 6133.50 | 147204.00 | 54000.00 | Sanjay Kumar Singh
189.00 | Supply, installation,testing and commissioning of central controller system suitable for 16 groups of indoor units (128 units) to operate, monitor, on/off, temperature setting etc. The controller shall be Centralised control system for indoor units. (The central controller shall be BMS compatible) | 1.00 | Each |  | 65000.00 | 65000.00 | 43.00 | 43.00 | 54150.00 | 54150.00 | 52000.00 | 52000.00 | 167265.00 | 167265.00 | 43.00 | Sanjay Kumar Singh
190.00 | Supply, installation, testing & commissioning of Circular / Rectangular Inline Fans made out of galvanized steel,impeller with backward blades powered by 1 Ph. 2 Pole. motor. The Inline Fans shall be insulated with polyurethene foam having good sound absorbing & moisture resistance features with birdcsreen louvers at outlet/discharge. The fan & motor assembly shall be low noise & suitable for speed control using a fan regulator.
190.10 | 600 CFM | 1.00 | Nos |  | 7000.00 | 7000.00 | 7900.00 | 7900.00 | 13086.00 | 13086.00 | 9200.00 | 9200.00 | 16726.50 | 16726.50 | 7000.00 | CREATORS ENGINEERS AND INTERIORS
190.20 | 100 CFM | 2.00 | Nos |  | 4000.00 | 8000.00 | 5300.00 | 10600.00 | 6318.00 | 12636.00 | 6000.00 | 12000.00 | 7805.67 | 15611.34 | 8000.00 | CREATORS ENGINEERS AND INTERIORS
191.00 | Refrigerant Piping Supply, Installation, testing and commissioning including vaccumiazation and Nitrogen testing of following nominal sizes of soft/hard drawn copper refrigerant piping for VRV/VRF system, complete with fittings, with suitable adjustable ring type hanger supports, jointing/brazing including accessories, insulated with XPLE Class-O tubular insulation/with Class-O closed cell elastometric nitrile rubber tubular sleeves sections of specified thickness as given below for Suction and Liquid lines, all accessories as per specifications etc. as required :
192.10 | 6.4 mm dia (OD) (Soft drawn) with tube thickness 1.2 mm with 19 mm thick insulation | 44.00 | Mtr |  | 700.00 | 30800.00 | 270.00 | 11880.00 | 406.00 | 17864.00 | 300.00 | 13200.00 | 312.23 | 13738.12 | 11880.00 | Sanjay Kumar Singh
192.20 | 9.5 mm dia (OD) (Soft drawn) with tube thickness 1.2 mm with 19 mm thick insulation | 133.00 | Mtr |  | 800.00 | 106400.00 | 400.00 | 53200.00 | 496.00 | 65968.00 | 450.00 | 59850.00 | 423.70 | 56352.10 | 53200.00 | Sanjay Kumar Singh
192.30 | 12.7 mm dia (OD) (Soft drawn) with tube thickness 1.2 mm with 19 mm thick insulation | 78.00 | Mtr |  | 950.00 | 74100.00 | 495.00 | 38610.00 | 586.00 | 45708.00 | 600.00 | 46800.00 | 557.55 | 43488.90 | 38610.00 | Sanjay Kumar Singh
192.40 | 15.9 mm dia (OD) (Soft drawn) with tube thickness 1.2 mm with 19 mm thick insulation | 99.00 | Mtr |  | 1100.00 | 108900.00 | 696.00 | 68904.00 | 676.00 | 66924.00 | 750.00 | 74250.00 | 724.82 | 71757.18 | 66924.00 | MSR ASSOCIATES
192.50 | 19.1 mm dia (OD) (Hard drawn) with tube thickness 1.2 mm with 19 mm thick insulation | 13.00 | Mtr |  | 1410.00 | 18330.00 | 796.00 | 10348.00 | 767.00 | 9971.00 | 900.00 | 11700.00 | 869.78 | 11307.14 | 9971.00 | MSR ASSOCIATES
192.60 | 22.2 mm dia (OD) (Hard drawn) with tube thickness 1.2 mm with 19 mm thick insulation | 21.00 | Mtr |  | 2600.00 | 54600.00 | 875.00 | 18375.00 | 857.00 | 17997.00 | 1000.00 | 21000.00 | 1059.35 | 22246.35 | 17997.00 | MSR ASSOCIATES
192.70 | 28.6 mm dia (OD) (Hard drawn) with tube thickness 1.2 mm with 19 mm thick insulation | 35.00 | Mtr |  | 2650.00 | 92750.00 | 1245.00 | 43575.00 | 1128.00 | 39480.00 | 1400.00 | 49000.00 | 1315.82 | 46053.70 | 39480.00 | MSR ASSOCIATES
193.00 | Supply, Installation, testing and commissioning of uPVC piping insulate with 9 mm thick Nitrile rubber insulation complete with fittings, supports accessories in surface/recess as per specifications & site requirments
193.10 | 32 mm dia | 40.00 | Mtr |  | 350.00 | 14000.00 | 300.00 | 12000.00 | 270.00 | 10800.00 | 300.00 | 12000.00 | 167.27 | 6690.80 | 6690.80 | AIMS BUILDMART PRIVATE LIMITED
193.20 | 50 mm dia | 73.00 | Mtr |  | 50.00 | 3650.00 | 440.00 | 32120.00 | 406.00 | 29638.00 | 450.00 | 32850.00 | 278.78 | 20350.94 | 3650.00 | CREATORS ENGINEERS AND INTERIORS
194.00 | Supply, installation, balancing and commissioning of factory fabricated GSS sheet metal rectangular/round ducting complete with neoprene rubber gaskets, elbows, splitter dampers, vanes, hangers, supports etc. as per approved drawings and specifications of following sheet thickness complete as required. (Toilet exhaust) a) Thickness 0.63 mm sheet | 15.00 | Sqm |  | 1500.00 | 22500.00 | 890.00 | 13350.00 | 1308.00 | 19620.00 | 1400.00 | 21000.00 | 1338.12 | 20071.80 | 13350.00 | Sanjay Kumar Singh
195.00 | Supply, installation, balancing and commissioning of site fabricated GSS sheet metal rectangular/round ducting complete with neoprene rubber gaskets, elbows, splitter dampers, vanes, hangers, supports etc. as per approved drawings and specifications of following sheet thickness complete as required. a) Thickness 1.0 mm sheet | 20.00 | Sqm |  | 1500.00 | 30000.00 | 1590.00 | 31800.00 | 1850.00 | 37000.00 | 2000.00 | 40000.00 | 1449.63 | 28992.60 | 28992.60 | AIMS BUILDMART PRIVATE LIMITED
196.00 | Supply, Fixing Testing & commioniing of fire dampers in supply/return path i/c control wiring ,the damper shall be motorized and spring return so as to close the damper in the event of power failure automatically and open the same in case of power being stored.the spring return action shall be inbuilt mechanism and not externally mounted .The damper shall be closed in the event of fire signal ,complete as required .
196.10 | Fire Damper | 2.00 | Sqm |  | 10000.00 | 20000.00 | 9850.00 | 19700.00 | 13086.00 | 26172.00 | 10500.00 | 21000.00 | 6467.58 | 12935.16 | 12935.16 | AIMS BUILDMART PRIVATE LIMITED
196.20 | Actuator | 2.00 | Each |  | 10000.00 | 20000.00 | 9950.00 | 19900.00 | 13086.00 | 26172.00 | 11000.00 | 22000.00 | 9478.50 | 18957.00 | 18957.00 | AIMS BUILDMART PRIVATE LIMITED
197.00 | Supplying & fixing of powder coated extruded aluminium Supply Air Grills with aluminium volume control dampers complete as specification. | 1.00 | Sqm |  | 4500.00 | 4500.00 | 6210.00 | 6210.00 | 8573.00 | 8573.00 | 7000.00 | 7000.00 | 6133.05 | 6133.05 | 4500.00 | CREATORS ENGINEERS AND INTERIORS
198.00 | Supplying & fixing of powder coated extruded aluminium Return/Exhaust Air Grills with louvers but without volume control dampers complete as required. | 4.00 | Sqm |  | 3000.00 | 12000.00 | 5220.00 | 20880.00 | 6273.00 | 25092.00 | 6000.00 | 24000.00 | 5352.48 | 21409.92 | 12000.00 | CREATORS ENGINEERS AND INTERIORS
199.00 | Electrical Panel for VRV Outdoor Units (14 HP) Supply, Installation, Testing and Commissioning of cubicle type Panel suitable for 415V+/-10%, 3 Phase, 4 wire 50 Hz AC supply system, fabricated in compartmentalized 4b modular design IP 55 from CRCA sheet steel of 2 mm thick for frame work and covers, 3 mm thick for gland plates i/c cleaning & finishing complete with 9 tank process for powder coating in Siemens Grey shade having TPN Aluminium alloy bus bars for high conductivity, SMC bus bar supports,with short circuit withstand capacity of 35 KA for 1 sec , bottom base -channel of size not less than (50*50*5) MM, fabrication shall be done in transportable sections, entire panel shall have a common GI earth bar of size 50 mm x 6 mm at the rear with 2 Nos. earth stud, solid / flexible connections from main bus bar to switchgears and from switchgear output to cable termination in cable alley with required size of AL conductors / bus bars and control wiring with 2.5 sqmm PVC insulated copper conductor cable (FRLS), cable alleys, cable gland plates in two half,Space heater with thermostat & inspection led Lamp with door switch in each compartment i/c providing following switchgears / accessories as per specifications.
199.01 | Incoming 01 Nos. 80 A, 4P, 35 kA MCCB with adjustable setting , microprocessor release with in built O/L, S/C & E/F protection, RS485 module for communication. R,Y,B Phase indicating LED lamps with control MCB ON, OFF, TRIP indicating LED lamps with control MCB 01 No. Intelligent multi function digital meter to read V,A,kVA, KW, kVAR, PF, Hz etc with RS485 port communication facility and LED display with required Nos CTs of sutable rating, 15 VA, class 1.0 and control circuit wiring with 2 Amp MCB for controling % THD and individual order Harmonics upto 15th order BUS BAR TPN aluminium extensible type main bus bars of minimum of 100 Amps. capacity with heat shrinkable coloured sleeves and i/c DMC/SMC bus bars supports at required intervals complete for cross section, size supports & their spacing etc. for withstanding fault level of 35kA capacity for 1 sec.
199.02 | Outgoings 2 Nos. 63 amps, 35KA micro-processer based TPN MCCB with O/L, S/C & E/F protection, RS485 module for communication. 1 No. 63 amps, 35KA micro-processer based TPN MCCB (for spare) with O/L, S/C & E/F protection, RS485 module for communication. Each Outgoing shall have following items 1-01 No.Digital Multifunction Meter ( Parameters V,A,kVA, KW, kVAR, PF ) of suitable range for 3 phase, 4 wire operation with LED display,built-in selector switch along with 2 Amp MCB for controlling with RS485 module for communication. 2- 01 Set of suitable rating class 1.0 CT/PT for voltage & current measurement. 3-1 Set of LED type Phase indicating lamp with 2 Amp MCB for controling. 4- 1 Set of LED type Indication Lamps for breaker 'ON' , 'OFF', 'TRIP' with 2 Amp MCB for controling. 5- 1 Set Rotary operating mechanism and terminal extension spreaders for all the MCCB's. 6-All breakers shall have breaking capacities of Icu=Ics=100% | 1.00 | Set |  | 150000.00 | 150000.00 | 176000.00 | 176000.00 | 120935.00 | 120935.00 | 190000.00 | 190000.00 | 89208.00 | 89208.00 | 89208.00 | AIMS BUILDMART PRIVATE LIMITED
200.00 | Power Cables Supply & laying testing and commissioning of following sizes of XLPE insulated PVC sheathed FRLSH copper conductor armoured cable of 1.1 KV grade on existing cable tray / surface including saddle, clamps etc. complete as required. tags shall be provided for all cables including cable end termination. a) 4C X 10 Sqmm.(From VRF/VRV panel to VRF/VRV outdoor unit ) | 60.00 | Mtr. |  | 600.00 | 36000.00 | 475.00 | 28500.00 | 446.00 | 26760.00 | 525.00 | 31500.00 | 613.31 | 36798.60 | 26760.00 | MSR ASSOCIATES
201.00 | Supplying and making end termination with Brass Double compression glands and copper lugs for following size of PVC insulated and PVC sheathed / XLPE aluminium conductor cable of 1.1 KV grade as required. A) 4C X 10 Sqmm (25mm) | 4.00 | Set |  | 500.00 | 2000.00 | 610.00 | 2440.00 | 1128.00 | 4512.00 | 650.00 | 2600.00 | 557.55 | 2230.20 | 2000.00 | CREATORS ENGINEERS AND INTERIORS
202.00 | CONTROL CABLING : Supply, laying, testing and commissioning of control cabling, as per specification including end termination as required. Control Cabling ( PVC insulated and PVC sheathed, armoured, Copper Conductor of 1.1 KV grade on existing cable trays/supports).
202.10 | 2C x 1.5 Sq mm | 150.00 | Mtr |  | 55.00 | 8250.00 | 115.00 | 17250.00 | 166.00 | 24900.00 | 125.00 | 18750.00 | 100.36 | 15054.00 | 8250.00 | CREATORS ENGINEERS AND INTERIORS
202.20 | 4C x 2.5 Sq mm (power and communication cable for 2TR cassette) | 80.00 | Mtr |  | 120.00 | 9600.00 | 280.00 | 22400.00 | 225.00 | 18000.00 | 300.00 | 24000.00 | 144.98 | 11598.40 | 9600.00 | CREATORS ENGINEERS AND INTERIORS
203.00 | Supply installation testing and commissioining of IP 65 box with 01 no. 25A DP MCB including all necessary connections required as per the direction of engineer in-charge. | 4.00 | Nos |  | 2100.00 | 8400.00 | 2100.00 | 8400.00 | 8573.00 | 34292.00 | 2300.00 | 9200.00 | 2787.55 | 11150.20 | 8400.00 | CREATORS ENGINEERS AND INTERIORS, Sanjay Kumar Singh
204.00 | Provision of Unitary AC ,Inline Fans & Air curtain & associated works Supply, Installation, Testing, and Commissioning inverter type Split 4-Way Cassette Air Conditioning Unit, including indoor cassette unit and outdoor condenser unit. The unit shall complete with all necessary fittings and accessories such as synthetic washable media pre-filter, fan section with low noise fan/dynamically balanced blower, multispeed motor, coil section with DX Copper coil, electronic expansion valve, outer cabinet, drain pump, grill, necessary supports, vibration isolation, cord less remote control etc. suitable for single phase 230 V ± 10%, 50Hz AC supply. The unit shall be designed to operate on R-32/eco friendly . The system shall be tested for proper operation, leak-free performance, and commissioned to ensure efficient cooling as per manufacturer’s specifications. The rate shall comprises of 35x5 mm thick MS support stand for outdoor unit with suitable size as per the OEM.
204.10 | 3.0 TR (5-star rating) | 3.00 | Each |  | 160000.00 | 480000.00 | 84000.00 | 252000.00 | 90250.00 | 270750.00 | 94000.00 | 282000.00 | 105935.00 | 317805.00 | 252000.00 | Sanjay Kumar Singh
204.20 | 2.0 TR (5-star rating) | 2.00 | Each |  | 85000.00 | 170000.00 | 70500.00 | 141000.00 | 65431.00 | 130862.00 | 81000.00 | 162000.00 | 44604.00 | 89208.00 | 89208.00 | AIMS BUILDMART PRIVATE LIMITED
205.00 | Supply, installation, testing & commissioning of Circular / Rectangular Inline Fans made out of galvanized steel,impeller with backward blades powered by 1 Ph. 2 Pole. motor. The Inline Fans shall be insulated with polyurethene foam having good sound absorbing & moisture resistance features with birdcsreen louvers at outlet/discharge. The fan & motor assembly shall be low noise & suitable for speed control using a fan regulator.
205.10 | 200 CFM | 3.00 | Each |  | 5500.00 | 16500.00 | 6310.00 | 18930.00 | 8573.00 | 25719.00 | 7000.00 | 21000.00 | 5017.95 | 15053.85 | 15053.85 | AIMS BUILDMART PRIVATE LIMITED
205.20 | 100 CFM | 1.00 | Each |  | 5500.00 | 5500.00 | 5425.00 | 5425.00 | 5866.00 | 5866.00 | 6000.00 | 6000.00 | 8363.25 | 8363.25 | 5425.00 | Sanjay Kumar Singh
206.00 | Supply, installation, testing & commissioning of Air Curtain of following sizes having automated magnetic or mechanical sensor operation. Air curtain having ABS body sealed to resist dust. The blowers made of high quality ABS to ensure less noise with toughness intensified high quality motor, low noise, overload protection, motor of suitable HP, 2100/2700 RPM, single phase.
206.10 | 1500mm wide with 05 Nos. Blower & 03 Nos Motor | 6.00 | Each |  | 38000.00 | 228000.00 | 29000.00 | 174000.00 | 38356.00 | 230136.00 | 32000.00 | 192000.00 | 23417.50 | 140505.00 | 140505.00 | AIMS BUILDMART PRIVATE LIMITED
206.20 | 1200mm wide with 04 Nos. Blower & 02 Nos Motor | 2.00 | Each |  | 35000.00 | 70000.00 | 23100.00 | 46200.00 | 32941.00 | 65882.00 | 26000.00 | 52000.00 | 20071.50 | 40143.00 | 40143.00 | AIMS BUILDMART PRIVATE LIMITED
207.00 | PIPING & INSULATION Supply, Installation, testing and commissioning including vaccumiazation and Nitrogen testing of following nominal sizes of soft/hard drawn copper refrigerant piping for unitary system, complete with fittings, with suitable adjustable ring type hanger supports, jointing/brazing including accessories, insulated with XPLE Class-O tubular insulation/with Class-O closed cell elastometric nitrile rubber tubular sleeves sections of specified thickness as given below for Suction and Liquid lines, all accessories as per specifications etc. as required :
207.10 | 9.5 mm dia (OD) (Soft drawn) with tube thickness 1.2 mm with 19 mm thick insulation | 41.00 | Mtr |  | 700.00 | 28700.00 | 420.00 | 17220.00 | 496.00 | 20336.00 | 450.00 | 18450.00 | 669.06 | 27431.46 | 17220.00 | Sanjay Kumar Singh
207.20 | 15.9 mm dia (OD) (Soft drawn) with tube thickness 1.2 mm with 19 mm thick insulation | 41.00 | Mtr |  | 1050.00 | 43050.00 | 700.00 | 28700.00 | 767.00 | 31447.00 | 750.00 | 30750.00 | 892.09 | 36575.69 | 28700.00 | Sanjay Kumar Singh
208.00 | Supply, Installation, testing and commissioning of uPVC piping insulate with 9 mm thick Nitrile rubber insulation complete with fittings, supports accessories in surface/recess as per specifications & site requirments
208.10 | 32 mm dia | 17.00 | Mtr |  | 350.00 | 5950.00 | 310.00 | 5270.00 | 198.00 | 3366.00 | 300.00 | 5100.00 | 167.27 | 2843.59 | 2843.59 | AIMS BUILDMART PRIVATE LIMITED
208.20 | 50 mm dia | 33.00 | Mtr |  | 50.00 | 1650.00 | 450.00 | 14850.00 | 315.00 | 10395.00 | 500.00 | 16500.00 | 390.29 | 12879.57 | 1650.00 | CREATORS ENGINEERS AND INTERIORS
209.00 | AIR DISTRIBUTION Supply, installation, balancing and commissioning of factory fabricated GSS sheet metal rectangular/round ducting complete with neoprene rubber gaskets, elbows, splitter dampers, vanes, hangers, supports etc. as per approved drawings and specifications of following sheet thickness complete as required. (Toilet exhaust) a) Thickness 0.63 mm sheet | 11.00 | Sqm |  | 1500.00 | 16500.00 | 890.00 | 9790.00 | 1037.00 | 11407.00 | 1200.00 | 13200.00 | 1170.86 | 12879.46 | 9790.00 | Sanjay Kumar Singh
210.00 | Supplying & fixing of powder coated extruded aluminium Supply Air Grills with aluminium volume control dampers complete as specification. | 1.00 | Sqm |  | 3000.00 | 3000.00 | 6300.00 | 6300.00 | 8573.00 | 8573.00 | 7000.00 | 7000.00 | 7248.15 | 7248.15 | 3000.00 | CREATORS ENGINEERS AND INTERIORS
211.00 | Supplying & fixing of powder coated extruded aluminium Return/Exhaust Air Grills with louvers but without volume control dampers complete as required. | 6.00 | Sqm |  | 3000.00 | 18000.00 | 5500.00 | 33000.00 | 6272.00 | 37632.00 | 6000.00 | 36000.00 | 6133.05 | 36798.30 | 18000.00 | CREATORS ENGINEERS AND INTERIORS
212.00 | Supplying & fixing of powder coated extruded Supply Air diffuser of powder coated aluminium with aluminium volume control dampers with anti smudge ring & removable core. | 1.00 | Sqm |  | 3500.00 | 3500.00 | 6250.00 | 6250.00 | 857.00 | 857.00 | 7000.00 | 7000.00 | 8697.50 | 8697.50 | 857.00 | MSR ASSOCIATES
213.00 | Supplying & fixing of powder coated extruded Return Air diffuser of powder coated aluminium without aluminium volume control dampers with anti smudge ring & removable core. | 1.00 | Sqm |  | 3500.00 | 3500.00 | 5650.00 | 5650.00 | 6273.00 | 6273.00 | 6000.00 | 6000.00 | 6133.50 | 6133.50 | 3500.00 | CREATORS ENGINEERS AND INTERIORS
214.00 | Supplying and fixing of following thickness duly laminated aluminum foil of mat finish closed cell Nitrile rubber (Class "O") insulation on existing duct after applying suitable adhesive for Nitrile rubber. The joints shall be sealed with 50 mm wide and 3 mm thick self adhesive nitrile rubber tape insulation complete as per specifications and as required. a) 19 mm | 100.00 | Sqm |  | 350.00 | 35000.00 | 511.00 | 51100.00 | 676.00 | 67600.00 | 550.00 | 55000.00 | 780.57 | 78057.00 | 35000.00 | CREATORS ENGINEERS AND INTERIORS
215.00 | CONTROL CABLING Supply, laying, testing and commissioning of control cabling, as per specification including end termination as required.Control Cabling ( PVC insulated and PVC sheathed, armoured, Copper Conductor of 1.1 KV grade on existing cable trays/supports).
215.10 | 4C x 2.5 Sq mm (power cable for 2TR & communication cable for 2TR & 3TR) | 56.00 | Mtr |  | 120.00 | 6720.00 | 265.00 | 14840.00 | 225.00 | 12600.00 | 300.00 | 16800.00 | 144.69 | 8102.64 | 6720.00 | CREATORS ENGINEERS AND INTERIORS
215.20 | 4C x 4 Sq mm (power cable for 3 TR) | 9.00 | Mtr |  | 450.00 | 4050.00 | 260.00 | 2340.00 | 356.00 | 3204.00 | 290.00 | 2610.00 | 200.72 | 1806.48 | 1806.48 | AIMS BUILDMART PRIVATE LIMITED
216.00 | Supply installation testing and commissioining of IP 65 box with 1no. 25A DP MCB including all necessary connections required as per the direction of engineer in-charge. | 5.00 | Set |  | 2100.00 | 10500.00 | 2090.00 | 10450.00 | 1353.00 | 6765.00 | 2300.00 | 11500.00 | 2787.75 | 13938.75 | 6765.00 | MSR ASSOCIATES
217.00 | Sub Head -IV Provision of Fire Alarm System ( The Fire devices shall be compatable, interconnected & programmed to the existing Panel Make-Edward Model/ Series kidde VM series) Supply, installation, testing and commissioning of UL listed Intelligent Photoelectric Smoke Detector with mounting base,alarm indication LED having Electronic Addressing feature to programming , complete as required to be installed under/above false ceiling, roof and concealed space, etc. interconnecting to loop cable complete as required .(UL latest Edition and FM approved). | 48.00 | Each |  | 2500.00 | 120000.00 | 1700.00 | 81600.00 | 3971.00 | 190608.00 | 1900.00 | 91200.00 | 2174.75 | 104388.00 | 81600.00 | Sanjay Kumar Singh
218.00 | Supply, Installation, Testing and Commissioning of UL listed Inteligent Addressable Heat Detector with fixed and Rate-of-Rise feature alarm indication LED having Electronic Addressing feature to programming,complete as required to be installed under/above false ceiling, roof and concealed space, etc. interconnecting to loop cable complete as required .(UL latest Edition and FM approved). | 4.00 | Each |  | 2500.00 | 10000.00 | 1890.00 | 7560.00 | 3971.00 | 15884.00 | 2050.00 | 8200.00 | 2062.95 | 8251.80 | 7560.00 | Sanjay Kumar Singh
219.00 | Supply, installation, testing and commissioning of UL listed Addressable type Manual Call Point (resetting type & having Electronic Addressing feature to programming) push button, enclosed in box with provision for cable or conduit coupling, self adhesive sticker indicating loop number and address.The unit to be painted fire red outside, white inside and written 'In case of fire pull .(UL latest Edition and FM approved) | 3.00 | Each |  | 3500.00 | 10500.00 | 2720.00 | 8160.00 | 5550.00 | 16650.00 | 3000.00 | 9000.00 | 5185.22 | 15555.66 | 8160.00 | Sanjay Kumar Singh
220.00 | Supply, installation, testing and commissioning of UL listed Hooter cum Strobe with control module (Single Input Signal Module for various output to control and integrate) interconnecting to loop cable complete as required. The strobes shall be synchronized for better evacuation as per specification complete as required.(UL latest Edition and FM approved) | 3.00 | Each |  | 5000.00 | 15000.00 | 2490.00 | 7470.00 | 4963.00 | 14889.00 | 2500.00 | 7500.00 | 4683.50 | 14050.50 | 7470.00 | Sanjay Kumar Singh
221.00 | Supplying, installation, testing & commissioning of Response Indicator (METAL CLADE) which consists of steady glowing LED. This LED shall be mounted within a M.S. box and connected in parallel to the built in indicator of the detector as per specifications. The RI shall come "ON" as soon as the detector activates complete in all respects as per specification. (UL latest Edition and FM approved) | 25.00 | Each |  | 500.00 | 12500.00 | 130.00 | 3250.00 | 180.00 | 4500.00 | 140.00 | 3500.00 | 312.23 | 7805.75 | 3250.00 | Sanjay Kumar Singh
222.00 | Supply, installation, testing & commissioning of UL listed Fault Isolator Module complete with automatic resetting arrangement including base etc. as per specification as required.(UL latest Edition and FM approved) | 7.00 | Each |  | 3500.00 | 24500.00 | 2700.00 | 18900.00 | 3429.00 | 24003.00 | 3000.00 | 21000.00 | 4014.36 | 28100.52 | 18900.00 | Sanjay Kumar Singh
223.00 | Providing, installation, testing & commissioning of UL listed addressable Control Module (for control of AHU, ventilation fan etc) as per specifications. (UL latest edition & FM approved) complete as required. | 2.00 | Each |  | 5000.00 | 10000.00 | 2769.75 | 5539.50 | 5054.00 | 10108.00 | 3000.00 | 6000.00 | 3155.73 | 6311.46 | 5539.50 | Sanjay Kumar Singh
224.00 | Supplying & laying of 2x1.5 sqmm fire servival armoured cable 600/1000v rated with annealed copper conductor having glass mica fire barrier tape covered by an extruded layer of cross linkable ethyline propylene rubber EPR insulation and LSZH inner bedding steel wire armouring & LSZH outer sheath complete as required | 569.00 | Mtr |  | 110.00 | 62590.00 | 210.00 | 119490.00 | 115.00 | 65435.00 | 200.00 | 113800.00 | 156.11 | 88826.59 | 62590.00 | CREATORS ENGINEERS AND INTERIORS
225.00 | Supplying,Installation,testing & commissioning of 6 inches dia, 2 watts, 70/100 volts ceiling speaker complete as required. | 15.00 | Each |  | 1500.00 | 22500.00 | 835.00 | 12525.00 | 2933.00 | 43995.00 | 900.00 | 13500.00 | 1170.86 | 17562.90 | 12525.00 | Sanjay Kumar Singh
226.00 | Supplying and drawing of cable Fire Retardant PVC Insulated copper conductor cable speaker cable Two pair,in the existing surface / recessed steel conduit of following pairs, cores and size including connections and interconnections etc. as required. a) Speaker Cable Single Pair 2-core, 1.5 sqmm | 405.00 | Mtr |  | 80.00 | 32400.00 | 90.00 | 36450.00 | 40.00 | 16200.00 | 95.00 | 38475.00 | 78.06 | 31614.30 | 16200.00 | MSR ASSOCIATES
227.00 | Supply & fixing of following size of steel conduit along with accessories in suface/recess including painting in case of surface conduit, or cutting the wall and making good the same in case of recessed conduit as required. 20 MM | 405.00 | mtr |  | 150.00 | 60750.00 | 220.00 | 89100.00 | 161.00 | 65205.00 | 160.00 | 64800.00 | 211.87 | 85807.35 | 60750.00 | CREATORS ENGINEERS AND INTERIORS
228.00 | Dismantling of existing fire and PA cable including existing surface / recessed steel conduit whenever available ,connections/interconnections etc. complete as required. | 221.00 | Mtr |  | 300.00 | 66300.00 | 21.00 | 4641.00 | 45.00 | 9945.00 | 40.00 | 8840.00 | 44.60 | 9856.60 | 4641.00 | Sanjay Kumar Singh
229.00 | Removing and reinstalling of exsting fire and PA devices incluiding connections/interconnections etc. complete as required. | 45.00 | Nos |  | 500.00 | 22500.00 | 540.00 | 24300.00 | 1500.00 | 67500.00 | 800.00 | 36000.00 | 501.80 | 22581.00 | 22500.00 | CREATORS ENGINEERS AND INTERIORS
| Total in Figures |  |  |  |  | 36505902.00 |  | 40314062.40 |  | 41859630.42 |  | 37786691.00 |  | 38668410.50
Lowest Amount Quoted BY: CREATORS ENGINEERS AND INTERIORS(36505902.00)

## BOQ Summary
BOQ Summary Details Tender Title: Renovation of Office space, Corridors and halls of A and B Block at R.G. Bhawan and its associated areas, New Delhi (Phase- II) Tender ID: 2025_AAI_246299_1
Sheet Name | Sl.No | Bidder Name | Amount | Bid Rank
BoQ1 | 1 | CREATORS ENGINEERS AND INTERIORS (BID ID -893089) | 36505902.00 | L1
| 2 | SAHAI EXCLUSIVE CONTRACTS PVT. LTD. (BID ID -897315) | 37786691.00 | L2
| 3 | AIMS BUILDMART PRIVATE LIMITED (BID ID -897559) | 38668410.50 | L3
| 4 | Sanjay Kumar Singh (BID ID -895197) | 40314062.40 | L4
| 5 | MSR ASSOCIATES (BID ID -896946) | 41859630.42 | L5