## BoQ1
Government eProcurement System Created By: B SHANKAR LAL Created Date/Time: 14-May-2025 10:18 AM Tender Title: SPECIAL REPAIRS TO OLD CANTEEN BUILDING No. NIB-06 TO ACCOMMODATE THE ODC SECTION AT HVF, AVADI. Tender ID: 2025_AVNL_232980_1
Tender Inviting Authority: THE CHIEF GENERAL MANAGER, HVF, AVADI, CHENNAI, 600 054
Name of Work: SPECIAL REPAIRS TO OLD CANTEEN BUILDING No. NIB-06 TO ACCOMMODATE THE ODC SECTION AT HVF, AVADI.
Tender No: HVF/TE/13025/CEO/2025-26/05
SCHEDULE OF WORK / ITEM(S)
Sl.No | Description of Work / Item(s) | No.of Qty | Units | Estimated Rate | P S G CONSTRUCTIONS (GSTN-NA) BID ID -846490 |  | HARI ENTERPRISES (GSTN-NA) BID ID -846409 |  | SRI LAKSHMI INDUSTRIES (GSTN-NA) BID ID -846585
[5 empty] | Rate | Amount | Rate | Amount | Rate | Amount | L1 Amount | L1 Vendor
1.00 | Demolition of reinforced cement concrete in ground floors and pavings not exceeding 15cm thick | 5.00 | CUM | 1876.69 | 2030.00 | 10150.00 | 1250.00 | 6250.00 | 1500.00 | 7500.00 | 6250.00 | HARI ENTERPRISES
2.00 | Demolition of un reinfored cement concrete in ground floors and pavings not exceeding 15cm thick. | 100.00 | CUM | 1586.43 | 1720.00 | 172000.00 | 850.00 | 85000.00 | 1300.00 | 130000.00 | 85000.00 | HARI ENTERPRISES
3.00 | Dismantling of false ceiling boards(fibre, pulp, insulation etc.,) or insulation boards/slabs. blankets of any thickness and removing to CE Stores as directed. | 600.00 | SQM | 47.84 | 51.00 | 30600.00 | 50.00 | 30000.00 | 45.00 | 27000.00 | 27000.00 | SRI LAKSHMI INDUSTRIES
4.00 | Dismantling of Framed work consist of fillets, rails, posts, rafters, purlins, etc. under 40 sq. cm in section. | 1000.00 | RM | 24.15 | 26.00 | 26000.00 | 25.00 | 25000.00 | 24.00 | 24000.00 | 24000.00 | SRI LAKSHMI INDUSTRIES
5.00 | Dismantling boarding, any description, fixed in any position with nails. | 40.00 | SQM | 40.25 | 40.00 | 1600.00 | 50.00 | 2000.00 | 40.00 | 1600.00 | 1600.00 | P S G CONSTRUCTIONS, SRI LAKSHMI INDUSTRIES
6.00 | Demolition of brickwork or stone/boulder masonery, built in cement motar. | 100.00 | CUM | 1888.23 | 2040.00 | 204000.00 | 900.00 | 90000.00 | 1500.00 | 150000.00 | 90000.00 | HARI ENTERPRISES
7.00 | Dismantling structural steel work including doors, gates but excluding framed truss etc., | 15.00 | Quintal | 717.14 | 600.00 | 9000.00 | 700.00 | 10500.00 | 650.00 | 9750.00 | 9000.00 | P S G CONSTRUCTIONS
8.00 | Taking down window frame with shutter exceeding 1.5 sq.m and not exceeding 4.0 Sq.m and handing over the same to CE (Fy) stores. | 20.00 | EACH | 523.94 | 500.00 | 10000.00 | 400.00 | 8000.00 | 450.00 | 9000.00 | 8000.00 | HARI ENTERPRISES
9.00 | Taking down window frame with shutter not exceeding 1.5 sq.m and handing over the same to CE (Fy) stores. | 7.00 | EACH | 415.84 | 330.00 | 2310.00 | 350.00 | 2450.00 | 390.00 | 2730.00 | 2310.00 | P S G CONSTRUCTIONS
10.00 | Taking down door shutters but exc 1 sq. m and n exc 2 sq. m each and handing over the same to CE (Fy) Stores | 8.00 | EACH | 245.99 | 266.00 | 2128.00 | 250.00 | 2000.00 | 240.00 | 1920.00 | 1920.00 | SRI LAKSHMI INDUSTRIES
11.00 | Cutting openings, through brick walls built in CM for door, window and other openings or enlarging existing openings. converting window into door openings, etc. or cutting out defective brick work for under-pinning, including providing, fixing and removing shoring, cleaning and stacking bricks,removing surplus serviceable bricks, hard-core,etc.. to store and rubbish not exc. 50m | 15.00 | CUM | 832.14 | 902.00 | 13530.00 | 950.00 | 14250.00 | 760.00 | 11400.00 | 11400.00 | SRI LAKSHMI INDUSTRIES
12.00 | Earth work excavation in hard/ dense soil I over the areas depth not exceeding 1.50m and getting out. | 250.00 | CUM | 517.50 | 561.00 | 140250.00 | 500.00 | 125000.00 | 400.00 | 100000.00 | 100000.00 | SRI LAKSHMI INDUSTRIES
13.00 | M&L for sand filling/quarry dust under foundations,flooring,etc,including watering and consolidation. | 200.00 | CUM | 2270.45 | 2460.00 | 492000.00 | 2400.00 | 480000.00 | 2100.00 | 420000.00 | 420000.00 | SRI LAKSHMI INDUSTRIES
14.00 | Material and Labour for Hardcore of gauge n exc. 63 mm,using broken stone or boulder deposited, spread and levelled in layers n exc. 15 cm thick, watered and rammed to a true surface. | 85.00 | CUM | 2381.42 | 2585.00 | 219725.00 | 2450.00 | 208250.00 | 2300.00 | 195500.00 | 195500.00 | SRI LAKSHMI INDUSTRIES
15.00 | M&L for cement concrete in foundation ,filling and mass concrete typeB2 1:2:4 using 20mm aggregate. | 250.00 | CUM | 7513.33 | 8151.00 | 2037750.00 | 6800.00 | 1700000.00 | 7000.00 | 1750000.00 | 1700000.00 | HARI ENTERPRISES
16.00 | M & L for providing Vaccum dewatering system to remove excess water from the laid/green concrete by providing suction mat on the freshly laid concrete which will not allow cement pater to flow out and the suction pump are then started immediately to remove the excess water. The suction time normally 20 to 30 minutes or as specified and as required at site and making the surface hard enough to enable carry the floating operation using mechancial trowel. The rate includes vaccum dewatering system and finshing the surface using mechanical trowel. | 1000.00 | SQM | 93.00 | 100.00 | 100000.00 | 125.00 | 125000.00 | 95.00 | 95000.00 | 95000.00 | SRI LAKSHMI INDUSTRIES
17.00 | M & L for Forming 12mm thick Expansion joints for 150 mm thick slab filled with pre-formed bituminous filler and top 30mm primed and sealed with sealing compound, Grade ‘A’ | 25.00 | 10RM | 952.20 | 1400.00 | 35000.00 | 1000.00 | 25000.00 | 880.00 | 22000.00 | 22000.00 | SRI LAKSHMI INDUSTRIES
18.00 | M & L for P.C.C 1:4:8, D2 type using 40mm graded aggregated in foundation. | 15.00 | CUM | 6305.57 | 6841.00 | 102615.00 | 5800.00 | 87000.00 | 5500.00 | 82500.00 | 82500.00 | SRI LAKSHMI INDUSTRIES
19.00 | Material and Labour for Providing precast slab using type B1 1:2:4 (20mm graded aggregate) in landing cover slab.. | 15.00 | CUM | 12711.87 | 13792.00 | 206880.00 | 12000.00 | 180000.00 | 11000.00 | 165000.00 | 165000.00 | SRI LAKSHMI INDUSTRIES
20.00 | Surface Excavation soft /loose soil not exceeding 30 cm deep and averaging 15cm deep and getting out as directed by EIC. | 2000.00 | SQM | 61.07 | 60.00 | 120000.00 | 655.00 | 1310000.00 | 60.00 | 120000.00 | 120000.00 | P S G CONSTRUCTIONS, SRI LAKSHMI INDUSTRIES
21.00 | Supply and fixing of Cement concrete tiles 20mm thick, machine pressed; set jointed and pointed in neat cement slurry in floors, and cut ,fininished with white cement & pigments and polished in CM 1:4,15 mm thick . | 600.00 | SQM | 1378.59 | 1495.00 | 897000.00 | 1200.00 | 720000.00 | 1450.00 | 870000.00 | 720000.00 | HARI ENTERPRISES
22.00 | Supply and fixing of steel work in tubular trusses inculding special shaped washer etc complete using ERW etc or induction butt weld tubes conforming to IS 1161-1979 grade steel240. | 7000.00 | KG | 142.73 | 155.00 | 1085000.00 | 140.00 | 980000.00 | 145.00 | 1015000.00 | 980000.00 | HARI ENTERPRISES
23.00 | S&F of Pre-painted galvalume aluminium zinc coating GI based corrugatted steel sheet 0.50mm (TCT) thick of an colour having tensile strength of 550Mpa as in roof covering/cladding to wall fixed with self drilling / self tapping anti corrisive screws with EPDM seal/screw cap complete all as per manfacturers specifications and instructions and as approved and as directed, by considering the dimensions & consideing the dimension & height including all necessary scaffolding and safety aspects complete. | 1200.00 | SQM | 882.06 | 950.00 | 1140000.00 | 790.00 | 948000.00 | 850.00 | 1020000.00 | 948000.00 | HARI ENTERPRISES
24.00 | S &F Pre-painted galvalume aluminum zinc coating GI based Plain steel sheet 0.50mm thick of any colour having tensile strength of 550 Mpa as in roof covering/cladding to wall, fixed with self tapping screws/screw cap as specified . | 100.00 | SQM | 824.56 | 894.00 | 89400.00 | 750.00 | 75000.00 | 820.00 | 82000.00 | 75000.00 | HARI ENTERPRISES
25.00 | Material and labour for painting two coats of synthetic enamel paint over one coat of primer(red oxide/zinc chrome) on new steel surfaces including preparation of new steel surfaces. | 200.00 | SQM | 162.50 | 170.00 | 34000.00 | 110.00 | 22000.00 | 170.00 | 34000.00 | 22000.00 | HARI ENTERPRISES
26.00 | Taking down cement plaster on brick or stone walls tiles etc,including ranking out, joints ,hacking for keys scrubbing down with water,etc. | 500.00 | SQM | 109.18 | 110.00 | 55000.00 | 100.00 | 50000.00 | 120.00 | 60000.00 | 50000.00 | HARI ENTERPRISES
27.00 | Material and labour for dubbing out average (CM 1:6 )10 mm thick on irregular face off walls. | 500.00 | SQM | 182.63 | 198.00 | 99000.00 | 190.00 | 95000.00 | 180.00 | 90000.00 | 90000.00 | SRI LAKSHMI INDUSTRIES
28.00 | Dismantling of floor,hearth or wall tiling including cement mortar bedding (but not backing),removing serviceable tiles to store and rubbish off the premises. | 750.00 | SQM | 102.93 | 100.00 | 75000.00 | 80.00 | 60000.00 | 110.00 | 82500.00 | 60000.00 | HARI ENTERPRISES
29.00 | Material and labour for Anti-termite treatment of soil under existing floors using emulsion @ one litre per hole,300mm apart including drilling and plugging 12mm dia holes with cementmortar 1:2 (1 cement: 2 coarse sand) to match the existing floors., | 900.00 | SQM | 242.65 | 263.00 | 236700.00 | 190.00 | 171000.00 | 240.00 | 216000.00 | 171000.00 | HARI ENTERPRISES
30.00 | Material and labouir for Anti-termite treatment along the external wall below concrete or masonry apron using chemical emulsion @ 2.25 litres per linear metre including drilling and plugging holes etc. in apron. | 150.00 | RM | 102.58 | 100.00 | 15000.00 | 110.00 | 16500.00 | 98.00 | 14700.00 | 14700.00 | SRI LAKSHMI INDUSTRIES
31.00 | M &L for virified Ceramic tiles light shade 10 mm thick (square/ rectangular) polished, area of each tiles not exceeding 0.36 sqm, in floors etc. set and jointed in neat cement slurry and pointed in white or coloured cement to match including screed bed or bedding layer in CM1:3, 20mm thick for laying floor finishes. | 800.00 | SQM | 2035.14 | 1900.00 | 1520000.00 | 1450.00 | 1160000.00 | 1900.00 | 1520000.00 | 1160000.00 | HARI ENTERPRISES
32.00 | Material and labour for brick work built in CM 1:6 using sub-class ''B'' bricks ,straight or curved on plain exc 6m mean radius. | 15.00 | CUM | 5606.25 | 7900.00 | 118500.00 | 7500.00 | 112500.00 | 6500.00 | 97500.00 | 97500.00 | SRI LAKSHMI INDUSTRIES
33.00 | Material and labour for Brickwork with subclass ‘B’ bricks, straight or curved on plan to any radius in half brick thick walls built in CM 1:4. | 10.00 | SQM | 773.48 | 839.00 | 8390.00 | 1200.00 | 12000.00 | 820.00 | 8200.00 | 8200.00 | SRI LAKSHMI INDUSTRIES
34.00 | Cutting out bricks,forming toothing for,and bonding new into old work including cement mortar 1:4 value of new mat-erials entering old walls and jointing and pointing (measured on vertical face in contact with old wall only) | 75.00 | SQM | 736.46 | 799.00 | 59925.00 | 1500.00 | 112500.00 | 700.00 | 52500.00 | 52500.00 | SRI LAKSHMI INDUSTRIES
35.00 | M&L for Plastering with CM 1:4,15mm thick on faces of brick work and concrete surfaces finshed fair. | 750.00 | SQM | 302.59 | 328.00 | 246000.00 | 400.00 | 300000.00 | 300.00 | 225000.00 | 225000.00 | SRI LAKSHMI INDUSTRIES
36.00 | S&F of Gl frame work for seamless ceiling comprising of GI perimeter channnel 0.55 mm thick with two unequal flanges of 20 and 30 mm and web of 27 mm fixed to surrounding wall using nylon sleeves and screws at 450 mm centre to centre/intermediate channel 0.9 mm thick having two equal flanges of 15 mm each and web of 45 mm suspended from soffit at approx 900 mm centre to centre with Gl cleat and steel expansion fasteners with and including ceiling section (not exc 1.2 m length) of 0.55 mm thickness having kurled web of 50 mm and flange of 26 mm each with lips of 10.5 mm fixed to the intermediate channel with connecting clips across the intermediate channel at 457 mm centre to centre. | 700.00 | SQM | 556.63 | 590.00 | 413000.00 | 500.00 | 350000.00 | 520.00 | 364000.00 | 350000.00 | HARI ENTERPRISES
37.00 | M&L for Seamless calcium silicate ceiling 8mm thick made out of 1800 x 1200 mm size board of siliceous and calcareous material reinforced with cellulose fibre fixed to the ceiling section with 25 mm long self drilling and tapping screws having phillips head with under headcutter at 200 mm centre to centre,including finshing the joint of face board with specially formulated jointing compound and 48 mm wide fibre tape to provide seam less finish (Frame work for ceiling shall be measured and paid separately) | 700.00 | SQM | 707.14 | 740.00 | 518000.00 | 750.00 | 525000.00 | 640.00 | 448000.00 | 448000.00 | SRI LAKSHMI INDUSTRIES
38.00 | Supply and Fixing of Gyspum cornice of size 90mm to 120mm ,box type /open type/closed type with desired design and pattern as directed. | 150.00 | RM | 150.00 | 162.00 | 24300.00 | 200.00 | 30000.00 | 180.00 | 27000.00 | 24300.00 | P S G CONSTRUCTIONS
39.00 | Material and labour for applying two coat of interior plastic emulsion over the one coat of primer on ceiling inculding preparartion of new surfaces all complete (Make: Asian/Berger/Nerolac) or suitably equivalent make. | 700.00 | SQM | 164.91 | 171.00 | 119700.00 | 135.00 | 94500.00 | 155.00 | 108500.00 | 94500.00 | HARI ENTERPRISES
40.00 | Supply & fixing of powder coated anodised aluminium frame for partition,doors, windows, ventilators with one or more rebates including joining cleat for fixing and power coating etc. complete all as specified(minimum thickness of powder coating 50 micron). | 600.00 | KG | 628.95 | 682.00 | 409200.00 | 790.00 | 474000.00 | 600.00 | 360000.00 | 360000.00 | SRI LAKSHMI INDUSTRIES
41.00 | S & F of 5.5 mm thick Sheet glass, ordinary quality and glazing with oil putty in square exc 0.5 sq. m in each pane. | 50.00 | SQM | 1385.72 | 1450.00 | 72500.00 | 1000.00 | 50000.00 | 1250.00 | 62500.00 | 50000.00 | HARI ENTERPRISES
42.00 | S & F of 2nd class hardwood plain,solid ,straight ,chowkats, and frames ,wrought,framed rebated on the solid ,rounded or chamfered,put together with glue pinned at joints, supplied and fixed. | .40 | CUM | 99345.22 | 106000.00 | 42400.00 | 135000.00 | 54000.00 | 1300.00 | 520.00 | 520.00 | SRI LAKSHMI INDUSTRIES
43.00 | Supply and fixing of Flush shutters 40 mm thick , particle board core solid core construction and plywood face panels, commercial type on both sides and both faces is covered with decorative face veneer with lipping/frame to match. | 20.00 | SQM | 3838.01 | 4150.00 | 83000.00 | 3800.00 | 76000.00 | 3500.00 | 70000.00 | 70000.00 | SRI LAKSHMI INDUSTRIES
44.00 | S/F of Mortice lock,vertical type, size 100 mm )with four levers, Brass body and fixed . | 10.00 | EACH | 872.62 | 920.00 | 9200.00 | 1080.00 | 10800.00 | 820.00 | 8200.00 | 8200.00 | SRI LAKSHMI INDUSTRIES
45.00 | S/F of 375mm Brass skeleton tower bolts with cast brass plate and staples and rolled or drawn brass bolt and fixed. | 20.00 | EACH | 708.98 | 760.00 | 15200.00 | 650.00 | 13000.00 | 670.00 | 13400.00 | 13000.00 | HARI ENTERPRISES
46.00 | S/F of butt hinges (125mm) cast, brass with mild steel hinge pin,bright polished and fixed but type B-12. | 30.00 | EACH | 311.77 | 330.00 | 9900.00 | 280.00 | 8400.00 | 310.00 | 9300.00 | 8400.00 | HARI ENTERPRISES
47.00 | S/F of Floor door stopper of brass body Overall length of cover plate (140 mm)and tongue, anodised,with hard drawn steel spring,fixed in floor. | 10.00 | EACH | 240.58 | 261.00 | 2610.00 | 260.00 | 2600.00 | 240.00 | 2400.00 | 2400.00 | SRI LAKSHMI INDUSTRIES
48.00 | Supply and fixing of extructed brass handles fabricated and polished of size 150m | 20.00 | EACH | 308.09 | 334.00 | 6680.00 | 350.00 | 7000.00 | 300.00 | 6000.00 | 6000.00 | SRI LAKSHMI INDUSTRIES
49.00 | Material and Labour for French polishing on surfaces of any description, width or girth including cleaning and preparing the surface including a coat of wood filler on new works with two or more coatspolishing. | 50.00 | SQM | 137.37 | 150.00 | 7500.00 | 175.00 | 8750.00 | 135.00 | 6750.00 | 6750.00 | SRI LAKSHMI INDUSTRIES
50.00 | Supply and fixing of Door eye piece made from soilid brass,glass made from HD optical lens offers 200 degree clear view,brass antique fits upto 40mm thick ,22mm dia holes and all compete. | 10.00 | EACH | 600.00 | 500.00 | 5000.00 | 800.00 | 8000.00 | 640.00 | 6400.00 | 5000.00 | P S G CONSTRUCTIONS
51.00 | Supply and Fixing of 600mmx450mm bevelled edge mirror of selected quality glass, mounted on 6mm thick AC building board or commercial plywood and fixed to wooden plugs with chromium plated brass screws and cup washers. | 5.00 | EACH | 637.79 | 650.00 | 3250.00 | 700.00 | 3500.00 | 580.00 | 2900.00 | 2900.00 | SRI LAKSHMI INDUSTRIES
52.00 | S & F of Aluminium(Die cast) Door closer hydraulically regulated, designation No. 3, universal type, suitable for door shutters of 851 to 1000 mm in width and of weight between 61 to 80 kg and fixed | 10.00 | EACH | 1497.30 | 1800.00 | 18000.00 | 1900.00 | 19000.00 | 1450.00 | 14500.00 | 14500.00 | SRI LAKSHMI INDUSTRIES
53.00 | S&F of frame size 65X100mm factory made single extruded WPC(wood polymer composite) solid door/ window/ clerestory window& desertory other frames/chowkat comprising of virgin PVC polymer of k value 58-60(suspension grade), calcium carbonate and natural fiber(wood power)/rice husk/wheat husk and non toxic additives(maximum toxicity index of 12 for 100mgs) fabricated with miter joints after applying PVS solvent cement screwed with full body threaded star headed SS screws having minimum frame density of 750kg/cum, screw withdrawl strength of 2200N (face)&1100N (edge) minimum compressive strength of 58N/mm2, modulus of elasticity 900N/mm2 and resistence to spread of flame of class A category with property of being termite/borer proof,water/moisture proof and fire retardant and fixed in position with MS hold fast/lugs/SS dash fasteeners of required dia and length complete as per direction of engineer-in-charge.(MS hold fast/lugs or SS fasteners shall be paid for separately. | 20.00 | RM | 1200.00 | 1000.00 | 20000.00 | 1200.00 | 24000.00 | 1300.00 | 26000.00 | 20000.00 | P S G CONSTRUCTIONS
54.00 | S&F of 30mm thick factory made single extruded WPC(wood polymer composite) solid plain flush door shutter or required size comprising of virgin polymer of k value 58-60(suspension grade), calcium carbonate and natural fiber(wood power)/rice husk/wheat husk and non toxic additives(maximum toxicity index of 12 for 100mgs) having minimum density of 650kg/cum, screw withdrawl strength of 1800N (face)& 900N (edge) minimum compressive strength of 50N/mm2, modulus of elasticity 850N/mm2 and resistence to spread of flame of class A category with property of being termite/borer proof,water/moisture proof and fire retardant and fixing with stainless steel butt hinges of required size with necessary full body threaded star head counter sunk SS screws,handles,tower bolts etc., all as per direction of engineer-in-charge. | 8.00 | SQM | 3610.00 | 3900.00 | 31200.00 | 4200.00 | 33600.00 | 3700.00 | 29600.00 | 29600.00 | SRI LAKSHMI INDUSTRIES
55.00 | Taking up or down steel tubing 25 or 32 mm dia pipe and connections, including cleaning for refixing or removal to CE(Fy) store. | 50.00 | RM | 46.23 | 45.00 | 2250.00 | 45.00 | 2250.00 | 50.00 | 2500.00 | 2250.00 | HARI ENTERPRISES, P S G CONSTRUCTIONS
56.00 | Taking up or down steel tubing of bore 20mm and connection including cleaning for refixing or removal to CE(Fy) store.(Including all accessories). | 50.00 | RM | 42.11 | 40.00 | 2000.00 | 40.00 | 2000.00 | 50.00 | 2500.00 | 2000.00 | HARI ENTERPRISES, P S G CONSTRUCTIONS
57.00 | cutting chases, pinning in making good to facing where required and pointing in cement mortar 1:3 for water tubing etc., and making good , cutting not exceeding 10cm girth in brick wall. | 50.00 | RM | 58.02 | 90.00 | 4500.00 | 55.00 | 2750.00 | 60.00 | 3000.00 | 2750.00 | HARI ENTERPRISES
58.00 | Supplying and laying of CPVC pipes 32 mm outer diameter SDR 11 & Plain CPVC SDR 11 fittings on walls/ceiling or laying in floors, trenches complete all as specified. | 75.00 | RM | 534.29 | 500.00 | 37500.00 | 500.00 | 37500.00 | 500.00 | 37500.00 | 37500.00 | HARI ENTERPRISES, P S G CONSTRUCTIONS, SRI LAKSHMI INDUSTRIES
59.00 | Supplying and laying of CPVC pipes 20 mm outer diameter SDR 11 & Plain CPVC SDR 11 fittings on walls/ceiling or laying in floors, trenches complete all as specified. | 75.00 | RM | 253.81 | 250.00 | 18750.00 | 280.00 | 21000.00 | 250.00 | 18750.00 | 18750.00 | P S G CONSTRUCTIONS, SRI LAKSHMI INDUSTRIES
60.00 | S & F of PVC 75mm dia( SWR )Pipes single socketed, in any length with rubber ring joints laid in trenches or in floors. | 25.00 | RM | 269.15 | 275.00 | 6875.00 | 300.00 | 7500.00 | 260.00 | 6500.00 | 6500.00 | SRI LAKSHMI INDUSTRIES
61.00 | S & F of PVC (SWR) 110mm dia Pipes single socketed, in any length with rubber ring joints laid in trenches or in wall. | 25.00 | RM | 545.97 | 545.00 | 13625.00 | 650.00 | 16250.00 | 500.00 | 12500.00 | 12500.00 | SRI LAKSHMI INDUSTRIES
62.00 | S & F of PVC (SWR) 160 mm dia Pipes single socketed, in any length with rubber ring joints laid in trenches or in wall. | 100.00 | RM | 1300.00 | 1410.00 | 141000.00 | 1200.00 | 120000.00 | 1400.00 | 140000.00 | 120000.00 | HARI ENTERPRISES
63.00 | Supply and Fixing of PVC (SWR) multi floor trap 75mmwith grating including jointing with solvent cement. | 5.00 | EACH | 460.00 | 499.00 | 2495.00 | 600.00 | 3000.00 | 430.00 | 2150.00 | 2150.00 | SRI LAKSHMI INDUSTRIES
64.00 | M&L for PVC (SWR) gully trap 125/110mm setting and jointing with solvent cement. | 5.00 | EACH | 304.75 | 330.00 | 1650.00 | 390.00 | 1950.00 | 280.00 | 1400.00 | 1400.00 | SRI LAKSHMI INDUSTRIES
65.00 | S & F of PVC Bend with door 75 mm dia any radius, | 5.00 | EACH | 166.75 | 165.00 | 825.00 | 190.00 | 950.00 | 160.00 | 800.00 | 800.00 | SRI LAKSHMI INDUSTRIES
66.00 | S & F of PVC Bend with door 110mm dia any radius, | 5.00 | EACH | 195.50 | 195.00 | 975.00 | 220.00 | 1100.00 | 185.00 | 925.00 | 925.00 | SRI LAKSHMI INDUSTRIES
67.00 | S & F of PVC Tee junction single,with door 110mm dia any radius, | 5.00 | EACH | 631.38 | 580.00 | 2900.00 | 750.00 | 3750.00 | 560.00 | 2800.00 | 2800.00 | SRI LAKSHMI INDUSTRIES
68.00 | S & F of Gun-metal (15mm) , globe or gate valves,with iron wheel head, screwed both ends for iron pipe and fixed. | 5.00 | EACH | 581.27 | 630.00 | 3150.00 | 750.00 | 3750.00 | 520.00 | 2600.00 | 2600.00 | SRI LAKSHMI INDUSTRIES
69.00 | S & F of Gun-metal (25mm) , globe or gate valves,with iron wheel head, screwed both ends for iron pipe and fixed. | 2.00 | EACH | 675.33 | 720.00 | 1440.00 | 830.00 | 1660.00 | 650.00 | 1300.00 | 1300.00 | SRI LAKSHMI INDUSTRIES
70.00 | S & F of 20mm Ball valves set Ball valves high pressure of PTMT with epoxy coated Aluminium rod & highdensity plastic ball screwed for iron pipe and fixed. (Minimum weight 2 0 m m - 2 1 0 g m s | 3.00 | Each | 491.12 | 490.00 | 1470.00 | 500.00 | 1500.00 | 450.00 | 1350.00 | 1350.00 | SRI LAKSHMI INDUSTRIES
71.00 | S & F of 15 mm fancy type bib tap to bore dia of 15 mm pipe standard of PTMT any colour high pressure screwed for iron pipe and fixed. (Minimum weight 15mm-105gms) | 5.00 | EACH | 222.35 | 450.00 | 2250.00 | 200.00 | 1000.00 | 210.00 | 1050.00 | 1000.00 | HARI ENTERPRISES
72.00 | S&F of Rotational moulded polye-thylene water storage tanks (cylindrical verticalwith closed top) hoistedand fixed in position all asspecified(1000 litres) | 3.00 | EACH | 9425.93 | 10227.00 | 30681.00 | 14000.00 | 42000.00 | 10000.00 | 30000.00 | 30000.00 | SRI LAKSHMI INDUSTRIES
73.00 | Supply and fixing of Angle Cock (15mm) with pipe (Jaguar make or suitably equivalent make ). . | 4.00 | EACH | 1425.00 | 1546.00 | 6184.00 | 1500.00 | 6000.00 | 1550.00 | 6200.00 | 6000.00 | HARI ENTERPRISES
74.00 | Supply and fixing of Health faucet cromium plated (ESS YES VICTORIAN" Make or suitably equivalent make). | 4.00 | EACH | 950.00 | 1030.00 | 4120.00 | 1300.00 | 5200.00 | 1000.00 | 4000.00 | 4000.00 | SRI LAKSHMI INDUSTRIES
75.00 | Supply and Fixing of Soap dish fixed with chromium plate brass screws and wooden/plastic cleats (make parryware/Jaguar)or suitably equivalent make | 4.00 | Nos | 955.00 | 1036.00 | 4144.00 | 1050.00 | 4200.00 | 1050.00 | 4200.00 | 4144.00 | P S G CONSTRUCTIONS
76.00 | S & F of Looking Mirror of any size as required at site selected quality glass, mount on 6mm thick AC building board or commercial plywood and fixed to wooden plugs with chromium plated brass. | 4.00 | SQM | 1255.00 | 1300.00 | 5200.00 | 1500.00 | 6000.00 | 1300.00 | 5200.00 | 5200.00 | P S G CONSTRUCTIONS, SRI LAKSHMI INDUSTRIES
77.00 | Supply and fixing of tubular towel rail 20mm D type 60cm long of Barss Chromium plated with and including chromium coated brass screws and wooden /plastic cleats. | 4.00 | EACH | 1003.84 | 900.00 | 3600.00 | 1200.00 | 4800.00 | 900.00 | 3600.00 | 3600.00 | P S G CONSTRUCTIONS, SRI LAKSHMI INDUSTRIES
78.00 | Supply and Fixing of Toilet paper Holder of (Make Jaguar/ ESS ESS/ Parryware) or suitably equivalent make | 4.00 | Nos | 1150.00 | 1200.00 | 4800.00 | 1300.00 | 5200.00 | 1200.00 | 4800.00 | 4800.00 | P S G CONSTRUCTIONS, SRI LAKSHMI INDUSTRIES
79.00 | Supply and fixing of white /coloured EWC complete high or low level flushing cistern and connections to pipes and fixing of chain and pull, or lever ,if PVC valveless syphonic action type, flushing cistern 10 liters capacity ,low level ,white with inlet ball valves ,flot and handle including bracket.(Make:Cera/ Jaquar/ Parrryware/ toto/ Hindware/ Kohler) or suitably equivalent make | 4.00 | EACH | 12000.00 | 13000.00 | 52000.00 | 10000.00 | 40000.00 | 12500.00 | 50000.00 | 40000.00 | HARI ENTERPRISES
80.00 | Supply & fixing of white/coloured, flat back, size 580x450 wash basin.inculding taps,waste, chain and plug and porcelain stopper but including brackets,Wash basins, Vitreous China (flat back or angle back type)any size, including cutting for and pinning in ends of brackets or erecting stand fixed in repair,32 mm Waste fittings, brass,chromium plated for glazed ware sinks, basins, etc.with long screwed shanks and fly-nuts, flange end bedded in red lead cement and other end fixed,15 mm Pillar taps, cast copper alloy, with capstan heads,chromium plated,screwed down high pressure, with or without lettered 'Hot' or 'Cold' with long screwed shanks and fly-nuts,screwed for iron pipe and fixed. (Make:Cera/ Jaquar/ Parrryware/ Toto/ Hindware/ Kohler) or suitably equivalent make | 4.00 | EACH | 5000.00 | 5000.00 | 20000.00 | 5000.00 | 20000.00 | 5100.00 | 20400.00 | 20000.00 | HARI ENTERPRISES, P S G CONSTRUCTIONS
81.00 | Providing and fixing Zebra blinds with fabric Finish with approved texture with top fixing brackets roller chains and finish as required at site | 50.00 | SQM | 1600.00 | 1700.00 | 85000.00 | 1600.00 | 80000.00 | 1700.00 | 85000.00 | 80000.00 | HARI ENTERPRISES
82.00 | Material and labour for applying two coats of internal plastic emulsion paint with one coat primer inculding preparation of surfaces on internal wall of old painted surfaces all complete. | 1200.00 | SQM | 173.54 | 180.00 | 216000.00 | 145.00 | 174000.00 | 160.00 | 192000.00 | 174000.00 | HARI ENTERPRISES
83.00 | Material and labour for applying two coats of internal emulsion paint with one coat primer inculding preparation of surfaces on internal wall of painted new surfaces all complete. | 250.00 | SQM | 164.68 | 170.00 | 42500.00 | 140.00 | 35000.00 | 150.00 | 37500.00 | 35000.00 | HARI ENTERPRISES
84.00 | Complete removal of old treatment on walls. | 1200.00 | SQM | 10.81 | 15.00 | 18000.00 | 20.00 | 24000.00 | 10.00 | 12000.00 | 12000.00 | SRI LAKSHMI INDUSTRIES
85.00 | Material and labour for applying two coat of 3mm thick white cement based wall care putty in walls and as specified in SSR 2020 part-I specification clause 15.19.1 to 15.19.6.4(Make shall be of JK white putty / Birla white wall care putty) or suitably equivalent make. | 1200.00 | SQM | 191.91 | 200.00 | 240000.00 | 160.00 | 192000.00 | 180.00 | 216000.00 | 192000.00 | HARI ENTERPRISES
86.00 | Material and labour for applying two coat of exterior plastic emulsion over the one caot of primer inculding preparation of surfaces on external wall surfaces all complete [MAKE:- ASIAN Paint (Apex Ultima) / NEROLAC (Excel Total), / BERGER (Weather Coat )] or suitably equivalent make. | 600.00 | SQM | 164.68 | 170.00 | 102000.00 | 165.00 | 99000.00 | 150.00 | 90000.00 | 90000.00 | SRI LAKSHMI INDUSTRIES
87.00 | Removal of excavated debris/ rocks exceeding 250m but not exceeding 500m and depositing where directed. | 220.00 | CUM | 857.67 | 750.00 | 165000.00 | 700.00 | 154000.00 | 800.00 | 176000.00 | 154000.00 | HARI ENTERPRISES
88.00 | Removing existing almarhs etc., from the site and positioning to them with lead of 50m . | 1.00 | WJ | 50000.00 | 55000.00 | 55000.00 | 35000.00 | 35000.00 | 50500.00 | 50500.00 | 35000.00 | HARI ENTERPRISES
89.00 | Dismanling of existing 12 feet metal mobile compactor from its position and depositing where directed. | 1.00 | WJ | 25000.00 | 27000.00 | 27000.00 | 25000.00 | 25000.00 | 27000.00 | 27000.00 | 25000.00 | HARI ENTERPRISES
90.00 | Dismanling of existing gas cylinder from its position and depositing where directed. | 1.00 | WJ | 25000.00 | 27000.00 | 27000.00 | 80000.00 | 80000.00 | 24000.00 | 24000.00 | 24000.00 | SRI LAKSHMI INDUSTRIES
91.00 | Hacking out plastering 15CM wide on either side of the crack cutting of 600 V groove,by inserting chicken mesh in the gaps of wall and applying pressure grounting the cracks with PU filler material of reputed company such as (master buliter solution / FOSROC/,Alchemica/ Dr.fixit) or suitably equivalent make and finishe dto the orginal shape as ditected.The crack filling material must be freshly manufactured . | 200.00 | RM | 85.55 | 90.00 | 18000.00 | 150.00 | 30000.00 | 90.00 | 18000.00 | 18000.00 | P S G CONSTRUCTIONS, SRI LAKSHMI INDUSTRIES
92.00 | Supply and fixing of door glazing consisting of 12 mm clear toughened glass [(Saint gobain/Modi make ) or suitably equivalent make ] and fixing with Dorma/Ozone make single leg spider,ceiling/bottom to glass connector,glass to glass connector ,handle,doorset,floor spring,pivot etc,all the necessary fittings up to all height including scaffolding all complete and as per the direction of Engineer-in-charge. | 25.00 | SQM | 12000.00 | 13000.00 | 325000.00 | 12000.00 | 300000.00 | 12200.00 | 305000.00 | 300000.00 | HARI ENTERPRISES
93.00 | Providing and fixing factory made uPVC white color Sliding window Two track made of extruded profiles with wall thickness of 2.3mm (+- 0.2mm). Window profile with hollow section with multi chamber, Frame (60mm x 62mm). sash (42mm x 67mm). Sliding Interlock (One vertical length in each shutters) (45.5mm x 28mm). Glazing bead (24.5mmx 16mm) will he mitered cut and fusion welded at all corners, including drilling of holes for fixing hardware and drainage of water etc.. making arrangement for fixing of hardware. EPDM gasket 1.2 + -0.2mm thick galvanized steel frame (30mm x 21.5mm), Sash (30mm x 18mm), profile to be inserted in required profile, frame will be fixed to the wall with 8mm x 100mm long fasteners. Hardware : [Touch Lock of zinc alloyed (white powder coated), steel roller system including 5mm thick glazing with selected quality glass, aluminum track on bottom rail for two track sliding frame, wool pine for Sliding sash and interlock.] (Note: The unit rate quoted by contractor excludes cost of glass and includes all other connected accessories. Net opening will be measured for payment purpose) (A) Area not exceeding 2.00 sqm | 30.00 | SQM | 10748.88 | 11000.00 | 330000.00 | 8800.00 | 264000.00 | 9500.00 | 285000.00 | 264000.00 | HARI ENTERPRISES
94.00 | Providing and fixing factory made uPVG white colour Sliding window Three track made of extruded profiles with wall thickness of 2.3mm (+ -0.2mm). Window profile with hollow section with multi chamber. Frame (88mm x 52mm), sliding sash (42mm x 67mm). Sliding mesh Sash (42mm x 57mm) Sliding interlock (One vertical length in each shutters) (45.5mm x 28mm), Glazing bead (24.5mm x 16mm) will be miterd cut and fusion welded at all corners, including drilling of holes for fixing hardware and drainage of water etc., making arrangement for fixing of hardware. EPDM gasket, 1.2+ -0.2mm thick galvanised steel Frame (30mm x 18mm) 2 nos, sliding sash (30mm x 18mm), sliding mesh sash (26mm x 10mm) profile to be inserted in required profile, frame will be fixed to the wall with 8mm x 100mm long fasteners, Hardware [Touch Lock of zinc alloyed (white powder coated), steel roller system. Stainless steel wire cloth 0.36mm nominal dia of wire and average width of aperture 1.40mm and required accessories. (Note: The unit rate quoted by contractor excludes cost of glass and includes all other connected accessories. Net Opening will be measured lor payment purpose. Area exceeding 2.00 sqm each | 20.00 | SQM | 11065.82 | 11500.00 | 230000.00 | 8600.00 | 172000.00 | 9800.00 | 196000.00 | 172000.00 | HARI ENTERPRISES
95.00 | Supply and Fixing of ACP panels of wooden finish/dark colour finish with necessary aluminium frame work as approved ans as directed. | 150.00 | SQM | 8500.00 | 9100.00 | 1365000.00 | 7300.00 | 1095000.00 | 8800.00 | 1320000.00 | 1095000.00 | HARI ENTERPRISES
96.00 | Material and Labour for Formwork to flat faces of walls,retaining walls, abutments,parapets and staircase railings and similar work including attached pillasters, buttresses,etc.; vertical or to batter. | 450.00 | SQM | 567.58 | 615.00 | 276750.00 | 470.00 | 211500.00 | 510.00 | 229500.00 | 211500.00 | HARI ENTERPRISES
97.00 | M & L for R.C.C, M20, 20mm graded aggregate in Walls, retaining walls,basement walls, ballast walls and the like; any thickness; above top of footings; including attached pilasters and buttresseswalls. | 35.00 | CUM | 8944.59 | 9500.00 | 332500.00 | 7700.00 | 269500.00 | 8000.00 | 280000.00 | 269500.00 | HARI ENTERPRISES
98.00 | Supply and fixing of mild steel reinforcement deformed or twisted bars 10mm dia and over including bending, cranking, hooking and tieing with mild steel wire not less than 0.90mm dia. | 6000.00 | KG | 94.15 | 102.00 | 612000.00 | 120.00 | 720000.00 | 92.00 | 552000.00 | 552000.00 | SRI LAKSHMI INDUSTRIES
99.00 | Supply and fixing of mild steel reinforcement TMT bars 6mm dia to 8 mm dia including bending, cranking, hooking and tieing with mild steel wire not less than 0.90mm dia. | 2100.00 | KG | 97.23 | 105.00 | 220500.00 | 122.00 | 256200.00 | 95.00 | 199500.00 | 199500.00 | SRI LAKSHMI INDUSTRIES
100.00 | Supply and application of seamless Polyurethane (PU) based elastomeric coating exposable to atmosphere. The work consisting a) Supply & Application of PU based primer minimum of 100gms per SQM b) Supply & application of seamless PU based elastomeric coating over a primer coat to achieve a thickness of 1.50mm DFT in two coats, with an application rate of minimum 2.1 kg/Sq.M, having minimum solid content(ASTM 836) of more than 85% and elongation also more than 400% c) Supply & application of Protective UV top coat @ 0.25 kg/sq.m (The Contractor Shall use the material from the reputed manufacturers such as [" Master Builders Solution"/ "MYK Arment"/ Dr. Fixit"/ ,Alchimica"/ "Bostic / "Tecnopol"] (or) Suitably Equivalent make as approved by EIC). | 300.00 | SQM | 1100.00 | 900.00 | 270000.00 | 1200.00 | 360000.00 | 1030.00 | 309000.00 | 270000.00 | P S G CONSTRUCTIONS
101.00 | Supply and providing of notice board/pin up board with 12 mmm soft board covered with fabric of approved colour aluminium frame. | 15.00 | SQM | 4500.00 | 5000.00 | 75000.00 | 4300.00 | 64500.00 | 4600.00 | 69000.00 | 64500.00 | HARI ENTERPRISES
102.00 | Supply and Fixing of 10 mm thick Toughned glass as in hinged doors, partitions automatic doors and similar work including cutting to shape, drilling holes required. | 110.00 | SQM | 2920.87 | 3100.00 | 341000.00 | 4500.00 | 495000.00 | 2600.00 | 286000.00 | 286000.00 | SRI LAKSHMI INDUSTRIES
103.00 | Supply and Fixing of 12 mm thick coloured Tinted glass as in hinged doors, partitions automatic doors and similar work including cutting to shape, drilling holes required. | 12.00 | SQM | 3100.00 | 3300.00 | 39600.00 | 8000.00 | 96000.00 | 3200.00 | 38400.00 | 38400.00 | SRI LAKSHMI INDUSTRIES
104.00 | Providing and fixing of glass film stickering of generic land scape any scenery /digital etc as approved and as directed with warranty as permanufacturerer specification and instruction | 100.00 | SQM | 1550.00 | 1650.00 | 165000.00 | 1500.00 | 150000.00 | 1600.00 | 160000.00 | 150000.00 | HARI ENTERPRISES
105.00 | Supply and fixing of SS rolling shutter made up of 1.0mm slat,SS grade 304,corrugated with U or box type guide,bottom with angle stiffner ,side bracket SS bottom,finshing buffing/matt/natural SS finish,motorised and all completed. | 10.00 | SQM | 8500.00 | 9000.00 | 90000.00 | 8500.00 | 85000.00 | 8600.00 | 86000.00 | 85000.00 | HARI ENTERPRISES
106.00 | Providing and laying of Autoclaved aerated concrete(AAC) blocks masonry of approved sizes with grade -I AAC blocks of density 551 to 650 Kg/CUM conforming to IS:2185(part-3) in super structure above plinth level uptoin CM1:4.The rate inculded providing and placing in postion 2 nos 6mm MS bars at every third course of masonry work. | 55.00 | CUM | 11000.00 | 11500.00 | 632500.00 | 10800.00 | 594000.00 | 11050.00 | 607750.00 | 594000.00 | HARI ENTERPRISES
107.00 | Supply fabrication and installation of soilid surface( korean top) slab 12mm thgickness of marble finish as approved with all necessary curvature and pattern as required and directed. | 5.00 | SQM | 12500.00 | 13000.00 | 65000.00 | 11000.00 | 55000.00 | 12450.00 | 62250.00 | 55000.00 | HARI ENTERPRISES
108.00 | Supply and Fixing of 65' 4 K ultra HD AI smart TV LED TV and necessary accessaries all complete. | 2.00 | Nos | 100000.00 | 110000.00 | 220000.00 | 100000.00 | 200000.00 | 100500.00 | 201000.00 | 200000.00 | HARI ENTERPRISES
109.00 | Supply and Fixing of finger print scanner/sensor,rugged optical sensors,higher user capacity,authenlication modes ,lower error rate FRR< 0.01%, FAR <0.001% comminication modes:tCP/IPO connectivity,operating temperature 0-50 degree celcius ,In built bateery back up to 15 hes with out UPS,identifcation time lesss than 2 second(90% of cases) and compliance with relavant standarad(ISO/IE 19794) suitable for to attach to wooden/metal/glass door complte. | 2.00 | Nos | 15000.00 | 16200.00 | 32400.00 | 20000.00 | 40000.00 | 14500.00 | 29000.00 | 29000.00 | SRI LAKSHMI INDUSTRIES
110.00 | a)Supply of Addressable fire alarm Panel which consists of display board which will have 160 Character Display with Touch key pad, Mother board which will have CORTEX 32 Bit Processor, Inbuilt RS-485 Networking Circuit for peer to peer networking, Inbuilt USB 2.0 Port for upload and download the Configuration tools, Two inbuilt programmable inputs, Two inbuilt NAC's, and Three Programmable Relays, and 4 Loop Card circuits. power Supply Board which will have SMPS fully protected board, which its operates on 120 to 220V AC ± 10% with 50/60 Hz, battery backup 24V DC with built-in charger. the panel have IP-50 rating Optional: for BMS integration MODBUS converter, Graphical Software, Software for TCP/IP Module, provision for Auto dialler Approval UL Listed, Make: Ravel or suitably equivalent make b) Supply of Loop Card which will have 254 devices of both detectors and modules in a single line circuit, SLC supports both Class A and Class B wiring Approval: UL Listed, Make: Ravel or suitably equivalent make c)Supply of Addressable Active Repeater Panel which consists of display board which will have 160 Character Display with Touch key pad, Mother board which will have CORTEX 64 Bit Processor, Inbuilt RS-485 Networking Circuit for peer to peer networking, and One Fire Relays, power Supply Board which will have SMPS fully protected board, which operates on 120 to 220V AC ± 10% with 50/60 Hz, battery backup 24V DC with built-in charger. the panel have IP-50 rating - Make: Ravel or suitably equivalent make d) Supply of Addressable Multi Sensor - Heat Cum Smoke detector with base with Binary coded address setting. Dual LED’s for 360° visibility. Sleek low-profile housing design. Regular 100mm base. IP Rating : IP - 42. Approval: UL Listed, Make: Ravel or suitably equivalent make e)Supply of Fault isolator Base capable of monitoring shorted loop circuit and automatically restore communications when shorted conditions are corrected - Make: Ravel or suitably equivalent make 03.02.15 Updated Model No f) Supply of Conventional type Horn wall mounted type rated at 100 dBA @ 1m for Audible annunciation - Make: Ravel or suitably equivalent make Note: Need to Connect with Addressable Control Module g)Supply of Addressable Control Module for monitoring the field devices. Binary Coding Setting - Approval: UL Listed, Make: Ravel or suitably equivalent make. Note: Need to connect with Sounder as External Power Supply required. h)Supply of Addressable Manual Call Point - Resettable type - with back box with Binary coded address setting with Status LED for 360° visibility - IP:50 Rating - Make: Ravel or suitably equivalent make i)Supply of Addressable Relay Module with Non Supervised Dual potential free contacts.Shall have Binary Coded Dip Switch address settings,Shall have an LED indiaction for normal and active modes Approval: UL Listed, Make: Ravel or suitably equivalent make j)Supply of Fault isolator Module capable of monitoring shorted loop circuit and automatically restore communications when shorted conditions are corrected - Make: Ravel or suitably equivalent make k)Supply of 24VDC Power Supply with 2 amp rating,shall provide the supplies to Beam detector/Conventional Sounders/Strobe,Shall have LED indications for Power supply ON,battery Fail,Battery Charging etc,Shall have inbuilt battery charging circuit, l)Supply of Response indicator for all detectors located above false ceiling - Make: Ravel or suitably equivalent make m)supply and laying of 2C 1.5 Sq.m Armoured FRLS cable screend cable n)suply and fixing of 100*100*150 Red colour metal box | 600.00 | SQM | 1600.00 | 1700.00 | 1020000.00 | 2200.00 | 1320000.00 | 1550.00 | 930000.00 | 930000.00 | SRI LAKSHMI INDUSTRIES
111.00 | Supply and laying suppression system consisting of 1.180 Ltrs. Cylinder Assembly Valve2.Sapphire FK-5-1-12 Agent Per KG 3.Sapphire FK-5-1-12 Agent Per KG 4.Low Pressure Switch - Optional 5.Low Pressure Switch - Optional 6.Low Pressure Switch 7.2" Flexible Discharge Hose 8.Electric Accuator Shipping Assembly 9.Electric Accuator Shipping Assembly 10.Pneumatic Actuator Shipping Assembly 11.Local Manual Acctuator12.Switch,Pressure,DPST, Weather Proof(2-3/4" Outlets) Latching 13.Manifold Check Valve 2" 14.Nozzle, Brass, Drilled 15.Warning Plate for Inside Room 16.Warning Plate for Outside Room 18.Actuation Hose,Swivel Stainless braided,24",1/4" Female 16.Male Straight Connector.7/16 x 20 x 1/4" NPT 17.Male Elbow,7/16 x 20 x 1/4" NPT 18.Male Elbow,7/16 x 20 x 1/4" NPT 19.Male Elbow,7/16 x 20 x 1/4" NPT 20.Male Elbow,7/16 x 20 x 1/4" NPT 21.Male Tee,7/16 x 20 x 1/4" NPT 22.Manual Abort Switch 23.Horn cum Strobe 24.Zone Conventional Gas Release Panel with Battery 25.Smoke / Multi Detector with base 26.Smoke / Multi Detector with base 27. Back box 28. Response Indicator. | 200.00 | SQM | 17500.00 | 18500.00 | 3700000.00 | 21000.00 | 4200000.00 | 18500.00 | 3700000.00 | 3700000.00 | P S G CONSTRUCTIONS, SRI LAKSHMI INDUSTRIES
112.00 | Supply and Fixing of NEWLINE or suitably equivalent make, Interactive Display TT 9823QA 98" 4K Zero Bonding Touch Technology, EDLA Certified witrh Google Playstoree 20W+20W = 40 watts speaker. Android 13, 8GB RAM, 64 GB ROM Expandable 320 GB Octa core Processpor, Newline or suitably equivalent make Casting, Newline Broad or suitably equivalent make Casting Display Management plus & Teach Infinity 2 White Board with recording software for windows. | 1.00 | EACH | 436600.00 | 495000.00 | 495000.00 | 525000.00 | 525000.00 | 438000.00 | 438000.00 | 438000.00 | SRI LAKSHMI INDUSTRIES
113.00 | Supply and Fixing of Newline or suitably equivalent make OPS Model WB5A130W 15 10TH gen 8GB RAM 1 TB SSD | 1.00 | EACH | 35046.00 | 38000.00 | 38000.00 | 44000.00 | 44000.00 | 35200.00 | 35200.00 | 35200.00 | SRI LAKSHMI INDUSTRIES
114.00 | Supply and Fixing of Custom made heavy floor mount for 98" display | 1.00 | EACH | 33748.00 | 36600.00 | 36600.00 | 42000.00 | 42000.00 | 34000.00 | 34000.00 | 34000.00 | SRI LAKSHMI INDUSTRIES
115.00 | Supply and Fixing of Yealink or suitably equivalent make camera UVC86 | 1.00 | EACH | 247800.00 | 268000.00 | 268000.00 | 28800.00 | 28800.00 | 248000.00 | 248000.00 | 28800.00 | HARI ENTERPRISES
116.00 | Supply and Fixing of Yealink or suitably equivalent make video conference microphone | 4.00 | EACH | 35400.00 | 38400.00 | 153600.00 | 39000.00 | 156000.00 | 35000.00 | 140000.00 | 140000.00 | SRI LAKSHMI INDUSTRIES
117.00 | Supply and Fixing of Yealink or suitably equivalent make M Speaker 2 | 4.00 | EACH | 34220.00 | 37000.00 | 148000.00 | 41080.00 | 164320.00 | 34400.00 | 137600.00 | 137600.00 | SRI LAKSHMI INDUSTRIES
118.00 | Supply and Fixing of Yealink or suitably equivalent make Roomcast WPP30 | 1.00 | EACH | 66080.00 | 71700.00 | 71700.00 | 78000.00 | 78000.00 | 66200.00 | 66200.00 | 66200.00 | SRI LAKSHMI INDUSTRIES
119.00 | Supply and Fixing o fNet gear switch | 1.00 | EACH | 11800.00 | 12800.00 | 12800.00 | 13000.00 | 13000.00 | 11900.00 | 11900.00 | 11900.00 | SRI LAKSHMI INDUSTRIES
120.00 | Supply and Fixing of USB 20 mtrs. 3.0 V active cable | 1.00 | EACH | 10773.40 | 11680.00 | 11680.00 | 12700.00 | 12700.00 | 11000.00 | 11000.00 | 11000.00 | SRI LAKSHMI INDUSTRIES
121.00 | Installation, testing, commissioning, product demo and support for interactive display systems. | 1.00 | EACH | 11800.00 | 12800.00 | 12800.00 | 13300.00 | 13300.00 | 12000.00 | 12000.00 | 12000.00 | SRI LAKSHMI INDUSTRIES
122.00 | Supply and Fixing of 20 OZ tile carpet size 500X500 mm {make:Interface/TOLI/Shaw} or suitably equivalent make.. | 140.00 | SQM | 2200.00 | 2380.00 | 333200.00 | 2890.00 | 404600.00 | 2500.00 | 350000.00 | 333200.00 | P S G CONSTRUCTIONS
123.00 | Supply and Fixing of 25mm thick BWP grade plywood as selected/approved and directed by EIC | 15.00 | SQM | 3000.00 | 3255.00 | 48825.00 | 3900.00 | 58500.00 | 3050.00 | 45750.00 | 45750.00 | SRI LAKSHMI INDUSTRIES
124.00 | Supply and Fixing of Decorative laminate0.90mm thick type 1 of surface finish, colour and pattern as approved, fixed with approved adhesive as per manufacturer's instructions | 20.00 | SQM | 1397.71 | 1516.00 | 30320.00 | 1750.00 | 35000.00 | 1400.00 | 28000.00 | 28000.00 | SRI LAKSHMI INDUSTRIES
125.00 | Supply and Fixing of laser cut 4 mm MS plate with powder coating of desired pattern and design as directed by EIC | 15.00 | SQM | 10000.00 | 10850.00 | 162750.00 | 13000.00 | 195000.00 | 10200.00 | 153000.00 | 153000.00 | SRI LAKSHMI INDUSTRIES
126.00 | M & L for 25mm thick granite (of any type) work (table rubbed and olished) in steps, jambs, pillars, window cills, cooking platforms and like in cement mortar (1:4) including pointing in white cement (1:2) using marble dust with admixture of pigment to match with shade of granite. | 5.00 | SQM | 6136.64 | 5500.00 | 27500.00 | 5500.00 | 27500.00 | 5500.00 | 27500.00 | 27500.00 | HARI ENTERPRISES, P S G CONSTRUCTIONS, SRI LAKSHMI INDUSTRIES
127.00 | Material and labour for making nosing /Rounding to edges of Granite stone slabs one edge, such as in steps, platform, skirts, and othersimilar situations complete as direction by EIC. | 6.00 | RM | 130.00 | 141.00 | 846.00 | 180.00 | 1080.00 | 150.00 | 900.00 | 846.00 | P S G CONSTRUCTIONS
128.00 | Supply and Fixing of Stainless steel sink with draining board, made out of 1.00mm thick sheet for kitchen or laboratory with plug, washers waste pipe, cast iron cantilever brackets, connecting union overall size 915mmx460mm with bowl size 410mm x 330mm x 160mm complete all as directed by EIC. | 1.00 | Each | 5182.05 | 6100.00 | 6100.00 | 6000.00 | 6000.00 | 4800.00 | 4800.00 | 4800.00 | SRI LAKSHMI INDUSTRIES
129.00 | Supply and Fixing of Precast SRFC manhole covers with frame complete all as directed by EIC. | 3.00 | SQM | 4500.00 | 5000.00 | 15000.00 | 5650.00 | 16950.00 | 4650.00 | 13950.00 | 13950.00 | SRI LAKSHMI INDUSTRIES
130.00 | Supply and fixing of Framed work such as grills, gratings, etc.. with ends of bars shouldered and/or riveted, or forged into spikes; framed guard bars; barred iron doors; ladders; framed balusters; walk ways; railings; framework of water tanks and similar work conforming to Fe.290.Gde-E-165. | 950.00 | KG | 189.59 | 200.00 | 190000.00 | 180.00 | 171000.00 | 170.00 | 161500.00 | 161500.00 | SRI LAKSHMI INDUSTRIES
131.00 | Supply and Installation of RECTA WORKSTATIONS - 1200W x 600D Providing and placing "UPBEAT"desk based modular workstation with System ht 1200 mm. PARTIAL SCREENS: Fabric T- mould, 19mm thk Screen of 450mm ht. mounted on Studs. "PARTIAL SCREENS: 8mm thk Laminated glass marker screen of 450mm ht. mounted on Studs. LEGS: Providing metal powder coated Cello leg / Cube leg. Legs are for standard workstation height of 750mm. UNDERSTRUCTURE: Comprising of metal powder coated cross connectors between legs and legs. Made up of metal powder coated finish and the entire assemply is fixed to the worktop. WIRE MANAGEMENT: - For vertical wiremenagement, Shared legs / wire risers with cover are considere. For horizontal wiremanagement - Wire Tray with integrated power box. Switch plate of (8+3 Anchor Roma) module is considered for Power and Data points. WORKSURFACE - Out of 25 mm thk prelam particle board with flat pvc lipping edge banding of size 1050W x 600D / 1200W x 600D / 1500W x 600D. "MODESTY : Metal modesty: Lazer cut perforated Metal modesty Modesty terminates at 400 mm from ground." The product should be certified by GreenGuard, BIFMA Level 2, IAQ Gold, GreenPro & GRIHA (Make:Godrej Interio or suitably Equivalent make) | 52.00 | EACH | 27907.00 | 30000.00 | 1560000.00 | 34000.00 | 1768000.00 | 28100.00 | 1461200.00 | 1461200.00 | SRI LAKSHMI INDUSTRIES
132.00 | Supply and installation of CABIN TABLE - Main table - 1650W X 750D Providing and placing "UPBEAT"desk based modular workstation with worktop ht - 750 mm. LEGS: Providing metal powder coated Cello leg / Cube leg. Legs are for standard workstation height of 750mm. UNDERSTRUCTURE: Comprising of metal powder coated cross connectors between legs and legs. Made up of metal powder coated finish and the entire assemply is fixed to the worktop. WIRE MANAGEMENT: - Standalone power box with wire riser have been considered. Access flap will be provided. Switch plate of (8+3 Anchor Roma) module is considered for Power and Data points. "MODESTY : Metal modesty: Lazer cut perforated Metal modesty Modesty terminates at 400 mm from ground." WORKSURFACE - Out of 25 mm thk prelam particle board with flat pvc lipping edge banding of size 1650W X 750D Note: All legs have levelling screws for adjustment in case of Uneven floor to take care of +/- 50 mm of uneven flooring. The product should be certified by GreenGuard, BIFMA Level 2, IAQ Gold, GreenPro & GRIHA (Make:Godrej Interio or suitably Equivalent) | 4.00 | EACH | 34753.36 | 37000.00 | 148000.00 | 42000.00 | 168000.00 | 35200.00 | 140800.00 | 140800.00 | SRI LAKSHMI INDUSTRIES
133.00 | Providing, supplying and placing of Mid Back Chair. SEAT ASSEMBLY: The seat is made up of 1.5±0.1 cm thick hot-pressed plywood upholstered with fabric and moulded polyurethane foam. SEAT SIZE: 51.8cm (W) x 49.7cm (D) BACK ASSEMBLY: The Back is injection moulded in glass filled Polypropylene which is 2 upholstered with Mesh fabric. The back consist of adjustable Lumbar support made of injection moulded Polypropylene having an adjustment of 5.0 10.1 cm. BACK SIZE: 47.9 cm(W) x 66.9 cm (H) HIGH RESILIENCE (HR) POLYURETHANE FOAM: The HR polyurethane seat foam is moulded with density 45+/-2 kg/m and hardness 14 ± 2 kgf as per IS:7888 for 25% compression. ARMRESTS (ADJUSTABLE):The height adjustable armrest is made of Polypropylene and can be adjusted to 6.010.1cm height it also has swivel and To and Fro adjustment with moulded PU armtop ACTIVE BIO-SYNCHRO MECHANISM: The adjustable tilting mechanism is designed with the following features 360° revolving type Front-pivot for tilt with feet resting on ground & continuous lumber support ensuring more comfort Till tension adjustment can be operated in seating position 5 position Tilt limiter giving option of variable sit angle to the chair Seat/back tilting ratio of 1:2 The mechanism housing is made up of HPDC Aluminium & black powder coated (DFT 40 to 60 micron) PNEUMATIC HEIGHT ADJUSTMENT: The pneumatic height adjustment with an adjustment stroke of 10.0±0.3cm. PEDESTAL ASSEMBLY: The pedestal is injection moulded in black 30% glass-filled Nylon and fitted with 5 nos. twin wheel castors. The pedestal pitch-center dia is 166.1±0.5 cm.(76.1 ± 1.0 cm. with castors). TWIN WHEEL CASTORS: The twin wheel castors are Injection moulded in black Polyamide having 6.01 0.1cm wheel Diameter. WIDTH (W) - 76.0cm DEPTH (D) - 76.0cm HEIGHT (H) - 95.5 cm- 105.5cm SEAT HEIGHT - 43.5 - 54.0cm The product should be certified by GreenGuard Gold, BIFMA Level 2, IAQ Gold, GreenPro( Make:Godrej Interio or suitably Equivalent make] | 60.00 | EACH | 16043.28 | 17000.00 | 1020000.00 | 19300.00 | 1158000.00 | 17000.00 | 1020000.00 | 1020000.00 | P S G CONSTRUCTIONS, SRI LAKSHMI INDUSTRIES
134.00 | Providing, supplying and placing of Mid Back Chair. SEAT/BACK ASSEMBLY: The seat is made up of 1.2 ± 0 1cm thk. hot pressed plywood measured.The Back is made up of injection mould d glass filled nylon & upholstered using Quitted Leatherette fabric SEAT SIZE : 47.0 cm (W) x 51.5 cm (D) BACK SIZE : 45.0 cm. (W) x 65.3 cm. (H) HIGH RESILIENCE (HR) POLYURETHANE FOAM: The HR polyurethane seat foam is moulded with density 45+/-2 kg/m° and hardness 16 ± 2 kgf as per IS:7888 for 25% compression ARMRESTS : The adjustable armrest is designed with the following features • Up-Down adjustment- 8 steps (8.0±0.Scm range) • Height adjustable armrest structure which is Chrome plated & fitted with an armrest top. •Fixed Armrest Top is PU moulded over metal insert. LUMBAR SUPPORT ASSEMBLY: The Lumbar support consists of polypropylene pad with moulded polyurethane foam & covered with polyester fabric. The Height of Lumbar pad can be adjusted through two projecting knobs provided on the rear side of the pad. Lumbar pad has an adjustment of 8.0 ± 0.5 cm in height.FRONT PIVOT SYNCHRO MECHANISM: The adjU5 td ble tilting mechanism is designed with the following features. • 360° revolving type. • Single point control. • Front-pivot for tilt with feet resting on ground ensuring more comfort. • Tilt tension adjustment • 4-position locking with anti-shocK feature. • Seat/back tilting ratio of 1.2 Pneumatic Height Adjustment : The pneumatic height adjustment has adjustment stroke of 10.0±0.3 PEDESTAL ASSEMBLY : The pedestal is fabricated from 0.2 ± 0.02 cm thick HR sheet, chrome plated and assembled with injection moulded black polypropylene hub cap and 5 nos. twin wheel castors. The pedesta! is 66.0+0 Scm. Pitch-center dia. (76.0±1.0 cm with castors). TWIN WHEEL CASTORS: The twin wheel castors are injection moulded in black Nylon. Width: 76.1cm Depth: 76.1cm Height: 98.0-108.0cm Seat Height: 45.5-55.5cm The product should be certified by BIFMA Level 2, IAQ Gold, GreenPro (Make:Godrej Interio or suitably Equivalent make) | 4.00 | EACH | 18719.52 | 200000.00 | 800000.00 | 23500.00 | 94000.00 | 19200.00 | 76800.00 | 76800.00 | SRI LAKSHMI INDUSTRIES
135.00 | supplying and placing in position Main Table,ERU & pedestal of the following specifications. 1800x2100x750 Primary Work Surface Made of 25mm thick MDF one side pre-laminate board confirming to IS-14587:1998 with 0.4mm PVC membrane pressed on to top Soft closing access flap with in-build power box are provided on work surface for wire management Secondary Work Surface Made of 25mm thick MDF one side pre-laminate board confirming to IS-14587:1998 with 0.4mm PVC membrane pressed on to top. Modesty Panel Made of 25mm thick MDF one side pre-laminate board confirming to IS-14587:1998 with 0.4mm PVC membrane pressed on to top. Under structure Made of 25mm Thick Pre-laminated twin board of E1-P2 grade and approved shade confirming to IS-12823:1990, Edge banded with matching 2 mm thick PVC lipping. Integrated Pedestal Made of 25mm Thick Pre-laminated twin board of E1-P2 grade and approved shade confirming to IS-12823:1990, Edge banded with matching 2 mm thick PVC lipping. Drawer fronts made of 25mm thick MDF one side pre-laminate board confirming to IS-14587:1998 with 0.4mm PVC membrane pressed on to top Pedestal construction is BOX-BOX-FILE type which Uses powder coated 400 MM long metal Panel Drawer Slides. Drawer extension is 325 MM. Drawers have a soft closing & anti slam mechanism. Handles are provided for ease of opening. Pedestals are provided with lock for security. The product should be certified by GreenGuard, IAQ Gold, GreenPro & GRIHA (Make:Godrej Interio or suitably Equivalent make ) | 2.00 | EACH | 112812.72 | 125000.00 | 250000.00 | 126500.00 | 253000.00 | 114000.00 | 228000.00 | 228000.00 | SRI LAKSHMI INDUSTRIES
136.00 | Supplying and placing in position Back unit of the following specifications.1650x500x1100 Top Panel-Made of 25mm thick MDF one side pre-laminate board confirming to IS-14587:1998 with 0.4mm PVC membrane pressed on to top. Slide Door Unit-Made of 25mm Thick Pre-laminated twin board of E1-P2 grade and approved shade confirming to IS-12823:1990, Edge banded with matching 2 mm thick PVC lipping for body panels like side, bottom,back and shelves. Shutters are made of 25mm thick MDF one side pre-laminate board confirming to IS-14587:1998 with 0.4mm PVC membrane pressed on to top. Shutters have a soft closing & anti slam mechanism. Handles are provided for ease of opening.Storage is provided with lock for security The product should be certified by GreenGuard, IAQ Gold, GreenPro & GRIHA (Make:Godrej Interio or suitably Equivalent make) | 2.00 | EACH | 73721.68 | 80000.00 | 160000.00 | 88000.00 | 176000.00 | 74800.00 | 149600.00 | 149600.00 | SRI LAKSHMI INDUSTRIES
137.00 | Providing, supplying and placing of High Back Chair. SEAT/BACK ASSEMBLY : The Cushioned seat should be made of Injection molded Plastic outer & inner. Plastic Inner should be upholstered with pure leather and moulded High Resilience (HR) Polyurethane foam of Density 45±2 kg/m3,and hardness load 16 ± 2 kgf for 25% compression.The Cushioned back should be made of PU Foam with insitu molded MS E.R.W Round Tube of size 1.9±0.03cm x 0.16 ±0.0128cm. It upholstered with Pure Leather. Seat SIZE : 47.6 cm. (W) x 49.2 cm. (D) BACK SIZE : 47.5 cm. (W) x 77 cm. (D) ARMRESTS: The armrest top should be moulded from polyurethane(PU), upholstered in pure leather and mounted on to a drop lift adjustable type tubular armrest support made of 03.81±0.03 cm x 0.2±0.01 cm thk M.S E.R.W tube having chrome plated finish.The armrest height adjustable up to 6.5±0.5cm in 5 steps. ACTIVE BIO-SYNCHRO MECHANISM: The adjustable tilting mechanism should be designed with the following features: • 360° revolving type. • Front-pivot for tilt with feet resting on ground and continuous lumbar support ensuring more comfort. • Tilt tension adjustment can be operated in seating position. • 5-position Tilt limiter giving option of variable tilt angle to the chair. • Seat/back tilting ratio of 1: 2 • The mechanism housing should be made up of HPDC Aluminium black powder coated. SEAT DEPTH ADJUSTMENT: Seat depth adjustment should be integrated in the seat through a sliding mechanism. Seat depth adjustment range should be of 6.0±0.5 cm. ADJUSTABLE BACK SUPPORT: Back Frame should be connected to the Up/Dn mechanism housed in Plastic T spine. It can be adjusted in the range of 7.42±0.5 cm for the comfortable back support to suit individual need. PNEUMATIC HT. ADJUSTMENT: The pneumatic height adjustment has an adjustment stroke of 10.0±0.3 cm. PEDESTAL ASSEMBLY The pedestal should be High Pressure Die cast polished Aluminium and fitted with 5 nos. twin wheel castors. The pedestal should be 65.0 ± 0.5cm. pitch-center dia.(75.0 ± 1.0cm. With castors.) TWIN WHEEL CASTORS:The twin wheel castors should be injection moulded in Black Polypropylene. Overall Dimensions of Chair Seat Height -44.5 to 54.5 cm. Height -114.0-131.5 cm. Width & Depth of Chair as measured from base - Width-76.1 cm and Depth-76.1 cm The product should be certified by GreenGuard Gold, BIFMA Level 2, IAQ Gold, GreenPro & GRIHA (Make:Godrej Interio or suitably Equivalent make ) | 2.00 | EACH | 55024.58 | 59000.00 | 118000.00 | 64890.00 | 129780.00 | 56200.00 | 112400.00 | 112400.00 | SRI LAKSHMI INDUSTRIES
138.00 | Providing, supplying and placing of Visitor Chair.SEAT/BACK ASSEMBLY : The Cushioned seat should be made of Injection molded Plastic outer & inner. Plastic Inner should be upholstered with pure leather and moulded High Resilience (HR) Polyurethane foam of Density 45±2 kg/m3,and hardness load 16 ± 2 kgf for 25% compression.The Cushioned back should be made of PU Foam with insitu molded MS E.R.W Round Tube of size 1.9±0.03cm x 0.16 ±0.0128cm. It upholstered with Pure Leather. Seat SIZE : 47.6 cm. (W) x 49.2 cm. (D) BACK SIZE : 46.5 cm. (W) x 59.5 cm. (D) Visitor TUBULAR FRAME: The tubular frame should be cantilever type and made of Ø2.54± 0.03 cm X 0.02 ± 0.016cm thick SS 202 tube. The back should be connected to frame through chrome plated high pressure die case connector piece. Overall Dimensions of Chair Seat Height -46.2 cm. Height -98.2 cm. Width & Depth of Chair as measured from base - Width-60.9 cm and Depth-64.7 cm The product should be certified by GreenGuard Gold, BIFMA Level 2, IAQ Gold, GreenPro & GRIHA (Make:Godrej Interio or suitably Equivalent make) | 6.00 | EACH | 39200.78 | 42000.00 | 252000.00 | 47890.00 | 287340.00 | 40400.00 | 242400.00 | 242400.00 | SRI LAKSHMI INDUSTRIES
139.00 | Supplying and placing in position Main Table of the following specifications.2400 x 900 x 740 MAIN WORKTOP :Made of 43mm Thick (±1) combination of MDF and particle board with top veneer facecoated with clear lacquer. All edges are edge banded with matching 1mm thick veneerlipping. LEATHER PAD:Made of 18mm Thick (±1) MDF with Leatherette wrapped around top surface. Thisleather pad is fixed to main top panel. DRAWER UNIT:Top panel and drawer unit modesty panel is made of 43mm Thick (±1) combination ofMDF and particle board with top veneer face coated with clear lacquer. All thicknessedges are edge banded with matching lipping. Remaining construction is of 18mm Pre-laminated twin board (PLT) of E1-P2 grade andapproved shade confirming to IS-12823:1990, Edge banded with matching 2 mm thickPVC lipping. Bottom panel of drawer is 9mm thick particle board with leatherette on topsurface. Drawer unit is provided with soft closing channels for smooth opening and closing.Drawer unit is secured with side central lock. OPEN STORAGE UNIT:Top panel and open storage unit modesty panel is made of 43mm Thick (±1) combination of MDF and particle board with top veneer face coated with clear lacquer. Allthickness edges are edge banded with matching lipping. Remaining construction is of 18mm Pre-laminated twin board (PLT) of E1-P2 grade andapproved shade confirming to IS-12823:1990, Edge banded with matching 2 mm thickPVC lipping. MODESTY:Made of 18mm Thick Pre-laminated twin board (PLT) of E1-P2 grade and approvedshade confirming to IS-12823:1990, Edge banded with matching 2 mm thick PVClipping. Modesty is fitted with aluminum trims. UNDERSTRUCTURE:Made of 18mm Thick Pre-laminated twin board (PLT) of E1-P2 grade and approvedshade confirming to IS-12823:1990, Edge banded with matching 2 mm thick PVClipping. Door is fixed with soft closing hinges and handle is provided for ease of opening.Also lock is provided on side panel for security. ACCESS FLAP WITH POWER BOX:Soft closing access flap with power box contains 3 Universal Sockets, 2 USB powerpoints, 1 HDMI connection, 1 inbuilt misc. cable grommet and CAT 3 and CAT 6connections. HIDDEN WIRELESS MOBILE CHARGER:It will only be available in 3000mm main table. It is fitted below leather pad.(Make:Godrej Interio or suitably Equivalent make ) | 1.00 | EACH | 161007.46 | 174000.00 | 174000.00 | 192300.00 | 192300.00 | 162000.00 | 162000.00 | 162000.00 | SRI LAKSHMI INDUSTRIES
140.00 | Supplying and placing in position ERU of the following specifications.1200 x 450 x 610 TOP PANEL:Made of 43mm Thick (±1) combination of MDF and particle board with top veneer facecoated with clear lacquer. All edges are edge banded with matching 1mm thick venee rlipping. UNDERSTRUCTURE:Made of 18mm Thick Pre-laminated twin board (PLT) of E1-P2 grade and approved shade confirming to IS-12823:1990, Edge banded with matching 2 mm thick PVC lipping. DOOR PANELS:Made of 18mm Thick Pre-laminated twin board (PLT) of E1-P2 grade and approved shade confirming to IS-12823:1990, Edge banded with matching 2 mm thick PVClipping. Door is fixed with soft closing hinges and handle is provided for ease of opening.It is secured with side central lock(Make:Godrej Interio or suitably Equivalent make). | 1.00 | EACH | 45058.30 | 48000.00 | 48000.00 | 54400.00 | 54400.00 | 46500.00 | 46500.00 | 46500.00 | SRI LAKSHMI INDUSTRIES
141.00 | Supplying and placing in position Back unit Body of the following specifications.2400 x 470 x 1950 CONSTRUCTION AND MATERIAL:Made from combination of Top panel(0.5mm CRCA), side panel(0.5mm CRCA), Bottompanel(0.5mm CRCA for 600W and 0.8mm CRCA for 1200W), Back panel(0.5mm CRCA),Top Bottom stiffener(1.2mm CRCA) and End Cover(0.5mm CRCA). Shelves are 12 bend panel made of 0.7mm Thick CRCA (D Grade, IS-513). 4 nos of shelves for 1950H and 5 nos of shelves for 2325H back unit. Storage body is powder coated with Epoxy Polyester to the thickness of 50 microns(+/-10 micron). VENEER DOOR:Made of 12mm Thick (±1) MDF with 3.5mm veneer both side and face coated with clearlacquer. All edges are edge banded with matching 1mm thick veneer lipping. Door isprovided with soft closing hinge. Handle is also provided for ease of opening. Storage issecured with 3 way cam lock. GLASS DOOR:Made from the combination of aluminium alloy (63400) extrusion and 4mm cleartoughened glass. Aluminium extrusion of glass doors are powder coated with EpoxyPolyester to the thickness of 50 microns (+/-10 micron). Handle is provided for ease ofopening. RH Glass Door is provided with 3 way cam lock for security.(Make:Godrej Interio or suitably Equivalent make) | 1.00 | EACH | 160287.66 | 175000.00 | 175000.00 | 192200.00 | 192200.00 | 165000.00 | 165000.00 | 165000.00 | SRI LAKSHMI INDUSTRIES
142.00 | Supplying and placing in position Main Table & ERU of the following specifications. Its size shall be 1500 Width mm x 750 Depth mm x 740 Height mm .Table top shall be 25 mm thick plain particle board (PPB) Clad with 0.6 mm thick post formed laminate and 1 mm thick backing laminate (bdl) .Flat edge Duly sealed with 2 mm thick PVC beading.The modesty shall be 18 mm thick plain particle board ( ) PPB Clad with 1.0 mm thick decorative laminate (DL) on both sides. Edge Sealed with 2 mm thick PVC beading. ERU size shall be 1050 Width x 450 Depth x 705 Height. The top of Finesse ERU -3616 LHS shall be 25 mm thick plain particle board (PPB) Clad with 0.6 mm thick post formed laminate and 1 mm thick Backing Laminate ( BDL).Flat Edge duly sealed with 2 mm thick PVC beading. The Modesty shall be 18 mm thick plain particle board (PPB) Clad with 1.0 mm thick Decorative Laminate (DL) on both sides. Edge sealed with 2 mm thick PVC Beading.(Make:Godrej Interio or suitably Equivalent make) | 3.00 | EACH | 51662.76 | 56000.00 | 168000.00 | 62000.00 | 186000.00 | 52500.00 | 157500.00 | 157500.00 | SRI LAKSHMI INDUSTRIES
143.00 | Supplying and placing in position Back unit of the following specifications with size of 1280 Width x 425 Depth x 705 Height. Top of HDU shall be 25 mm thick plain particle board (PPB) Clad with 0.6 mm thick post formed laminate and 1 mm thick Backing Laminate ( BDL).Flat Edge duly sealed with 2 mm thick PVC beading. The Modesty shall be 18 mm thick plain particle board (PPB) Clad with 1.0 mm thick Decorative Laminate (DL) on both sides. Edge sealed with 2 mm thick PVC Beading.(Make:Godrej Interio or suitably Equivalent make) | 3.00 | EACH | 35074.32 | 38000.00 | 114000.00 | 42000.00 | 126000.00 | 36030.00 | 108090.00 | 108090.00 | SRI LAKSHMI INDUSTRIES
144.00 | Providing, supplying and placing of Mid Back Chair. SEAT/BACK ASSEMBLY: The seat is made up of 1.5 ±0.1cm. thick hot-pressedplywood and upholstered with fabric upholstery covers and moulded Polyurethane foam.The seat has extra thick foam on front edge to give comfort to popliteal area. The Back is injection moulded in glass filled Polypropylene which is upholstered withMesh fabric.The back consist of adjustable lumbar support made of injection mouldedPolypropylene having an adjustment of 5.0 ±0.1 cm. The chair seat & back size are *SEAT SIZE 53.5 cm. (W) x 51.0 cm. (D)*MESH BACK SIZE 51.0 cm. (W) x 70.0 cm. (H) HIGH RESILIENCE (HR) POLYURETHANE FOAM: The HR polyurethane seat foam is moulded with density 45±2 kg/m³ and hardness 16±2 kgf as per IS:7888 for 25% compression. ARMRESTS :The adjustable armrest is designed with the following features :· Up-Down adjustment– 6 steps (7.2 ± 0.5cm range) · Armrest top is mounted on Armrest structure made of glass filled Nylon· Armrest Top is PU moulded over glass filled Nylon insert. CENTER TILT SYNCHRO MECHANISM WITH MULTI LOCK : The mechanism isdesigned with the following features: · 360° revolving type. · 3 position locking with anti shock mechanism. · Tilt tension adjustment PNEUMATIC HEIGHT ADJUSTMENT: The pneumatic height adjustment with anadjustment stroke of 9.5 ± 0.3cm. PEDESTAL ASSEMBLY : The pedestal is injection moulded in glass-filled Nylon andfitted with 5 nos. twin wheel castors. The pedestal is 66.1 ±0.5cm. pitch-center dia.(76.1 ±1.0cm with castors). TWIN WHEEL CASTORS : The twin wheel castors are injection moulded in Black Nylon. WIDTH (W): 76.1 CM. DEPTH (D): 76.1 CM. HEIGHT (H): 101.5 - 111.0 CM. SEAT HEIGHT (SH): 44.5 - 54.0 CM. The product should be certified by GreenGuard Gold, BIFMA Level 2, IAQ Gold, GreenPro (Make:Godrej Interio or suitably Equivalent make) | 3.00 | EACH | 12897.40 | 14000.00 | 42000.00 | 15300.00 | 45900.00 | 13150.00 | 39450.00 | 39450.00 | SRI LAKSHMI INDUSTRIES
145.00 | Providing, supplying and placing of Visitor Chair. SEAT ASSEMBLY: The seat assembly should be made up of 1.2 ±0.1cm. thick hot-pressed plywood , upholstered with fabric upholstery covers and moulded Polyurethane foam. SEAT SIZE: 47.0 cm. (W) x 48.0 cm. (D) BACK ASSEMBLY: The back asembly. should be made of powder coated (OFT 40-60 microns) tubular frame of 0 2.54 ±0.03cm. x 0.2 ±0.016cm.thk. MS ERW tube designed with contoured lumbar support for extra comfort. The back should be upholstered using double layer spacer mesh fabric with high tenacity yarn. BACK SIZE : 46.5 cm. (W) x 60.5cm. (H) HIGH RESILIENCE (HR) POLYURETHANE FOAM: The HR polyurethane foam should be moulded with density =45+/-2 kg/m3 and hardness load 16 ± 2 kgf for 25% compression. ARMRESTS: The one-piece armrests should be injection moulded from black Co-polymer Polypropylene. . TUBULAR FRAME: The powder coated (DFT 40-60.microns) tubular frame should be cantilever type & made of Ø2.54 ±0.03cm. x 0.2 ±0.016cm thick M.S.E.R.W. Tube. Overall Dimensions of Chair Seat Height - 46.5cm. Height - 93.5cm. Width & Depth of Chair as measured from pedestal - Width-61.0 cm and Depth-64.5 cm. The product should be certified by BIFMA Level 2, IAQ Gold, GreenPro & GRIHA (Make:Godrej Interio or suitably Equivalent make) | 9.00 | EACH | 8360.30 | 9000.00 | 81000.00 | 10500.00 | 94500.00 | 9220.00 | 82980.00 | 81000.00 | P S G CONSTRUCTIONS
146.00 | Supplying and placing in position Main Table with ERU of the following specifications. Its size shall be 1650 Width x 700 Depth x 743 Height (Main Desk) 1000 Width X 450Depth X 743 Height (ERU).Top shall be of 18 mm thickness made of PLT board with 2 mm Edge banding. Wenge and savannah Maple PLT board shall be used. The Understructure shall be in pre-laminated panels made with PLT boards . 2- Drawerand 3 - Drawer storage units with different combinations to support tops made with 18 mm PLT boards of different colours.Modesty and back panels made with 18 mm PLT boards. The pedestals / storages shall be fitted with necessary locks. ((Make:Godrej Interio or suitably Equivalent make) | 4.00 | EACH | 61384.78 | 66000.00 | 264000.00 | 74000.00 | 296000.00 | 62175.00 | 248700.00 | 248700.00 | SRI LAKSHMI INDUSTRIES
147.00 | Providing, supplying and placing of High Back Chair. SEAT/BACK ASSEMBLY: The seat is made up of 1.2 ± 0 1cm thk. hot pressed plywood measured.The Back is made up of injection mould d glass filled nylon & upholstered using Quitted Leatherette fabric SEAT SIZE : 47.0 cm (W) x 51.5 cm (D) BACK SIZE : 45.0 cm. (W) x 65.3 cm. (H) HIGH RESILIENCE (HR) POLYURETHANE FOAM: The HR polyurethane seat foam is moulded with density 45+/-2 kg/m° and hardness 16 ± 2 kgf as per IS:7888 for 25% compression ARMRESTS : The adjustable armrest is designed with the following features • Up-Down adjustment- 8 steps (8.0±0.Scm range) • Height adjustable armrest structure which is Chrome plated & fitted with an armrest top. •Fixed Armrest Top is PU moulded over metal insert. LUMBAR SUPPORT ASSEMBLY: The Lumbar support consists of polypropylene pad with moulded polyurethane foam & covered with polyester fabric. The Height of Lumbar pad can be adjusted through two projecting knobs provided on the rear side of the pad. Lumbar pad has an adjustment of 8.0 ± 0.5 cm in height. FRONT PIVOT SYNCHRO MECHANISM: The adjU5 td ble tilting mechanism is designed with the following features. • 360° revolving type. • Single point control. • Front-pivot for tilt with feet resting on ground ensuring more comfort. • Tilt tension adjustment • 4-position locking with anti-shocK feature. • Seat/back tilting ratio of 1.2 Pneumatic Height Adjustment : The pneumatic height adjustment has adjustment stroke of 10.0±0.3 PEDESTAL ASSEMBLY : The pedestal is fabricated from 0.2 ± 0.02 cm thick HR sheet, chrome plated and assembled with injection moulded black polypropylene hub cap and 5 nos. twin wheel castors. The pedesta! is 66.0+0 Scm. Pitch-center dia. (76.0±1.0 cm with castors).TWIN WHEEL CASTORS: The twin wheel castors are injection moulded in black Nylon. NECKREST : The Neckrest assembly consist of polypropylene pad with moulded polyurethane foam & covered with Polyester fabric. Neckrest is fixed to Back Assembly through Neckrest connector. Neckrest assembly has Weight adjustment of 4.2 ± 0.5 cm and rotation adjustment of oyerat! 76°± 2°. The complete neckrest assembly is retro fit to the main chair. Width: 76.1cm, Depth: 76.1cm, Height: 114.0- 128.2cm, Seat Height: 45.5- 55.5cm The product should be certified by BIFMA Level 2, IAQ Gold, GreenPro (Make:Godrej Interio or suitably Equivalent make) | 4.00 | EACH | 19966.78 | 21500.00 | 86000.00 | 24350.00 | 97400.00 | 20475.00 | 81900.00 | 81900.00 | SRI LAKSHMI INDUSTRIES
148.00 | Providing, supplying and placing of Visitor Chair. SEAT ASSEMBLY: The seat assembly should be made up of 1.2 ±0.1cm. thick hot-pressed plywood , upholstered with fabric upholstery covers and moulded Polyurethane foam. SEAT SIZE: 47.0 cm. (W) x 48.0 cm. (D) BACK ASSEMBLY: The back asembly. should be made of powder coated (OFT 40-60 microns) tubular frame of 0 2.54 ±0.03cm. x 0.2 ±0.016cm.thk. MS ERW tube designed with contoured lumbar support for extra comfort. The back should be upholstered using double layer spacer mesh fabric with high tenacity yarn. BACK SIZE : 46.5 cm. (W) x 60.5cm. (H) HIGH RESILIENCE (HR) POLYURETHANE FOAM: The HR polyurethane foam should be moulded with density =45+/-2 kg/m3 and hardness load 16 ± 2 kgf for 25% compression. ARMRESTS: The one-piece armrests should be injection moulded from black Co-polymer Polypropylene. . TUBULAR FRAME: The powder coated (DFT 40-60.microns) tubular frame should be cantilever type & made of Ø2.54 ±0.03cm. x 0.2 ±0.016cm thick M.S.E.R.W. Tube. Overall Dimensions of Chair Seat Height - 46.5cm. Height - 93.5cm. Width & Depth of Chair as measured from pedestal - Width-61.0 cm and Depth-64.5 cm. The product should be certified by BIFMA Level 2, IAQ Gold, GreenPro & GRIHA (Make:Godrej Interio or suitably Equivalent make) | 12.00 | EACH | 8360.30 | 9000.00 | 108000.00 | 9990.00 | 119880.00 | 9050.00 | 108600.00 | 108000.00 | P S G CONSTRUCTIONS
149.00 | Supplying and placing in position Main Table of the following specifications. Its size shall be 1200 Width x 600 Depth x 743 Height . Top shall be of 18 mm thickness made of PLT board with 2 mm Edge banding. Wenge and savannah Maple PLT board shall be used. The Understructure shall be in pre-laminated panels made with PLT boards . 2- Drawerand 3 - Drawer storage units with different combinations to support tops made with 18 mm PLT boards of different colours.Modesty and back panels made with 18 mm PLT boards. The pedestals / storages shall be fitted with necessary locks. (Make:Godrej Interio or suitably Equivalent make) | 3.00 | EACH | 23205.88 | 25000.00 | 75000.00 | 28000.00 | 84000.00 | 24075.00 | 72225.00 | 72225.00 | SRI LAKSHMI INDUSTRIES
150.00 | Providing, supplying and placing of High Back Chair. SEAT/BACK ASSEMBLY: The seat is made up of 1.2 ± 0 1cm thk. hot pressed plywood measured.The Back is made up of injection mould d glass filled nylon & upholstered using Quitted Leatherette fabric SEAT SIZE : 47.0 cm (W) x 51.5 cm (D) BACK SIZE : 45.0 cm. (W) x 65.3 cm. (H) HIGH RESILIENCE (HR) POLYURETHANE FOAM: The HR polyurethane seat foam is moulded with density 45+/-2 kg/m° and hardness 16 ± 2 kgf as per IS:7888 for 25% compression ARMRESTS : The adjustable armrest is designed with the following features • Up-Down adjustment- 8 steps (8.0±0.Scm range) • Height adjustable armrest structure which is Chrome plated & fitted with an armrest top. •Fixed Armrest Top is PU moulded over metal insert. LUMBAR SUPPORT ASSEMBLY: The Lumbar support consists of polypropylene pad with moulded polyurethane foam & covered with polyester fabric. The Height of Lumbar pad can be adjusted through two projecting knobs provided on the rear side of the pad. Lumbar pad has an adjustment of 8.0 ± 0.5 cm in height. FRONT PIVOT SYNCHRO MECHANISM: The adjU5 td ble tilting mechanism is designed with the following features. • 360° revolving type. • Single point control. • Front-pivot for tilt with feet resting on ground ensuring more comfort. • Tilt tension adjustment • 4-position locking with anti-shocK feature. • Seat/back tilting ratio of 1.2 Pneumatic Height Adjustment : The pneumatic height adjustment has adjustment stroke of 10.0±0.3 PEDESTAL ASSEMBLY : The pedestal is fabricated from 0.2 ± 0.02 cm thick HR sheet, chrome plated and assembled with injection moulded black polypropylene hub cap and 5 nos. twin wheel castors. The pedesta! is 66.0+0 Scm. Pitch-center dia. (76.0±1.0 cm with castors). TWIN WHEEL CASTORS: The twin wheel castors are injection moulded in black Nylon. NECKREST : The Neckrest assembly consist of polypropylene pad with moulded polyurethane foam & covered with Polyester fabric. Neckrest is fixed to Back Assembly through Neckrest connector. Neckrest assembly has Weight adjustment of 4.2 ± 0.5 cm and rotation adjustment of oyerat! 76°± 2°. The complete neckrest assembly is retro fit to the main chair. Width: 76.1cm, Depth: 76.1cm, Height: 114.0- 128.2cm, Seat Height: 45.5- 55.5cm The product should be certified by BIFMA Level 2, IAQ Gold, GreenPro (Make:Godrej Interio or suitably Equivalent make) | 3.00 | EACH | 19966.78 | 64000.00 | 192000.00 | 23990.00 | 71970.00 | 21485.00 | 64455.00 | 64455.00 | SRI LAKSHMI INDUSTRIES
151.00 | upplying and placing in position conference table of the following specificationswith overall size shall be 4200 X 1500 X 740.Work top-Made of 25mm Thick Pre-laminated twin board of E1-P2 grade and approved shade conforming to IS-12823:1990, Edge banded with matching 2 mm thick PVC lipping. Access panels provided with soft closing hinges. Understructure-The Under-structure consists of mixture of 25mm and 18mm Pre-laminated twin board of E1-P2 grade and approved shade conforming to IS-12823:1990, Edge banded withmatching 2 mm thick PVC lipping. Anodised aluminium alloy 63400 - WP profile is addedat bottom edges for improving the aesthetics. The product has a knock-down construction. Wire Management-Bottom cabinet with door is provided for flow of wires and cables. Cutout provision belowAccess flap at four locations for standard 8 module Anchor Roma is provided. Beside eachcutout, an additional cutout with plate is provided for mounting Audio Visual Cables (eg.HDMI,VGA-A,etc). The product should be certified by GreenGuard, IAQ Gold, GreenPro & GRIHA (Make:Godrej Interio or suitably Equivalent make) | 1.00 | EACH | 99302.90 | 110000.00 | 110000.00 | 119900.00 | 119900.00 | 115000.00 | 115000.00 | 110000.00 | P S G CONSTRUCTIONS
152.00 | Providing, supplying and placing of Mid Back Chair. SEAT ASSEMBLY: The seat is made up of 1.5±0.1 cm thick hot-pressed plywood upholstered with fabric and moulded polyurethane foam. SEAT SIZE: 51.8cm (W) x 49.7cm (D) BACK ASSEMBLY: The Back is injection moulded in glass filled Polypropylene which is 2 upholstered with Mesh fabric. The back consist of adjustable Lumbar support made of injection moulded Polypropylene having an adjustment of 5.0 10.1 cm. BACK SIZE: 47.9 cm(W) x 66.9 cm (H) HIGH RESILIENCE (HR) POLYURETHANE FOAM: The HR polyurethane seat foam is moulded with density 45+/-2 kg/m and hardness 14 ± 2 kgf as per IS:7888 for 25% compression. ARMRESTS (ADJUSTABLE):The height adjustable armrest is made of Polypropylene and can be adjusted to 6.010.1cm height it also has swivel and To and Fro adjustment with moulded PU armtop ACTIVE BIO-SYNCHRO MECHANISM: The adjustable tilting mechanism is designed with the following features 360° revolving type Front-pivot for tilt with feet resting on ground & continuous lumber support ensuring more comfort Till tension adjustment can be operated in seating position 5 position Tilt limiter giving option of variable sit angle to the chair Seat/back tilting ratio of 1:2 The mechanism housing is made up of HPDC Aluminium & black powder coated (DFT 40 to 60 micron) PNEUMATIC HEIGHT ADJUSTMENT: The pneumatic height adjustment with an adjustment stroke of 10.0±0.3cm. PEDESTAL ASSEMBLY: The pedestal is injection moulded in black 30% glass-filled Nylon and fitted with 5 nos. twin wheel castors. The pedestal pitch-center dia is 166.1±0.5 cm.(76.1 ± 1.0 cm. with castors). TWIN WHEEL CASTORS: The twin wheel castors are Injection moulded in black Polyamide having 6.01 0.1cm wheel Diameter. WIDTH (W) - 76.0cm DEPTH (D) - 76.0cm HEIGHT (H) - 95.5 cm- 105.5cm SEAT HEIGHT - 43.5 - 54.0cm The product should be certified by GreenGuard Gold, BIFMA Level 2, IAQ Gold, GreenPro (Make:Godrej Interio or suitably Equivalent make) | 14.00 | EACH | 16043.28 | 17500.00 | 245000.00 | 19430.00 | 272020.00 | 17288.00 | 242032.00 | 242032.00 | SRI LAKSHMI INDUSTRIES
153.00 | Providing, supplying and placing of High Back Chair. SEAT/BACK ASSEMBLY: The seat is made up of 1.2 ± 0 1cm thk. hot pressed plywood measured.The Back is made up of injection mould d glass filled nylon & upholstered using Quitted Leatherette fabric SEAT SIZE : 47.0 cm (W) x 51.5 cm (D) BACK SIZE : 45.0 cm. (W) x 65.3 cm. (H) HIGH RESILIENCE (HR) POLYURETHANE FOAM: The HR polyurethane seat foam is moulded with density 45+/-2 kg/m° and hardness 16 ± 2 kgf as per IS:7888 for 25% compression ARMRESTS : The adjustable armrest is designed with the following features • Up-Down adjustment- 8 steps (8.0±0.Scm range) • Height adjustable armrest structure which is Chrome plated & fitted with an armrest top. •Fixed Armrest Top is PU moulded over metal insert. LUMBAR SUPPORT ASSEMBLY: The Lumbar support consists of polypropylene pad with moulded polyurethane foam & covered with polyester fabric. The Height of Lumbar pad can be adjusted through two projecting knobs provided on the rear side of the pad. Lumbar pad has an adjustment of 8.0 ± 0.5 cm in height. FRONT PIVOT SYNCHRO MECHANISM: The adjU5 td ble tilting mechanism is designed with the following features. • 360° revolving type. • Single point control. • Front-pivot for tilt with feet resting on ground ensuring more comfort. • Tilt tension adjustment • 4-position locking with anti-shocK feature. • Seat/back tilting ratio of 1.2 Pneumatic Height Adjustment : The pneumatic height adjustment has adjustment stroke of 10.0±0.3 PEDESTAL ASSEMBLY : The pedestal is fabricated from 0.2 ± 0.02 cm thick HR sheet, chrome plated and assembled with injection moulded black polypropylene hub cap and 5 nos. twin wheel castors. The pedesta! is 66.0+0 Scm. Pitch-center dia. (76.0±1.0 cm with castors). TWIN WHEEL CASTORS: The twin wheel castors are injection moulded in black Nylon. NECKREST : The Neckrest assembly consist of polypropylene pad with moulded polyurethane foam & covered with Polyester fabric. Neckrest is fixed to Back Assembly through Neckrest connector. Neckrest assembly has Weight adjustment of 4.2 ± 0.5 cm and rotation adjustment of oyerat! 76°± 2°. The complete neckrest assembly is retro fit to the main chair. Width: 76.1cm, Depth: 76.1cm, Height: 114.0- 128.2cm, Seat Height: 45.5- 55.5cm The product should be certified by BIFMA Level 2, IAQ Gold, GreenPro (Make:Godrej Interio or suitably Equivalent make) | 2.00 | EACH | 19966.78 | 21500.00 | 43000.00 | 25000.00 | 50000.00 | 21480.00 | 42960.00 | 42960.00 | SRI LAKSHMI INDUSTRIES
154.00 | Providing, placing and supplying of sofa: Dimensions W x H x D (cm) - 202 x 97.5 x 89, Finish Color - Rubben Blue Primary Material - Leatherette, Upholstery Material - Synthetic Leather Seat Height (cm) - 45.5 (Make:Godrej Interio or suitably Equivalent make) | 1.00 | EACH | 69053.60 | 75000.00 | 75000.00 | 83800.00 | 83800.00 | 71250.00 | 71250.00 | 71250.00 | SRI LAKSHMI INDUSTRIES
155.00 | Providing, placing and supplying of sofa: Dimensions W x H x D (cm)- 97 x 97.5 x 89 Delivery Condition:- Knock Down, Finish Color:- Rubben Blue Sales Package:- 1 Sofa (Three Seater) Seat Height (cm):- 45.5 Upholstery Material:- Synthetic Leather Primary Material:- Leatherette (Make:Godrej Interio or suitably Equivalent make) | 2.00 | EACH | 42444.60 | 46000.00 | 92000.00 | 51000.00 | 102000.00 | 43188.00 | 86376.00 | 86376.00 | SRI LAKSHMI INDUSTRIES
156.00 | Providing, placing and supplying of coffee table: Overall Size : W x D x H - 1202 x 594 x 411mm 1. Body: All panels are made of 18mm Prelaminated Particle Board, with all exposed edges having 2mm thick PVC edge banding. Middle horizontal panel provides storage area. Four nylon bushes are provided. 2. Top: It has top surfaces made of glass & PLT panel. 8mm thick toughened glass with UV plate glued on it. This glass is fixed with the side vertical panels. PLT top panel is hinged with side vertical panels to open upwards. 3. Construction: Knock-down. 4. Finish: PLT panels are in WENGE shade having SUEDE finish. UV guled plates under glass have SUNRAY finish. 5. Hardware: Dowels for knockdown assembly with high quality standard hardware like screw, door hinges, bumpers, expanding sockets, nylon bushes etc. (Make:Godrej Interio or suitably Equivalent make) | 1.00 | EACH | 21591.64 | 23000.00 | 23000.00 | 25870.00 | 25870.00 | 22789.00 | 22789.00 | 22789.00 | SRI LAKSHMI INDUSTRIES
157.00 | Providing, supplying and placing of Mid Back Chair. SEAT ASSEMBLY: The Cushioned seat inner is made of injection moulded glass filled poly-amide.Upholstered seat sub-assembly consists of moulded High Resilience (HR) Polyurethane foam of Density 45±2 kg/m³, and hardness load 16 ± 2 kgf as per IS:7888 for 25% compression. *Seat SIZE: 45.5cm. (D) x 52.4cm. (W) BACK ASSEMBLY: The Cushioned back is made of PU Foam with Polypropylene Injection molded Plastic Inner. *HIGH BACK SIZE: 50.5 cm. (W) x 76.7 cm. (D) ARMRESTS: The armrest having four range of adjustment · Height adjustment sub assembly is inserted in the Aluminum Die Cast Arm body & all other adjustment are provided in adjustable arm top sub assembly. · Up-Down adjustment has 8 position (10.5±0.5cm range) · Arm top swivel adjustment- 2 position, 12°±2° swivel inside · Arm top width adjustment - Any position (2.0±0.5cm range each arm top) · Arm top To - Fro Adjustment- any position (4.0±0.5cm range) · Armrest top is made up of high density PU molded over glass filled Poly-amide inner. POSTURE PERFECT MECHANISM: The adjustable tilting mechanism is designed with the following features: · 360° revolving type. · Forward tilt of sesat and back. · Upright tilt lock. · Tilt tension adjustment can be operated in seating position. · 3-position Tilt limiter. SEAT DEPTH ADJUSTMENT: Seat depth adjustment is housed below the seat and integrated with the mechanism with help of Polypropene Seat cover. Seat Depth can be adjusted in sitting position. Seat depth adjustment range is of 5.0±0.5 cm. ADJUSTABLE BACK SUPPORT: Back Assembly is connected to buff polish die cast aluminum Spine with an Up-Down mechanism assembly. Back Height can be adjusted in sitting position. It can be adjusted in the range of 7.5±0.5 cm. PNEUMATIC HEIGHT ADJUSTMENT: The heavy duty class 4 pneumatic height adjustment has an adjustment stroke of 13.0±0.3 cm. PEDESTAL: The pedestal is made of die-cast aluminium with buffing finish. It is fitted with 5nos. twin wheel castor. The pedestal is 67.0 ± 0.5cm pitch-center dia. TWIN WHEEL CASTOR: 5 Nos. twin wheel soft castors are injection moulded in Poly-amide with PU lining, having 6.5±0.1cm wheel Diameter and assembled to pedestal. WIDTH (W): 74.0 CM., DEPTH (D): 74.0 CM. HEIGHT (H): 112.0 - 132.5 CM. SEAT HEIGHT (SH): 44.5 - 58.0 CM. The product should be certified by GreenGuard Gold, BIFMA Level 2, GreenPro (Make:Godrej Interio or suitably Equivalent make) | 1.00 | EACH | 93585.80 | 100000.00 | 100000.00 | 119000.00 | 119000.00 | 94773.00 | 94773.00 | 94773.00 | SRI LAKSHMI INDUSTRIES
158.00 | Providing, supplying and placing of Visitor Chair.SEAT/BACK ASSEMBLY : The Cushioned seat should be made of Injection molded Plastic outer & inner. Plastic Inner should be upholstered with pure leather and moulded High Resilience (HR) Polyurethane foam of Density 45±2 kg/m3,and hardness load 16 ± 2 kgf for 25% compression.The Cushioned back should be made of PU Foam with insitu molded MS E.R.W Round Tube of size 1.9±0.03cm x 0.16 ±0.0128cm. It upholstered with Pure Leather. Seat SIZE : 47.6 cm. (W) x 49.2 cm. (D) BACK SIZE : 46.5 cm. (W) x 59.5 cm. (D) Visitor TUBULAR FRAME: The tubular frame should be cantilever type and made of Ø2.54± 0.03 cm X 0.02 ± 0.016cm thick SS 202 tube. The back should be connected to frame through chrome plated high pressure die case connector piece. Overall Dimensions of Chair Seat Height -46.2 cm. Height -98.2 cm. Width & Depth of Chair as measured from base - Width-60.9 cm and Depth-64.7 cm The product should be certified by GreenGuard Gold, BIFMA Level 2, IAQ Gold, GreenPro & GRIHA (Make:Godrej Interio or suitably Equivalent make) | 8.00 | EACH | 39200.78 | 42000.00 | 336000.00 | 47670.00 | 381360.00 | 40220.00 | 321760.00 | 321760.00 | SRI LAKSHMI INDUSTRIES
159.00 | Providing, placing and supplying of storage: UNIT- SIZE ; Width "W" - 600mm /750mm /900mm /1200mm Height "H" - (With Metal Top) - 1020mm /1200mm /1337mm. (With Wood Top) - 750mm /1035mm /1215mm /1352mmDepth - 470mm Note: 1. 750H storage unit only comes with wood top. 2. Height including leveler Height with zero position 3. Top panels and end cover panels are to be booked separately CONSTRUCTION AND MATERIAL ; 1)Aesthetically appealing completely knock down construction. 2)Made from combination of side panel(0.5mm CRCA), Bottom panel(0.5mmCRCA), Back panel(0.5mm for 750mm and 900width Storage Units and 1.2mmCRCA for 600mm and 1200width Storage Units to avoid toppling of unit in caseof Glass door unit and single door unit), Top Bottom stiffener(1.2mm CRCA) andEnd Cover(0.6mm CRCA). CRCA 'D' Grade as per IS-513. 3)All metal panels are coated with Epoxy polyster powder of 50±10 microns thickness. TOP OPTIONS : For top panel two options available : 1)Metal Top Panel (0.6mm CRCA) bent panel which is powder coated with Epoxypolyster powder of 50±10 microns thickness. 2)Wood Top Panel (Made of 25mm thick pre-laminate board (PLB) conformingto IS-14587:1998, Edge banded with matching 2 mm thick PVC lipping ) SHELVING : 1)Fixed shelves made up of 12 bend panel made of 0.7mm Thick CRCA (D Grade, IS-513) 2)1 No. fixed shelf for 750mm height and 2NO. Fixed shelf for other remaining heights 3)A4 size box file (85Wx345Hx285D) can be stored vertically. 4)Number of files that can be stored per shelf is : For width 1200w - 13 Nos. 5)Each shelf has max Load Capacity of - 74kg UDL for 1200W unit. LEVELLER - Metal base plate (1.6mm CRCA) with Screw type adjustable leveler with plasticbase provides vertical adjustment for floor unevenness and leveling of units. - Height of Leveller is 50mm and 25mm Leveller adjustment available. HINGE COVER CAP Metal diecasted cap powder coated with Epoxy polyster powder of 50±10 microns thickness to cover the hinge holes with plastic expandable socket for open shelf unit only NAME TAG STICKER 120mmx 18mm Shelf Sticker Made up of material polyester and adhesive TESA4965 on the left side of shelves. METAL DOOR- SIZE: Door Width ("DW") - 373mm /448mm /598mm Door Height ("DH") - 663mm /963mm /1128mm /1280mm Depth - 18mm Remarks: 2 Doors (LH and RH) for 1200mm Width Storage Unit Door Width ("DW"): -For 600mm Width and 1200mm Width storage Unit - Each Door width is 598 mm (Double Shutter - 1LH and 1RH) Door Height ("DH") :For 1200mm/1215mm Height storage Unit -Each Door Height is 1128mm CONSTRUCTION AND MATERIAL:1.Made from 0.6mm Thick CRCA with 0.5mm Thick CRCA Stiffner (*CRCA D Grade, IS-513) 2.Soft closing Hinges Available with 105° door opening angle 3.All metal panels are coated with Epoxy polyster powder of 50±10 microns thickness. 4.Inbuilt Handle LOCKING DETAILS: Cam Lock -3 Way locking provision. -Click action mechanism. -Key removable in locked and unlocked positions. -Zinc alloy die cast housing. NAME TAG STICKER: 120mmx 18mm Shelf Sticker Made up of material polyester and adhesive TESA4965 on the door at left top corner The product should be certified by GreenGuard (Make:Godrej Interio or suitably Equivalent make) | 10.00 | EACH | 25299.20 | 27000.00 | 270000.00 | 32330.00 | 323300.00 | 26150.00 | 261500.00 | 261500.00 | SRI LAKSHMI INDUSTRIES
160.00 | Supply & fixing and connecting to the system modular type switches 6A single pole one way(one module) (Make:Anchor Roma/LEGRAND MYRIUS/ Crabtree) or Suitably equivalent make | 450.00 | EACH | 312.60 | 280.00 | 126000.00 | 300.00 | 135000.00 | 230.00 | 103500.00 | 103500.00 | SRI LAKSHMI INDUSTRIES
161.00 | Supply & fixing and connecting to the system of socket, 6A-2/3 pin combined modular type 2 module (Make:Anchor Roma/LEGRAND MYRIUS/ Crabtree) or Suitably equivalent make | 360.00 | EACH | 408.65 | 440.00 | 158400.00 | 350.00 | 126000.00 | 360.00 | 129600.00 | 126000.00 | HARI ENTERPRISES
162.00 | Supply & fixing Modular Fan Step Regulator 120watts 2 module (Make:Anchor Roma/LEGRAND MYRIUS/ Crabtree) or Suitably equivalent make | 60.00 | EACH | 1221.54 | 1300.00 | 78000.00 | 1000.00 | 60000.00 | 1300.00 | 78000.00 | 60000.00 | HARI ENTERPRISES
163.00 | Supply & fixing and connecting to the system of socket, 16A-2/3 pin combined modular type 2 module (Make:,ANCHOR/ HAVELLS/ LEGRAND MYRIUS/ Litaski/ Crabtree ) or Suitably equivalent make | 30.00 | EACH | 634.08 | 680.00 | 20400.00 | 500.00 | 15000.00 | 560.00 | 16800.00 | 15000.00 | HARI ENTERPRISES
164.00 | Supply & fixing and connecting to the system modular type switches 16A single pole one way(one module) (Make:Anchor Roma/ LEGRAND MYRIUS/ Crabtree) or Suitably equivalent make | 30.00 | EACH | 412.44 | 440.00 | 13200.00 | 400.00 | 12000.00 | 360.00 | 10800.00 | 10800.00 | SRI LAKSHMI INDUSTRIES
165.00 | Supply & fixing of galvanised steel tubes, medium grade 25mm dia for ceiling fan down rod. | 60.00 | RM | 408.00 | 442.00 | 26520.00 | 480.00 | 28800.00 | 360.00 | 21600.00 | 21600.00 | SRI LAKSHMI INDUSTRIES
166.00 | Material and labour for Point wiring with PVC insulated sheathed single core cable 1100V grade confirming to IS 694 multi strand copper conductor along with 2mm thick PVC conduuit accessories run on wall or roof including M.S. switch box concealed in the wall(made out of 3mm thick sheet) and laminated sun mica sheet 3mm thick cover for housing the switches, regulators and plug socket etc. mount on a wall/roof etc. including same size copper earth continuity wire.a)one light point or one fan point controlled by one switch with cables1.5 sqmm size. | 420.00 | Point | 1191.30 | 1250.00 | 525000.00 | 1350.00 | 567000.00 | 950.00 | 399000.00 | 399000.00 | SRI LAKSHMI INDUSTRIES
167.00 | Material and labour for Point wiring with PVC insulated sheathed single core cable 1100V grade confirming to IS 694 multi strand copper conductor along with 2mm thick PVC conduuit accessories run on wall or roof including M.S. switch box concealed in the wall(made out of 3mm thick sheet) and laminated sun mica sheet 3mm thick cover for housing the switches, regulators and plug socket etc. mount on a wall/roof etc. including same size copper earth continuity wire.b)One 3 pin socket outlet 5 amps on the same board with other switches, with cables 2.5 sqmm size. | 45.00 | Point | 348.96 | 378.00 | 17010.00 | 410.00 | 18450.00 | 280.00 | 12600.00 | 12600.00 | SRI LAKSHMI INDUSTRIES
168.00 | Material and labour for Point wiring with PVC insulated sheathed single core cable 1100V grade confirming to IS 694 multi strand copper conductor along with 2mm thick PVC conduuit accessories run on wall or roof including M.S. switch box concealed in the wall(made out of 3mm thick sheet) and laminated sun mica sheet 3mm thick cover for housing the switches, regulators and plug socket etc. mount on a wall/roof etc. including same size copper earth continuity wire.C)One 3 pin socket outlet 5 amps on indepedent with cables 2.5 sqmm size. | 15.00 | Point | 1357.67 | 1470.00 | 22050.00 | 1700.00 | 25500.00 | 1100.00 | 16500.00 | 16500.00 | SRI LAKSHMI INDUSTRIES
169.00 | Supply and fixing ceiling fans complete with copper winding ,blades, down rods, electronic regulator and accessories, 230 V, 1200 mm sweep. Min air delivery 210 CFM with service value 6.00 BEE. Five star rated with brushless direct current motor (BLDC), IS 374-2019 Make : (Atomberg / Havells/ Halonix) or suitable equivalent make | 60.00 | EACH | 3179.36 | 3440.00 | 206400.00 | 3300.00 | 198000.00 | 2800.00 | 168000.00 | 168000.00 | SRI LAKSHMI INDUSTRIES
170.00 | Taking down ceiling fan, sealing cable ends, dismandling blades and removing fan & blades safely to store. | 20.00 | EACH | 247.08 | 268.00 | 5360.00 | 300.00 | 6000.00 | 190.00 | 3800.00 | 3800.00 | SRI LAKSHMI INDUSTRIES
171.00 | Hanging /fixing already removed ceiling fan and connecting up inculding provision of cable from ceiling rose or connector to fan | 20.00 | EACH | 204.72 | 220.00 | 4400.00 | 240.00 | 4800.00 | 160.00 | 3200.00 | 3200.00 | SRI LAKSHMI INDUSTRIES
172.00 | Material & Labour for PVC/ Polycorbonate, isolated ceiling rose 5A, 230V, AC , three terminals.(Make: ANCHOR / HAVELLS) or suitable equivalent make. | 30.00 | EACH | 78.84 | 85.00 | 2550.00 | 60.00 | 1800.00 | 60.00 | 1800.00 | 1800.00 | HARI ENTERPRISES, SRI LAKSHMI INDUSTRIES
173.00 | Supply & fixing of round shape 15 watt 220 volts AC recessed type with high efficiency PMMA diffuser soft glare free light complete with drivers,holders,LED lamp suitable for roof ceiling including connecting up with three core flexible copper conductor cable of suitable size complete.(Make: ANCHOR / HAVELLS /PHILIPS) or suitable equivalent make. | 80.00 | EACH | 1274.18 | 1380.00 | 110400.00 | 990.00 | 79200.00 | 1000.00 | 80000.00 | 79200.00 | HARI ENTERPRISES
174.00 | Supply & Fixing of wiring for circuit/sub main wiring along with earth wire with the following sizes of FR PVC insulated copper conductor, single core cable in surface/recessed as required in PVC conduit a) 2x1.5 sqmm + 1x1.5 sqmm earth wire | 500.00 | RM | 195.98 | 210.00 | 105000.00 | 250.00 | 125000.00 | 160.00 | 80000.00 | 80000.00 | SRI LAKSHMI INDUSTRIES
175.00 | Supply & Fixing of wiring for circuit/sub main wiring along with earth wire with the following sizes of FR PVC insulated copper conductor, single core cable in surface/recessed as required in PVC conduit b) 2x2.5 sqmm + 1x2.5 sqmm earth wire | 1200.00 | RM | 222.25 | 240.00 | 288000.00 | 280.00 | 336000.00 | 175.00 | 210000.00 | 210000.00 | SRI LAKSHMI INDUSTRIES
176.00 | Supply & Fixing of wiring for circuit/sub main wiring along with earth wire with the following sizes of FR PVC insulated copper conductor, single core cable in surface/recessed as required in PVC conduit c) 2x4.0 sqmm + 1x4.0 sqmm earth wire | 1500.00 | RM | 258.00 | 270.00 | 405000.00 | 310.00 | 465000.00 | 210.00 | 315000.00 | 315000.00 | SRI LAKSHMI INDUSTRIES
177.00 | Supply & Fixing of wiring for circuit/sub main wiring along with earth wire with the following sizes of FR PVC insulated copper conductor, single core cable in surface/recessed as required in PVC conduit d) 2x6.0 sqmm + 1x6.0 sqmm earth wire | 900.00 | RM | 311.04 | 330.00 | 297000.00 | 440.00 | 396000.00 | 255.00 | 229500.00 | 229500.00 | SRI LAKSHMI INDUSTRIES
178.00 | Supply & Fixing of wiring for circuit/sub main wiring along with earth wire with the following sizes of FR PVC insulated copper conductor, single core cable in surface/recessed as required in PVC conduit e) 4x6.0 sqmm + 1x6.0 sqmm earth wire | 900.00 | RM | 471.19 | 510.00 | 459000.00 | 580.00 | 522000.00 | 410.00 | 369000.00 | 369000.00 | SRI LAKSHMI INDUSTRIES
179.00 | Supply & Fixing of wiring for circuit/sub main wiring along with earth wire with the following sizes of FR PVC insulated copper conductor, single core cable in surface/recessed as required in PVC conduit f) 4x10.0 sqmm + 1x10.0 sqmm earth wire | 600.00 | RM | 678.94 | 730.00 | 438000.00 | 840.00 | 504000.00 | 530.00 | 318000.00 | 318000.00 | SRI LAKSHMI INDUSTRIES
180.00 | Taking down carafully copper/Aluminium point wiring(light, fan, socket or power) complete, including fixture and fittings such as switches, ceiling roses, pendants, regulators, sockets, light fitting etc. removing materials to store for keeping in safe custody for taking credit and making good disturbed surfaces of wall, floors, etc. | 200.00 | Point | 282.72 | 300.00 | 60000.00 | 170.00 | 34000.00 | 260.00 | 52000.00 | 34000.00 | HARI ENTERPRISES
181.00 | Taking down carefully unscrewing from boards/out-let boxes , fittings and fixtures such as swiitches sockets,ceiling roses, lamp holders,brackets,ceiling fittings,bulk head fittings,tube light fittings and regulators,etc for reuse at site or carrying to the store.(To be measured only when found service cable in all respects complete for re use | 200.00 | point | 41.93 | 45.00 | 9000.00 | 50.00 | 10000.00 | 40.00 | 8000.00 | 8000.00 | SRI LAKSHMI INDUSTRIES
182.00 | Supply & fixing of post top lantern LED type 20 watts,230 v AC outdoor type with decorative post top for 360 degree indirect light IP 65 protection with impact and corrosion resistent complete with driver and lamp complete. | 10.00 | EACH | 6136.85 | 6650.00 | 66500.00 | 5000.00 | 50000.00 | 5300.00 | 53000.00 | 50000.00 | HARI ENTERPRISES
183.00 | Material & Labour PVC rectangular block for mounting, switches, sockets, fan regulator etc. with 3 mm thick plastic laminated sheet cover of size 350 x 300 x 50 mm deep | 30.00 | EACH | 207.84 | 225.00 | 6750.00 | 200.00 | 6000.00 | 180.00 | 5400.00 | 5400.00 | SRI LAKSHMI INDUSTRIES
184.00 | Supply & fixing of Switch socket combination 2 in 1, 3 pin, 6A flush type 240 volts AC (Make:, ANCHOR/ HAVELLS / PHILIPS/ PANASONIC) or suitable equivalent make. | 80.00 | EACH | 446.64 | 480.00 | 38400.00 | 500.00 | 40000.00 | 400.00 | 32000.00 | 32000.00 | SRI LAKSHMI INDUSTRIES
185.00 | Material & Labour of switch socket combination 3 pin 6A/16A, 5 in 1 flush type. (Make:,LEGRAND / ANCHOR ROMA ) or suitable equivalent . | 30.00 | EACH | 354.36 | 380.00 | 11400.00 | 330.00 | 9900.00 | 330.00 | 9900.00 | 9900.00 | HARI ENTERPRISES, SRI LAKSHMI INDUSTRIES
186.00 | Material & Labour and connecting to the system flush type switches piano 6A single pole one way (Make:, ANCHOR/ HAVELLS /PHILIPS / PANASONIC) or suitable equivalent make. | 80.00 | EACH | 144.96 | 150.00 | 12000.00 | 120.00 | 9600.00 | 125.00 | 10000.00 | 9600.00 | HARI ENTERPRISES
187.00 | Supply and fixing of LED light fittings 1 x 22 watts 220 volt AC decorative box type with driver , holder including LED tubelight connecting up with three core flexible copper coductor cable of suitable size from ceiling rose complete. (Make:,LEGRAND MYRIUS / ANCHOR ROMA / GM ) or suitably equivalent make. | 40.00 | EACH | 1614.74 | 1750.00 | 70000.00 | 1500.00 | 60000.00 | 1440.00 | 57600.00 | 57600.00 | SRI LAKSHMI INDUSTRIES
188.00 | Demolition of cement concrete unreinforced Concrete in ground floors and pavingc not exc 15 cm thickness (below or above ground flevel) | 9.00 | CUM | 1655.40 | 1790.00 | 16110.00 | 2000.00 | 18000.00 | 1200.00 | 10800.00 | 10800.00 | SRI LAKSHMI INDUSTRIES
189.00 | Supply and filling of cement concrete of where demolition work done in surface channels and drains 40mm graded aggregate. Type B2 ( 1:2:4) | 9.00 | CUM | 7903.32 | 8570.00 | 77130.00 | 10000.00 | 90000.00 | 6600.00 | 59400.00 | 59400.00 | SRI LAKSHMI INDUSTRIES
190.00 | Material and labour for Brick wall cutting chases,pining in, making good to facing where required and pointing in cement mortor 1:3 to ends and cutting chases for concealed conduit wiring, etc., and making good,cutting exceeding 20cm girth. | 2000.00 | RM | 66.72 | 72.00 | 144000.00 | 75.00 | 150000.00 | 60.00 | 120000.00 | 120000.00 | SRI LAKSHMI INDUSTRIES
191.00 | Supply & fixing Single pole and neutral enclosure with a two pin and earth plug and socket complete with one single pole MCB 20 amps 240 VOLTS . (Make: Legrand / Havells /Anchor) or suitable equivalent make | 25.00 | EACH | 2181.36 | 2360.00 | 59000.00 | 2700.00 | 67500.00 | 1900.00 | 47500.00 | 47500.00 | SRI LAKSHMI INDUSTRIES
192.00 | Supply and fixing of four pole isolater , 415 V 100A(Make: Legrand / Havells /Anchor) or suitable equivalent make | 36.00 | EACH | 2640.96 | 2860.00 | 102960.00 | 3300.00 | 118800.00 | 2100.00 | 75600.00 | 75600.00 | SRI LAKSHMI INDUSTRIES
193.00 | Supply & fixing of MCCB 3 pole 415 Volt, fixed type 125 Amps, with breaking capacity 16KA. (Make: L& T / Schneider/ ABB/Havells) or suitable equivalent make | 3.00 | EACH | 4304.52 | 4670.00 | 14010.00 | 5200.00 | 15600.00 | 3750.00 | 11250.00 | 11250.00 | SRI LAKSHMI INDUSTRIES
194.00 | Supply and fixing LED light fitting mirror type with high out put diffuser 2 feet, 10 watt 220 V AC decorative type with driver holder and LED lamp including connecting up with three core flexible copper conductor cable of suitable size complete. (Make: PHILIPS / CG /Havells / Wipro) or suitable equivalent make. | 5.00 | EACH | 1625.77 | 1763.00 | 8815.00 | 1200.00 | 6000.00 | 1400.00 | 7000.00 | 6000.00 | HARI ENTERPRISES
195.00 | Supply and fixing of Single pole isolater , 240 V 40A (Make: Legrand / Havells /Anchor) or suitable equivalent make | 10.00 | EACH | 432.17 | 468.00 | 4680.00 | 500.00 | 5000.00 | 350.00 | 3500.00 | 3500.00 | SRI LAKSHMI INDUSTRIES
196.00 | Supply & fixing 415 Volt,10KA 'C' curve MCB of TPN 40 To 100Amps in the MCB DB complete with connection testing and commissioning. (Make :Legrand/ Havells/ C&S) or suitable equivalent make | 14.00 | EACH | 2832.89 | 3073.00 | 43022.00 | 3500.00 | 49000.00 | 2500.00 | 35000.00 | 35000.00 | SRI LAKSHMI INDUSTRIES
197.00 | Supply & fixing 240 Volt,10KA 'C' curve MCB of single pole 6 to 32Amps in the MCB DB complete with connection testing and commissioning. (Make Legrand/Havells/C&S) or suitable equivalent make | 348.00 | EACH | 352.80 | 382.00 | 132936.00 | 350.00 | 121800.00 | 300.00 | 104400.00 | 104400.00 | SRI LAKSHMI INDUSTRIES
198.00 | Supply & fixing and connecting to the system of Sheet metal enclosures with double door DB's when MCB'S to be used Triple pole & neutral 12 way,415 V with 200 Amps rated busbar, (Make: Legrand/Havells / ABB) or suitable equivalent make | 6.00 | EACH | 5499.96 | 5960.00 | 35760.00 | 6700.00 | 40200.00 | 5000.00 | 30000.00 | 30000.00 | SRI LAKSHMI INDUSTRIES
199.00 | Supply & fixing and connecting to the system of Sheet metal enclosures with double door DB's when MCB'S to be used Triple pole & neutral 8 way,415 V with 200 Amps rated busbar, (Make: Legrand/Havells / ABB ) or suitable equivalent make | 2.00 | EACH | 4306.44 | 4670.00 | 9340.00 | 5300.00 | 10600.00 | 3800.00 | 7600.00 | 7600.00 | SRI LAKSHMI INDUSTRIES
200.00 | Supply, fixing & connecting to the system of Sheet metal enclosures with double door DB's when MCB'S to be used Triple pole & neutral 6 way,415 V with 200 Amps rated busbar, (Make: Legrand/Havells / ABB) or suitable equivalent make | 2.00 | EACH | 3823.44 | 4140.00 | 8280.00 | 4900.00 | 9800.00 | 3300.00 | 6600.00 | 6600.00 | SRI LAKSHMI INDUSTRIES
201.00 | Supply, fixing & connecting to the system of Sheet metal enclosures with double door DB's when MCB'S to be used Triple pole & neutral 4 way,415 V with 200 Amps rated busbar, (Make: Legrand/Havells / ABB or suitable equivalent make) | 4.00 | EACH | 3171.24 | 3440.00 | 13760.00 | 4300.00 | 17200.00 | 2700.00 | 10800.00 | 10800.00 | SRI LAKSHMI INDUSTRIES
202.00 | Material & Labour XLPE insulated, armoured heavy duty electric cable with aluminium conductor, 1100 volts grade, cross-sectional area 4 sq. mm of 3 core U.G. cable . (Make : Havells/ Finolex/ Orbit /Policab) or Suitably equivalent | 50.00 | RM | 147.48 | 160.00 | 8000.00 | 180.00 | 9000.00 | 130.00 | 6500.00 | 6500.00 | SRI LAKSHMI INDUSTRIES
203.00 | Material & Labour for laying of 3.5 core 25 sq.mm 1100 voltage grade heavy duty, armoured, U.G. cable with PVC insulated aluminum conductor. (Make : Havells/ Finolex/ Orbit / Policab) or Suitably equivalent make | 150.00 | RM | 233.69 | 250.00 | 37500.00 | 290.00 | 43500.00 | 190.00 | 28500.00 | 28500.00 | SRI LAKSHMI INDUSTRIES
204.00 | Material & Labour for laying of 3.5core 35 sq.mm 1100 voltage grade heavy duty, armoured, U.G. cable withPVC insulated aluminum conductor. (Make : Havells/ Finolex/ Orbit / Policab ) or Suitably equivalent | 70.00 | RM | 282.32 | 306.00 | 21420.00 | 350.00 | 24500.00 | 250.00 | 17500.00 | 17500.00 | SRI LAKSHMI INDUSTRIES
205.00 | Supply and fixing of exhaust fan, steel body AC single Phase. 230V of size 300 mm sweep with, blades, and frame and louvers (Make: Almonard/ Khaitan/ Crompton) or Suitably equivalent make | 10.00 | EACH | 4258.31 | 4620.00 | 46200.00 | 4900.00 | 49000.00 | 3600.00 | 36000.00 | 36000.00 | SRI LAKSHMI INDUSTRIES
206.00 | Supply and fixing of One bell /buzzer point controlled by one push button on same board with others switches or indepedent with cables 1.5 sqmm size. pvc conduit (Legrand/ Anchor/ Havells/ policab) or suitable equivalent make. | 5.00 | Point | 1191.30 | 1290.00 | 6450.00 | 1440.00 | 7200.00 | 1000.00 | 5000.00 | 5000.00 | SRI LAKSHMI INDUSTRIES
207.00 | Supply and fixing of multi music type bell AC 230V and connecting to the system.(Make: Philips / CG /Havells / Legrand/Anchor) or suitable equivalent make | 5.00 | EACH | 673.80 | 730.00 | 3650.00 | 700.00 | 3500.00 | 680.00 | 3400.00 | 3400.00 | SRI LAKSHMI INDUSTRIES
208.00 | Material & labour for .XLPE insulated, armoured heavy duty electric cable with aluminium conductor, 1100 volts grade, cross-sectional area 3.5 core 300 sq.mm , U.G. cable with XLPE insulated aluminum conductor. (Make : Havells/ Finolex/ Orbit /Policab) or Suitably equivale make | 250.00 | RM | 1707.41 | 1850.00 | 462500.00 | 1900.00 | 475000.00 | 1550.00 | 387500.00 | 387500.00 | SRI LAKSHMI INDUSTRIES
209.00 | Excavating in trenches hard/dense soil not exceeding 1.5 m wide and not exceeding 1.5 m in depth for laying cable. | 96.00 | CUM | 810.00 | 870.00 | 83520.00 | 1000.00 | 96000.00 | 700.00 | 67200.00 | 67200.00 | SRI LAKSHMI INDUSTRIES
210.00 | Material & labour for sand filling for cushioning on U.G cable | 19.20 | CUM | 2369.16 | 2570.00 | 49344.00 | 2900.00 | 55680.00 | 2000.00 | 38400.00 | 38400.00 | SRI LAKSHMI INDUSTRIES
211.00 | Materal & labour for Bricks; common burnt clay building bricks sub class B Old size designation 75 for protection to U.G cable | 2.16 | nos in 1000 | 6662.26 | 7228.00 | 15612.48 | 15000.00 | 32400.00 | 5800.00 | 12528.00 | 12528.00 | SRI LAKSHMI INDUSTRIES
212.00 | Hard/dense soil Returning, refilling in the excavated trench after laying of power cable including spreading levelling, watering and well ramming in layers not exc 25 cm. Hard/dense soil. | 96.00 | CUM | 166.92 | 181.00 | 17376.00 | 150.00 | 14400.00 | 140.00 | 13440.00 | 13440.00 | SRI LAKSHMI INDUSTRIES
213.00 | Supply & Fixing of modular Metal flush box, 4 module.(Make: Legrand / Havells /Anchor) or suitable equivalent make | 30.00 | EACH | 256.08 | 277.00 | 8310.00 | 290.00 | 8700.00 | 250.00 | 7500.00 | 7500.00 | SRI LAKSHMI INDUSTRIES
214.00 | Supply & fixing of modular white cover plate with frame 4 module.(Make: Havells / Legrand/Anchor) or suitable equivalent make | 30.00 | EACH | 296.52 | 356.00 | 10680.00 | 300.00 | 9000.00 | 300.00 | 9000.00 | 9000.00 | HARI ENTERPRISES, SRI LAKSHMI INDUSTRIES
215.00 | Supply & fixing of metal flush box for 6 module plate (Make: Legrand / Havells /Anchor) or suitable equivalent make | 30.00 | EACH | 340.92 | 369.00 | 11070.00 | 300.00 | 9000.00 | 310.00 | 9300.00 | 9000.00 | HARI ENTERPRISES
216.00 | Supply & fixing of 6 module modular white cover plate with frame(Make: Legrand / Havells /Anchor) or suitable equivalent make | 110.00 | EACH | 371.52 | 400.00 | 44000.00 | 360.00 | 39600.00 | 340.00 | 37400.00 | 37400.00 | SRI LAKSHMI INDUSTRIES
217.00 | Supply and fixing LED luminaire 600 mm x 600 mm, 35/36 watt, 220 V AC recessed type with high efficiency PMMA diffuser soft glare free light complete with driver, holders & LED lamp suitable for roof ceiling including connecting up with driver three core flexible copper conductor cases of suitable size complete (Make: Havells/ Philips / Wipro/ Bajaj/ CG/ Luker) or suitable equivalent make | 120.00 | EACH | 5123.03 | 5550.00 | 666000.00 | 3900.00 | 468000.00 | 4500.00 | 540000.00 | 468000.00 | HARI ENTERPRISES
218.00 | supply of Roma 4 way uni socket 4 way, Make: Anchor/Havells ) or suitable equivalent make | 80.00 | Nos | 398.31 | 430.00 | 34400.00 | 450.00 | 36000.00 | 450.00 | 36000.00 | 34400.00 | P S G CONSTRUCTIONS
219.00 | Supply, Installation and testing of LED strip light with adaptor, End holder and all accessories complete as required as per site conditions.(Make: Philips / CG /Havells / Legrand/Anchor ) or suitable equivalent make | 55.00 | RM | 1100.00 | 1190.00 | 65450.00 | 900.00 | 49500.00 | 1200.00 | 66000.00 | 49500.00 | HARI ENTERPRISES
220.00 | Supply and fixing of spot light, 7W, cool day white. Make:philips model Astra spot Light or suitably equivalent make of wipro/ havells/ CG. | 5.00 | EACH | 1150.00 | 1240.00 | 6200.00 | 1000.00 | 5000.00 | 1200.00 | 6000.00 | 5000.00 | HARI ENTERPRISES
221.00 | Supply and fixing of spot light, 18W, cool day white. Make:philips model sky spotCOB or equivalent of wipro/havells/CG make | 7.00 | EACH | 3600.00 | 3900.00 | 27300.00 | 3300.00 | 23100.00 | 3550.00 | 24850.00 | 23100.00 | HARI ENTERPRISES
222.00 | Supply of LED wall mounting light fitting (focus) 9/12 watts 230 volts AC (Make: PHILLIPS/ ANCHOR/ HAVELLS/ Legrand/ Schneider/ GM) or suitably equivalent make | 7.00 | EACH | 1380.00 | 1500.00 | 10500.00 | 1200.00 | 8400.00 | 1350.00 | 9450.00 | 8400.00 | HARI ENTERPRISES
223.00 | Fixing only forLED wall mounting light fitting (focus) | 7.00 | EACH | 54.00 | 58.00 | 406.00 | 50.00 | 350.00 | 64.00 | 448.00 | 350.00 | HARI ENTERPRISES
224.00 | Supply & Fixing LED Flood light fitting 200 watt cool day white min 18000 lumens output , IP 65 protection (Make:PHILIPS,model BVP 184 XX200WPSU /ANCHOR/ Havells / Legrand/Anchor ) or suitable equivalent make | 8.00 | EACH | 21500.00 | 18000.00 | 144000.00 | 19000.00 | 152000.00 | 21000.00 | 168000.00 | 144000.00 | P S G CONSTRUCTIONS
225.00 | labour only for removing of 5/10pair telephone cable in PVC/GI pipe | 150.00 | RM | 7.00 | 7.50 | 1125.00 | 7.00 | 1050.00 | 6.00 | 900.00 | 900.00 | SRI LAKSHMI INDUSTRIES
226.00 | labour only for laying of 5/10 pair telephone cable in PVC/GI pipe | 150.00 | RM | 15.00 | 16.00 | 2400.00 | 15.00 | 2250.00 | 18.00 | 2700.00 | 2250.00 | HARI ENTERPRISES
227.00 | Supply & fixing of Sheet metel enclosoures for DB'S MCCBDB 8 way DOUBLE DOOR (DPX250+24).Make:Legrand or any reputed suitably equivalent make, (CAT - Legrand 507759 - VTPN 8 Way MCCB DPX 3 250+24) | 3.00 | EACH | 24000.00 | 26000.00 | 78000.00 | 28000.00 | 84000.00 | 24200.00 | 72600.00 | 72600.00 | SRI LAKSHMI INDUSTRIES
228.00 | Supply & fixing metal flush box for 8 module plate Make: Legrand / Havells /Anchor ) or suitable equivalent make | 20.00 | EACH | 120.00 | 130.00 | 2600.00 | 110.00 | 2200.00 | 125.00 | 2500.00 | 2200.00 | HARI ENTERPRISES
229.00 | Supply & fixing of 8 modular white cover plate with frame ( Make: Legrand / Havells /Anchor ) or suitable equivalent make | 20.00 | EACH | 350.00 | 370.00 | 7400.00 | 330.00 | 6600.00 | 360.00 | 7200.00 | 6600.00 | HARI ENTERPRISES
230.00 | Supply & fixing of 12 module plate with frame and metal flush box( Make: Philips / CG /Havells / Legrand/Anchor ) or suitable equivalent make | 80.00 | EACH | 450.00 | 480.00 | 38400.00 | 440.00 | 35200.00 | 475.00 | 38000.00 | 35200.00 | HARI ENTERPRISES
231.00 | Supply & fixing of 16 module plate with frame and metal flush box(Make: Philips / CG /Havells / Legrand/Anchor) or suitable equivalent make | 30.00 | EACH | 500.00 | 540.00 | 16200.00 | 490.00 | 14700.00 | 520.00 | 15600.00 | 14700.00 | HARI ENTERPRISES
232.00 | Supply & fixing of modular type Dummy plate.(Make: Legrand / Havells /Anchor ) or suitable equivalent make | 50.00 | EACH | 20.00 | 25.00 | 1250.00 | 300.00 | 15000.00 | 22.00 | 1100.00 | 1100.00 | SRI LAKSHMI INDUSTRIES
233.00 | Design, Fabricate & Supply,Erection of LT panel Board indoor cunicle type floor mounting free standing free from dust & vermin made out of 2 mm thick CRCA sheet for load bearing parts & 1.6 mm thick CRCA sheet for non load bearing parts finished with epoxy powder coated siemens grey texture finish suitable for mounting the following items: 1) Incoming-400 Amps 3 pole 36KA MCCB Microprocessor based release with front operated rotary handle & auxilary contacts to indicate ON/OFF/TRIP - 01 no. (Make:ABB /SIEMENS/ SCHNEIDER.) or suitable equivalent make 2) Outgoing- 100 Amps 3 pole 36KA MCCB Adjustable thermal magnetic release with front operated rotary handle & auxillary contacts to indicate ON/OFF/TRIP- 04 Nos, (Make:ABB/SIEMENS/SCHNEIDER. ) or suitable equivalent make 3) Outgoing- 200 Amps 3 pole 36KA MCCB Adjustable thermal magnetic release with front operated rotary handle & auxillary contacts to indicate ON/OFF/TRIP- 03 Nos, (Make:ABB/SIEMENS/SCHNEIDER.) or suitable equivalent make 4) 400 Amps rated copper busbar with half neutral mounted on suitable SMC 04 Nos 5) Digital MFM Meter with suitable CTs,PTs & indicator -01Set (Make: SCHNEIDER/L&T/RISHAB ) or suitable equivalent make | 1.00 | WJ | 485500.00 | 526000.00 | 526000.00 | 550000.00 | 550000.00 | 486000.00 | 486000.00 | 486000.00 | SRI LAKSHMI INDUSTRIES
234.00 | Supply & Fixing of 3 Star inverter 3 ton cassette unit, (Make: BLUE STAR ,Daikin / Voltas ) or suitable equivalent make | 4.00 | Nos | 165385.00 | 175000.00 | 700000.00 | 200000.00 | 800000.00 | 165000.00 | 660000.00 | 660000.00 | SRI LAKSHMI INDUSTRIES
235.00 | Supply & Fixing of 3 Star inverter 1.5 ton inverter 5 Star rating Spilit unit, (Make: BLUE STAR,Daikin / Voltas ) or suitable equivalent make | 15.00 | Nos | 75737.53 | 75000.00 | 1125000.00 | 90000.00 | 1350000.00 | 76000.00 | 1140000.00 | 1125000.00 | P S G CONSTRUCTIONS
236.00 | Supply of both Suction and discharge copper pipe alongwith insulation for cassette unit. | 80.00 | RM | 1380.60 | 1450.00 | 116000.00 | 2000.00 | 160000.00 | 1400.00 | 112000.00 | 112000.00 | SRI LAKSHMI INDUSTRIES
237.00 | Supply of bothSuction and discharge copper pipe alongwith insulation for split unit . | 160.00 | RM | 980.88 | 1060.00 | 169600.00 | 1330.00 | 212800.00 | 1100.00 | 176000.00 | 169600.00 | P S G CONSTRUCTIONS
238.00 | Supply and Installation of LED NAME BOARD Size 20 x 4 Feet, Installation of 2 mm thick Sq. Pipe Height of 10 Feet | 1.00 | WJ | 152220.00 | 165000.00 | 165000.00 | 205000.00 | 205000.00 | 153000.00 | 153000.00 | 153000.00 | SRI LAKSHMI INDUSTRIES
239.00 | Supply and fixing of 25mm rigid non matetalic PVC conduit exclusive of boxes (junction / terminal) but inclusive of all tees, bends, elbow, reductors, bell mouth, tube ends and fixing accessories such as couplers, locknuts, saddles, pipe hooks, etc. | 1300.00 | RM | 100.00 | 108.00 | 140400.00 | 200.00 | 260000.00 | 110.00 | 143000.00 | 140400.00 | P S G CONSTRUCTIONS
240.00 | Material & labour for cutting chases, pining in, making good to facing where required and pointing in cement mortor 1:3 to ends and cutting chases for concealed conduit wiring, etc., and making good, cutting exc. 10cm but not exc. 20 cm grith | 1300.00 | RM | 40.00 | 90.00 | 117000.00 | 200.00 | 260000.00 | 45.00 | 58500.00 | 58500.00 | SRI LAKSHMI INDUSTRIES
241.00 | Supply and fixing modular white cover plate with frame 4 module | 80.00 | EACH | 200.00 | 215.00 | 17200.00 | 280.00 | 22400.00 | 220.00 | 17600.00 | 17200.00 | P S G CONSTRUCTIONS
242.00 | Supply and fixing modular metal flush box for 4 module plate | 80.00 | EACH | 180.00 | 195.00 | 15600.00 | 220.00 | 17600.00 | 200.00 | 16000.00 | 15600.00 | P S G CONSTRUCTIONS
243.00 | Supply of 5 pair PVC telephone cable with conductor size of 0.5 mm Make: (Finolex / Delton / Five star) or Suitably equivalent acceptable | 2000.00 | RM | 30.00 | 40.00 | 80000.00 | 100.00 | 200000.00 | 40.00 | 80000.00 | 80000.00 | P S G CONSTRUCTIONS, SRI LAKSHMI INDUSTRIES
244.00 | Supply and Fixing of Floor mounted powder coated telephone distribution box wih KRONE connector strips suitable for connecting 400 pairs of lines with complete installation of panel by making proper foundation with supply of ISMC channel, foundation bolts and associated material | 2.00 | EACH | 14500.00 | 15700.00 | 31400.00 | 6700.00 | 13400.00 | 15000.00 | 30000.00 | 13400.00 | HARI ENTERPRISES
245.00 | Labour only for laying of 5 / 10 pair telephone cable in PVC / GI pipe. | 2000.00 | RM | 15.00 | 20.00 | 40000.00 | 25.00 | 50000.00 | 20.00 | 40000.00 | 40000.00 | P S G CONSTRUCTIONS, SRI LAKSHMI INDUSTRIES
246.00 | Supply and fixing of12 module plate with frame and metal flush box | 20.00 | EACH | 450.00 | 480.00 | 9600.00 | 600.00 | 12000.00 | 470.00 | 9400.00 | 9400.00 | SRI LAKSHMI INDUSTRIES
247.00 | supply and fixing modular type dummy plate (12 module) | 20.00 | EACH | 20.00 | 25.00 | 500.00 | 500.00 | 10000.00 | 30.00 | 600.00 | 500.00 | P S G CONSTRUCTIONS
248.00 | Supply of a) structured way,numbering,network connectivity testing between server and node b)Single face plate with back box -1 c)CAT6I/O-I d) Casing/Caping/PVC conduit with all accessories average 55 metre per node. | 106.00 | Per Node | 2747.63 | 2900.00 | 307400.00 | 6000.00 | 636000.00 | 2400.00 | 254400.00 | 254400.00 | SRI LAKSHMI INDUSTRIES
249.00 | Supply of CAT6 patch cord 1 metre | 106.00 | EACH | 141.60 | 150.00 | 15900.00 | 6000.00 | 636000.00 | 130.00 | 13780.00 | 13780.00 | SRI LAKSHMI INDUSTRIES
250.00 | Supply of 24 port patch panel loaded. | 5.00 | EACH | 2678.60 | 2900.00 | 14500.00 | 13000.00 | 65000.00 | 2500.00 | 12500.00 | 12500.00 | SRI LAKSHMI INDUSTRIES
251.00 | Supply Cisco 24 port manged switch C1300-24P-4G | 5.00 | EACH | 48970.00 | 53000.00 | 265000.00 | 120000.00 | 600000.00 | 42000.00 | 210000.00 | 210000.00 | SRI LAKSHMI INDUSTRIES
252.00 | Supply 15U rack with accessories. | 2.00 | EACH | 9912.00 | 10700.00 | 21400.00 | 17500.00 | 35000.00 | 8500.00 | 17000.00 | 17000.00 | SRI LAKSHMI INDUSTRIES
253.00 | Supply of duplex fiber patch cord LC-LC SM 3 metre | 2.00 | EACH | 1298.00 | 1400.00 | 2800.00 | 7200.00 | 14400.00 | 1200.00 | 2400.00 | 2400.00 | SRI LAKSHMI INDUSTRIES
254.00 | Installation charges for network connectivity | 1.00 | WJ | 33040.00 | 35000.00 | 35000.00 | 200000.00 | 200000.00 | 28500.00 | 28500.00 | 28500.00 | SRI LAKSHMI INDUSTRIES
| Total in Figures |  |  |  |  | 42423054.48 |  | 45098010.00 |  | 38019281.00
Lowest Amount Quoted BY: SRI LAKSHMI INDUSTRIES(38019281.00)

## BOQ Summary
BOQ Summary Details Tender Title: SPECIAL REPAIRS TO OLD CANTEEN BUILDING No. NIB-06 TO ACCOMMODATE THE ODC SECTION AT HVF, AVADI. Tender ID: 2025_AVNL_232980_1
Sheet Name | Sl.No | Bidder Name | Amount | Bid Rank
BoQ1 | 1 | SRI LAKSHMI INDUSTRIES (BID ID -846585) | 38019281.00 | L1
| 2 | P S G CONSTRUCTIONS (BID ID -846490) | 42423054.48 | L2
| 3 | HARI ENTERPRISES (BID ID -846409) | 45098010.00 | L3