## BoQ1
Government eProcurement System Created By: DINESH KUMAR V R Created Date/Time: 10-Nov-2025 11:53 AM Tender Title: CONSTRUCTION OF 02 NOS. OF TYPE-VI QUARTERS AT AVNL ESTATE Tender ID: 2025_AVNL_250028_1
Tender Inviting Authority: THE CHIEF GENERAL MANAGER, HVF, AVADI, CHENNAI, 600 054
Name of Work: CONSTRUCTION OF 02 Nos. of TYPE - VI QUARTERS AT AVNL ESTATE
Tender No: HVF/TE/13025/CEO/2025-26/43
SCHEDULE OF WORK / ITEM(S)
Sl.No | Description of Work / Item(s) | No.of Qty | Units | Estimated Rate | MAHALAXMI CONSTRUCTION COMPANY (GSTN-NA) BID ID -912183 |  | NARASIMHAN ENGINEERING CONTRACTORS PRIVATE LIMITED (GSTN-NA) BID ID -911538 |  | HARI ENTERPRISES (GSTN-NA) BID ID -920260
[5 empty] | Rate | Amount | Rate | Amount | Rate | Amount | L1 Amount | L1 Vendor
1.00 | Demolitionof Existing old dilapilated building of any size , shape of any material and removing the Serviceable useable materials seperately by dissmantling without making any damage and handing over the same to CE Estate store and demolshing the brickwork , concrete etc., and clearing the rubbish including the foundation part copletely without leaving any construction materials below the ground level. The rate is inclusve of shifting the debris to al lead exceeding 1.5 Km from the site and dumping , the materials at the low lying area including levelling the surface after dumping to have a uniform levellled surface. | 1000.00 | SqM | 150.00 | 180.00 | 180000.00 | 220.00 | 220000.00 | 200.00 | 200000.00 | 180000.00 | MAHALAXMI CONSTRUCTION COMPANY
2.00 | Demolition of Brick work built in Cement Mortor of any description | 5.00 | CuM | 1888.23 | 1800.00 | 9000.00 | 1850.00 | 9250.00 | 950.00 | 4750.00 | 4750.00 | HARI ENTERPRISES
3.00 | Demolition of Reinforced Cement Concrete in of any thickness including plastering | 5.00 | CuM | 2166.26 | 1800.00 | 9000.00 | 2850.00 | 14250.00 | 1000.00 | 5000.00 | 5000.00 | HARI ENTERPRISES
4.00 | Demolition of Unreinforced cement concrete in of any thickness including plastering | 10.00 | CuM | 1876.00 | 1800.00 | 18000.00 | 3850.00 | 38500.00 | 950.00 | 9500.00 | 9500.00 | HARI ENTERPRISES
5.00 | Dismantling structural steel work including doors, windows, ventilators, gates but excluding framed truss etc and handing over to CE store. | 2.00 | Per Quintal | 717.14 | 600.00 | 1200.00 | 5000.00 | 10000.00 | 700.00 | 1400.00 | 1200.00 | MAHALAXMI CONSTRUCTION COMPANY
6.00 | M & L for cutting down the branches and Grubbing up tree trunk including cutting of trunk portion protruding over ground, digging out roots, filling holes and leveling off ground, stacking of serviceable material and removing of unserviceable material to a distance n exc. 50 m and clearing site (girth exc 30 cm and n.exc. 100cm) | 6.00 | Each | 2132.79 | 2000.00 | 12000.00 | 10000.00 | 60000.00 | 2500.00 | 15000.00 | 12000.00 | MAHALAXMI CONSTRUCTION COMPANY
7.00 | Surface excavation in Hard/Dense soil n.exc (not exceeding) 30 cm deep and averaging 15cm deep and getting out | 3000.00 | SQM | 107.18 | 100.00 | 300000.00 | 30.00 | 90000.00 | 70.00 | 210000.00 | 90000.00 | NARASIMHAN ENGINEERING CONTRACTORS PRIVATE LIMITED
8.00 | Obtaining Reports for Soil investigation includes geotechnical investigation for the proposed project site to determine subsurface soil conditions for structural foundation design, based on the attached plan and elevation and structural Drawing should be provided by contractor .all as specified and directed. | 1.00 | WJ | 140000.00 | 72000.00 | 72000.00 | 75000.00 | 75000.00 | 140000.00 | 140000.00 | 72000.00 | MAHALAXMI CONSTRUCTION COMPANY
9.00 | Earthwork excavation in hard/dense soil in trenches width and depth not exceeding 1.50 m and getting out | 1730.00 | CUM | 776.25 | 450.00 | 778500.00 | 260.00 | 449800.00 | 650.00 | 1124500.00 | 449800.00 | NARASIMHAN ENGINEERING CONTRACTORS PRIVATE LIMITED
10.00 | Earth work excavation in trenches exceeding 1.5m and not exceeding 3.0 m in width and depth and getting out in hard/dense soil. | 65.00 | CUM | 958.76 | 540.00 | 35100.00 | 280.00 | 18200.00 | 900.00 | 58500.00 | 18200.00 | NARASIMHAN ENGINEERING CONTRACTORS PRIVATE LIMITED
11.00 | Excavating in post holes in Hard/dense soils (or similar holes) each n exc 0.5 cu.m, getting out, returning,filling in and ramming earth or broken rubble mixed with earth around in layers not exceeding 25cm. | 30.00 | Each | 438.61 | 400.00 | 12000.00 | 260.00 | 7800.00 | 400.00 | 12000.00 | 7800.00 | NARASIMHAN ENGINEERING CONTRACTORS PRIVATE LIMITED
12.00 | Material and labour for sand filling in foundation including watering and consolidation. | 305.00 | CUM | 2270.45 | 2500.00 | 762500.00 | 3000.00 | 915000.00 | 2800.00 | 854000.00 | 762500.00 | MAHALAXMI CONSTRUCTION COMPANY
13.00 | M & L for P.C.C 1:4:8, D2 type using 40mm graded aggregated in foundation. | 306.00 | CUM | 6305.57 | 5700.00 | 1744200.00 | 5800.00 | 1774800.00 | 5800.00 | 1774800.00 | 1744200.00 | MAHALAXMI CONSTRUCTION COMPANY
14.00 | M & L for filling of moorum/red bajiri in floors or pavings, laid in layers not exceeding 15cm thick, spread, leveled and rammed including watering where directed. | 550.00 | CUM | 1426.12 | 1200.00 | 660000.00 | 1650.00 | 907500.00 | 1500.00 | 825000.00 | 660000.00 | MAHALAXMI CONSTRUCTION COMPANY
15.00 | Material and labour for post constructional anti-termite treatment along the external wall and below concrete or masonry apron using chemical emulsion at 2.25 liters per linear meter including drilling and plugging holes etc., in apron. chloropyriophos emulsifies concentrates conforming to IS8944-2005 shall be used as per concentration indicated in IS code. | 150.00 | RM | 102.58 | 100.00 | 15000.00 | 90.00 | 13500.00 | 130.00 | 19500.00 | 13500.00 | NARASIMHAN ENGINEERING CONTRACTORS PRIVATE LIMITED
16.00 | Material and Labour for anti-termite treatment of voids in masonry using chemical emulsion(chloropyriophos) one litre per hole at 300mm intervals inculding drilling holes at 45 degree and replugging them with cement mortar1:2 to match the existing floor or wall.work is to be perfomed in inside buildings. one hole on the intersection of wall and floor and other on the wall above 300mm from the floor as directed.chloropyriophos emulsifies concentrates conforming to IS8944-2005 shall be used as per concentration indicated in IS code. | 150.00 | Sq.M | 242.65 | 250.00 | 37500.00 | 90.00 | 13500.00 | 220.00 | 33000.00 | 13500.00 | NARASIMHAN ENGINEERING CONTRACTORS PRIVATE LIMITED
17.00 | M & L for providing RCC M25 Concrete (1:1.5:3) in Foundations, including rafts,footings, foundation beams; plinth beams; bases for columns, etc.; basement slabs, under-reamed piles and mass concrete | 225.00 | Cum | 8786.69 | 7800.00 | 1755000.00 | 8750.00 | 1968750.00 | 7300.00 | 1642500.00 | 1642500.00 | HARI ENTERPRISES
18.00 | M & L for providing RCC M25 Concrete (1:1.5:3) in Columns, pillars, piers, posts and struts | 38.00 | Cum | 9947.73 | 8000.00 | 304000.00 | 9250.00 | 351500.00 | 8300.00 | 315400.00 | 304000.00 | MAHALAXMI CONSTRUCTION COMPANY
19.00 | M & L for providing RCC M25 Concrete (1:1.5:3) in Beams, cantilever bressummers, lintels over 1.5m span | 50.00 | Cum | 9365.83 | 8000.00 | 400000.00 | 9250.00 | 462500.00 | 8800.00 | 440000.00 | 400000.00 | MAHALAXMI CONSTRUCTION COMPANY
20.00 | M & L for providing RCC M25 Concrete (1:1.5:3) in Slabs supported on walls, beams and columns in floors, roofs, landings, balconies, canopies, deck slabs and in shelves and the like | 93.00 | Cum | 8496.66 | 8000.00 | 744000.00 | 9250.00 | 860250.00 | 7500.00 | 697500.00 | 697500.00 | HARI ENTERPRISES
21.00 | M & L for providing RCC M25 Concrete (1:1.5:3) in chajjas | 4.00 | Cum | 10019.48 | 9000.00 | 36000.00 | 10500.00 | 42000.00 | 9000.00 | 36000.00 | 36000.00 | MAHALAXMI CONSTRUCTION COMPANY, HARI ENTERPRISES
22.00 | M & L for Formwork Flat to sides of concrete foundations, footings, bases of columns, raft and raft beams, sides and soffits (if any) of foundation and plinth beams; and similar work; vertical or to batter Add to Fair Finished surface | 1000.00 | SQM | 456.68 | 450.00 | 450000.00 | 680.00 | 680000.00 | 450.00 | 450000.00 | 450000.00 | MAHALAXMI CONSTRUCTION COMPANY, HARI ENTERPRISES
23.00 | M & L for Formwork Square/Rectanglur to sides of pillars, posts, struts, piers, columns and stanchions Add to Fair Finished surface | 550.00 | SQM | 780.24 | 600.00 | 330000.00 | 875.00 | 481250.00 | 470.00 | 258500.00 | 258500.00 | HARI ENTERPRISES
24.00 | M & L for Formwork flat to floor or roof beams, beam haunchings, girders, bressummers, lintels, cantilevers, shelves including sup- ports, overhangs, etc. also splays between floors and Add to Fair Finished surface beams, etc. | 250.00 | SQM | 624.67 | 600.00 | 150000.00 | 875.00 | 218750.00 | 490.00 | 122500.00 | 122500.00 | HARI ENTERPRISES
25.00 | M & L for Formwork to flat soffits of suspended slabs such as roof slabs, floor slabs, landings and similar work; not exceeding 200mm thick (Horizontal or sloping) Add to Fair Finished surface | 800.00 | SQM | 662.00 | 600.00 | 480000.00 | 875.00 | 700000.00 | 440.00 | 352000.00 | 352000.00 | HARI ENTERPRISES
26.00 | M & L for Formwork to flat chullah hoods, chajjas, troughs and similar items to Fair Finished surface including edges | 40.00 | SQM | 787.31 | 600.00 | 24000.00 | 875.00 | 35000.00 | 800.00 | 32000.00 | 24000.00 | MAHALAXMI CONSTRUCTION COMPANY
27.00 | Material and labour for flat Formwork to fins, louvers, fascia, Percola including fair finished surface. | 25.00 | SQM | 866.16 | 800.00 | 20000.00 | 875.00 | 21875.00 | 900.00 | 22500.00 | 20000.00 | MAHALAXMI CONSTRUCTION COMPANY
28.00 | Mild steel TMT bars 10mm dia and over, cut to length, bent to shape required, including cranking, Bending spirally for hooping for columns, hooking ends and binding with and including mild steel wire (annealed) not less than 0.9mm dia or securing with clips | 17450.00 | KG | 94.99 | 95.00 | 1657750.00 | 95.00 | 1657750.00 | 105.00 | 1832250.00 | 1657750.00 | NARASIMHAN ENGINEERING CONTRACTORS PRIVATE LIMITED, MAHALAXMI CONSTRUCTION COMPANY
29.00 | Supply and fixing of mild steel reinforcement TMT bars 8mm dia to 6 mm dia including bending, cranking, hooking and tieing with mild steel wire not less than 0.90mm dia. | 11450.00 | KG | 97.23 | 99.00 | 1133550.00 | 97.00 | 1110650.00 | 105.00 | 1202250.00 | 1110650.00 | NARASIMHAN ENGINEERING CONTRACTORS PRIVATE LIMITED
30.00 | Material and labour for precast cement concrete B-0 type (1:2:4) 12.5 mm aggregate jallies 35 mm thick and set in cement mortar 1:6. | 6.00 | SQM | 821.22 | 800.00 | 4800.00 | 750.00 | 4500.00 | 1100.00 | 6600.00 | 4500.00 | NARASIMHAN ENGINEERING CONTRACTORS PRIVATE LIMITED
31.00 | M & L for Glass strips of 3mm thick inserted in position width of strip 22mm | 50.00 | RM | 14.03 | 15.00 | 750.00 | 18.00 | 900.00 | 18.00 | 900.00 | 750.00 | MAHALAXMI CONSTRUCTION COMPANY
32.00 | Supply of liquid water proofing compound | 20.00 | Per Litre | 300.73 | 300.00 | 6000.00 | 480.00 | 9600.00 | 200.00 | 4000.00 | 4000.00 | HARI ENTERPRISES
33.00 | M & L for Damp proof course in CM 1:2:4 type in 40 mm thick B0 to horizontal or verticalsurfaces including necessary formwork | 200.00 | SqM | 325.92 | 300.00 | 60000.00 | 300.00 | 60000.00 | 250.00 | 50000.00 | 50000.00 | HARI ENTERPRISES
34.00 | Material and labour for precast cement concret type B1 1:2:4 20 mm graded aggregate set in cemtn mortar 1:4 in landings , cover slabs, manholes, chullas hoods, chajjas water groughs, mangers, shelves and similar articles with plain faces | 2.00 | CUM | 12711.87 | 10000.00 | 20000.00 | 10500.00 | 21000.00 | 16000.00 | 32000.00 | 20000.00 | MAHALAXMI CONSTRUCTION COMPANY
35.00 | M & L for Cutting chases, pinning in. making good to Brick work / concrete facings where required and pointing in cement mortar 1:3 to ends or edges of landings, steps, cills, sunshades, shelves, lintels, etc.; and cutting chases for concealed water tubing or concealed conduit wiring, etc., and making good, cutting not exc 10 cm girth | 500.00 | RM | 58.02 | 60.00 | 30000.00 | 55.00 | 27500.00 | 80.00 | 40000.00 | 27500.00 | NARASIMHAN ENGINEERING CONTRACTORS PRIVATE LIMITED
36.00 | M & L for Brick work with subclass ‘B’ bricks, straight or curved on plan exc 6m mean radius, built In cement mortor 1:6 | 775.00 | CUM | 6210.00 | 9000.00 | 6975000.00 | 9250.00 | 7168750.00 | 8000.00 | 6200000.00 | 6200000.00 | HARI ENTERPRISES
37.00 | M & L for half Brick wall built in CM.1:4 using Sub-Class “B” Bricks. | 110.00 | SQM | 695.54 | 1000.00 | 110000.00 | 1250.00 | 137500.00 | 950.00 | 104500.00 | 104500.00 | HARI ENTERPRISES
38.00 | Material & labour for plastering with CM(1:3) 12mm thick celling plastering | 550.00 | SQM | 313.55 | 400.00 | 220000.00 | 380.00 | 209000.00 | 400.00 | 220000.00 | 209000.00 | NARASIMHAN ENGINEERING CONTRACTORS PRIVATE LIMITED
39.00 | M & L for plastering in CM 1:4, 15mm thick on fair faces of inner brick work, concrete surfaces and Door & Window Jamb plastering. | 4250.00 | SQM | 302.59 | 350.00 | 1487500.00 | 380.00 | 1615000.00 | 400.00 | 1700000.00 | 1487500.00 | MAHALAXMI CONSTRUCTION COMPANY
40.00 | S & F of Pre-cast cement concrete block Type-1 B1 1:2:4 20 mm agg masonry with solid blocks, exc. 10 cm in width and setting in mortar, complete. | 5.00 | CUM | 10532.51 | 10000.00 | 50000.00 | 9450.00 | 47250.00 | 9500.00 | 47500.00 | 47250.00 | NARASIMHAN ENGINEERING CONTRACTORS PRIVATE LIMITED
41.00 | M & L for Extra over rendering or plastering for work in isolated widths or in widths not forming part of general plastering such as in bands, sunk panels, cornices, skirtings, drip moulds and similar work not exc 15 cm in width or girth; including cutting to edges, all mitres and stopped ends,etc. | 150.00 | RM | 58.65 | 60.00 | 9000.00 | 90.00 | 13500.00 | 70.00 | 10500.00 | 9000.00 | MAHALAXMI CONSTRUCTION COMPANY
42.00 | Material and labour for cement concrete 1:2:4 Type B1 20mm graded aggregate in foundation filling and mass concrete. | 185.00 | CUM | 7513.33 | 7000.00 | 1295000.00 | 8450.00 | 1563250.00 | 6200.00 | 1147000.00 | 1147000.00 | HARI ENTERPRISES
43.00 | M & L for Pavement quality concrete(PQC) of minimum 28 days field Flexural strength of 45Kg/ Sqcm or 4.5 Mpa, aggregate gradation as per Table 3 of IRC 15- 2017, coarse aggregate of clean, hard strong, dense, non-porous and durable pieces of crushed stone or gravel, fine aggregates of clean natural sand or crushed stone sand or combination of both using minimum 360 kg/cum of cement with non-circular, virgin synthetic fibre of 12-18 mm length, specific gravity 1.34 to 1.39, UV stable, alkali resistant, with equivalent dia 15-40 micron, minimum melting temperature as 240°C and minimum tensile strength of 300 Mpa and at the rate as specified by the manufacturer. PQG laid, spread and compacted with slip-form paver of minimum 7.50 m width, including curing and tining by Texturing cum Curing Machine complete all as specified and directed. Required surface texturing to be done as specified in Glau3e 10 1 14 and Table 9 of IRC' 15-2017 | 65.00 | CUM | 9749.72 | 9000.00 | 585000.00 | 9950.00 | 646750.00 | 10000.00 | 650000.00 | 585000.00 | MAHALAXMI CONSTRUCTION COMPANY
44.00 | Formation of surface by power roller (Exc 8 but not exceeding 12T) for consolidating surfaces in cutting. | 65.00 | 10 SQM | 29.90 | 60.00 | 3900.00 | 30.00 | 1950.00 | 40.00 | 2600.00 | 1950.00 | NARASIMHAN ENGINEERING CONTRACTORS PRIVATE LIMITED
45.00 | Material and Labour for Laying and compacting 150 mm thick (compacted thickness) Granular Sub Base Course (GSB) grading as per Grade I as specified Table 400-1 of MoRTH specifications for Road and Bridge works, 2013, in a single layer over compacted subgrade with natural sand, crushed gravel, crushed stone, crushed slag, or combination thereof as per the grading required The materials are mechanically mixed, spread and leveling on the subgrade by using motor grader of adequate capacity, and rolling with vibratory roller of capacity 80-100 KN static weight for achieving required compaction density of atleast 98% of the Maximum Dry Density. Consolidating to required gradient and camber complete all as specified and directed with finished surface tolerances as per Table 900-1 of MoRTH specifications for Road and Bridge works, 2013. | 65.00 | 10 SQM | 4527.22 | 4000.00 | 260000.00 | 5100.00 | 331500.00 | 4500.00 | 292500.00 | 260000.00 | MAHALAXMI CONSTRUCTION COMPANY
46.00 | M & L for Laying and compacting 150 mm thick (compacted thickness) Wet Mix Macadam (WMM) grading as per table 400-13 of MoRTH :specifications for Road and Bridge works 2013 manufactured in WMM plant, material comprising of clean, crushed, graded aggregate and granular material premixed with water to a dense mass, spreading with sensor paver and rolling with vibratory roller of capacity 80-100KN static weight and consolidating to required gradient and camber complete all as specified and directed The finished surface tolerances to be as per Table 900-1 of MoRTH specifications for Road and Bridge works 2013 | 65.00 | 10 SQM | 5088.20 | 4500.00 | 292500.00 | 5100.00 | 331500.00 | 5200.00 | 338000.00 | 292500.00 | MAHALAXMI CONSTRUCTION COMPANY
47.00 | Supply and laying 400 micron thick HDPE sheet (VIRIGIN QUALITY) water proof wrinkle free without puncture having minium weight 390gm/sqm over tack coat /sand cushion as specified in the design with over lap between adjacent strips and at transverse joint as minimum 300 mm. | 640.00 | sqm | 135.08 | 120.00 | 76800.00 | 140.00 | 89600.00 | 170.00 | 108800.00 | 76800.00 | MAHALAXMI CONSTRUCTION COMPANY
48.00 | Material and Labour for Forming 25 mm width expansion joint in concrete slab for full depth of PQC. Early entry saw and subsequent cutting by using diamond bit cutter of appropriate size, straight and smooth edges. Joint cleaned thoroughly with application of compressed air. Joint shall be made dry, vacuum cleaned and free of dirt, oil, vegetation and other debris. The joint then filled with pre-molded 25 mm thick compressible polyethylene closed cell type filler board as specified, thereafter application of two coats of primer with thin brush by forward and backward movement at an interval of 30 minutes before placing the backup rod and pouring the sealant. Placing of closed cell, medium density, crossed linked polyethylene foam backup rod of 30 mm dia, over filler board and filled with polyurethane based sealant complying with BS- 5212, BS 4254 and EN-141gzc-2003 with minimum movement accommodation factor (MAF) of+/- 30% having minimum 10 year performance guarantee, applying masked tape on the edges of joints and removing the masking tape after filling of sealant as per the method specified by the manufacturer complete as specified and directed | 30.00 | 10RM | 5133.49 | 4500.00 | 135000.00 | 7350.00 | 220500.00 | 6600.00 | 198000.00 | 135000.00 | MAHALAXMI CONSTRUCTION COMPANY
49.00 | M & L for Virified Ceramic tiles (Dark shade/Double charged / Ultracharged) 10 mm thick (square/ rectangular) polished, area of each tiles exceeding 0.42 sqm but not exceeding 1.00 sqm, in floors/wall etc. set and jointed in neat cement slurry and pointed in white or coloured cement to match including Screed bedding 1:4, 15mm thick for laying floor finishes with for joint free | 500.00 | SQ.M | 2512.83 | 1800.00 | 900000.00 | 1580.00 | 790000.00 | 1700.00 | 850000.00 | 790000.00 | NARASIMHAN ENGINEERING CONTRACTORS PRIVATE LIMITED
50.00 | S& F of Non - skid Ceramic coloured tiles 7 to 8 mm thick (square/ rectangular) area of each tile exceeding 0.11 sqm but not exceeding 0.18 sqm,, in floors etc. set and jointed in neat cement slurry and pointed in white or coloured cement to match., including Screed bedding 1:4, 15mm thick for laying floor finishes with for joint free non skid tiles | 75.00 | SQ.M | 1882.86 | 1600.00 | 120000.00 | 1580.00 | 118500.00 | 1600.00 | 120000.00 | 118500.00 | NARASIMHAN ENGINEERING CONTRACTORS PRIVATE LIMITED
51.00 | S& F of Non - skid Ceramic coloured tiles 7 to 8 mm thick (square/ rectangular) area of each tile exceeding 0.18 sqm but not exceeding 0.38 sqm,, in floors etc. set and jointed in neat cement slurry and pointed in white or coloured cement to match., including Screed bedding 1:4, 15mm thick for laying floor finishes with for joint free non skid tiles. | 30.00 | SQ.M | 2013.39 | 1650.00 | 49500.00 | 1580.00 | 47400.00 | 1800.00 | 54000.00 | 47400.00 | NARASIMHAN ENGINEERING CONTRACTORS PRIVATE LIMITED
52.00 | S& F of Glazed ceramic coloured tiles in vertical surface 350x 250x 7 mm/ 450X 350X 7mm thick set and jointed in neat cement slurry and pointed in white or colour cement to match include for joint free non skid tiles. | 190.00 | sqm | 1652.67 | 1600.00 | 304000.00 | 1500.00 | 285000.00 | 1500.00 | 285000.00 | 285000.00 | NARASIMHAN ENGINEERING CONTRACTORS PRIVATE LIMITED, HARI ENTERPRISES
53.00 | M & L for Glazed Ceramic Coloured tiles of size 300x 200 x 7mm thick on vertical faces, set and jointed in neat cement slurry and pointed out in white or coloured cement to match as required at site on walls including joint free non skid tiles for fountain survent | 12.00 | SQM | 1652.67 | 1700.00 | 20400.00 | 1350.00 | 16200.00 | 1300.00 | 15600.00 | 15600.00 | HARI ENTERPRISES
54.00 | Supply and fixing of Cement concrete Tiles 20cmx20cmx20mm thick with grey cement and pigment machine pressed with screed bed or bedding layer in CM 1:3 , 15mm thick and pointed in neat ceemnt slurry in floors and cut polished. | 350.00 | SQM | 1518.86 | 1250.00 | 437500.00 | 1600.00 | 560000.00 | 1500.00 | 525000.00 | 437500.00 | MAHALAXMI CONSTRUCTION COMPANY
55.00 | Material and Labour for Gl frame work for seamless ceiling comprising of Gl perimeter channnel (605 x 605mm)0.55 mm thick with two unequal flanges of 20 and 30 mm and web of 27 mm fixed to surrounding wall using nylon sleeves and screws at 450 mm centre to centre/intermediate channel 0.9 mm thick having two equal flanges of 15 mm each and web of 45 mm suspended from soffit at approx 900 mm centre to centre with Gl cleat and steel expansion fasteners with and including ceiling section (not exc 1.2 m length) of 0.55 mm thickness having kurled web of 50 mm and flange of 26 mm each with lips of 10.5 mm fixed to the intermediate channel with connecting clips across the intermediate channel at 457 mm centre to centre. | 400.00 | SQM | 556.63 | 550.00 | 220000.00 | 980.00 | 392000.00 | 700.00 | 280000.00 | 220000.00 | MAHALAXMI CONSTRUCTION COMPANY
56.00 | Material and labour for Providing and fixing 10mm thick plaster of paris ceiling (Gypsum anhydrous) to curved with sunk or raised moulding surface over 2nd class soft wood fillets, or metal frame work and reinforced with G.I. wire mesh (Fillets, metal frame work and G.I. wire mesh paid separately) | 400.00 | SQM | 2106.92 | 1800.00 | 720000.00 | 1250.00 | 500000.00 | 1200.00 | 480000.00 | 480000.00 | HARI ENTERPRISES
57.00 | Material and Labour for providing cornice to the false ceiling at the corners of 15cm width and apply neeru finish/putty and one coat or primer and two coats of plastic emulsion complete ad directed by EIC. | 300.00 | RM | 325.00 | 300.00 | 90000.00 | 800.00 | 240000.00 | 440.00 | 132000.00 | 90000.00 | MAHALAXMI CONSTRUCTION COMPANY
58.00 | Providing and fixing solid First class Teak wood door and wire mesh shutterr on bothsides pf the wooden door frames of size of 8" x 4" with teak wood designer beeding wide 6"x 20mm thick around the frame ,Providing one side with 40 mm door thick panelled Shutter double leaf with engraving as directed and other side 40 MM thick single leaf wire mesh shutter with panels as directed, Size of the Door shall be ( 3 1/2'x7') with 5 No's of 5" door Brass hinges,300 mm ornamental brass handles four nos on panelled shutter and two nos on wire mesh shutter, required double spring door hinges for wire mesh shutter, Brass tower bolts 200mm two numbers for each shutter, 450mm Brass Aldrop bolt one number and 250 mm brass aldrop for wire mesh shutter,with 150 mm Brass Door stoper on each shutter the Mesh shall be of 0.36mm nominal dia of wire and avarage width of aperture 1.40mm Stainless steel grade 304 ,and finished with one coat of wooden seelar and two coat of wooden polish matt/Glossy finish as directed. | 2.00 | Each | 95000.00 | 120000.00 | 240000.00 | 200000.00 | 400000.00 | 165000.00 | 330000.00 | 240000.00 | MAHALAXMI CONSTRUCTION COMPANY
59.00 | S & F of II class hard wood door frame, wrought framed rebated on the solid rounded or chamfered put together+B61with glue pined at joints. | 2.00 | CUM | 99345.22 | 180000.00 | 360000.00 | 85000.00 | 170000.00 | 130000.00 | 260000.00 | 170000.00 | NARASIMHAN ENGINEERING CONTRACTORS PRIVATE LIMITED
60.00 | S & F of design plain, framed, Flush door shutters 40mm thick Factory made of II class hard wood with decorative venner on both sides and fixing to Wooden frame. | 48.00 | SQM | 4000.00 | 3500.00 | 168000.00 | 5800.00 | 278400.00 | 6000.00 | 288000.00 | 168000.00 | MAHALAXMI CONSTRUCTION COMPANY
61.00 | S & F of Factory made single extruded WPC (Wood Polymer Composite) solid door/ window/ Ceosetory windows & other Frames/ Chowkhat of size 65 x 100 mm comprising of virgin PVC polymer of K value 58-60 (Suspension Grade), calcium carbonate and natural fibers (wood powder/ rice husk/wheat husk) and non toxic additives (maximum toxicity index of 12 for 100 gms) fabricated with miter joints after applyingPVC solvent cement and screwed with full body threaded star headed SS screws having minimum frame density of 750 kg/ cum, screw withdrawal strength of 2200 N (Face) & 1100 N (Edge), minimum compressive strength of 58 N/mm2, modules of elasticity 900 N/mm2 and resistance to spread of flame of Class A category with property of being termite/borer proof, water/ moisture proof and fire retardantand fixed in position with MS hold fast/lugs/SS dash fasteners of required dia and length complete as per direction of Engineer-in-Charge. (M.S. hold fast/ lugs or SS dash fasteners shall be paid for separately). | 70.00 | RM | 1104.35 | 900.00 | 63000.00 | 1200.00 | 84000.00 | 1000.00 | 70000.00 | 63000.00 | MAHALAXMI CONSTRUCTION COMPANY
62.00 | S & f of Providing and fixing factory made single extruded WPC (Wood Polymer Composite) solid decorative type flush door shutter of size 35mm thick comprising of virgin polymer of K value 58-60 (Suspension Grade), calcium carbonate and natural fibers (wood powder/ rice husk/ wheat husk) and non toxic additives (maximum toxicity index of 12 for 100 gms) having minimum density of 650 kg/cum and screw withdrawal strength of 1800 N (Face) & 900 N (Edge), minimum compressive strength 50 N/mm2, modulus of elasticity 850 N/mm2 and resistance to spread of flame of Class A category with property of being termite/borer proof, water/moistureproof and fire retardant. WPC to be laminated with PVC foil of minimum 14 microns thick of approved design pasted with hot melt adhesive on both faces of shutter and fixing with stainless steel butt hinges of required size with necessary full body threaded star headed counter sunk S.S screws, all as per direction of Engineer- In- Charge. (Note: stainless steel butt hinges and necessary S.S screws shall be paid separately) | 25.00 | RM | 5176.04 | 5000.00 | 125000.00 | 5015.00 | 125375.00 | 6200.00 | 155000.00 | 125000.00 | MAHALAXMI CONSTRUCTION COMPANY
63.00 | S & F of 200mm Brass barrel towerbolts, with cast or sheet barrel and rolled or cast bolts and fixed . | 52.00 | Each | 344.31 | 350.00 | 18200.00 | 300.00 | 15600.00 | 450.00 | 23400.00 | 15600.00 | NARASIMHAN ENGINEERING CONTRACTORS PRIVATE LIMITED
64.00 | Supply & fixing of 150mmBrass barrel tower bolts, with cast or sheet barrel and rolled or cast bolts and fixed. | 28.00 | Each | 271.86 | 270.00 | 7560.00 | 250.00 | 7000.00 | 400.00 | 11200.00 | 7000.00 | NARASIMHAN ENGINEERING CONTRACTORS PRIVATE LIMITED
65.00 | S & F of 125mm butt hinges, Butt hinges, extruded brass, with mild steel hinge pin, bright polished and fixed, type B-11 | 108.00 | Each | 295.44 | 300.00 | 32400.00 | 260.00 | 28080.00 | 330.00 | 35640.00 | 28080.00 | NARASIMHAN ENGINEERING CONTRACTORS PRIVATE LIMITED
66.00 | S & F of 150mm Brass handles, cast type, polished bright | 42.00 | Each | 284.05 | 300.00 | 12600.00 | 450.00 | 18900.00 | 360.00 | 15120.00 | 12600.00 | MAHALAXMI CONSTRUCTION COMPANY
67.00 | S & F of 150mm decorated brass handles,fabricated type polished. | 75.00 | Each | 750.00 | 750.00 | 56250.00 | 850.00 | 63750.00 | 800.00 | 60000.00 | 56250.00 | MAHALAXMI CONSTRUCTION COMPANY
68.00 | S & F of 150mm cylindical lock ,fabricated type polished. | 8.00 | Each | 1100.00 | 1100.00 | 8800.00 | 1100.00 | 8800.00 | 1900.00 | 15200.00 | 8800.00 | NARASIMHAN ENGINEERING CONTRACTORS PRIVATE LIMITED, MAHALAXMI CONSTRUCTION COMPANY
69.00 | Supply and Fixing of Brass 4 levers Mortice lock vertical type of Size 100mm | 12.00 | EACH | 872.62 | 872.62 | 10471.44 | 2100.00 | 25200.00 | 1100.00 | 13200.00 | 10471.44 | MAHALAXMI CONSTRUCTION COMPANY
70.00 | S & F of 300 mm Brass, sliding door bolt with sand or die-cast brass hasp, staple (bolt type) and fixing bolt with rolled or drawn brass bolts and fixed | 22.00 | Each | 1163.23 | 1163.23 | 25591.06 | 1650.00 | 36300.00 | 1600.00 | 35200.00 | 25591.06 | MAHALAXMI CONSTRUCTION COMPANY
71.00 | Supply and fixing of holdfast , Bands, straps, supports or stays for rainwater, ventilating pipes,including bolts, if required:hooks (stay), heavy, for largegates; hook and pintle hinges:large hasps and staples; chains;hand made sliding bolts; clamps;hold fasts; wall ties; hooks forhanging fans; plain angle cleatsfor securing purlins to wood trusses or rafters; knee piecevinserts; two way and three way straps, plate washers and similar small articles conforming to Fe-290 Gde-E-165 | 24.00 | KG | 208.24 | 208.24 | 4997.76 | 282.00 | 6768.00 | 280.00 | 6720.00 | 4997.76 | MAHALAXMI CONSTRUCTION COMPANY
72.00 | Supply & Fixing of 150 mm Double action spring hinges Blank hinge, brass, bright polished, for usealongwith brass double action spring hinges | 24.00 | Each | 939.67 | 939.67 | 22552.08 | 950.00 | 22800.00 | 1200.00 | 28800.00 | 22552.08 | MAHALAXMI CONSTRUCTION COMPANY
73.00 | Supply & Fixing of door closer hydrauliclically regulated, designation no.1, universal type, suitable for door shutters upto 700mm in width and of weight not more than 35 kg and fixed with aluminium (extruded section body) | 22.00 | Each | 1339.18 | 1339.18 | 29461.96 | 1800.00 | 39600.00 | 1400.00 | 30800.00 | 29461.96 | MAHALAXMI CONSTRUCTION COMPANY
74.00 | Supply and fixing of brass door stopper 150mm of aluminium body and tongue anodised with hard drawn steel spring fixed in floors. | 24.00 | Each | 320.16 | 320.16 | 7683.84 | 265.00 | 6360.00 | 400.00 | 9600.00 | 6360.00 | NARASIMHAN ENGINEERING CONTRACTORS PRIVATE LIMITED
75.00 | S & F of Magic Eye (Lens) in doors including drilling hole in Door and fixing in position all complete | 6.00 | Each | 92.00 | 92.00 | 552.00 | 600.00 | 3600.00 | 100.00 | 600.00 | 552.00 | MAHALAXMI CONSTRUCTION COMPANY
76.00 | S & F of Ferio Zinc 6 pin Hook clother hanger door wall hook rail for hanging cloth Brass/Antique as director | 6.00 | Each | 700.00 | 700.00 | 4200.00 | 600.00 | 3600.00 | 800.00 | 4800.00 | 3600.00 | NARASIMHAN ENGINEERING CONTRACTORS PRIVATE LIMITED
77.00 | S & F of Magnetic door Cather stopper holder Brass/Antique | 20.00 | Each | 450.00 | 450.00 | 9000.00 | 450.00 | 9000.00 | 480.00 | 9600.00 | 9000.00 | NARASIMHAN ENGINEERING CONTRACTORS PRIVATE LIMITED, MAHALAXMI CONSTRUCTION COMPANY
78.00 | S&F of Weather Stripping Door Bottom Sealing Strip used for sound proof doorguard, stop outside dust hot air,Insects size 39" large as directed | 15.00 | Each | 550.00 | 550.00 | 8250.00 | 450.00 | 6750.00 | 600.00 | 9000.00 | 6750.00 | NARASIMHAN ENGINEERING CONTRACTORS PRIVATE LIMITED
79.00 | Providing and fixing factory made UPVC white colour casement (Openable) window made of extruded profiles with wall thickness 0f 2.3mm (+-0.2mm). Window profile with hollow section with multi chamber, Frame (60mm x 58mm), sash (60mm x 73mm), T Profile (One vertical length in between two shutters) (60mmx 74mm). Glazing bead (35mmx20mm) will be mitered cut and fusion welded at all corners, including drilling of holes for fixing of hardware, EPDM gasket. 1.2 +- 0.2mm thick, galvanised steel frame (28mm x 21.5mm), sash (31mm x 27.5mm), T Profile (27mm x 17mm) to be inserted in required profile, frame will be fixed to the wall with 8mm x 100mm long fasteners. Hardware :[casement handle made of zinc alloyed (white powder coated). But hinges of zinc alloyed (white powder coated), transmission gear made of mild steel with multi point locking system] and 5mm thick glazing with selected quality glass. (Note: The unit rate quoted by contractor excludes cost of glass and includes all other connected accessories. Net opening will be measured for payment purpose). Area exceeding 2.00 Sqm each | 95.00 | Sqm | 11232.14 | 9000.00 | 855000.00 | 7250.00 | 688750.00 | 9000.00 | 855000.00 | 688750.00 | NARASIMHAN ENGINEERING CONTRACTORS PRIVATE LIMITED
80.00 | Supply and fixing factory made uPVC white colour fixed glazed window/ventilator made of (small series) frame 47 x 50 mm mullion 47 x 68 mm both having wall thickness of 1.9 ± 0.2 mm and single glazing bead of appropriate dimension (Area upto 0.75 sqm.) comprising of uPVC multi-chambered frame and mullion (where ever required) extruded profiles duly reinforced with 1.60 ± 0.2 mm thick galvanized mild steel section made from roll forming process of required length (shape & size according to uPVC profile), uPVC extruded glazing beads of appropriate dimension, EPDM gasket, G.I. fasteners 100 x 8 mm size for fixing frame to finished wall, plastic packers, plastic caps and necessary stainless steel screws etc. Profile of frame shall be mitred cut and fusion welded at all corners, mullion (if required) shall be also fusion welded including drilling of holes for fixing hardware's and drainage of water etc. After fixing frame the gap between frame and adjacent finished wall shall be filled with weather proof silicon sealant over backer rod of required size and of approved quality, all complete as per approved drawing & direction of Engineer-in-Charge. (Glass shall be paid separately) | 5.00 | SQM | 7360.61 | 7000.00 | 35000.00 | 6450.00 | 32250.00 | 13000.00 | 65000.00 | 32250.00 | NARASIMHAN ENGINEERING CONTRACTORS PRIVATE LIMITED
81.00 | S & F of 5.5mm Sheet glass, ordinary quality and glazing rubber beading with in square exceeding 0.5 sq. m in each pane as required for the aluminium partition. | 90.00 | SQM | 1385.72 | 900.00 | 81000.00 | 900.00 | 81000.00 | 1200.00 | 108000.00 | 81000.00 | NARASIMHAN ENGINEERING CONTRACTORS PRIVATE LIMITED, MAHALAXMI CONSTRUCTION COMPANY
82.00 | S & F of Solar control film 50 micron reflective type sticked to glass panes as per instructions of manufacturers | 70.00 | SqM | 864.11 | 700.00 | 49000.00 | 720.00 | 50400.00 | 1200.00 | 84000.00 | 49000.00 | MAHALAXMI CONSTRUCTION COMPANY
83.00 | Providing and fixing of Glass Flim stickering of Generic Forest landscape,any scenery,god /goddes etc.,as approved and as directed. with warranty as per the manufacturer specification and instructions. | 15.00 | SqM | 850.00 | 700.00 | 10500.00 | 445.00 | 6675.00 | 1400.00 | 21000.00 | 6675.00 | NARASIMHAN ENGINEERING CONTRACTORS PRIVATE LIMITED
84.00 | S & Fixing of 20 mm Stainless Steel curtain Rod | 130.00 | RM | 250.00 | 200.00 | 26000.00 | 330.00 | 42900.00 | 400.00 | 52000.00 | 26000.00 | MAHALAXMI CONSTRUCTION COMPANY
85.00 | S & Fixing of 20 mm Ferio Curtain Rod Holder Heavy Double Brass Curtain Support Bracket Antique/Brass Finish used to Door & Window Bracket with necessary fittings. | 85.00 | Each | 375.00 | 350.00 | 29750.00 | 1000.00 | 85000.00 | 380.00 | 32300.00 | 29750.00 | MAHALAXMI CONSTRUCTION COMPANY
86.00 | S&f of Aluminium Hollow Section frame(size 50m x25mm x1.2 mm thick) with shutter for 7' Door( size 40mm x12mm)/ 1.8' windows (size 25mm x12mm) with Mosquito Proofing ( SS Wire mesh 0.36mm nominal dia of wire and avarage width of aperture 1.40mm and fixing with stainless steel wire staples and size 16mmx9mm rectangular hollow sections with necessary corner brackets),intermediate sash bares etc all complete and as directed. | 85.00 | SQM | 3700.00 | 3800.00 | 323000.00 | 5450.00 | 463250.00 | 5000.00 | 425000.00 | 323000.00 | MAHALAXMI CONSTRUCTION COMPANY
87.00 | M&L for Granite (of any type) work(table rubbed and polished)20mm thick for wall lining (veneering to wall) 12mm thick in cement mortar (1:3) and pointing with white cement (1:2) using marble dust with admixture of pigment to match with shade of granite | 20.00 | SQM | 5271.14 | 5000.00 | 100000.00 | 5900.00 | 118000.00 | 6700.00 | 134000.00 | 100000.00 | MAHALAXMI CONSTRUCTION COMPANY
88.00 | Supply and Fixing of granite(of any colour) work (table rubbedand polished) 20mm thick to fixing on wash basin platform, in steps, jambs, pillars, window-cills, cooking platforms including machine cutting suitably to fix the wash basin incluing nosing of inner nd outer edges in CM 1:4 including pointing in white cement(1:2) using marble dust with admixture with shade of granite complete as directed. | 20.00 | SQM | 5961.26 | 5000.00 | 100000.00 | 7250.00 | 145000.00 | 7700.00 | 154000.00 | 100000.00 | MAHALAXMI CONSTRUCTION COMPANY
89.00 | Supply and fixing Step Stone Vitrified Tiles used for staircase steps (Tread 300 mm x 1200 mm x 10/12 mm) and (Riser 200mm x1200mm x10-12 mm) with Self Embosed Grooves Bull Nose Finish ,Anti Skirt Property ,Porecelain Full Body Vitrified Tiles.including Screed bedding 1:4, 15mm thick for laying floor finishes with for joint free | 18.00 | SQM | 2100.00 | 1800.00 | 32400.00 | 3540.00 | 63720.00 | 3000.00 | 54000.00 | 32400.00 | MAHALAXMI CONSTRUCTION COMPANY
90.00 | Material and labour for Providing edge moulding to18-20mm thick stone of counters vanities etc. including machine polishing to edge to give high gloss finish etc. completemaking nosing /Rounding to edges of Granite stone slabs one edge, such as in steps, platform, skirts, and othersimilar situations complete as direction by EIC. | 140.00 | RM | 432.69 | 400.00 | 56000.00 | 5400.00 | 756000.00 | 450.00 | 63000.00 | 56000.00 | MAHALAXMI CONSTRUCTION COMPANY
91.00 | S& F of Water proof Plywood of thickness 18mm including necessary adhesives etc complete. | 180.00 | SqM | 1755.00 | 1550.00 | 279000.00 | 3250.00 | 585000.00 | 1600.00 | 288000.00 | 279000.00 | MAHALAXMI CONSTRUCTION COMPANY
92.00 | Material and labour for providing 04 mm veneer of approved shade as directed | 5.00 | SqM | 3000.00 | 2500.00 | 12500.00 | 4500.00 | 22500.00 | 5500.00 | 27500.00 | 12500.00 | MAHALAXMI CONSTRUCTION COMPANY
93.00 | S&F of white/half white laminated sheet of thickness 0.6 mm Fixed on both sides of plywood including necessary adhesives etc complete. | 500.00 | SqM | 625.00 | 600.00 | 300000.00 | 2150.00 | 1075000.00 | 600.00 | 300000.00 | 300000.00 | MAHALAXMI CONSTRUCTION COMPANY, HARI ENTERPRISES
94.00 | S &F of PVC Edge Band 1.00 mm Thick around the edges of shutter. | 350.00 | RM | 275.00 | 300.00 | 105000.00 | 150.00 | 52500.00 | 250.00 | 87500.00 | 52500.00 | NARASIMHAN ENGINEERING CONTRACTORS PRIVATE LIMITED
95.00 | S&F of Color Acrylic laminated sheet of thickness 1.20 mm Fixed on both sides of plywood including necessary adhesives etc complete. | 100.00 | SQM | 2355.00 | 2200.00 | 220000.00 | 2350.00 | 235000.00 | 2500.00 | 250000.00 | 220000.00 | MAHALAXMI CONSTRUCTION COMPANY
96.00 | Supply and Fixing of Stainless steel Handle of Size 300mm includign necessay screws etc complete. | 75.00 | Each | 855.00 | 810.00 | 60750.00 | 1150.00 | 86250.00 | 1100.00 | 82500.00 | 60750.00 | MAHALAXMI CONSTRUCTION COMPANY
97.00 | Supply and Fixing of Stainless steel Handle of Size 200mm includign necessay screws etc complete. | 55.00 | Each | 755.00 | 700.00 | 38500.00 | 1050.00 | 57750.00 | 900.00 | 49500.00 | 38500.00 | MAHALAXMI CONSTRUCTION COMPANY
98.00 | Supply and Fixing of Stainless steel Handle of Size 150mm includign necessay screws etc complete. | 45.00 | Each | 655.00 | 650.00 | 29250.00 | 950.00 | 42750.00 | 800.00 | 36000.00 | 29250.00 | MAHALAXMI CONSTRUCTION COMPANY
99.00 | Supply and Fixing of soft closer Runner 500/550mm. | 55.00 | Pair | 1755.00 | 1500.00 | 82500.00 | 3600.00 | 198000.00 | 1800.00 | 99000.00 | 82500.00 | MAHALAXMI CONSTRUCTION COMPANY
100.00 | Supply and Fixing of Soft closer auto Hinges. | 220.00 | Nos | 375.00 | 400.00 | 88000.00 | 820.00 | 180400.00 | 400.00 | 88000.00 | 88000.00 | MAHALAXMI CONSTRUCTION COMPANY, HARI ENTERPRISES
101.00 | Supply and Fixing of SS Basket 200 mm depth as per req size. | 8.00 | Each | 5755.00 | 5000.00 | 40000.00 | 9000.00 | 72000.00 | 6000.00 | 48000.00 | 40000.00 | MAHALAXMI CONSTRUCTION COMPANY
102.00 | Supply and Fixing of SS Basket 150 mm depth as per req size | 8.00 | Each | 5255.00 | 4500.00 | 36000.00 | 7100.00 | 56800.00 | 5000.00 | 40000.00 | 36000.00 | MAHALAXMI CONSTRUCTION COMPANY
103.00 | Supply and Fixing of SS Basket 100 mm depth as per req size | 8.00 | Each | 4855.00 | 4200.00 | 33600.00 | 6250.00 | 50000.00 | 4700.00 | 37600.00 | 33600.00 | MAHALAXMI CONSTRUCTION COMPANY
104.00 | S&F of oil pull out 150 mm | 2.00 | Each | 5455.00 | 5500.00 | 11000.00 | 6000.00 | 12000.00 | 5500.00 | 11000.00 | 11000.00 | MAHALAXMI CONSTRUCTION COMPANY, HARI ENTERPRISES
105.00 | M & L for 10mm thick Toughened Glass in fixed position with necessary "cantilever/H/D"brackets holder with screws etc., all cut-out exposed edges to be bull nosed with full round moulding/polished.all complete as directed by EIC | 4.00 | SQM | 5500.00 | 4500.00 | 18000.00 | 1850.00 | 7400.00 | 14000.00 | 56000.00 | 7400.00 | NARASIMHAN ENGINEERING CONTRACTORS PRIVATE LIMITED
106.00 | Supply and fixing sheet glass Frosted quality of 4.00mm thick. | 8.00 | Sqm | 1545.00 | 1200.00 | 9600.00 | 2900.00 | 23200.00 | 6000.00 | 48000.00 | 9600.00 | MAHALAXMI CONSTRUCTION COMPANY
107.00 | Supply and Fixing of Stainless steel sink with draining board, made out of 1.00mm thick sheet for kitchen or laboratory with plug, washers waste pipe, cast iron cantilever brackets, connecting union overall size 915mmx460mm with bowl size 410mm x 330mm x 160mm complete all as directed by EIC. | 2.00 | Each | 5182.05 | 5000.00 | 10000.00 | 12500.00 | 25000.00 | 4500.00 | 9000.00 | 9000.00 | HARI ENTERPRISES
108.00 | Providing and fixing 600mm wide Wash basin of polished 19mm thick granite slab top of approved shade laid on 25mm thick one side polished cuddupah with cement mortar in between, supported on 25mm thick both sides polished cuddapah verticals as directed, Provide 200mm high front facia & band above the counter top of same shade granite. All exposed surfaces of platform to be finished in same granite slab and all cut-out, exposed edges to be bull nosed with mirror polished. Also include making necessary cut-outs thru counter top used for dinning. Cost also include making necessary cut-outs for taking drainage pipes and Nahni traps in raised platform, all completed and finished to satisfactory conditions | 2.00 | RM | 17700.00 | 15000.00 | 30000.00 | 12500.00 | 25000.00 | 19000.00 | 38000.00 | 25000.00 | NARASIMHAN ENGINEERING CONTRACTORS PRIVATE LIMITED
109.00 | Providing and fixing in position Toilet Wall mounted Coupled Closet, Including soft seat cover, concealed flush tank etc. Make : JAGUAR/KOHLER/DURAVIT or Suitably Equivalent Make) | 8.00 | Each | 28000.00 | 23000.00 | 184000.00 | 22500.00 | 180000.00 | 30000.00 | 240000.00 | 180000.00 | NARASIMHAN ENGINEERING CONTRACTORS PRIVATE LIMITED
110.00 | Supply and fixing of Health faucet chromium plated (Make : Parryware / Cera / Ess Ess or Suitably Equivalent Make) | 8.00 | EACH | 1045.00 | 1000.00 | 8000.00 | 2700.00 | 21600.00 | 1200.00 | 9600.00 | 8000.00 | MAHALAXMI CONSTRUCTION COMPANY
111.00 | Providing and fixing Counter sunk wash basins, waste coupling. Cost incl. of providing and fixing of bottle traps, angle valve, Teflon tape etc. complete as directed by EIC (Make : JAGUAR/KOHLER/DURAVIT or Suitably Equivalent Make) | 8.00 | Each | 9955.00 | 7500.00 | 60000.00 | 16500.00 | 132000.00 | 10000.00 | 80000.00 | 60000.00 | MAHALAXMI CONSTRUCTION COMPANY
112.00 | S&F of Diverter with hand shower and rain shower of 200mm dia. (Make : JAGUAR/KOHLER/DURAVIT or Suitably Equivalent Make) | 8.00 | Each | 19500.00 | 15000.00 | 120000.00 | 440.00 | 3520.00 | 20000.00 | 160000.00 | 3520.00 | NARASIMHAN ENGINEERING CONTRACTORS PRIVATE LIMITED
113.00 | Supply and Fixing of hot and cold Piller cock 15mm long body fixed on wash basin with all nessary fitting etc (Make : Parryware/Jaguar / Kohler or Suitably Equivalent Make) | 8.00 | Nos | 3855.00 | 3000.00 | 24000.00 | 2600.00 | 20800.00 | 4000.00 | 32000.00 | 20800.00 | NARASIMHAN ENGINEERING CONTRACTORS PRIVATE LIMITED
114.00 | Providing and fixing in position Piller cock for wash basin. Make : JAGUAR/KOHLER/DURAVIT or Suitably Equivalent Make) | 2.00 | Each | 3000.00 | 3000.00 | 6000.00 | 3300.00 | 6600.00 | 2000.00 | 4000.00 | 4000.00 | HARI ENTERPRISES
115.00 | Supply and fixing of Angle Cock (15mm) with pipe (Make : Parryware / Jaguar / Cera or Suitably Equivalent Make) | 14.00 | Each | 1545.00 | 1500.00 | 21000.00 | 1150.00 | 16100.00 | 1750.00 | 24500.00 | 16100.00 | NARASIMHAN ENGINEERING CONTRACTORS PRIVATE LIMITED
116.00 | Supply and Fixing of Straight shelf fixing with and including chromium plate brass screw and wooden/plastic cleats (Make : Parryware / Cera / Ess Ess or Suitably Equivalent Make) | 16.00 | Nos | 1800.00 | 1500.00 | 24000.00 | 1600.00 | 25600.00 | 1800.00 | 28800.00 | 24000.00 | MAHALAXMI CONSTRUCTION COMPANY
117.00 | Supply and Fixing of Soap dish fixed with chromium plate brass screws and wooden/plastic cleats (Make : Parryware / Cera / Jaguar or Suitably Equivalent Make) | 8.00 | Nos | 1025.00 | 700.00 | 5600.00 | 900.00 | 7200.00 | 1200.00 | 9600.00 | 5600.00 | MAHALAXMI CONSTRUCTION COMPANY
118.00 | Supply and Fixing of Stainless Steel Liquid Soap container of fixed with wall. (Make : Parryware / Cera / Jaguar or Suitably Equivalent Make) | 8.00 | Nos | 1500.00 | 1600.00 | 12800.00 | 900.00 | 7200.00 | 1800.00 | 14400.00 | 7200.00 | NARASIMHAN ENGINEERING CONTRACTORS PRIVATE LIMITED
119.00 | Providing and fixing in position Toilet Paper Holder. Make : JAGUAR/KOHLER/DURAVIT or Suitably Equivalent Make) | 8.00 | Each | 1770.00 | 1500.00 | 12000.00 | 1600.00 | 12800.00 | 2000.00 | 16000.00 | 12000.00 | MAHALAXMI CONSTRUCTION COMPANY
120.00 | Providing and fixing robe hook Make : JAGUAR/KOHLER/DURAVIT or Suitably Equivalent Make) | 8.00 | Each | 885.00 | 650.00 | 5200.00 | 800.00 | 6400.00 | 1000.00 | 8000.00 | 5200.00 | MAHALAXMI CONSTRUCTION COMPANY
121.00 | Supply and fixing of towel rake (Make : JAGUAR/KOHLER/DURAVIT or Suitably Equivalent Make) | 8.00 | Each | 3455.00 | 2500.00 | 20000.00 | 1600.00 | 12800.00 | 4200.00 | 33600.00 | 12800.00 | NARASIMHAN ENGINEERING CONTRACTORS PRIVATE LIMITED
122.00 | Supply and fixing of towel Ring (Make : JAGUAR/KOHLER/DURAVIT or Suitably Equivalent Make) | 4.00 | Each | 1345.00 | 1000.00 | 4000.00 | 1600.00 | 6400.00 | 1300.00 | 5200.00 | 4000.00 | MAHALAXMI CONSTRUCTION COMPANY
123.00 | Supply and fixing of tubular towel rail 20mm D type 60cm long of Brass Chromium plated with and including chromium coated brass screws and wooden /plastic cleats. | 8.00 | Each | 1003.84 | 1000.00 | 8000.00 | 1600.00 | 12800.00 | 1400.00 | 11200.00 | 8000.00 | MAHALAXMI CONSTRUCTION COMPANY
124.00 | S & F of Double coat hook chrome/stainless steel /brass wall mounted. Make : Jaguar, ESS ESS ,Parryware or Suitably Equivalent Make | 18.00 | Each | 4000.00 | 3500.00 | 63000.00 | 600.00 | 10800.00 | 4000.00 | 72000.00 | 10800.00 | NARASIMHAN ENGINEERING CONTRACTORS PRIVATE LIMITED
125.00 | Supply and Fixing of Precast SRFC manhole covers with frame complete all as directed by EIC. | 3.00 | SQM | 4500.00 | 4000.00 | 12000.00 | 4500.00 | 13500.00 | 6500.00 | 19500.00 | 12000.00 | MAHALAXMI CONSTRUCTION COMPANY
126.00 | Supply and Fixing of Tumbler Holder of Make :- Jaguar, ESS ESS ,Parryware or Suitably Equivalent Make | 8.00 | Nos | 1200.00 | 1000.00 | 8000.00 | 720.00 | 5760.00 | 1300.00 | 10400.00 | 5760.00 | NARASIMHAN ENGINEERING CONTRACTORS PRIVATE LIMITED
127.00 | M&L for PVC Multi floor trap diameter of out let in 75mm with grating including with solvent cement. | 20.00 | Each | 460.00 | 450.00 | 9000.00 | 900.00 | 18000.00 | 600.00 | 12000.00 | 9000.00 | MAHALAXMI CONSTRUCTION COMPANY
128.00 | Supply and Fixing of 15mm swan neck chromium plated sink cock (Make: Jaguar/ESS ESS/Parryware or Suitably Equivalent Make) | 4.00 | Nos | 2800.00 | 2300.00 | 9200.00 | 650.00 | 2600.00 | 2800.00 | 11200.00 | 2600.00 | NARASIMHAN ENGINEERING CONTRACTORS PRIVATE LIMITED
129.00 | Providing and fixing in position of Cockroach trap | 2.00 | Each | 855.00 | 900.00 | 1800.00 | 900.00 | 1800.00 | 1600.00 | 3200.00 | 1800.00 | NARASIMHAN ENGINEERING CONTRACTORS PRIVATE LIMITED, MAHALAXMI CONSTRUCTION COMPANY
130.00 | M & L for PVC Gully trap 125/110mm of dia, setting and jointing with solvent cement. | 14.00 | Each | 304.75 | 350.00 | 4900.00 | 810.00 | 11340.00 | 320.00 | 4480.00 | 4480.00 | HARI ENTERPRISES
131.00 | S & F of Pillar cock chromium plated to wash basin 15mm dia , but fancy type, with capstan heads, screwed down high pressure with long screwed shanks for iron pipe. | 4.00 | Each | 777.91 | 800.00 | 3200.00 | 679.00 | 2716.00 | 1900.00 | 7600.00 | 2716.00 | NARASIMHAN ENGINEERING CONTRACTORS PRIVATE LIMITED
132.00 | S & F of 15 mm Bib Taps, cast copper alloy with crutch or butterfly handle, screwed for iron pipe or for brass ferrule fancy type and chroumium or plated. Make : Any ISI Make | 4.00 | Each | 698.71 | 700.00 | 2800.00 | 600.00 | 2400.00 | 1600.00 | 6400.00 | 2400.00 | NARASIMHAN ENGINEERING CONTRACTORS PRIVATE LIMITED
133.00 | S & F of Looking Mirror of any size as required at site selected quality glass, mount on 6mm thick AC building board or commercial plywood and fixed to wooden plugs with chromium plated brass. | 15.00 | SQM | 1355.00 | 1200.00 | 18000.00 | 4150.00 | 62250.00 | 2500.00 | 37500.00 | 18000.00 | MAHALAXMI CONSTRUCTION COMPANY
134.00 | S & F of IWC Squat pan (Orisa pattern) Size 580 x 440mm white / colour with integral foot rests providing lime concrete bed and finishing the top etc.,10 litres flushing cistern low level white with inlet ball valve float and handle including bracket Plastic water closet seat, black, closed pattern with flat bottom,and cover and mild steel chromium plated or aluminised hinging device and etc. (Make : Parryware / Cera / Hindware or Suitably Equivalent Make) | 4.00 | Each | 6112.47 | 6000.00 | 24000.00 | 5365.00 | 21460.00 | 4500.00 | 18000.00 | 18000.00 | HARI ENTERPRISES
135.00 | Supply of EWC with "P" or "S" trap including bedding valveless syphonic action type 10 litres flushing cistern low level white with inlet ball valve float and handle including bracket Plastic water closet seat, black, closed pattern with flat bottom,and cover and mild steel chromium plated or aluminised hinging device and etc., (Make : Parryware / Cera / Hindware or Suitably Equivalent Make) | 2.00 | Each | 6034.21 | 6000.00 | 12000.00 | 5300.00 | 10600.00 | 10000.00 | 20000.00 | 10600.00 | NARASIMHAN ENGINEERING CONTRACTORS PRIVATE LIMITED
136.00 | S & F of Bib tap standard of 15 mm PTMT any colour high pressure screwed for iron pipe and fixed. (Minimum weight 15mm-90gms/20mm125gms) Make : Any ISI Make | 10.00 | Each | 168.14 | 180.00 | 1800.00 | 150.00 | 1500.00 | 250.00 | 2500.00 | 1500.00 | NARASIMHAN ENGINEERING CONTRACTORS PRIVATE LIMITED
137.00 | S & F of Angle stop valve of 15 MM PTMT any colour high pressure screwed for iron pipe and fixed,(Minimum weight 15mm-90gms) Make : Any ISI Make | 8.00 | Each | 251.00 | 300.00 | 2400.00 | 220.00 | 1760.00 | 500.00 | 4000.00 | 1760.00 | NARASIMHAN ENGINEERING CONTRACTORS PRIVATE LIMITED
138.00 | S & F of PVC connections 15mm size with PTMT nuts of length 600mm. Make : Any ISI Make | 4.00 | Each | 230.00 | 230.00 | 920.00 | 200.00 | 800.00 | 250.00 | 1000.00 | 800.00 | NARASIMHAN ENGINEERING CONTRACTORS PRIVATE LIMITED
139.00 | S & F of health faucet(ABS Body) mild steel chromium plated suitable for 15 mm dia pipe with 1.25 meter long flexible tube and ABC wall hook including making connections and fixed in position complet in all respect fixing in pipe etc. (Make : Parryware / Cera / Ess Ess or Suitably Equivalent Make) | 2.00 | Each | 507.32 | 500.00 | 1000.00 | 3000.00 | 6000.00 | 1800.00 | 3600.00 | 1000.00 | MAHALAXMI CONSTRUCTION COMPANY
140.00 | Supply and Fixing of Shower arm 15 mm size, 195mm long with bend of 45degree with flange of PTMT any colour.(Minimum weight 40gms). Make : Any ISI Make | 4.00 | Each | 126.73 | 120.00 | 480.00 | 200.00 | 800.00 | 400.00 | 1600.00 | 480.00 | MAHALAXMI CONSTRUCTION COMPANY
141.00 | S & F of Brass chromium plated shower rose 125mm sizewith or without swivel joints, any size, including fixing to steel pipe or union (Make : Parryware / Cera / Ess Ess or Suitably Equivalent Make) | 4.00 | Each | 470.64 | 450.00 | 1800.00 | 375.00 | 1500.00 | 1000.00 | 4000.00 | 1500.00 | NARASIMHAN ENGINEERING CONTRACTORS PRIVATE LIMITED
142.00 | M & L for fixing Looking Mirror 600 x 450mm beveled edge mirror of selected quality glass, mounted on 6mm thick AC building board or commercial plywood and fixed to wooden plugs with chromium plated brass screws and cup washers with glass self assembly. | 4.00 | Each | 811.56 | 800.00 | 3200.00 | 1500.00 | 6000.00 | 1500.00 | 6000.00 | 3200.00 | MAHALAXMI CONSTRUCTION COMPANY
143.00 | S & F of PVC 110mm dia Pipes single socketed, in any length with rubber ring joints laid in trenches or in floors. (Make : Finolex / Aashirvad / Supreme or Suitably Equivalent Make) | 220.00 | RM | 464.19 | 500.00 | 110000.00 | 120.00 | 26400.00 | 440.00 | 96800.00 | 26400.00 | NARASIMHAN ENGINEERING CONTRACTORS PRIVATE LIMITED
144.00 | S & F of PVC 110mm dia Pipes single socketed, in any length with rubber ring joints fixed to walls. (Make : Finolex / Aashirvad / Supreme or Suitably Equivalent Make) | 60.00 | RM | 545.97 | 600.00 | 36000.00 | 90.00 | 5400.00 | 550.00 | 33000.00 | 5400.00 | NARASIMHAN ENGINEERING CONTRACTORS PRIVATE LIMITED
145.00 | S & F of PVC 75 mm dia Pipes single socketed, in any length with rubber ring joints laid in trenches or in floors. (Make : Finolex / Aashirvad / Supreme or Suitably Equivalent Make) | 90.00 | RM | 269.15 | 300.00 | 27000.00 | 80.00 | 7200.00 | 300.00 | 27000.00 | 7200.00 | NARASIMHAN ENGINEERING CONTRACTORS PRIVATE LIMITED
146.00 | S & F of PVC Bend with door 110mm dia any radius. | 16.00 | Each | 195.50 | 200.00 | 3200.00 | 200.00 | 3200.00 | 300.00 | 4800.00 | 3200.00 | NARASIMHAN ENGINEERING CONTRACTORS PRIVATE LIMITED, MAHALAXMI CONSTRUCTION COMPANY
147.00 | S & F of PVC Bend with door 75mm dia any radius. | 16.00 | Each | 166.75 | 180.00 | 2880.00 | 240.00 | 3840.00 | 200.00 | 3200.00 | 2880.00 | MAHALAXMI CONSTRUCTION COMPANY
148.00 | S & F of PVC single 'Y' with door 110 mm dia any radius. | 4.00 | Each | 687.19 | 700.00 | 2800.00 | 700.00 | 2800.00 | 700.00 | 2800.00 | 2800.00 | NARASIMHAN ENGINEERING CONTRACTORS PRIVATE LIMITED, MAHALAXMI CONSTRUCTION COMPANY, HARI ENTERPRISES
149.00 | S & F of PVC (SWR) 75mm, junction single, (Single T) equal or unequal and provided. | 4.00 | Each | 448.82 | 500.00 | 2000.00 | 700.00 | 2800.00 | 400.00 | 1600.00 | 1600.00 | HARI ENTERPRISES
150.00 | S & F of PVC (SWR) 110mm, junction single, (Single T) equal or unequal and provided. | 6.00 | Each | 579.63 | 600.00 | 3600.00 | 700.00 | 4200.00 | 700.00 | 4200.00 | 3600.00 | MAHALAXMI CONSTRUCTION COMPANY
151.00 | PVC (SWR) reducers 110mm dia to any radius. | 4.00 | Each | 155.25 | 150.00 | 600.00 | 240.00 | 960.00 | 200.00 | 800.00 | 600.00 | MAHALAXMI CONSTRUCTION COMPANY
152.00 | S & F of PVC Vent Cowl 110mm dia. | 4.00 | Each | 132.25 | 150.00 | 600.00 | 220.00 | 880.00 | 170.00 | 680.00 | 600.00 | MAHALAXMI CONSTRUCTION COMPANY
153.00 | S & F of PVC Vent Cowl 75 mm dia. | 4.00 | Each | 109.25 | 120.00 | 480.00 | 190.00 | 760.00 | 130.00 | 520.00 | 480.00 | MAHALAXMI CONSTRUCTION COMPANY
154.00 | S&F Cast iron heavy duty Drian/channel grating of weight exe. 5 kg size 300x600 m wieghing around 15 kg fixed on floor including setting & finshing the sides with Cement mortar comeple (10 nos @ 15 kg / no 150 Kg ) | 40.00 | KG | 169.83 | 170.00 | 6800.00 | 133.00 | 5320.00 | 210.00 | 8400.00 | 5320.00 | NARASIMHAN ENGINEERING CONTRACTORS PRIVATE LIMITED
155.00 | Supplying and laying of CPVC pipes 20mm dia SDR 11 including all fittings such as elbow, tee, etc., Plain CPVC SDR 11 fittings on walls /ceiling or laying in floors complete all as specified (Make : Finolex / Aashirvad / Supreme or Suitably Equivalent Make) | 200.00 | RM | 281.29 | 275.00 | 55000.00 | 244.00 | 48800.00 | 270.00 | 54000.00 | 48800.00 | NARASIMHAN ENGINEERING CONTRACTORS PRIVATE LIMITED
156.00 | Supplying and laying of CPVC pipes 25mm dia SDR 11 including all fittings such as elbow, tee, etc., Plain CPVC SDR 11 fittings on walls /ceiling or laying in floors complete all as specified. (Make : Finolex / Aashirvad / Supreme or Suitably Equivalent Make) | 60.00 | RM | 406.41 | 400.00 | 24000.00 | 355.00 | 21300.00 | 400.00 | 24000.00 | 21300.00 | NARASIMHAN ENGINEERING CONTRACTORS PRIVATE LIMITED
157.00 | Supplying and laying of CPVC pipes 32mm dia SDR 11 including all fittings such as elbow, tee, etc., Plain CPVC SDR 11 fittings on walls /ceiling or laying in floors complete all as specified. (Make : Finolex / Aashirvad / Supreme or Suitably Equivalent Make) | 40.00 | RM | 571.32 | 500.00 | 20000.00 | 500.00 | 20000.00 | 700.00 | 28000.00 | 20000.00 | NARASIMHAN ENGINEERING CONTRACTORS PRIVATE LIMITED, MAHALAXMI CONSTRUCTION COMPANY
158.00 | S & F of 20mm dia Unplasticised PVC pipes of pressure rating 10 kgf/cm2 fixed complete to walls, ceilings or in floors etc., any type of pipe. (Make : Finolex / Aashirvad / Supreme or Suitably Equivalent Make) | 110.00 | RM | 135.88 | 135.00 | 14850.00 | 160.00 | 17600.00 | 170.00 | 18700.00 | 14850.00 | MAHALAXMI CONSTRUCTION COMPANY
159.00 | S & F of 25mm dia Unplasticised PVC pipes of pressure rating 10 kgf/cm2 fixed complete to walls, ceilings or in floors etc., any type of pipe (Make : Finolex / Aashirvad / Supreme or Suitably Equivalent Make) | 59.00 | RM | 161.36 | 170.00 | 10030.00 | 160.00 | 9440.00 | 210.00 | 12390.00 | 9440.00 | NARASIMHAN ENGINEERING CONTRACTORS PRIVATE LIMITED
160.00 | S & F of 50 mm dia UPVC Pipes (SCH-40)of pressure rating 6 kgf/cm2 fixed complete to walls, ceilings or in floors etc. | 160.00 | RM | 389.85 | 400.00 | 64000.00 | 340.00 | 54400.00 | 410.00 | 65600.00 | 54400.00 | NARASIMHAN ENGINEERING CONTRACTORS PRIVATE LIMITED
161.00 | S & F of Gun Metal Valve 20mm dia with iron wheel head, screwed both ends for iron pipe. | 8.00 | Each | 621.13 | 650.00 | 5200.00 | 541.00 | 4328.00 | 800.00 | 6400.00 | 4328.00 | NARASIMHAN ENGINEERING CONTRACTORS PRIVATE LIMITED
162.00 | S & F of Gun Metal Valve 25mm dia with iron wheel head, screwed both ends for iron pipe. | 6.00 | Each | 675.33 | 700.00 | 4200.00 | 485.00 | 2910.00 | 1000.00 | 6000.00 | 2910.00 | NARASIMHAN ENGINEERING CONTRACTORS PRIVATE LIMITED
163.00 | S & F of Gun Metal Valve 50mm dia with iron wheel head, screwed both ends for iron pipe. | 6.00 | Each | 1125.94 | 1500.00 | 9000.00 | 980.00 | 5880.00 | 2500.00 | 15000.00 | 5880.00 | NARASIMHAN ENGINEERING CONTRACTORS PRIVATE LIMITED
164.00 | S & F of 25/20 mm dia brass ball valves high pressure, with epoxy coated aluminium rod & High density plastic float and fly nut complete screwed for iron pipe. Minimum weight for 25mm dia shall be 455 gms. | 2.00 | Each | 800.00 | 950.00 | 1900.00 | 350.00 | 700.00 | 1500.00 | 3000.00 | 700.00 | NARASIMHAN ENGINEERING CONTRACTORS PRIVATE LIMITED
165.00 | S & F of 25mm dia PTMT ball valves high pressure, with epoxy coated aluminium rod & High density plastic float and fly nut complete screwed for iron pipe. Minimum weight for 25mm dia shall be 455 gms. (Make : Finolex / Prayag / Lipka or Suitably Equivalent Make) | 6.00 | Each | 843.82 | 900.00 | 5400.00 | 450.00 | 2700.00 | 1200.00 | 7200.00 | 2700.00 | NARASIMHAN ENGINEERING CONTRACTORS PRIVATE LIMITED
166.00 | Supply and fixing of stainless steel 304 grade hand rail top rail 50mm dia,stiffner 20mm, 32mm square bar with wall thickness 1.2mm with nessesary flanges,holding clamps with complete buffing and polishing all complete as approved and as directed by EIC. | 180.00 | KG | 740.00 | 700.00 | 126000.00 | 480.00 | 86400.00 | 770.00 | 138600.00 | 86400.00 | NARASIMHAN ENGINEERING CONTRACTORS PRIVATE LIMITED
167.00 | Supply and Fixing of 2 mm polycarbonate /translucent corrugated sheeting with two corrugations side lap fixed with coach screw andwasher in roof, wall etc. | 500.00 | SQM | 1265.35 | 1300.00 | 650000.00 | 2650.00 | 1325000.00 | 1400.00 | 700000.00 | 650000.00 | MAHALAXMI CONSTRUCTION COMPANY
168.00 | Supply and Fixing of framed work using Fe 410 -W A quality mild rolled steel tube,angles,plates etc. inculding cutting,welding and grouting in the brick work etc complete. | 2300.00 | KG | 144.97 | 145.00 | 333500.00 | 150.00 | 345000.00 | 160.00 | 368000.00 | 333500.00 | MAHALAXMI CONSTRUCTION COMPANY
169.00 | S&F of Pre-painted galvalume aluminium zinc coating GI based corugatted steel sheet 0.50mm (TCT) thick of an colour having tensile strength of 550Mpa as in roof covering/cladding to wall fixed with self drilling / self tapping anti corrisive screws with EPDM seal complete all as per manfacturers specifications and instructions and as approved and as directed by EIC | 120.00 | SqM | 882.06 | 800.00 | 96000.00 | 1300.00 | 156000.00 | 800.00 | 96000.00 | 96000.00 | MAHALAXMI CONSTRUCTION COMPANY, HARI ENTERPRISES
170.00 | S&F of Pre-painted galvalume aluminum zinc coating GI based Plain steel sheet 0.50mm thick of any colour having tensile strength of 550 Mpa as in roof covering/cladding to wall fixed with self drilling / self tapping anti corrisive screws with EPDM seal complete all as per manfacturers specifications and instructions and as approved and as directed by EIC | 10.00 | SqM | 824.56 | 800.00 | 8000.00 | 1300.00 | 13000.00 | 800.00 | 8000.00 | 8000.00 | MAHALAXMI CONSTRUCTION COMPANY, HARI ENTERPRISES
171.00 | S & F of Framed work such as grills, gratings, for ornamentaland intricate designetc.. with ends of bars shouldered and/or riveted, or forged into spikes; framed guard bars; barred iron doors; ladders; framed balusters; walk ways; railings; framework of water tanks and similar work for portions framed and hung asgates, including pintle hinges, stops,hand made sliding bolts, etc conforming to Fe.290.Gde-E-16 | 1400.00 | KG | 281.14 | 200.00 | 280000.00 | 245.00 | 343000.00 | 330.00 | 462000.00 | 280000.00 | MAHALAXMI CONSTRUCTION COMPANY
172.00 | S & F of Framed work such as grills, gratings, etc.. with ends of bars shouldered and/or riveted, or forged into spikes; framed guard bars; barred iron doors; ladders; framed balusters; walk ways; railings; framework of water tanks and similar work for portions framed and hung asgates, including pintle hinges, stops,hand made sliding bolts, etc conforming to Fe.290.Gde-E-16 | 2750.00 | KG | 229.87 | 200.00 | 550000.00 | 245.00 | 673750.00 | 250.00 | 687500.00 | 550000.00 | MAHALAXMI CONSTRUCTION COMPANY
173.00 | S & F of Framed work as in doors or gates of angle or other section with gusset plates, rails, braces, etc., complete, drilled for fixing of steel sheeting or other covering. Doors, etc. to be prepared for hanging or sliding with and including either hooks and hinges or steel hanging door fittings (exclusive of steel sheeting or other covering, running rails and guides) and hanging; also fastening and fixing complete,at site as per design/model approved by E-I-C. | 380.00 | KG | 135.36 | 145.00 | 55100.00 | 180.00 | 68400.00 | 160.00 | 60800.00 | 55100.00 | MAHALAXMI CONSTRUCTION COMPANY
174.00 | Material and Labour for Providing and laying at or near ground level factory made kerb stone of M-25 grade cement concrete in position to the required line, leveland curvature, jointed with cement mortar1:3 (1 cement: 3 coarse sand), including making joints with or without grooves (thickness of joints except at sharp curve shall not to more than 5 mm), including making drainage opening wherever required complete. | 16.00 | CUM | 9792.14 | 9000.00 | 144000.00 | 9000.00 | 144000.00 | 18000.00 | 288000.00 | 144000.00 | NARASIMHAN ENGINEERING CONTRACTORS PRIVATE LIMITED, MAHALAXMI CONSTRUCTION COMPANY
175.00 | M & L for Concrete bed to drain pipes (200mm).in PCC Type C2 1:3:6 Including acking under, and haunching against the sides of pipes after they are laid and tested in | 220.00 | RM | 744.96 | 700.00 | 154000.00 | 700.00 | 154000.00 | 800.00 | 176000.00 | 154000.00 | NARASIMHAN ENGINEERING CONTRACTORS PRIVATE LIMITED, MAHALAXMI CONSTRUCTION COMPANY
176.00 | M & L for Concrete bed to drain pipes (150mm).in PCC Type C2 1:3:6 Including acking under, and haunching against the sides of pipes after they are laid and tested. | 80.00 | RM | 536.92 | 500.00 | 40000.00 | 700.00 | 56000.00 | 600.00 | 48000.00 | 40000.00 | MAHALAXMI CONSTRUCTION COMPANY
177.00 | S & F of 200mm Sail-glazed stoneware drain pipes laid in trenches and jointed as specified. | 280.00 | RM | 632.50 | 550.00 | 154000.00 | 135.00 | 37800.00 | 700.00 | 196000.00 | 37800.00 | NARASIMHAN ENGINEERING CONTRACTORS PRIVATE LIMITED
178.00 | S & F of 150mm Sail-glazed stoneware drain pipes laid in trenches and jointed as specified. | 90.00 | RM | 515.81 | 500.00 | 45000.00 | 115.00 | 10350.00 | 600.00 | 54000.00 | 10350.00 | NARASIMHAN ENGINEERING CONTRACTORS PRIVATE LIMITED
179.00 | M&L for 225 mm(inner dia) Cutting into existing manholes for connecting new drains, making good to pipe and rendering, cutting out existing benching for and forming branch channel (1/2 round or 3/4 section) in cement concrete 1:2:4 type B1 smooth finished, and reforming benching as required. | 12.00 | Each Pipe | 1719.25 | 1700.00 | 20400.00 | 1495.00 | 17940.00 | 3000.00 | 36000.00 | 17940.00 | NARASIMHAN ENGINEERING CONTRACTORS PRIVATE LIMITED
180.00 | M & L for painting to wooden surfaces of any description over 10cm width or girth with Two coats of synthetic enamel paint. including pink primer preparing new wooden surfaces. | 50.00 | SqM | 161.23 | 160.00 | 8000.00 | 210.00 | 10500.00 | 110.00 | 5500.00 | 5500.00 | HARI ENTERPRISES
181.00 | M & L for painting to steel surfaces of any description, over 10cm in width or girth,with two coats of synthetic enamel paint over a coat of redoxide primer including preparing new surfaces. | 200.00 | SqM | 162.50 | 160.00 | 32000.00 | 210.00 | 42000.00 | 120.00 | 24000.00 | 24000.00 | HARI ENTERPRISES
182.00 | Material and Labour for matallic painting of steel surfaces with two coats of synethic enamel paint and painting a coat of red chrome or zinc chromate primer over the steel surfaces includng preparation of new surfaces. | 40.00 | SqM | 410.00 | 350.00 | 14000.00 | 210.00 | 8400.00 | 400.00 | 16000.00 | 8400.00 | NARASIMHAN ENGINEERING CONTRACTORS PRIVATE LIMITED
183.00 | M&L for applying for single coat of alkali resistant priming paint including preparation of Ceiling surfaces with 3mm thick wall care putty on gypsum board Ceiling. (Make shall be of JK white putty / Birla white wall care putty or Suitably Equivalent Make) | 400.00 | SqM | 154.07 | 120.00 | 48000.00 | 80.00 | 32000.00 | 150.00 | 60000.00 | 32000.00 | NARASIMHAN ENGINEERING CONTRACTORS PRIVATE LIMITED
184.00 | M&L for applying for single coat of alkali resistant priming paint including preparation wall surface with 3mm thick wall care putty on internal / Exterior wall. (Make shall be of JK white putty or Birla white wall care putty or equivalent) | 3000.00 | SqM | 138.39 | 120.00 | 360000.00 | 80.00 | 240000.00 | 150.00 | 450000.00 | 240000.00 | NARASIMHAN ENGINEERING CONTRACTORS PRIVATE LIMITED
185.00 | Material and labour for applying two coat of interior plastic emulsion on internal wall/gypsum board Ceiling surfaces. ( Make :- ASIAN, NEROLAC, BERGER or Suitably Equivalent Make) | 2000.00 | SqM | 116.84 | 100.00 | 200000.00 | 180.00 | 360000.00 | 130.00 | 260000.00 | 200000.00 | MAHALAXMI CONSTRUCTION COMPANY
186.00 | Material and labour for applying two coats of Exterior emulsion new External wall surfaces all complete (MAKE:- ASIAN - Apex Ultima/NEROLAC/Berger or Suitably Equivalent Make) | 3050.00 | SqM | 116.84 | 100.00 | 305000.00 | 200.00 | 610000.00 | 140.00 | 427000.00 | 305000.00 | MAHALAXMI CONSTRUCTION COMPANY
187.00 | Material and labour for applying two coat of oil bound distemper on internal wall surfaces (MAKE:- ASIAN, NEROLAC, BERGER or Suitably Equivalent Make) | 650.00 | SqM | 74.29 | 75.00 | 48750.00 | 185.00 | 120250.00 | 100.00 | 65000.00 | 48750.00 | MAHALAXMI CONSTRUCTION COMPANY
188.00 | M & L for painting concrete surfaces pre cast kerb stones in approved design, shape and colour of two coats of Synthetic enamal with one coat of red led primer including new surfaces if required.Make as aapproved by the EIC. | 50.00 | SqM | 157.90 | 120.00 | 6000.00 | 180.00 | 9000.00 | 200.00 | 10000.00 | 6000.00 | MAHALAXMI CONSTRUCTION COMPANY
189.00 | M & L for applying interior decorative texture finish on wall surfaces using Asian paints royale play (or) Interior Decorative Wall Texture pattern work like Rustic Indian/Italian/Innovative Textures. The minimum painted thickness should not be less than 1mm. The texture and effects of decorative finish will be finalised by EIC. The cost includes labour, emulsion, scaffolding, plaster of paris etc., all complete as directed by EIC | 50.00 | SqM | 1900.00 | 1600.00 | 80000.00 | 400.00 | 20000.00 | 2500.00 | 125000.00 | 20000.00 | NARASIMHAN ENGINEERING CONTRACTORS PRIVATE LIMITED
190.00 | Providing and fixing Commercial grade Wall Paper of approved shade with recommended Adhesive of approved make which have 100% washable, Scratch resistance, Peel proof, & fire retardant properties. | 20.00 | SqM | 1534.00 | 1250.00 | 25000.00 | 80.00 | 1600.00 | 2200.00 | 44000.00 | 1600.00 | NARASIMHAN ENGINEERING CONTRACTORS PRIVATE LIMITED
191.00 | material and labour for applying mellamine finish glossy/matt in wall/wood etc., whereever required and as directed | 8.00 | SqM | 2000.00 | 1500.00 | 12000.00 | 1500.00 | 12000.00 | 2600.00 | 20800.00 | 12000.00 | NARASIMHAN ENGINEERING CONTRACTORS PRIVATE LIMITED, MAHALAXMI CONSTRUCTION COMPANY
192.00 | supply and fixing of solid letters(Times New Roman/Bookman) of 100 mm to 150 mm height 8 to 10 mm thick made up of brass as per site requirement complete all as directed… | 2.00 | WJ | 75000.00 | 50000.00 | 100000.00 | 1000.00 | 2000.00 | 75000.00 | 150000.00 | 2000.00 | NARASIMHAN ENGINEERING CONTRACTORS PRIVATE LIMITED
193.00 | Material and Labour for plugging of hard/dense soil including necessary preparation of the existing ground for plantation of Bermuda/Zoysia/Korean Gras etc., all complete as directedby EIC. | 500.00 | SqM | 650.00 | 500.00 | 250000.00 | 90.00 | 45000.00 | 900.00 | 450000.00 | 45000.00 | NARASIMHAN ENGINEERING CONTRACTORS PRIVATE LIMITED
194.00 | Supply and laying of Bermuda/Zoysia/Korean Grass including watering etc complete all as directed.. | 500.00 | SqM | 350.00 | 300.00 | 150000.00 | 90.00 | 45000.00 | 550.00 | 275000.00 | 45000.00 | NARASIMHAN ENGINEERING CONTRACTORS PRIVATE LIMITED
195.00 | Supply and laying of Hedging plants (Golden Durantha,Clerodendron) including watering etc complete all as directed… | 500.00 | Each | 93.00 | 100.00 | 50000.00 | 180.00 | 90000.00 | 200.00 | 100000.00 | 50000.00 | MAHALAXMI CONSTRUCTION COMPANY
196.00 | Supply and laying of Decorative plants with pots(mud/cement/pvc) min 3 ft height (Fox paim Christmas Tree,Arrow Head, Dumb Cane,Colour Blaze, including watering etc complete all as directed… | 350.00 | Each | 145.00 | 200.00 | 70000.00 | 500.00 | 175000.00 | 300.00 | 105000.00 | 70000.00 | MAHALAXMI CONSTRUCTION COMPANY
197.00 | Supply and laying of perenial flowering plants ixora(big size),cortons variety ,Roses different variety pinwheelg including watering etc complete all as directed... | 219.00 | Each | 60.00 | 100.00 | 21900.00 | 650.00 | 142350.00 | 180.00 | 39420.00 | 21900.00 | MAHALAXMI CONSTRUCTION COMPANY
198.00 | supply ond filling pure Red Earth including spreading, levellingthe surfaces smooth and uniform to facilitate plantatin of grass, Hedge plants etc all complete as directed by EIC. | 220.00 | CUM | 2200.00 | 2000.00 | 440000.00 | 3500.00 | 770000.00 | 2500.00 | 550000.00 | 440000.00 | MAHALAXMI CONSTRUCTION COMPANY
199.00 | Supply and spreading of cow dung manure for the plantations in the propsed site in various stages etc complete all as directed by EIC. | 125.00 | CUM | 700.00 | 700.00 | 87500.00 | 600.00 | 75000.00 | 900.00 | 112500.00 | 75000.00 | NARASIMHAN ENGINEERING CONTRACTORS PRIVATE LIMITED
200.00 | Supply and filling of graannular space between casting pipe and raw bore with free pebbles of size 6mm to 10mm complete all as specifed and directed. | 8.00 | CUM | 1800.00 | 2700.00 | 21600.00 | 5000.00 | 40000.00 | 3000.00 | 24000.00 | 21600.00 | MAHALAXMI CONSTRUCTION COMPANY
201.00 | Testing water samples taken from borewell for potability at king Institute, Guindy, Chennai and submit the report in original as per the instruction of EIC. | 2.00 | EACH | 7500.00 | 6000.00 | 12000.00 | 25000.00 | 50000.00 | 8000.00 | 16000.00 | 12000.00 | MAHALAXMI CONSTRUCTION COMPANY
202.00 | Supplying transporting and lowering and fixing in bore well 50 mm inner dia and 60 mm outer dia of PVC threaded submersible pipe each 10 feet length with joint and wire lock system with pressure rating 20kgf/cm² (MAKE- FINOLEX / ASHIRVAD/ TRUBORE or suitabally equivalent make) | 175.00 | RM | 750.00 | 600.00 | 105000.00 | 1850.00 | 323750.00 | 900.00 | 157500.00 | 105000.00 | MAHALAXMI CONSTRUCTION COMPANY
203.00 | Supply and fixing of 50 mm dia brass non return valves, screwed both ends for HDPE/PVC pipe with all accessories Note : Brass Non Return Valve + Nipple + Clamp + Welding or ( Pipe + MTA/FTA+ Valve ) required fitting included. Make : Any ISI Make | 2.00 | EACH | 4100.00 | 3500.00 | 7000.00 | 8500.00 | 17000.00 | 4500.00 | 9000.00 | 7000.00 | MAHALAXMI CONSTRUCTION COMPANY
204.00 | Supply and Fixing of NYLON rope of 12 mm dia along the PVC bore pipe and tied with motor base for safety of PVC pipes and tied with pvc tags of 5 mm thick each 1 meter of the bore well pipes. Make : Any ISI Make | 210.00 | RM | 22.00 | 20.00 | 4200.00 | 120.00 | 25200.00 | 25.00 | 5250.00 | 4200.00 | MAHALAXMI CONSTRUCTION COMPANY
205.00 | Supply, install & commissioning of electric motor driven subersible pumpset multistage AC, 3 Phase, 400/440V, 50Hz with high quality Bronze impeller suction housing with perforated strainer with delivery size 50mm dia, complete with standard necessary accessories including Finolex make flat flexible weather proof PVC sheathed over insulated 3 core 4 sq.mm, 1100V grade from Motor to starter pumping capacity 60 to 70 LPM, Head 75 m ,10 Stage pump of 5 HP motor of ( Make : Kirloskar /Texmo / CRI or suitabally equivalent make only) with water level sensor , and the size of the motor should be suitable for 6 inches dia bore. | 2.00 | EACH | 67000.00 | 60000.00 | 120000.00 | 50000.00 | 100000.00 | 70000.00 | 140000.00 | 100000.00 | NARASIMHAN ENGINEERING CONTRACTORS PRIVATE LIMITED
206.00 | Supply & fixing of pillar / wall mounting (as per site requirement) panel 1200mmX600mmX 200mm size of indoor / outdoor type made out of 2mm thick MS sheet including provision of 2 coats of Red Oxide primer and two coats of aluminium paint on surface. The box should have heavy duty hinges and front door should open by using panel key. The box shall be dust and vermin proof. The joints of the box shall be fully welded. The box and door should have the metal beading width of 10mm and 15mm respectively. The rubber/PVC beading should be provided around the box cover for water proof. The box shall be provided with 2 nos 6mm earthing bolts with 2 nos of plain washers and one spring washer with nut at both side of the box shall be provided. The box shall be provided 2 nos of gland holes suitable for 3.5C, 25Sqmm for cable entries for Incoming & Outgoing. All the power & control wiring shall be the scope of the contractor. The power wiring shall done between TPN main switch to starter & MCCB shall be done with 16 Sqmm PVC insulated flexible copper wires/cable with proper lugs. The wiring shall be neatly bunched together with non returnable cable ties. The panel shall be fitted with functional accessories such as: a) 3 phase, 415 Volts 32 Amps TPN main switch suitable for operation of above referred pump set (Make: Havells/Standard/Indo Asian or suitabally equiavalent make), b) Single phase preventer (Make: L&T, Minilec,Standard or suitabally equiavalent make), c) Voltmeter 0 to 500 Volts (Size: 96X96 mm, Make: AE/MECO/RISHAB or suitabally equiavalent make) with 3 phase selector switch (Make: Salzer/Switron/ Kaycee or suitabally equiavalent make), d) Ammeter 0 to 30 Amps (Size: 96X96mm, Make: MECO/IMP/RISHAB or suitabally equiavalent make) with 3 phase selector switch (Make:salzer/ Switron/Kaycee or suitabally equiavalent make), e) Indication lamps (LED integral type - 25mm panel cut) for R, Y, B phases (Make: Teknic/vaishnov/jai balaji or suitabally equiavalent make), f) Suitable rated DOL starter for above referred pump set motor with proper O/L relays and contactor (Make: Siemens/BCH/Schneider or suitabally equiavalent make), g) Electronic Timer (Range: 0 to 60min) (Make: EAPL/L&T/Siemens or suitabally equiavalent make), h) Dry run protection relay suitable for 3HP to 10 HP submersible pump motor (Make: Minilec/Siemens/BCH Siemens/BCH or suitabally equiavalent make). | 2.00 | EACH | 90000.00 | 85000.00 | 170000.00 | 125000.00 | 250000.00 | 120000.00 | 240000.00 | 170000.00 | MAHALAXMI CONSTRUCTION COMPANY
207.00 | M & L For Drilling Bore holes 12 inch dia using power rig in any type of soil etc. and cleaning site after drilling. | 220.00 | RM | 650.00 | 600.00 | 132000.00 | 1500.00 | 330000.00 | 1100.00 | 242000.00 | 132000.00 | MAHALAXMI CONSTRUCTION COMPANY
208.00 | Supplying transporting and lowering in raw bore wells PVC NON SLOTED Casing pipe of size 8 inch inner dia having thickness of 7.6 to 8.8 mm and lowering with vertical alingment including jointing complete . ( Make of the pipe shall be - Truebore/Finolex/Aashirvad or suitabally equiavalent make) are only acceptable. | 60.00 | RM | 1050.00 | 900.00 | 54000.00 | 1850.00 | 111000.00 | 1300.00 | 78000.00 | 54000.00 | MAHALAXMI CONSTRUCTION COMPANY
209.00 | Supplying transporting and lowering in raw bore wells PVC VERTICAL SLOTED Casing pipe of size 8 inch inner dia having thickness of 7.6 mm to 8.8 mm and lowering with vertical alingment including jointing complete .( Make of the pipe shall be - Truebore/Finolex/Aashirvad or suitabally equiavalent make) | 165.00 | RM | 1100.00 | 950.00 | 156750.00 | 2100.00 | 346500.00 | 1600.00 | 264000.00 | 156750.00 | MAHALAXMI CONSTRUCTION COMPANY
210.00 | Supply & Laying of 4 Core,PVC insulated, armoured, heavy duty electric cable with Aluminium conductor 1100 volts grade, cross sectional area 25 Sqmm through cable trenches/ flooring/ pipes etc. including termination with suitable glands and lugs etc. | 210.00 | RM | 238.04 | 250.00 | 52500.00 | 210.00 | 44100.00 | 280.00 | 58800.00 | 44100.00 | NARASIMHAN ENGINEERING CONTRACTORS PRIVATE LIMITED
211.00 | RWH - Material and Labour for 20mm special gravel used for filteration media laid in layers and rammed including watering complete as directed by EIC. | 4.00 | CUM | 2600.00 | 3300.00 | 13200.00 | 4500.00 | 18000.00 | 4500.00 | 18000.00 | 13200.00 | MAHALAXMI CONSTRUCTION COMPANY
212.00 | Material and Labour for 40mm quarried rubble stone or broken nullah boulders in large pieces for soiling/subbaseof drain /filter media for RWN etc., | 5.00 | CUM | 2100.00 | 3000.00 | 15000.00 | 3200.00 | 16000.00 | 3000.00 | 15000.00 | 15000.00 | MAHALAXMI CONSTRUCTION COMPANY, HARI ENTERPRISES
213.00 | Supply and Fixing of Nylon mesh 1 Sq mm filter area placed between the filtering layer in recharge pit, dug well, tube wells etc., complete as directed by EIC. | 18.00 | SQM | 260.00 | 260.00 | 4680.00 | 450.00 | 8100.00 | 450.00 | 8100.00 | 4680.00 | MAHALAXMI CONSTRUCTION COMPANY
214.00 | PUMP:-Supply, Installation, Testing and Commissioning of 1 no. 3 Phase 5 HP Open well submersible pump with inlet and out let piping arrangements Stainless steel suction filter mesh (Pump make : Kirloskar / CRI / Best or Suitably Equivalent Make) | 2.00 | Each | 36500.00 | 38500.00 | 77000.00 | 30000.00 | 60000.00 | 45000.00 | 90000.00 | 60000.00 | NARASIMHAN ENGINEERING CONTRACTORS PRIVATE LIMITED
215.00 | FOUNTAIN EQUIPMENT: Supply, Installation , testing and commissioning of Fountain equipment fabricated out of Stainless steel 304 grade materials – consists of 1 no. Dandelion Fountain unit including 1 no. Spherical Header ( Brass with Nickel coated), 70 nos. Arm pipes ( SS 304) 70nos. Nozzles ( Brass Nickel coated) and 1 no. Vertical support pipe Frames & Leg supports with Main feeding pipe arrangements & sub-feeding arrangements for nozzles, light fixing brackets as required. | 2.00 | Each | 134500.00 | 140000.00 | 280000.00 | 65000.00 | 130000.00 | 200000.00 | 400000.00 | 130000.00 | NARASIMHAN ENGINEERING CONTRACTORS PRIVATE LIMITED
216.00 | PLUMBING: Supply , Installation , Testing and commissioning of Interconnecting Plumbing between Fountain Equipments and Pumps with UPVC Pipes & UPVC fittings with necessary Control valves ( UPVC) etc., as required. | 2.00 | Each | 9400.00 | 8000.00 | 16000.00 | 35000.00 | 70000.00 | 10000.00 | 20000.00 | 16000.00 | MAHALAXMI CONSTRUCTION COMPANY
217.00 | ELETRICAL CONTROL PANEL: Supply, Installation, Testing and Commissioning of Fountain control panel – Out door type with powder coated finish along with – 1no. 32 A 4P MCB for incoming mains – 1no. Starters with O/L Relay for pump – 1no. 1 pole MCB 10A and 1 no. 230 V/12 V DC Power supply for Lights, 1 no. RGB Controller unit for Lights, Phase Indicators including Panel wiring etc., | 2.00 | Each | 28250.00 | 25000.00 | 50000.00 | 53660.50 | 107321.00 | 30000.00 | 60000.00 | 50000.00 | MAHALAXMI CONSTRUCTION COMPANY
218.00 | Supply and fixing Heat Resistant Terrace Tiles (300 mm x 300 mm x 20 mm) with SR (solar refractive index) > 78, solar reflection > 0.70 and initial emittance > 0.75 on waterproof and sloped surface of terrace, laid on 20 mm thick cement sand mortar in the ratio of 1:4 (1 cement : 4 coarse sand) and grouting the joints with mix of white cement & marble powder in ratio of 1:1, including rubbing and polishing of the surface upto 3 cuts complete, including providing skirting upto 150 mm height along the parapet walls in the same manner. | 485.00 | SQM | 1158.74 | 1100.00 | 533500.00 | 1500.00 | 727500.00 | 1300.00 | 630500.00 | 533500.00 | MAHALAXMI CONSTRUCTION COMPANY
219.00 | Supply and fixing of single phase 230 V 25 litres capacity inlet 25 mm and outlet 20 mm pipe, 1 HP single pressure Booster Pump to the delivery line from the OHT Make : CRI / Kirloskar / Crompton or suitable equilant. | 2.00 | Each | 26600.00 | 25000.00 | 50000.00 | 18500.00 | 37000.00 | 25000.00 | 50000.00 | 37000.00 | NARASIMHAN ENGINEERING CONTRACTORS PRIVATE LIMITED
220.00 | Supply and fixing of Security cabin made of high quality FRP 8 feet X 8 feet x 8 feet with door and glass window with locking arrangement. | 2.00 | Each | 167000.00 | 150000.00 | 300000.00 | 75000.00 | 150000.00 | 210000.00 | 420000.00 | 150000.00 | NARASIMHAN ENGINEERING CONTRACTORS PRIVATE LIMITED
221.00 | Returning, filling in Hard/dense soil, including spreading, levelling, watering and well ramming in layers not exc 25 cm. | 1002.00 | CUM | 159.97 | 130.00 | 130260.00 | 250.00 | 250500.00 | 100.00 | 100200.00 | 100200.00 | HARI ENTERPRISES
222.00 | Removal of excavated Soil materials to a lead exceeding 250 m but not exceeding 500 m and depositing where directed including, spreading & leveling | 865.00 | CUM | 669.99 | 450.00 | 389250.00 | 200.00 | 173000.00 | 800.00 | 692000.00 | 173000.00 | NARASIMHAN ENGINEERING CONTRACTORS PRIVATE LIMITED
223.00 | Removal of excavated debris materials to a lead exceeding 250 m but not exceeding 500 m and depositing where directed including, spreading & leveling | 5.00 | CUM | 857.67 | 850.00 | 4250.00 | 200.00 | 1000.00 | 1000.00 | 5000.00 | 1000.00 | NARASIMHAN ENGINEERING CONTRACTORS PRIVATE LIMITED
224.00 | Material and labour for One light point controlled by one switch light/fan wiring with 1.5sqmm FRLS PVC insulated sheathed single core cable 1100V grade confirming to IS 694 multi strand copper conductor along with 2mm thick PVC conduuit accessories run on wall/ roof/L angle including M.S. switch box concealed in the wall(made out of 3mm thick sheet) and laminated sun mica sheet 3mm thick cover for housing the switches, regulators and plug socket etc. mount on a wall/roof etc. including copper earth continuity wire. | 170.00 | Point | 1141.66 | 1100.00 | 187000.00 | 1388.86 | 236106.20 | 1100.00 | 187000.00 | 187000.00 | MAHALAXMI CONSTRUCTION COMPANY, HARI ENTERPRISES
225.00 | One bell/ buzzer point controlled by one push buttOne bell/ buzzer point controlled by one push button . (Make: Legrand Myrius/ Litaski/ Crabtree or Suitably Equivalent Make) | 4.00 | Point | 829.51 | 800.00 | 3200.00 | 1799.74 | 7198.96 | 1200.00 | 4800.00 | 3200.00 | MAHALAXMI CONSTRUCTION COMPANY
226.00 | One 3 pin plug socket with switches flush type 5A on same board with 2.5sqmm cable (Make: Legrand Myrius/ Litaski/ Crabtree or Suitably Equivalent Make) | 132.00 | Point | 334.42 | 320.00 | 42240.00 | 745.00 | 98340.00 | 400.00 | 52800.00 | 42240.00 | MAHALAXMI CONSTRUCTION COMPANY
227.00 | One 3 pin plug socket with switches flush type 5A on Independent board with 2.5sqmm cable (Make: Legrand Myrius/ Litaski/ Crabtree or Suitably Equivalent Make) | 40.00 | Point | 1301.10 | 1150.00 | 46000.00 | 3700.00 | 148000.00 | 1600.00 | 64000.00 | 46000.00 | MAHALAXMI CONSTRUCTION COMPANY
228.00 | Supply fixing and connecting to the system modular type switches 6A single pole one way (Make: Legrand Myrius/ Litaski/ Crabtree or Suitably Equivalent Make) | 274.00 | Each | 299.58 | 250.00 | 68500.00 | 400.00 | 109600.00 | 250.00 | 68500.00 | 68500.00 | MAHALAXMI CONSTRUCTION COMPANY, HARI ENTERPRISES
229.00 | Supply, fixing and connecting to the system of socket, 6A-2/3 pin combined modular type 2 module (Make: LEGRAND MYRIUS/ Litaski/ Crabtree or Suitably Equivalent Make) | 132.00 | Each | 391.62 | 300.00 | 39600.00 | 520.00 | 68640.00 | 350.00 | 46200.00 | 39600.00 | MAHALAXMI CONSTRUCTION COMPANY
230.00 | Supply, fixing and connecting to the system modular type switch one way 16A, 1 module (Make:,LEGRAND MYRIUS/ Litaski/ Crabtree or Suitably Equivalent Make) | 32.00 | Each | 395.26 | 360.00 | 11520.00 | 600.00 | 19200.00 | 300.00 | 9600.00 | 9600.00 | HARI ENTERPRISES
231.00 | Supply, fixing and connecting to the system of socket, 6/16A-2/3 pin combined modular type 2 module (Make:,Legrand Myrius/ Litaski/ Crabtree or Suitably Equivalent Make) | 42.00 | Each | 607.66 | 500.00 | 21000.00 | 700.00 | 29400.00 | 550.00 | 23100.00 | 21000.00 | MAHALAXMI CONSTRUCTION COMPANY
232.00 | Supply fixing and connecting to the system modular type bell push/switch 6A (Make:Legrand Myrius/ Litaski/ Crabtree or Suitably Equivalent Make) | 4.00 | Each | 353.40 | 350.00 | 1400.00 | 500.00 | 2000.00 | 250.00 | 1000.00 | 1000.00 | HARI ENTERPRISES
233.00 | Supply fixing and connecting to the system bell multi music type (Make : Anchor / C & S / GM or Suitably Equivalent Make) | 4.00 | Each | 645.73 | 600.00 | 2400.00 | 620.00 | 2480.00 | 500.00 | 2000.00 | 2000.00 | HARI ENTERPRISES
234.00 | Material & Labour for ceiling rose, 3 Phase/PVC/polycorbonate, isolated body (Make : ANCHOR / LEGRAND/ HAVELLS or Suitably Equivalent Make) | 32.00 | Each | 75.56 | 100.00 | 3200.00 | 160.00 | 5120.00 | 100.00 | 3200.00 | 3200.00 | MAHALAXMI CONSTRUCTION COMPANY, HARI ENTERPRISES
235.00 | supply & fixing of lamp holders PVC/polycorbonate type with cord grid cap suitabile for pendant/straight/slanding fittings. (Make : ANCHOR / GM / ORBIT or Suitably Equivalent Make) | 12.00 | Each | 150.42 | 100.00 | 1200.00 | 185.00 | 2220.00 | 150.00 | 1800.00 | 1200.00 | MAHALAXMI CONSTRUCTION COMPANY
236.00 | Supply & fixing of modular white cover plate with frame 2 module . (Make: Anchor Roma / GM / Litaski or Suitably Equivalent Make) | 40.00 | Each | 225.17 | 200.00 | 8000.00 | 175.00 | 7000.00 | 150.00 | 6000.00 | 6000.00 | HARI ENTERPRISES
237.00 | Supply & fixing metal flush box for 2 module plate (Make: Anchor Roma / GM / Litaski or Suitably Equivalent Make) | 40.00 | Each | 205.97 | 200.00 | 8000.00 | 180.00 | 7200.00 | 190.00 | 7600.00 | 7200.00 | NARASIMHAN ENGINEERING CONTRACTORS PRIVATE LIMITED
238.00 | Supply & fixing of 4 module white cover plate with frame (Make: Anchor Roma / GM / Litaski or Suitably Equivalent Make) | 30.00 | Each | 284.17 | 230.00 | 6900.00 | 280.00 | 8400.00 | 240.00 | 7200.00 | 6900.00 | MAHALAXMI CONSTRUCTION COMPANY
239.00 | Supply & fixing of metal flush box for 4 module plate (Make: Anchor Roma / GM / Litaski or Suitably Equivalent Make) | 30.00 | Each | 245.41 | 230.00 | 6900.00 | 270.00 | 8100.00 | 200.00 | 6000.00 | 6000.00 | HARI ENTERPRISES
240.00 | Supply & fixing of 6 module modular white cover plate with frame (Make: Anchor Roma / GM / Litaski or Suitably Equivalent Make) | 34.00 | Each | 356.04 | 320.00 | 10880.00 | 400.00 | 13600.00 | 300.00 | 10200.00 | 10200.00 | HARI ENTERPRISES
241.00 | Supply & fixing of metal flush box for 6 module plate (Make: Anchor Roma / GM / Litaski or Suitably Equivalent Make) | 34.00 | Each | 326.72 | 320.00 | 10880.00 | 400.00 | 13600.00 | 270.00 | 9180.00 | 9180.00 | HARI ENTERPRISES
242.00 | Supply & fixing of 8 module plate with frame (Make: Anchor Roma / GM / Litaski or Suitably Equivalent Make) | 36.00 | Each | 438.61 | 400.00 | 14400.00 | 460.00 | 16560.00 | 500.00 | 18000.00 | 14400.00 | MAHALAXMI CONSTRUCTION COMPANY
243.00 | Material & Labour for wiring with two runs of FRLS PVC insulated sheathed single core copper cable upto 1100 volts grade confirming to IS 694 multistrand with copper conductor along with PVC conduit and conduit accessories run on wall/roof one run of copper cable as earth wire. 2x2.5 sq.mm+1x2.5 sq.mm earth wire (Make: Finolex/Havells/Polycab/ Kundan or Suitably Equivalent Make) | 420.00 | RM | 212.99 | 180.00 | 75600.00 | 340.00 | 142800.00 | 220.00 | 92400.00 | 75600.00 | MAHALAXMI CONSTRUCTION COMPANY
244.00 | Material & Labour for wiring with two runs of FRLS PVC insulated sheathed single core copper cable upto 1100 volts grade confirming to IS 694 multistrand with copper conductor along with PVC conduit and conduit accessories run on wall/roof one run of copper cable as earth wire. 2x4.0 sq.mm+1x4.0 sq.mm earth wire (Make: Finolex/Havells/Polycab/ Kundan or Suitably Equivalent Make) | 460.00 | RM | 247.25 | 230.00 | 105800.00 | 450.00 | 207000.00 | 320.00 | 147200.00 | 105800.00 | MAHALAXMI CONSTRUCTION COMPANY
245.00 | Material & Labour for wiring with five runs of FRLS PVC insulated sheathed single core copper cable upto 1100 volts grade confirming to IS 694 multistrand with copper conductor along with PVC conduit and conduit accessories run on wall/roof one run of copper cable as earth wire. 4x10 sq.mm+1x10 sq.mm earth wire (Make: Finolex/Havells/Polycab/ Kundan or Suitably Equivalent Make) | 60.00 | RM | 650.65 | 600.00 | 36000.00 | 1150.00 | 69000.00 | 800.00 | 48000.00 | 36000.00 | MAHALAXMI CONSTRUCTION COMPANY
246.00 | Material and labour for Brick walls cutting chases,pining in, making good to facing where required and pointing in cement mortor 1:3 to ends and cutting chases for concealed conduit wiring, etc., and making good,cutting exc. 10 cm but not exc. 20 cm grith. | 390.00 | RM | 59.92 | 60.00 | 23400.00 | 400.00 | 156000.00 | 70.00 | 27300.00 | 23400.00 | MAHALAXMI CONSTRUCTION COMPANY
247.00 | Supply and fixing of LED light fitting mirror type with high out put diffuser 2 feet, 10 watt 220 V AC decorative type with driver holder and LED lamp including connecting up with three core flexible copper conductor cable of suitable size complete (Make: PHILIPS / Bajaj /CG /Havells / Wipro or Suitably Equivalent Make) | 6.00 | Each | 1558.03 | 1450.00 | 8700.00 | 750.00 | 4500.00 | 1100.00 | 6600.00 | 4500.00 | NARASIMHAN ENGINEERING CONTRACTORS PRIVATE LIMITED
248.00 | Supply and fixing of LED lights fitting 1x 20W, 220V, AC decorative box type with driver, holder including LED tube light connecting up with three core flexible copper conductor cable of suitable size from ceiling rose complete. (Make: PHILIPS / CG /Havells / Wipro / Klite/ Bajaj/ Luker or Suitably Equivalent Make) | 12.00 | Each | 1501.21 | 1500.00 | 18000.00 | 1310.00 | 15720.00 | 1200.00 | 14400.00 | 14400.00 | HARI ENTERPRISES
249.00 | Supply and fixing of exhaust fan made of sturdy Engineering plastic complete with louvers shutter, voltage 230V, 50 Hz,RPM 1200, Copper winding of sweep 300mm (Make:Almonard/Kaithan or Suitably Equivalent Make) | 12.00 | Each | 2915.69 | 2500.00 | 30000.00 | 5400.00 | 64800.00 | 3500.00 | 42000.00 | 30000.00 | MAHALAXMI CONSTRUCTION COMPANY
250.00 | Supply and fixing ceiling fans complete with blades, down rods, electronic regulator and accessories, 230 V, 1200 mm sweep. Min air delivery 210 CFM with service value 6.00 BEE. Five star rated with brushless direct current motor (BLDC)conforming to IS 374-2019. Make:Usha/ crompton/ atomberg/ havells/ orient or suitably Equivalent Make | 22.00 | Each | 3046.89 | 3000.00 | 66000.00 | 5500.00 | 121000.00 | 3500.00 | 77000.00 | 66000.00 | MAHALAXMI CONSTRUCTION COMPANY
251.00 | Supply and fixing of electric water heater,storage type steel/plastic body with copper inner tank and heating element upto 2 KW capacity 25 litre, BEE 5 Star rated, 8 Bar pressure, complete with all accessories such as safety valve, thermostate, NRV, connection piece etc. 8 Bar pressure. (Make: Havells/ Racold/ Crompton or Suitably Equivalent Make) | 6.00 | Each | 11533.97 | 10500.00 | 63000.00 | 20030.00 | 120180.00 | 14000.00 | 84000.00 | 63000.00 | MAHALAXMI CONSTRUCTION COMPANY
252.00 | Supply & fixing sheet metal enclosures for DB's when MCBs to be use,415 V, Triple pole and neutral, 4 way with 200 amps rated bus bar, double door. (Make: STANDARD / LEGRAND / HAVELLS/ Schneider /ABB or suitable equivalent make) | 2.00 | Each | 3039.11 | 2700.00 | 5400.00 | 16000.00 | 32000.00 | 6000.00 | 12000.00 | 5400.00 | MAHALAXMI CONSTRUCTION COMPANY
253.00 | Supply & fixing sheet metal enclosures for DB's when MCBs to be use,415 V, Triple pole and neutral, 6 way with 200 amps rated bus bar, double door. (Make: STANDARD / LEGRAND / HAVELLS/ Schneider /ABB or suitable equivalent make) | 2.00 | Each | 3664.13 | 3200.00 | 6400.00 | 17500.00 | 35000.00 | 9000.00 | 18000.00 | 6400.00 | MAHALAXMI CONSTRUCTION COMPANY
254.00 | Supply, fixing & connecting to the system of Sheet metal enclosures with double door DB's when MCB'S to be used Single pole Neutral 8 way with 200 Amps rated busbar, (Make: Legrand/ABB/ Schneider or Suitably Equivalent Make) | 2.00 | Each | 2199.61 | 2200.00 | 4400.00 | 20000.00 | 40000.00 | 13000.00 | 26000.00 | 4400.00 | MAHALAXMI CONSTRUCTION COMPANY
255.00 | Supply and fixing of MCCBs 415V, 16KA, 4 Pole, 100 A Make:ABB/Schneider/L&T/Legrand or Suitably Equivalent make | 2.00 | Each | 4978.01 | 5000.00 | 10000.00 | 13000.00 | 26000.00 | 9000.00 | 18000.00 | 10000.00 | MAHALAXMI CONSTRUCTION COMPANY
256.00 | Supply and fixing 240V, 10 KA 'B' curve miniature circuit breaker (MCB) of single poles and current carrying capacity 6 to 32 AMP, in the MCB DB Complete with connection testing and commissioning. (Make: STANDARD /LEGRAND/ HAVELLS / ABB / Schneider or suitable equivalent make) | 72.00 | Each | 326.83 | 270.00 | 19440.00 | 500.00 | 36000.00 | 290.00 | 20880.00 | 19440.00 | MAHALAXMI CONSTRUCTION COMPANY
257.00 | Supply and fixing 415V 10KA 'B' curve miniature circuit breaker (MCB) of following poles and current carrying capacity in the DB complete with connection testing and commissioning. TP (Triple pole) 25 To 63 AMP (Make: Legrand/Havells/ABB or suitable equivalent make) | 4.00 | Each | 1952.24 | 1500.00 | 6000.00 | 2600.00 | 10400.00 | 1900.00 | 7600.00 | 6000.00 | MAHALAXMI CONSTRUCTION COMPANY
258.00 | Material and labour for Earthing complete with galvanised steel earth plate electrode 60×60cm.× 6mm thick, buried directly in ground (earth pit not less than 2.25 metres deep below ground level) with top edge of the plate not less'than 1.5 metres below normal ground level, connected to galvanised earth lead wire 4.0mm dia by means of bolts, nuts, check nuts and washers of galvanised iron or steel all as shown in electrical plate No. 3 connected to earthing test point all as specified or indicated including testing on completion | 10.00 | Each | 7691.66 | 7500.00 | 75000.00 | 16500.00 | 165000.00 | 6500.00 | 65000.00 | 65000.00 | HARI ENTERPRISES
259.00 | Material and labour for Earth continuity conductor or main earthing lead fixed to wall on batten or recess or chases or buried in ground or drawn in conduit/pipe or fixed to poles or any other indicated situation for loop earthing etc. as required 4 mm galvanised iron/steel wire. | 80.00 | RM | 69.23 | 70.00 | 5600.00 | 150.00 | 12000.00 | 90.00 | 7200.00 | 5600.00 | MAHALAXMI CONSTRUCTION COMPANY
260.00 | Material and labour for Earth continuity conductor or main earthing lead fixed to wall on batten or recess or chases or buried in ground or drawn in conduit/pipe or fixed to poles or any other indicated situation for loop earthing etc. as required 25X4 mm galvanised iron strip. | 60.00 | RM | 207.12 | 180.00 | 10800.00 | 560.00 | 33600.00 | 240.00 | 14400.00 | 10800.00 | MAHALAXMI CONSTRUCTION COMPANY
261.00 | Supply, laying or fixing with suitable clamps or passing through pipe, PVC insulated, armoured, heavy duty electric cable with aluminium conductor, 1100 volts grade, cross sectional area 70 sqmm, 3.5core. (Make : Gloster/Nicco/Havells or Suitably Equivalent Make) | 800.00 | R.M | 439.69 | 650.00 | 520000.00 | 850.00 | 680000.00 | 540.00 | 432000.00 | 432000.00 | HARI ENTERPRISES
262.00 | Supply, laying or fixing with suitable clamps or passing through pipe, PVC insulated, armoured, heavy duty electric cable with aluminium conductor, 1100 volts grade, cross sectional area 50 sqmm, 3.5core. (Make : Gloster/Nicco/Havells or suitably Equivalent Make) | 220.00 | R.M | 336.70 | 500.00 | 110000.00 | 660.00 | 145200.00 | 440.00 | 96800.00 | 96800.00 | HARI ENTERPRISES
263.00 | Supply, laying or fixing with suitable clamps or passing through pipe, PVC insulated, armoured, heavy duty electric cable with aluminium conductor, 1100 volts grade, cross sectional area 35 sqmm, 3.5core. | 200.00 | R.M | 270.56 | 450.00 | 90000.00 | 500.00 | 100000.00 | 340.00 | 68000.00 | 68000.00 | HARI ENTERPRISES
264.00 | Supply, laying or fixing with suitable clamps or passing through pipe, PVC insulated, armoured, heavy duty electric cable with aluminium stranded conductor, 1100 volts grade, cross sectional area 16 sqmm, 4 core. | 500.00 | R.M | 247.25 | 300.00 | 150000.00 | 350.00 | 175000.00 | 290.00 | 145000.00 | 145000.00 | HARI ENTERPRISES
265.00 | Brick work with subclass 'B' bricks straight/curved on plan exc 6m mean radius built in (Cement mortar 1:4) | 2.00 | Cum | 6176.08 | 7000.00 | 14000.00 | 95000.00 | 190000.00 | 8000.00 | 16000.00 | 14000.00 | MAHALAXMI CONSTRUCTION COMPANY
266.00 | Rendering 10mm thickness on fair faces of brick work surfaces. (cement plaster 1:4) | 8.00 | Sqm | 235.52 | 300.00 | 2400.00 | 204.00 | 1632.00 | 500.00 | 4000.00 | 1632.00 | NARASIMHAN ENGINEERING CONTRACTORS PRIVATE LIMITED
267.00 | Excavating in trenches hard dense soil not exceeding 1.5 m wide and not exceeding 1.5 m in depth for laying cable. | 460.00 | Cum | 776.25 | 450.00 | 207000.00 | 675.00 | 310500.00 | 800.00 | 368000.00 | 207000.00 | MAHALAXMI CONSTRUCTION COMPANY
268.00 | Material & labour for sand filling for cushioning on U.G cable | 60.00 | Cum | 2270.45 | 2200.00 | 132000.00 | 3000.00 | 180000.00 | 3000.00 | 180000.00 | 132000.00 | MAHALAXMI CONSTRUCTION COMPANY
269.00 | Materal &labour for Bricks; common burnt clay building bricks sub class B designation 75, Old size bricks for protection to U.G cable | 16.00 | Nos in 1000 | 6384.66 | 10000.00 | 160000.00 | 12500.00 | 200000.00 | 14000.00 | 224000.00 | 160000.00 | MAHALAXMI CONSTRUCTION COMPANY
270.00 | Returning, refilling in the excavated trench after laying of power cable including spreading levelling, watering and well ramming in layers not exc 25 cm. | 460.00 | Cum | 159.97 | 120.00 | 55200.00 | 200.00 | 92000.00 | 100.00 | 46000.00 | 46000.00 | HARI ENTERPRISES
271.00 | Supply and fixing of 3 phase electronic meters temper proof LCD display with polycarbonate cover3 phase, 415V, 10-60Amp, accuracy class-I 50Hz,conforming to IS 13779, IP-54, with parameters to show data, time,current reading, load, PF, voltage and KWH , with sheet metal enclosure | 4.00 | Each | 6731.43 | 5500.00 | 22000.00 | 5853.00 | 23412.00 | 7500.00 | 30000.00 | 22000.00 | MAHALAXMI CONSTRUCTION COMPANY
272.00 | Supply and fixing of Galvanised steel tube Medium Grade 40 MM | 160.00 | RM | 330.17 | 320.00 | 51200.00 | 760.00 | 121600.00 | 420.00 | 67200.00 | 51200.00 | MAHALAXMI CONSTRUCTION COMPANY
273.00 | Supply and fixing post top lantern LED type 40 watt 230 watt volts AC outdoor type with decorative post top for 360 degree indirect light IP 65 protection with impact and corrosion resistant complete with driver and lamp complete. | 44.00 | Each | 11497.69 | 10000.00 | 440000.00 | 22500.00 | 990000.00 | 8000.00 | 352000.00 | 352000.00 | HARI ENTERPRISES
274.00 | Supply and fixing round shape 6 watt 220 volts AC recessed type with high efficiency PMMA diffuser soft glare free light complete with drivers, holders,LED lamp suitable for roof ceiling including connecting up with three core flexible copper conductor cable of suitable size complete. | 48.00 | Each | 828.00 | 750.00 | 36000.00 | 3500.00 | 168000.00 | 600.00 | 28800.00 | 28800.00 | HARI ENTERPRISES
275.00 | Supply and fixing round shape 15 watt 220 volts AC recessed type with high efficiency PMMA diffuser soft glare free light complete with drivers, holders, LED lamp suitable for roof ceiling including connecting up with three core flexible copper conductor cable of suitable size complete. | 36.00 | Each | 1221.09 | 1000.00 | 36000.00 | 5500.00 | 198000.00 | 900.00 | 32400.00 | 32400.00 | HARI ENTERPRISES
276.00 | Demolition of cement concrete of any description and in any position | 1.00 | Cum | 1876.00 | 2000.00 | 2000.00 | 1631.00 | 1631.00 | 1000.00 | 1000.00 | 1000.00 | HARI ENTERPRISES
277.00 | Material & labour for cement concrete 1:2:4 Type B1 using 20mm graded aggregate in foundations, filling and mass concrete. | 5.00 | Cum | 7513.33 | 7000.00 | 35000.00 | 8500.00 | 42500.00 | 7000.00 | 35000.00 | 35000.00 | MAHALAXMI CONSTRUCTION COMPANY, HARI ENTERPRISES
278.00 | Supply and fixing of MCBDB 4 way (DPX160+12) legrand make as per legrand 2010 catalogue No:607790 or equivalent model of ABB/schneider) | 2.00 | Each | 12000.00 | 12000.00 | 24000.00 | 8450.00 | 16900.00 | 14000.00 | 28000.00 | 16900.00 | NARASIMHAN ENGINEERING CONTRACTORS PRIVATE LIMITED
279.00 | Supply, laying or fixing with suitable clamps or passing through pipe, PVC insulated, armoured, heavy duty electric UG cable with copper conductor, 1100 volts grade, cross sectional area 2.5 sqmm, 4 core. (Make: Finolex/ Havells / Gloster / Polycab/ Paragon or suitable equivalent make) | 1100.00 | RM | 140.00 | 250.00 | 275000.00 | 365.00 | 401500.00 | 240.00 | 264000.00 | 264000.00 | HARI ENTERPRISES
280.00 | Outdoor Feeder Pillar Box consisting of 200A MCCB-1 No for incomiong, outgoing feeders are MCCB-6 Nos. Specifcation sheet enclosed as Annexure - I (1.0.1 to 1.0.9.5). | 1.00 | WJ | 288000.00 | 250000.00 | 250000.00 | 199300.00 | 199300.00 | 300000.00 | 300000.00 | 199300.00 | NARASIMHAN ENGINEERING CONTRACTORS PRIVATE LIMITED
281.00 | Supply & fixing of outdoor terminal box size of 600mm X 600mm X 300mm of 3mm thick. The box shall be dust, vermin & water proof, front door should open by using panel key. the box should be powder coated and door should have the metal beading width of 10mm. the box shall be provided with teak wood plate fixed inside the box on welded bracket with 4 No of 6mm counter sink screws. 2 Nos of 6mm earthing bolts with proper washers and nut at both side.The box should contain power contractor of 32 Amps triple pole, coil voltage 230 Volts, progrmmable timer with LCD display Make select and Elmaxconnector suitable for 16 sqmm cable (10 Nos). | 1.00 | Each | 8000.00 | 8000.00 | 8000.00 | 56330.00 | 56330.00 | 18000.00 | 18000.00 | 8000.00 | MAHALAXMI CONSTRUCTION COMPANY
282.00 | Supply and Installation of Kitchen chimney 600mm wide with auto clean facility and suction power of minimum 1200 CFM along with exhaust pipe upto 5 mtrs (Make:Faber/Godrej/Elicia or Suitably Equivalent Make) | 2.00 | Each | 17250.00 | 15000.00 | 30000.00 | 25000.00 | 50000.00 | 20000.00 | 40000.00 | 30000.00 | MAHALAXMI CONSTRUCTION COMPANY
283.00 | Supply, fixing & connecting of the system cable end termination of size 50 sqmm 3.5 core including with suitable cable gland & lugs. | 6.00 | SET | 1100.00 | 100.00 | 600.00 | 1050.00 | 6300.00 | 1500.00 | 9000.00 | 600.00 | MAHALAXMI CONSTRUCTION COMPANY
284.00 | Supply, fixing & connecting of the system cable end termination of size 35 sqmm 3.5 core including with suitable cable gland & lugs. | 12.00 | SET | 700.00 | 700.00 | 8400.00 | 926.00 | 11112.00 | 1200.00 | 14400.00 | 8400.00 | MAHALAXMI CONSTRUCTION COMPANY
285.00 | Supply, fixing & connecting of the system cable end termination of size 16 sqmm 4 core including with suitable cable gland & lugs. | 16.00 | Each | 145.00 | 200.00 | 3200.00 | 800.00 | 12800.00 | 500.00 | 8000.00 | 3200.00 | MAHALAXMI CONSTRUCTION COMPANY
286.00 | Supply and fxing of LED Bollard light fitting complete with 10 watts LED lamp and accessories. Height 500mm Make:Klite Trio Bollard Cat.no.KL 6955 or Suitably Equivalent model in Philips/ CG/ Havells) | 50.00 | Each | 6100.00 | 5500.00 | 275000.00 | 8253.00 | 412650.00 | 9500.00 | 475000.00 | 275000.00 | MAHALAXMI CONSTRUCTION COMPANY
287.00 | Supply and fxing of LED Gate light fitting complete with 30 watts LED lamp and accessories. (dia.425mm x 325mm) (Make: Klite Cat.no.4975 or Suitably equivalent model of HAVELLS, PHILLIPS, CG, WIPRO) | 8.00 | Each | 9255.00 | 9000.00 | 72000.00 | 7785.00 | 62280.00 | 17000.00 | 136000.00 | 62280.00 | NARASIMHAN ENGINEERING CONTRACTORS PRIVATE LIMITED
288.00 | Supply & fixing of outdoor street light terminal box size of 200mm X 200mm X 150mm of 3mm thick. The box shall be dust, vermin & water proof, front door should open by using panel key. the box should be powder coated and door should have the metal beading width of 10mm. the box shall be provided with teak wood plate fixed inside the box on welded bracket with 4 No of 6mm counter sink screws. 2 Nos of 6mm earthing bolts with proper washers and nut at both side. two nos of mounting brackets (flat size of 30mm x 6mm) shall be welded and two nos clamps( 30mm width x 6mm thick) for mounting the box on pole. The box shall be provided with 6Amps SP MCB and four numbers of DIN rail connector model CBT-110, make-Elmex, Fixed on the wooden plate along with suitable channel. | 44.00 | Each | 3200.00 | 3000.00 | 132000.00 | 14000.00 | 616000.00 | 6000.00 | 264000.00 | 132000.00 | MAHALAXMI CONSTRUCTION COMPANY
289.00 | Supply, fixing of modular type MCB 20 A,240 volts single pole , in the MCB DB complete with connection testing and commissioning. (Make:legrand /Havells/Hager/L&T/ ABB or Suitably Equivalent Make ) | 10.00 | Each | 2800.00 | 1500.00 | 15000.00 | 1200.00 | 12000.00 | 3500.00 | 35000.00 | 12000.00 | NARASIMHAN ENGINEERING CONTRACTORS PRIVATE LIMITED
290.00 | Supply & fixing metal flush box for 8 module plate . (Make: Anchor Roma / GM / Litaski or Suitably Equivalent Make) | 32.00 | Each | 125.00 | 150.00 | 4800.00 | 530.00 | 16960.00 | 600.00 | 19200.00 | 4800.00 | MAHALAXMI CONSTRUCTION COMPANY
291.00 | Supply & fixing of 12 module plate with frame and metal flush box (Make: Anchor Roma / GM / Litaski or Suitably Equivalent Make) | 38.00 | Each | 455.00 | 450.00 | 17100.00 | 560.00 | 21280.00 | 900.00 | 34200.00 | 17100.00 | MAHALAXMI CONSTRUCTION COMPANY
292.00 | Supply and fixing of LED ceiling/Recessed mounting fitting complete with suitable Led lamp and accessories wattage 24 to 30 watts and minimum system output 1800 lumens Make:Philips/Bajaj/CG/ Havells/Wipro or suitable equivalent make | 104.00 | Each | 2055.00 | 2000.00 | 208000.00 | 3000.00 | 312000.00 | 3000.00 | 312000.00 | 208000.00 | MAHALAXMI CONSTRUCTION COMPANY
293.00 | Supply ,installation and testing of LED strip light with adaptor, end holder and all accessoriescomplete as required as per the site conditon | 140.00 | RM | 180.00 | 180.00 | 25200.00 | 595.00 | 83300.00 | 450.00 | 63000.00 | 25200.00 | MAHALAXMI CONSTRUCTION COMPANY
294.00 | Supply and fixing of 1.5 TR capacity inverter split type Air conditioner with 5 star rating copper core coil. Make: Blue star/LG/ Carrier / Voltas with all accessories including 4 KVA stabilizer | 10.00 | Each | 56500.00 | 65000.00 | 650000.00 | 58500.00 | 585000.00 | 50000.00 | 500000.00 | 500000.00 | HARI ENTERPRISES
295.00 | Material & Labour for Horizontal drilling hole (trench less Boring) at a depth of 1.5 mtr below the normal ground level and supply and insert including materials 150mm bore HDPE pipe across the roadcross the horizontal position at different location using special drillng machine all as per trade practice and as directed. | 120.00 | RM | 2290.00 | 2000.00 | 240000.00 | 2500.00 | 300000.00 | 5000.00 | 600000.00 | 240000.00 | MAHALAXMI CONSTRUCTION COMPANY
296.00 | Supply & fixing of modular type Dummy plate | 44.00 | Nos | 25.00 | 20.00 | 880.00 | 90.00 | 3960.00 | 120.00 | 5280.00 | 880.00 | MAHALAXMI CONSTRUCTION COMPANY
297.00 | Supply, Installation, commisioning & Testing of 25 KVA, 3 Phase Diesel Generator set with AMF control panel and its connected accessories as per technical specification attached as Annexure - II. Make: Cummins/ Koel green/ Kirloskar/ Greaves/ Ashok leyland. | 1.00 | Whole Job | 375000.00 | 450000.00 | 450000.00 | 775000.00 | 775000.00 | 400000.00 | 400000.00 | 400000.00 | HARI ENTERPRISES
298.00 | Supply , installation and commissioning of of ground mounted solar power plant of capacity 3 KVA with all connected accessories, battery back up including civil and electrical works as per Annexure-III. | 2.00 | Each | 426000.00 | 350000.00 | 700000.00 | 145000.00 | 290000.00 | 355000.00 | 710000.00 | 290000.00 | NARASIMHAN ENGINEERING CONTRACTORS PRIVATE LIMITED
299.00 | Supply and fixing of profile for LED strip light as required size as per the site conditon. Make:Klite/ Bajaj/Wipro/havells/ Philips | 160.00 | RM | 225.00 | 225.00 | 36000.00 | 680.00 | 108800.00 | 800.00 | 128000.00 | 36000.00 | MAHALAXMI CONSTRUCTION COMPANY
300.00 | Supply and fixing of water proof RGB LED colour lights with adaptor, driver unit connecting with proper cables ,with panel enclosure , IP66. Make:Klite/ Bajaj/Wipro/Havells/ Philips | 16.00 | Each | 9500.00 | 9000.00 | 144000.00 | 7800.00 | 124800.00 | 13000.00 | 208000.00 | 124800.00 | NARASIMHAN ENGINEERING CONTRACTORS PRIVATE LIMITED
301.00 | Supply and fixing of chandlelier light fitting with 5 nos led lights. Make:Klite/ Bajaj/Wipro/ Havells/Philips | 2.00 | set | 9000.00 | 9000.00 | 18000.00 | 11650.00 | 23300.00 | 50000.00 | 100000.00 | 18000.00 | MAHALAXMI CONSTRUCTION COMPANY
302.00 | Supply, fixing & connecting of the system cable end termination of size 2.5 sqmm 4 core including with suitable cable gland & lugs. | 90.00 | SET | 170.00 | 150.00 | 13500.00 | 860.00 | 77400.00 | 1200.00 | 108000.00 | 13500.00 | MAHALAXMI CONSTRUCTION COMPANY
303.00 | Supply, fixing & connecting of the system cable end termination of size 70 sqmm 3.5 core including with double compression suitable cable gland & lugs. | 4.00 | set | 1300.00 | 1300.00 | 5200.00 | 1680.00 | 6720.00 | 1800.00 | 7200.00 | 5200.00 | MAHALAXMI CONSTRUCTION COMPANY
304.00 | Earth excavation in trenches on any type of soil 75 cm depth 30cm wide for an length of 300 meters getting it out and depositing the same on the side for refilling as directed | 67.50 | Cu.M | 776.25 | 550.00 | 37125.00 | 280.00 | 18900.00 | 900.00 | 60750.00 | 18900.00 | NARASIMHAN ENGINEERING CONTRACTORS PRIVATE LIMITED
305.00 | Suppling and filling levelling and consolidated sand to a thickness 15 cm trenches over the telephone cable for cushioning. | 13.50 | Cu.M | 2270.45 | 2200.00 | 29700.00 | 270.00 | 3645.00 | 3500.00 | 47250.00 | 3645.00 | NARASIMHAN ENGINEERING CONTRACTORS PRIVATE LIMITED
306.00 | Refilling the excavated soil in the trench including spreading and levelling | 67.50 | Cu.M | 159.97 | 120.00 | 8100.00 | 225.00 | 15187.50 | 200.00 | 13500.00 | 8100.00 | MAHALAXMI CONSTRUCTION COMPANY
307.00 | supply and laying old size burnt bricks sub class B in width wise over the telephone cable | 2.40 | Per 1000 Nos | 6384.66 | 10000.00 | 24000.00 | 1150.00 | 2760.00 | 18000.00 | 43200.00 | 2760.00 | NARASIMHAN ENGINEERING CONTRACTORS PRIVATE LIMITED
308.00 | supply and fixing of non metalic rigid PVC Pipe size of 25 mm Dia including all fixing like bend, tee, fixing clamps, etc | 250.00 | RM | 100.00 | 100.00 | 25000.00 | 170.00 | 42500.00 | 180.00 | 45000.00 | 25000.00 | MAHALAXMI CONSTRUCTION COMPANY
309.00 | Material labour for cutting chases, pining in, making good to facing where required and pointing in cement mortor 1:3 to ends and cutting chases for concealed conduit wiring, etc., and making good, cutting exc. 10cm but not exc. 20 cm grith | 250.00 | RM | 40.00 | 40.00 | 10000.00 | 180.00 | 45000.00 | 180.00 | 45000.00 | 10000.00 | MAHALAXMI CONSTRUCTION COMPANY
310.00 | supply and laying in the trench and /or in the cable tray including clamping and termination of 20 pair jelly filled armoured underground coper telephone cable (Make : Finolex / vindhya / delton or Suitably Equivalent Make) | 350.00 | RM | 234.00 | 300.00 | 105000.00 | 275.00 | 96250.00 | 280.00 | 98000.00 | 96250.00 | NARASIMHAN ENGINEERING CONTRACTORS PRIVATE LIMITED
311.00 | supply, laying and termination of 5 pair PVC telephone coper cable (Make : finolex / five star / delton or equivalent) | 500.00 | RM | 38.00 | 50.00 | 25000.00 | 92.00 | 46000.00 | 200.00 | 100000.00 | 25000.00 | MAHALAXMI CONSTRUCTION COMPANY
312.00 | supply and fixing of powder coated wall mountable telephone distribution box - 100 pairs | 2.00 | Nos | 4050.00 | 3500.00 | 7000.00 | 5500.00 | 11000.00 | 2000.00 | 4000.00 | 4000.00 | HARI ENTERPRISES
313.00 | Supply and fixing of floor mounted powder coated telephone distribution box with KRONE connector strips suitable for connecting 400 pairs of lines with complete installation of panel by making proper foundation with supply of ISMC channel, foundation bolts and associated materials. | 2.00 | Each | 14500.00 | 12000.00 | 24000.00 | 13500.00 | 27000.00 | 3000.00 | 6000.00 | 6000.00 | HARI ENTERPRISES
314.00 | Supply and fixing modular white cover plate with frame 4 module (Make: Anchor Roma / GM / Litaski or Suitably Equivalent Make) | 20.00 | Each | 200.00 | 200.00 | 4000.00 | 285.00 | 5700.00 | 380.00 | 7600.00 | 4000.00 | MAHALAXMI CONSTRUCTION COMPANY
315.00 | Supply and fixing modular metal flush box for 4 module plate (Make: Anchor Roma / GM / Litaski or Suitably Equivalent Make) | 20.00 | Each | 180.00 | 200.00 | 4000.00 | 280.00 | 5600.00 | 349.00 | 6980.00 | 4000.00 | MAHALAXMI CONSTRUCTION COMPANY
316.00 | Supply and fixing of telephone cable route indicator: route marker shall be made out of 100mm x 100mm x 5mm cast iron bolted or welded on 35mmx35mmx6mm MS angle iron of 600mm long. Such indicators grouting with proper concreting work marked as "TEL CABLE" in every 10 meters. | 30.00 | Nos | 450.00 | 500.00 | 15000.00 | 1350.00 | 40500.00 | 267.00 | 8010.00 | 8010.00 | HARI ENTERPRISES
317.00 | supply and fixing of modular type telephone socker. Make: Legrand myrius/ crabrtee/litaski or equalent make | 30.00 | Nos | 150.00 | 150.00 | 4500.00 | 425.00 | 12750.00 | 300.00 | 9000.00 | 4500.00 | MAHALAXMI CONSTRUCTION COMPANY
| Total in Figures |  |  |  |  | 46748715.14 |  | 56559062.66 |  | 52000000.00
Lowest Amount Quoted BY: MAHALAXMI CONSTRUCTION COMPANY(46748715.14)

## BOQ Summary
BOQ Summary Details Tender Title: CONSTRUCTION OF 02 NOS. OF TYPE-VI QUARTERS AT AVNL ESTATE Tender ID: 2025_AVNL_250028_1
Sheet Name | Sl.No | Bidder Name | Amount | Bid Rank
BoQ1 | 1 | MAHALAXMI CONSTRUCTION COMPANY (BID ID -912183) | 46748715.14 | L1
| 2 | HARI ENTERPRISES (BID ID -920260) | 52000000.00 | L2
| 3 | NARASIMHAN ENGINEERING CONTRACTORS PRIVATE LIMITED (BID ID -911538) | 56559062.66 | L3