## BoQ1
Government eProcurement System Created By: VAIDANT KUMAR BAIRWA Created Date/Time: 24-Apr-2025 04:15 PM Tender Title: CIVIL CONSTRUCTION WORK INCLUDING ELECTRICAL AND FIREFIGHTING WORKS FOR LNG STORAGE AND LNG DISPENSING FACILITIES Tender ID: 2025_GAIL_224483_1
Tender Inviting Authority: Owner: GAIL (India) LIMITED.; EPMC- MECON Ltd.
Name of Work: CIVIL CONSTRUCTION WORK INCLUDING ELECTRICAL AND FIREFIGHTING WORKS FOR LNG STORAGE & LNG DISPENSING FACILITIES
Tender No: 05/51/E/0030/GAIL/001-iv-01 (Tender ID: 2025_GAIL_224483_1)
SCHEDULE OF WORK / ITEM(S)
Sl.No | Description of Work / Item(s) | No.of Qty | Units | Estimated Rate | M/s. JYOTI SARUP MITTAL (GSTN-07AAAFJ3400H2ZW) BID ID -819965 |  | ENTECK TRADE LINK (GSTN-09AABFE5739M1Z0) BID ID -820339 |  | Sacheti Infratech Private Limited (GSTN-NA) BID ID -820327 |  | RGI ENTERPRISES (GSTN-NA) BID ID -816410 |  | SANJIV SAHAI SHARMA (GSTN-NA) BID ID -820171 |  | M/S JAI MAA CONSTRUCTIONS (GSTN-NA) BID ID -820404
[5 empty] | Rate | Amount | Rate | Amount | Rate | Amount | Rate | Amount | Rate | Amount | Rate | Amount | L1 Amount | L1 Vendor
1.00 | Part II- STEEL STRUCTURAL WORKS
2.00 | Canopy in Structural Steel Supply, fabrication, erection and handing over of structural steel fabricated canopy [steel structures tentative weight @ 85 Kg/Sqm] with 0.6mm thick Zincalume/galvalume colour coated steel sheets for roof sheeting as per specification, including 0.6mm thk. cold rolled colour coated steel profile sheet of Trac (150F) Pre-Coated Steel false ceiling system, with powder coated finishes as per manufacturers instruction and specification, facia, flashings, Rain Water Pipe, electrical cable pipe & Gutter, including surface preparation by mechanical cleaning including application of one coat of Zinc phosphate primer of DFT 35 microns at shop, second coat of Zinc phosphate primer of DFT 35 microns at site after erection and two coats of finishing paint of synthetic enamel of DFT 25 microns each per coat at site (Total DFT 120 microns). The work is to be completed in all respect as per technical specification of Canopy, scope of work, detailed construction drawings and directions of the Engineer-in-charge. (rectangular plan area shall be considered for measurement) 1. The tentative weight of structural steel shall be 85 kg/m2 (only weight of Steel structures elements excluding sheeting and false ceiling) of canopy area. A variation of +/- 15% of structural steel weight shall be deemed included in the item. Any increase/decrease beyond this limit shall attract payment/deduction @ Rs. 80000/- per Tonne. 2. Rate to include cost of all labour, tools, tackles, equipment, hire charges, supply of all materials such as structural steel, purlins, nuts, bolts, washers, screws, seals, wire ropes, roof sheeting, flashing, fitting and fixtures, false ceiling system, gutter, rain water pipes, electrical cable pipe and bends, electrodes, edge colour coated sheets (for signage works), primer, paint and all consumables etc. with all bye works and sundry works complete in all respect. 3. Rate to exclude cost of electrical wiring for under lights and Signage works, supply & fixing of all electrical fixtures/materials, signage works & Civil Foundation. | 300.00 | SQM |  | 20000.00 | 6000000.00 | Not Quoted | Not Quoted | 11500.00 | 3450000.00 | 13000.00 | 3900000.00 | Not Quoted | Not Quoted | 18000.00 | 5400000.00 | 3450000.00 | Sacheti Infratech Private Limited
3.00 | Supply, fabrication & erection of Steel structure Supplying, Fabricating & Erecting in position steel structures fabricated from MS rolled section conforming to IS:2062 and/or from pipes conforming to IS:1161 for cascade supporting structures, loading/unloading platform, Cat Ladder, handrails, hoardings for signages, LCV stand, MS channel drain covers, column, rafter, purlins, runners, bracings, beam for monorail, etc. or any other structures required as per constructon drawings for completion of works, including surface preparation, painting as per specification, including loading, transportation and unloading delivery at erection site of all fabricated structures, storage and handling at site, site assembly and finally erection of structures at appropriate location, alignment and welding of all structures true to line, level, plumb and dimension. The work shall be completed in all respect as per drawings, technical specification and direction of the Engineer-in-Charge. (The cost & weight of MS bolts and nuts (permanent and service), washers, electrodes, putty, gases, shims, packs, cost of straightening of raw materials, Built up section at any shape, cutting of flats from plates and providing splices, paints, tools, plants, testing of materials, etc and all other consumables as required for the work shall be deemed to be included in the quoted rates.) | 16000.00 | KG |  | 140.00 | 2240000.00 | Not Quoted | Not Quoted | 100.00 | 1600000.00 | 100.00 | 1600000.00 | Not Quoted | Not Quoted | 150.00 | 2400000.00 | 1600000.00 | RGI ENTERPRISES, Sacheti Infratech Private Limited
4.00 | Supply and erection of Zincalume high tensile colour coated sheet on roof and sides: Supply and erection of 0.5mm TCT zincalume high tensile colour coated steel sheets (fy=550MPa) conforming to IS:15961 having trapezoidal profile with a cover width of 930-1020 mm and 28-32 mm deep crest at pitch of 186-250mmc/c with minimum two ribs at centre for stiffening. with zincalume coating 150gsm. The sheet shall have a total coating thickness of 35 micron,super durable polyester colorbond XRW quality paint system of 20 microns on exposed surface and 5 micron reverse polyester coat on back surface over 5 micron primer coat on both side surface as per IS:15965. The paint system should have stable resin & inorganic pigments for paint durability and lead free for water harvesting The sheet shall have anti-capillary groove to avoid any seepage of water through lateral over lap, compatible flashing, Trims, ridge panel and fixtures, accessories, sealing tape etc., including transportation and delivery at site, storage and handling at site, cutting and bending of sheets to required shapes and sizes and erecting them on roof and sides using self-drilling, self-tapping fasteners which shall be hot dip galvanized with Xylon coated with EPDM Seals conforming to AS: 3566 class 3 at proper position. Roof sheet shall be laid in colours as per approved colours scheme. All works shall be completed in all respect as per specification, scope and description of works and as per direction of the Engineer-In-Charge. Mode of measurement shall be total covering area of sheeting. Lapping of sheets, ridges and flashes shall not be paid extra. (Only net laid area to be measured for payment) | 80.00 | SQM |  | 900.00 | 72000.00 | Not Quoted | Not Quoted | 1500.00 | 120000.00 | 1200.00 | 96000.00 | Not Quoted | Not Quoted | 1500.00 | 120000.00 | 72000.00 | M/s. JYOTI SARUP MITTAL
5.00 | Supply, fabrication & erection of MS Gate Supply, fabrication and fixing in position steel entrance gate (as per the design shown in the tender drawing) supply of raw materials, transportation and delivery at site, unloading, storage and handling at site, site assembly and finally erection at appropriate locations. gates shall be fabricated out of channel and Sq Bar with all fixtures like MS Pivot, M.S sheet boxing ,locking arrangement, MS tower bolts, gate stopper, hold fast, MS wheel with ball bearing , MS tee bend to shape and embedded in the road surface for gate opening track , etc. including painting as per specification. The work is to be completed in all respect as per drawings and techanical specification and direction of the Engineer-in-Charge. a) 5.5m clear opening width of gate in two panels | 2.00 | No. |  | 150000.00 | 300000.00 | Not Quoted | Not Quoted | 60000.00 | 120000.00 | 120000.00 | 240000.00 | Not Quoted | Not Quoted | 25000.00 | 50000.00 | 50000.00 | M/S JAI MAA CONSTRUCTIONS
6.00 | Providing and Fixing Fencing Structure Supplying, fabricating & fixing of steel structural fencing fabricated from pipes conforming to IS:1161 and plates conforming to IS:2062 & fixing of GI weldmesh made from 3mm GI wire @ 75 mm bothways to structural steel frame by means of welding/bolting, including surface prepartion by mechanical claening including application of two coats of approved quality of synthetic enamel paint over a two coat of primer in approved shade including loading, transportation and unloading delivery at erection site, of all fabricated structures ,storage and handling at site, site assembly and finally erection of structures at appropriate location, alignment and welding of all structures true to line, level, plumb and dimension including making pokets & pouring with PCC (1:2:4) in of block 500x500x500 for fixing of posts etc complete as per drawing, technical specifications,scope of works and directions of the Engineer-In-Charge. a) Fencing height 2.1m | 55.00 | M |  | 3800.00 | 209000.00 | Not Quoted | Not Quoted | 4000.00 | 220000.00 | 3300.00 | 181500.00 | Not Quoted | Not Quoted | 10000.00 | 550000.00 | 181500.00 | RGI ENTERPRISES
7.00 | Providing and Fixing Fencing Gates Supply, fabrication & fixing of fencing gates fabricated from pipes conforming to IS:1161, plates conforming to IS:2062 & fixing of GI weldmesh made from 3mm GI wire @ 75 mm bothways to structural steel frame by means of welding/bolting, locking arrangement, etc., including surface prepartion by mechanical claening including application of two coats of approved quality of synthetic enamel paint over two coats of primer in approved shade including loading, transportation and unloading delivery at erection site of all fabricated structures, storage and handling at site, site assembly and finally erection of structures at appropriate location, alignment and welding of all structures true to line, level, plumb and dimension including making pokets & pouring with PCC (1:2:4) in block of size 500x500x500mm for fixing of posts etc. complete as per drawings, technical specifications, scope of works and directions of the Engineer-In-Charge. a) 2m Wide x 2.1m High | 1.00 | No. |  | 50000.00 | 50000.00 | Not Quoted | Not Quoted | 45000.00 | 45000.00 | 65000.00 | 65000.00 | Not Quoted | Not Quoted | 25000.00 | 25000.00 | 25000.00 | M/S JAI MAA CONSTRUCTIONS
8.00 | Providing and fixing chequered plate covers Providing and fixing chequered plate in panel over cable trench, man hole cover & over steel structure platform including cutting, welding of stiffners, hoisting, fixing in position, and applying two or more coats of approved quality synthetic enamel over a priming coat of approved colour etc. complete as per scope, detailed drawings, technical specifications and directions of the Engineer-In-Charge. | 1900.00 | KG |  | 140.00 | 266000.00 | Not Quoted | Not Quoted | 100.00 | 190000.00 | 115.00 | 218500.00 | Not Quoted | Not Quoted | 200.00 | 380000.00 | 190000.00 | Sacheti Infratech Private Limited
9.00 | Providing and fixing safety guard Providing and fixing safety guard with 80 mm heavy duty G.I. Pipe (size 600 deep and 500 width inside) grouted with ready mix high strength grout mortar of approved manufacturer and painted with approved quality paint as per scope of work, detailed construction drawings, technical specifications and directions of Engineer-In-Charge. | 12.00 | No. |  | 3000.00 | 36000.00 | Not Quoted | Not Quoted | 5000.00 | 60000.00 | 6750.00 | 81000.00 | Not Quoted | Not Quoted | 5000.00 | 60000.00 | 36000.00 | M/s. JYOTI SARUP MITTAL
10.00 | PART -III ( Fire Fighting Works)
11.00 | MECHANICAL WORKS
12.00 | PLANT PIPING (ABOVEGROUND) SUPPLY, FABRICATION, ERECTION, INSTALLATION, PAINTING AND TESTING OF PIPING :
13.00 | SUPPLY OF PIPES: Complete work of supply of ERW pipes with fittings, Flanges etc., including all taxes, duties, transportation and inspection charges but not limited to, the following items in accordance with relevant specifications , drawings, specification and instructions of Engineer-in-charge and as per all provisions of the CONTRACT DOCUMENT.
14.00 | FABRICATION, ERECTION, INSTALLATION, PAINTING AND TESTING OF Above Ground pipes: Receiving and taking over / handling of all supplied materials from Contractor's / Owner's designated place(s), transportation including loading, unloading, handling from Contractor's /Owner's designated place(s) to Contractor's own stock yard(s)/ work site(s)/ work shop(s) including arranging all necessary storage area(s) thereof, as required; supply of all balance materials (except supply of those specified subsequently in SOR), equipment, consumables as defined in Contractor's scope of supply and their transportation to the work site(s); performing all above ground piping fabrication works including cutting,edge preparation (inclusive of grinding the edges of pipes, fittings etc. to match with the matching edges of uneven/ different thickness wherever required) including, fit up, bending, pre-heating wherever required, welding, threading etc.; fabrication of fittings like miter bends, tees, reducers etc other than those in the scope of contractor and erection of the same, erection of pipes of all types and thickness over sleepers, overhead on racks and at all elevations; hook-up with, existing header, equipments etc, fittings of all sizes i.e.elbows, reducers, tees, 'blind flanges, including fixing of all types of gaskets , bolts, studs and nuts of all sizes; cleaning and flushing, carrying out hydrostatic test at 15 kg/cm2 (g) (minimum 1.50 times the design pressure) ,carrying out 10% non-destructive testing of each size such as radiography by gamma ray, magnetic particle, liquid penetration etc., pre-commissioning and commissioning; surface preparation, primer, painting complete of pipeline with fittings as per MECON painting specification no. MEC/S/05/21/07, Painting to be done by spray only, clean-up and restoration of site, preparation of as built drawings, documents and project records; transportation of surplus free issue materials to Owner's designated place(s); completing all works in all respects as per the AFC drawings, specifications, standards and other provisions of Contract and instruction of Engineer-in-Charge. Supply of paints, solvents and primers , preparation of surfaces by sand/grit blasting using one of the abrasives and application of Zinc Ethyl Silicate Primer (P1- One coat @ 75 microns DFT / coat), Two pack epoxy – polyamid mio Intermediate / undercoat paint (U1- One coat @ 100 microns DFT/coat minimum) and Two pack aliphatic acrylic polyurethane finish paint ( F2-Two Coats @ 40 microns DFT /coat minimum) suitable for normal corrosive painting environment as defined in contract document. Identification, lettering/ numbering, colour coding and colour bands as per Industry Quality Control manual etc. as specified including rub down and touch up of shop primer or scrapping of shop primer wherever required and providing of scaffolding for all heights, labour, materials, tools and tackles, consumables, supervision etc. to complete the work in all respect as per Specification, Drawings,Standards and instruction of Engineer-in-Charge. Painting shall be done by spray only.
15.00 | 10 INCH, IS: 3589,Thk.-7.1 mm | 20.00 | RM |  | 6843.00 | 136860.00 | Not Quoted | Not Quoted | 5000.00 | 100000.00 | 9200.00 | 184000.00 | Not Quoted | Not Quoted | 6500.00 | 130000.00 | 100000.00 | Sacheti Infratech Private Limited
16.00 | 8 INCH, IS: 3589,Thk.-6.3 mm | 30.00 | RM |  | 6038.00 | 181140.00 | Not Quoted | Not Quoted | 5000.00 | 150000.00 | 7700.00 | 231000.00 | Not Quoted | Not Quoted | 4000.00 | 120000.00 | 120000.00 | M/S JAI MAA CONSTRUCTIONS
17.00 | 6 INCH, IS: 1239,Thk.- Heavy | 120.00 | RM |  | 4543.00 | 545160.00 | Not Quoted | Not Quoted | 4000.00 | 480000.00 | 6000.00 | 720000.00 | Not Quoted | Not Quoted | 3000.00 | 360000.00 | 360000.00 | M/S JAI MAA CONSTRUCTIONS
18.00 | 4 INCH, IS: 1239,Thk.- Heavy | 30.00 | RM |  | 3163.00 | 94890.00 | Not Quoted | Not Quoted | 3000.00 | 90000.00 | 4300.00 | 129000.00 | Not Quoted | Not Quoted | 2000.00 | 60000.00 | 60000.00 | M/S JAI MAA CONSTRUCTIONS
19.00 | 3 INCH, IS: 1239,Thk.- Heavy | 12.00 | RM |  | 2243.00 | 26916.00 | Not Quoted | Not Quoted | 3000.00 | 36000.00 | 3500.00 | 42000.00 | Not Quoted | Not Quoted | 1500.00 | 18000.00 | 18000.00 | M/S JAI MAA CONSTRUCTIONS
20.00 | 2 INCH, IS: 1239,Thk.- Heavy | 12.00 | RM |  | 1208.00 | 14496.00 | Not Quoted | Not Quoted | 3000.00 | 36000.00 | 2500.00 | 30000.00 | Not Quoted | Not Quoted | 1000.00 | 12000.00 | 12000.00 | M/S JAI MAA CONSTRUCTIONS
21.00 | 1 INCH, IS: 1239,Thk.- Heavy | 12.00 | RM |  | 673.00 | 8076.00 | Not Quoted | Not Quoted | 3000.00 | 36000.00 | 1200.00 | 14400.00 | Not Quoted | Not Quoted | 600.00 | 7200.00 | 7200.00 | M/S JAI MAA CONSTRUCTIONS
22.00 | 3/4 INCH, IS: 1239,Thk.- Heavy | 6.00 | RM |  | 570.00 | 3420.00 | Not Quoted | Not Quoted | 3000.00 | 18000.00 | 1000.00 | 6000.00 | Not Quoted | Not Quoted | 500.00 | 3000.00 | 3000.00 | M/S JAI MAA CONSTRUCTIONS
23.00 | PLANT PIPING (UNDER GROUND) SUPPLY, FABRICATION, ERECTION, INSTALLATION, WRAPPING & COATING AND TESTING OF PIPING :
24.00 | SUPPLY OF PIPES: Complete work of supply of ERW pipes with fittings, flanges etc., including all taxes, duties, transportation and inspection charges but not limited to, the following items in accordance with relevant specifications indicated in scope of work indicated in SCC, drawings, specification and instructions of Engineer-in-charge and as per all provisions of the CONTRACT DOCUMENT.
25.00 | FABRICATION, ERECTION, INSTALLATION, PAINTING AND TESTING OF Under Ground pipes: Receiving and taking over of all Owner supplied materials from Owner's designated place(s) of issue, transportation including loading, unloading, handling from Owner's designated place(s) of issue to Contractor's own stock yard(s)/ work site(s)/ work shop(s) including arranging all necessary storage area(s) thereof, as required; supply of all balance materials (except those specified subsequently in SOR), equipment, consumables as defined in Contractor's scope of supply and their transportation to the work site(s); performing all under ground piping fabrication works including cutting,edge preparation (inclusive of grinding the edges of pipes, fittings etc. to match with the matching edges of uneven/ different thickness wherever required) including, fit up, bending, pre-heating wherever required, welding, threading /tapping etc.,; hook-up with, existing header, equipments etc, fittings of all sizes i.e.elbows, reducers, tees, 'blind flanges, including fixing of all types of gaskets , bolts, studs and nuts of all sizes;
26.00 | Cleaning and flushing, carrying out hydrostatic test at 15 kg/cm2 (g) (minimum 1.50 times the design pressure) ,carrying out 10% non-destructive testing of each size such as radiography by gamma ray, magnetic particle, liquid penetration etc., pre-commissioning and commissioning; clean-up and restoration of site, preparation of as built drawings, documents and project records; transportation of surplus free issue materials to Owner's designated place(s); completing all works in all respects as per the AFC drawings, specifications, standards and other provisions of Contract and instruction of Engineer-in-Charge. Job also includes trenching to all types of soil to specified depth, laying the already wrapped and coated pipes, back filling the trenches with available approved soil and also laying the pipes through hume pipes/culverts. Cost of wrapping as per IS: 10221 to be included in the cost including supply of wrapping materials. Cost of supply of hume pipes for road crossing also to be included.
27.00 | 8 INCH, IS: 3589,Thk.-6.3 mm,A33A, | 6.00 | RM |  | 6325.00 | 37950.00 | Not Quoted | Not Quoted | 8000.00 | 48000.00 | 8200.00 | 49200.00 | Not Quoted | Not Quoted | 6000.00 | 36000.00 | 36000.00 | M/S JAI MAA CONSTRUCTIONS
28.00 | 6 INCH, IS: 1239,Thk.- Heavy, A33A | 20.00 | RM |  | 4888.00 | 97760.00 | Not Quoted | Not Quoted | 6000.00 | 120000.00 | 6400.00 | 128000.00 | Not Quoted | Not Quoted | 5000.00 | 100000.00 | 97760.00 | M/s. JYOTI SARUP MITTAL
29.00 | 4 INCH, IS: 1239,Thk.- Heavy, A33A | 6.00 | RM |  | 3622.00 | 21732.00 | Not Quoted | Not Quoted | 4000.00 | 24000.00 | 4600.00 | 27600.00 | Not Quoted | Not Quoted | 3500.00 | 21000.00 | 21000.00 | M/S JAI MAA CONSTRUCTIONS
30.00 | SUPPLY AND ERECTION OF VALVES Complete work of supply & erection of valves including Design, Engineering, Manufacturing, Testing, Inspection, Packaging, Forwarding, Transportation to store, supply and erection of matching companion flanges, gaskets, fasteners, nuts & studs, etc. but not limited to, the following items in accordance with relevant specifications indicated in scope of work, drawings, specification and instructions of Engineer-in-charge and as per all provisions of the CONTRACT DOCUMENT.Handling including lifting and transportation from Owner's/ Contractor's own storage yard to work site and installation of all types of valve by bolting, threading or welding,including supply of gaskets, nuts & studs, etc. and insertion/ erection of the same on either side of flanged valve at all elevations of pipe sleepers, supports or overhead on racks, equipments nozzle, pumps & painting etc. supply of all consumables, manpower, equipment, etc. for completion of all works as per scope of work and as per drawings, specifications and instructions of Engineer-in-charge including servicing/ cleaning of valves wherever requried.
31.00 | Gate Valves as per details below:
32.00 | Size - 8 INCH, Rating - 150 | 1.00 | Nos. |  | 88925.00 | 88925.00 | Not Quoted | Not Quoted | 25000.00 | 25000.00 | 48700.00 | 48700.00 | Not Quoted | Not Quoted | 70000.00 | 70000.00 | 25000.00 | Sacheti Infratech Private Limited
33.00 | Size - 6 INCH, Rating - 150 | 2.00 | Nos. |  | 61829.00 | 123658.00 | Not Quoted | Not Quoted | 20000.00 | 40000.00 | 43000.00 | 86000.00 | Not Quoted | Not Quoted | 65000.00 | 130000.00 | 40000.00 | Sacheti Infratech Private Limited
34.00 | Size - 2 INCH, Rating - 150 | 1.00 | Nos. |  | 19952.00 | 19952.00 | Not Quoted | Not Quoted | 15000.00 | 15000.00 | 16000.00 | 16000.00 | Not Quoted | Not Quoted | 50000.00 | 50000.00 | 15000.00 | Sacheti Infratech Private Limited
35.00 | Tripple Offset Butterfly Valves as per details below:
36.00 | Size - 6 INCH, Rating - 150 | 6.00 | Nos. |  | 9027.00 | 54162.00 | Not Quoted | Not Quoted | 20000.00 | 120000.00 | 94000.00 | 564000.00 | Not Quoted | Not Quoted | 65000.00 | 390000.00 | 54162.00 | M/s. JYOTI SARUP MITTAL
37.00 | Size - 4 INCH, Rating - 150 | 5.00 | Nos. |  | 6497.00 | 32485.00 | Not Quoted | Not Quoted | 15000.00 | 75000.00 | 55000.00 | 275000.00 | Not Quoted | Not Quoted | 50000.00 | 250000.00 | 32485.00 | M/s. JYOTI SARUP MITTAL
38.00 | Ball Valves as per details below:
39.00 | Size - 2 INCH, Rating - 150 | 1.00 | Nos |  | 3392.00 | 3392.00 | Not Quoted | Not Quoted | 20000.00 | 20000.00 | 21000.00 | 21000.00 | Not Quoted | Not Quoted | 50000.00 | 50000.00 | 3392.00 | M/s. JYOTI SARUP MITTAL
40.00 | Size - 1 INCH, Rating - 150 | 2.00 | Nos |  | 1437.00 | 2874.00 | Not Quoted | Not Quoted | 15000.00 | 30000.00 | 11500.00 | 23000.00 | Not Quoted | Not Quoted | 20000.00 | 40000.00 | 2874.00 | M/s. JYOTI SARUP MITTAL
41.00 | Size - 3/4 INCH, Rating - 150 | 5.00 | Nos |  | 1207.00 | 6035.00 | Not Quoted | Not Quoted | 15000.00 | 75000.00 | 8800.00 | 44000.00 | Not Quoted | Not Quoted | 15000.00 | 75000.00 | 6035.00 | M/s. JYOTI SARUP MITTAL
42.00 | Size - 1/2 INCH, Rating - 150 | 2.00 | Nos |  | 1092.00 | 2184.00 | Not Quoted | Not Quoted | 15000.00 | 30000.00 | 6000.00 | 12000.00 | Not Quoted | Not Quoted | 12000.00 | 24000.00 | 2184.00 | M/s. JYOTI SARUP MITTAL
43.00 | Non Return Valves as per details below
44.00 | Size - 6 INCH, Rating - 150 | 2.00 | Nos. |  | 9487.00 | 18974.00 | Not Quoted | Not Quoted | 25000.00 | 50000.00 | 40000.00 | 80000.00 | Not Quoted | Not Quoted | 80000.00 | 160000.00 | 18974.00 | M/s. JYOTI SARUP MITTAL
45.00 | Size - 2 INCH, Rating - 150 | 1.00 | Nos. |  | 3737.00 | 3737.00 | Not Quoted | Not Quoted | 20000.00 | 20000.00 | 9500.00 | 9500.00 | Not Quoted | Not Quoted | 50000.00 | 50000.00 | 3737.00 | M/s. JYOTI SARUP MITTAL
46.00 | Pressure Safety Valve (Max pressure=10 kg/cm2)
47.00 | Size - 6 INCH, Rating - 150 | 2.00 | Nos |  | 97750.00 | 195500.00 | Not Quoted | Not Quoted | 25000.00 | 50000.00 | 135000.00 | 270000.00 | Not Quoted | Not Quoted | 80000.00 | 160000.00 | 50000.00 | Sacheti Infratech Private Limited
48.00 | Expansion Bellow as per details below:-
49.00 | Size - 6 INCH, Rating - 150 | 2.00 | Nos. |  | 7232.00 | 14464.00 | Not Quoted | Not Quoted | 20000.00 | 40000.00 | 43000.00 | 86000.00 | Not Quoted | Not Quoted | 75000.00 | 150000.00 | 14464.00 | M/s. JYOTI SARUP MITTAL
50.00 | Size - 2 INCH, Rating - 150 | 1.00 | Nos. |  | 4427.00 | 4427.00 | Not Quoted | Not Quoted | 15000.00 | 15000.00 | 21000.00 | 21000.00 | Not Quoted | Not Quoted | 50000.00 | 50000.00 | 4427.00 | M/s. JYOTI SARUP MITTAL
51.00 | SUPPLY & ERECTION OF Y /T TYPE STRAINER Design, Engineering, Manufacturing, Testing, Inspection, supply & erection including Packaging, Forwarding, Transportation, supply and erection of matching companion flanges, gaskets, fasteners, nuts & Stud , etc. to store of "Y / T" type strainer with cast Steel body & SS strainer as per approved Drg.,/ Data Sheet/ PJS etc but not limited to, the following in accordance with relevant specifications , drawings, specification and instructions of Engineer-in-charge and as per all provisions of the CONTRACT DOCUMENT as per details below. Handling including lifting and transportation from Owner's/ Contractor's own storage yard to work site and installation & commissioning of "Y / T" type strainer with cast Steel body & SS strainer by bolting, threading or welding,including supply of gaskets, nuts & bolts, etc. and insertion/ erection of the same on either side of flanged valve at all elevations of pipe sleepers, supports or overhead on racks,pumps & painting etc. supply of all consumables, manpower, equipment, etc. for completion of all works as per scope of work and as per drawings, specifications and instructions of Engineer-in-charge including servicing/ cleaning wherever requried as per details below.
52.00 | 4" T/Y Type Strainer - 150# | 2.00 | Nos. |  | 13225.00 | 26450.00 | Not Quoted | Not Quoted | 15000.00 | 30000.00 | 41000.00 | 82000.00 | Not Quoted | Not Quoted | 100000.00 | 200000.00 | 26450.00 | M/s. JYOTI SARUP MITTAL
53.00 | HYDRANT SYSTEM Complete work of supply & erection including Design, Engineering, Manufacturing, Testing, Inspection, Packaging, Forwarding, Transportation to store, gaskets, fasteners, nuts & bolts, etc but not limited to, the following items in accordance with relevant specifications indicated in scope of work, SCC, drawings, specification and instructions of Engineer-in-charge and as per all provisions of the CONTRACT DOCUMENT.
54.00 | Supply & Erection of stand post type hydrant with single outlet 3" inlet bronze landing valve (conforming to IS : 5290 : 1993 ) with matching flanges (Conforming to IS : 6392 Table-17 / ANSI B 16.5), with control fitted with 63 mm dia instantaneous female coupling on the outlet complete with orifice flange as required for network pressure ranging from 9 to 10.5 Kg/cm2, blank cap and chain. bolts, nuts and gaskets, etc., complete as per data sheet & technical specification . (1 set consists of 1 no. of single valves with stand post & matching flange, gaskets, nut & bolt all complete). The assembly shall be suitable for direct erection over companion flange on branch outlet from main header. Handling including lifting and transportation from Owner's/ Contractor's own storage yard to work site and installation by bolting, threading or welding,including insertion/ erection of matching companion flanges, gaskets, fasteners, nuts & bolts, etc supply of all consumables, manpower, equipment, etc. for completion of all works as per scope of work and as per drawings, specifications and instructions of Engineer-in-charge including servicing/ cleaning wherever requried. | 3.00 | Set |  | 8567.00 | 25701.00 | Not Quoted | Not Quoted | 10000.00 | 30000.00 | 32000.00 | 96000.00 | Not Quoted | Not Quoted | 50000.00 | 150000.00 | 25701.00 | M/s. JYOTI SARUP MITTAL
55.00 | Supply & Erection of 1750 LPM stand post type water cum foam monitor (UL Listed / FM Approved) as per Data sheet & Technical Specification with jet / spray nozzle with drain provision and all other accessories including suitable orifice plate for network pressure ranging from 8 to 10.5 Kg/cm2 and matching flanges of 4" size confirming to IS: 6392 Table - 17, bolts, nuts and gaskets complete including painting as specified & directed by EIC. Handling including lifting and transportation from Owner's/ Contractor's own storage yard to work site and Erection by bolting, threading or welding,including insertion/ erection of matching companion flanges, gaskets, fasteners, nuts & bolts etc supply of all consumables, manpower, equipment, etc. for completion of all works as per scope of work and as per drawings, specifications and instructions of Engineer-in-charge including servicing/ cleaning wherever requried. | 2.00 | Nos. |  | 78775.00 | 157550.00 | Not Quoted | Not Quoted | 30000.00 | 60000.00 | 157000.00 | 314000.00 | Not Quoted | Not Quoted | 200000.00 | 400000.00 | 60000.00 | Sacheti Infratech Private Limited
56.00 | Supply & Erection of FRP fire hose cabinet suitable for accommodating 2 nos of 15 mtrs long canvas hose with coupling, branch pipe and nozzle for external hydrants with double glass door, lock & key including outdoor mounting arrangement complete as specified. Necessary hangers and brackets for hose, nozzle and branch pipe or universal branch pipe to be provided within the cabinet. Provision for putting key of the cabinet shall also be provided.Handling including lifting and transportation from Owner's/ Contractor's own storage yard to work site and Erection of FRP fire hose cabinet including supply of all consumables, manpower, equipment, etc. for completion of all works as per scope of work and as per drawings, specifications and instructions of Engineer-in-charge including servicing/ cleaning wherever requried. | 3.00 | Nos. |  | 6237.00 | 18711.00 | Not Quoted | Not Quoted | 7000.00 | 21000.00 | 23000.00 | 69000.00 | Not Quoted | Not Quoted | 50000.00 | 150000.00 | 18711.00 | M/s. JYOTI SARUP MITTAL
57.00 | Supply of 63 mm dia 15 m long RRL Hose including gunmetal male and female instanteneous type coupling , machine wound with GI wire complete in all respects. Hose to IS:636 type A, UL Listed / FM Approved and coupling to IS:903:1984 with ISI certification. (One set consists of 2 nos each of 15m length) | 3.00 | Set |  | 5117.00 | 15351.00 | Not Quoted | Not Quoted | 8000.00 | 24000.00 | 14000.00 | 42000.00 | Not Quoted | Not Quoted | 14000.00 | 42000.00 | 15351.00 | M/s. JYOTI SARUP MITTAL
58.00 | Supply of Jet Nozzle with branch pipe ( IS 903) | 6.00 | Nos. |  | 2817.00 | 16902.00 | Not Quoted | Not Quoted | 20000.00 | 120000.00 | 5000.00 | 30000.00 | Not Quoted | Not Quoted | 7500.00 | 45000.00 | 16902.00 | M/s. JYOTI SARUP MITTAL
59.00 | 4 way Fire Brigade Inlet | 1.00 | Nos. |  | 21275.00 | 21275.00 | Not Quoted | Not Quoted | 15000.00 | 15000.00 | 15700.00 | 15700.00 | Not Quoted | Not Quoted | 25000.00 | 25000.00 | 15000.00 | Sacheti Infratech Private Limited
60.00 | HIGH EXPANSION FOAM GENERATORS
61.00 | Complete work comprising of Design, Engineering, Supply, Inspection, Erection, testing & commissioning of Water Turbine Powered based High Expansion Foam Generators (Fixed Type) with by-pass system along with inlet coupling & pressure gauge, Fixed Inline foam Inductor ,Foam pick up tube, strainer & ball valve complete as per the technical specificatrion . The Generator shall meet the stipulations of OISD / technical specification . | 1.00 | Nos |  | 450000.00 | 450000.00 | Not Quoted | Not Quoted | 275000.00 | 275000.00 | 243000.00 | 243000.00 | Not Quoted | Not Quoted | 700000.00 | 700000.00 | 243000.00 | RGI ENTERPRISES
62.00 | Complete work comprising of Design, Engineering, Supply, Inspection, Erection, testing & commissioning of Water Turbine Powered based High Expansion Foam Generators (Portable Type) along with by-pass system inlet coupling, portable type Inline Foam Inductor, Foam pick up tube, strainer & ball valve complete as per the technical specificatrion . The Generator shall meet the stipulations of OISD / technical specification. | 1.00 | Nos |  | 450000.00 | 450000.00 | Not Quoted | Not Quoted | 100000.00 | 100000.00 | 198000.00 | 198000.00 | Not Quoted | Not Quoted | 700000.00 | 700000.00 | 100000.00 | Sacheti Infratech Private Limited
63.00 | SUPPLY & ERECTION OF ITEMS/COMPONENTS RELATED TO FIXED FOAM SYSTEM
64.00 | Foam Solution per tender spec. confirming to IS-4989 Part-II & UL listed, 3% concentrate filled in 200/210 ltr HDPE barrels. | 400.00 | Ltrs |  | 50.00 | 20000.00 | Not Quoted | Not Quoted | 150.00 | 60000.00 | 140.00 | 56000.00 | Not Quoted | Not Quoted | 200.00 | 80000.00 | 20000.00 | M/s. JYOTI SARUP MITTAL
65.00 | Foam Solution per tender spec. confirming to IS-4989 Part-II & UL listed, 3% concentrate filled in 1000 ltr HDPE Tote. The outer frame shall be Rigid welded hot dipped galvanized tubular steel cage. Bottom plate shall be galvanized steel base shaped for inner container support and stability. | 2000.00 | Ltrs |  | 50.00 | 100000.00 | Not Quoted | Not Quoted | 150.00 | 300000.00 | 140.00 | 280000.00 | Not Quoted | Not Quoted | 500.00 | 1000000.00 | 100000.00 | M/s. JYOTI SARUP MITTAL
66.00 | ROTATING EQUIPMENT WORKS - MECHANICAL WORKS (SUPPLY & ERECTION)
67.00 | DIESEL ENGINE DRIVEN FIRE MAIN PUMP
68.00 | Design, Engineering, Manufacturing, Supply, Installation and commissioning (including packaging and forwarding, insurance, handling and unloading at Neemrana elaborated in tender and elsewhere) of Diesel engine driven Vertical Turbine single outlet pumping set with bronze impeller with C.I. Body and pump accessories complete and connected by a flexible coupling to a water cooled diesel engine (Conforming to IS : 10002) mounted on a common structural base plate with anti- vibration pads and foundation complete with AMF panel, battery (including one spare battery) battery charging, cooling system, fuel tank, fuel system, automatic starting arrangement, exhaust pipe of required length to discharge at suitable height with muffler to meet latest environmental norms, day oil tank (storage of 8 hrs. running capacity) mounted on suitable structural supports, matching flanges (conforming to IS:6392 table - 17), SS bolts, nuts, gaskets, common base plate, flexible coupling, coupling guard, power and control cable, consumables, compulsory erection & commissioning spares, first fill of lubricants, fuels, Special Tools Tackles etc., Configuration, Interfacing, erection at site, Integrated Testing & Commissioning as per Job specifications and Special Instructions enclosed. The main pump shall be started automatically through a pressure transmitter and stopped manually. Provision of signal output to control room shall be there in the pump panel to be installed in pump house. The work shall be carried out as per direction of Engineer in Charge. Capacity of Pump : 75 m3/hr. Head : 80 mwc Engine BHP : Suitable size to be furnished by the bidder with sizing calculation. | 1.00 | Nos. |  | 725000.00 | 725000.00 | Not Quoted | Not Quoted | 550000.00 | 550000.00 | 600000.00 | 600000.00 | Not Quoted | Not Quoted | 700000.00 | 700000.00 | 550000.00 | Sacheti Infratech Private Limited
69.00 | ELECTRICAL MOTOR DRIVEN MAIN FIRE PUMP.
70.00 | Design, Engineering, Manufacturing, Supply , Installation and commissioning (including packaging and forwarding, insurance, handling and unloading at at various locations of IGL sites elaborated in tender and elsewhere) of Electirc motor driven Vertical Turbine single outlet pumping set including electric motor, Cable, common base frame, matching flanges (conforming to IS:6392 table - 17), SS bolts, nuts, gaskets, coupling, coupling guard, foundation bolts, nuts and gaskets, electrics, instrumentation, cable laying, starting panels with soft starter, consumables, compulsory erection & commissioning spares, first fill of lubricants, special tools tackles, configuration, interfacing, integrated testing & commissioning as per job specifications and special instructions enclosed. The main pump shall be started automatically through a pressure transmitter and stopped manually. Provision of signal output to control room shall be there in the pump panel to be installed in pump house. The work shall be carried out as per direction of Engineer in Charge. Capacity of Pump : 75 m3/hr Head : 80 mwc Motor KW : Suitable size to be furnished by bidder with sizing calculation | 1.00 | Nos. |  | 900000.00 | 900000.00 | Not Quoted | Not Quoted | 500000.00 | 500000.00 | 600000.00 | 600000.00 | Not Quoted | Not Quoted | 500000.00 | 500000.00 | 500000.00 | Sacheti Infratech Private Limited, M/S JAI MAA CONSTRUCTIONS
71.00 | ELECTRIC MOTOR JOCKEY PUMP
72.00 | Design, Engineering, Manufacturing, Supply and commissioning (including packaging and forwarding, insurance, handling and unloading at various locations of IGL sites elaborated in tender and elsewhere) of Vertical Turbine Jockey pump. including electric motor,VFD (Varaiable frequency drive ), Cable, common base frame, matching flanges (conforming to IS:6392 table - 17), SS bolts, nuts, gaskets, coupling, coupling guard, foundation bolts, nuts and gaskets, electrics, instrumentation, cable laying, starting panels with soft starter, consumables, compulsory erection & commissioning spares, first fill of lubricants, special tools tackles, configuration, interfacing, integrated testing & commissioning as per job specifications and special instructions enclosed. The Jockey pump shall be started and stopped automatically through pressure transmitter. Provision of signal output to control room shall be there in the pump panel to be installed in pump house. The work shall be carried out as per direction of Engineer in Charge. Fire Jockey Pump Capacity of Pump : 10 m3/hr Head : 88 mwc Motor KW : Suitable size to be furnished by bidder with sizing calculation | 1.00 | Nos. |  | 145000.00 | 145000.00 | Not Quoted | Not Quoted | 300000.00 | 300000.00 | 450000.00 | 450000.00 | Not Quoted | Not Quoted | 125000.00 | 125000.00 | 125000.00 | M/S JAI MAA CONSTRUCTIONS
73.00 | NOTES: 1. Price for Erection and Commissioning spares (As per Vendor’s recommendation) is to be included in the above mentioned SOR Items of Pumps. 2. Bidder shall also furnish details of special tools and tackles considered by them. Rates for all these items shall be included in the quoted rates for Pumps and shall not be paid separately. 3. The Vendor shall be completely responsible for the design, materials, manufacture & fabrication, testing, inspection, preparation for shipment,transport of the above equipment, erection, testing & commissioning strictly in accordance with the SOR and all attachment thereto. All items shall be provided with test certificates. 4. Inspection shall also be performed by Owner’s delegate, as set out and specified in the codes and particular documents forming part of this SOR
74.00 | Supply, fabrication and erection of steel Structures for Crossovers & Structural works in & around Fire Water Pump House
75.00 | Prepartion of fabrication drawings including bill of materials, getting approval from consultant including supply of raw materials, fabrication of steel structures such as columns, column bracings, roof girder/truss, roof bracings, struts, roof purlins, side girts, sag angles/rods, monorail beams, stair cases, ladders, crossover,valve operting platforms, handrailing, pipe supports, gratings, chequred plate, etc to complete the terminal work including surface preparation by sand blasting confirming to Swedish Standard SA 2½ for painting, supply and application of 1st coat of Inorganic Zinc Silicate 75 microns DFT , 2nd coat of Intermediate of Epoxy High Build Micaceous Iron Oxide(MIO) 100 microns DFT, 3rd coat Finishing paint of Acrylic Polyurethane 40 microns DFT and 4th coat Finishing Paint of Acrylic Polyurethane 40 microns DFT(Total DFT=255 microns minimum) of approved colour .Finishing coat shall be applied one before erection and one coat after erection, including loading, transportation and unloading delivery at erection site, of all fabricated structures ,storage and handling at site, site assembly and finally erection of structures at appropriate location, alignment and welding of all structures true to line, level, plumb and dimension.The work shall be completed in all respect as per drawings ,technical specification and direction of the Engineer-in-Charge. | 2.00 | MT |  | 138000.00 | 276000.00 | Not Quoted | Not Quoted | 100000.00 | 200000.00 | 113000.00 | 226000.00 | Not Quoted | Not Quoted | 150000.00 | 300000.00 | 200000.00 | Sacheti Infratech Private Limited
76.00 | Design, Engineering, Manufacturing, Testing, Inspection, Supply, erection testing & commissioning including Packaging, Forwarding, Transportation to store of Monorail with Guided Chain pulley block & Trolley of 5T capacity as per approved Drg.,/ Data Sheet/ PJS etc in accordance with relevant specifications indicated in PJS, drawings, specification and instructions of Engineer-in-charge and as per all provisions of the CONTRACT DOCUMENT. | 1.00 | Nos. |  | 57500.00 | 57500.00 | Not Quoted | Not Quoted | 150000.00 | 150000.00 | 135000.00 | 135000.00 | Not Quoted | Not Quoted | 625000.00 | 625000.00 | 57500.00 | M/s. JYOTI SARUP MITTAL
77.00 | INSTRUMENTATION WORKS (FOR FIRE PROTECTION SYSTEM) Complete Instrumentation work comprising of Design, Engineering, supply, erection, testing, commissioning, Inspection, Packaging, Forwarding, Transportation etc for the complete fire protection system which includes instruments (not limited to P&ID, piping GAD & other relevant documents), FRLS cables, Ex-proof JBs, Ex-proof glands,Pressure Guages,Pressure Transmiiters, Pressure Switches,Level Transmitters, SOVs. cable tray, U/G cable trench, canopies, earthing wire/ strip, logic / graphics development / modification as per site requirement in the PLC (common for plant & fire fighting system), etc. as per site requirement. | 1.00 | Lumpsum |  | 230000.00 | 230000.00 | Not Quoted | Not Quoted | 500000.00 | 500000.00 | 285000.00 | 285000.00 | Not Quoted | Not Quoted | 1000000.00 | 1000000.00 | 230000.00 | M/s. JYOTI SARUP MITTAL
78.00 | ELECTRICAL WORKS (FOR FIRE PROTECTION SYSTEM) Complete Electrical work comprising of Design, Engineering, supply, erection, testing, commissioning, Inspection, Packaging, Forwarding, Transportation etc for the complete fire protection system which includes instruments (not limited to P&ID, piping GAD & other relevant documents), cables, LT Panel, Ex-proof glands, cable tray, U/G cable trench, canopies, earthing wire/ strip etc. as per site requirement to complete the project in all respect. | 1.00 | Lumpsum |  | 1150000.00 | 1150000.00 | Not Quoted | Not Quoted | 500000.00 | 500000.00 | 500000.00 | 500000.00 | Not Quoted | Not Quoted | 1000000.00 | 1000000.00 | 500000.00 | RGI ENTERPRISES, Sacheti Infratech Private Limited
79.00 | FIRE ALARM & CLEAN AGENT SYSTEM
80.00 | DESIGN, ENGINEERING, SUPPLY, HANDLING, TRANSPORTATION, INSTALLATION, TESTING & COMMISSIONING OF HIGH PRESSURE CLEAN AGENT (INERT GAS) FIRE SUPPRESSION SYSTEM Clean Gas Fire Suppression Centralised System (Inert Gas High Pressure) complete with required accessories with main and standby bank of cylinders & each cylinder filled with Clean agent Fire extinguishing Agent (Inert Gas) as Main Bank and Standby Bank (As per NFPA 2001 & UL Listed / FM / VDS / LPCB approved) with Pressure Switch & Locking Device, Discharge Nozzles designed to provide the proper flow rate and distribution of Clean Agent to total flood the hazard area: 180 deg. / 360 deg. ( As per NFPA 2001 & UL Listed / FM / VDS / LPCB approved ), ASTM A106 Gr. B Piping, fittings & supports, etc. , Manifold fabricated from seamless pipe, A106 Gr. B having inlets with supports etc. with activation through intelligent addressable Fire Detection and Alarm System panels after receiving signals from detectors, response indicators etc. all complete supply as per approved scheme & Tender and instructions of Engineer-in-charge. The bidder shall include mandatory spares as described in PJS along with recommended list of spares required for 2 years trouble free operation. Inert gas shall be used as Clean Gas Agent. Complete work of supply, installation, testing, commissioning includes Handling including lifting and transportation from Owner's / Contractor's own storage yard to work site and inspection charges, installation, testing, commissioning & handing over in accordance with relevant Specifications & relevant Data Sheets indicated in PJS, scope of work, SCC, drawings, specification and instructions of EIC and as per all provisions of the CONTRACT DOCUMENT. The areas of rooms to be protected are listed below:
81.00 | Control Room building as comprising control room of size 4 m X 3.2 m X 4 m (h), Electrical Room of Size 4.5 m X 3.2 m X 4m (h) and Battery room of size 2.5 m X 2 m X 4 m (h | 1.00 | L.S. |  | 2357000.00 | 2357000.00 | Not Quoted | Not Quoted | 500000.00 | 500000.00 | 450000.00 | 450000.00 | Not Quoted | Not Quoted | 2000000.00 | 2000000.00 | 450000.00 | RGI ENTERPRISES
82.00 | Note - 1. Design shall be done based on largest room size with provision to discharge gas in affected room through directional valves including Room void, Ceiling Void & Floor void/ Cable trenches. Balancing of gas discharge in rooms shall be done keeping in NOAEL level as per NFPA2001.
83.00 | DESIGN, ENGINEERING, SUPPLY, ERECTION, TESTING & COMMISSIONING OF FIRE DETECTION & ALARM SYSTEM FOR CONTROL ROOM BUILDING Intelligent addressable Fire Detection and Alarm System with fire alarm cum gas release panels which will also have provision to receive signals from LHD system in cable trenches, detectors, response indicators, cabling , cable trays, manual gas release switch , manual gas abort switch, hooter with flasher, manual call points etc. all complete as per approved scheme & enclosed drawings. Work shall be carried out as per direction of EIC. Manual call points shall be installed at strategic operating locations. Provision of AC / Exhaust Tripping alongwith supply of cables, relays, glands etc. also be considred under this scope. Complete work of supply includes transportation to store and inspection charges but not limited to, the following items in accordance with relevant Specifications & relevant Data Sheets indicated in scope of work, SCC, drawings, specification and instructions of EIC and as per all provisions of the CONTRACT DOCUMENT. Handling including lifting and transportation from Owner's/ Contractor's own storage yard to work site and installation & commissioning of FIRE DETECTION & ALARM SYSTEM including performance testing of the system, painting etc. supply of all consumables, manpower, equipment, etc. for completion of all works as per scope of work and as per drawings, specifications and instructions of Engineer-in-charge including servicing/ cleaning wherever required. The area of control room buildings to be protected are listed below:
84.00 | Control Room building as comprising control room of size 4 m X 3.2 m X 4 m (h), Electrical Room of Size 4.5 m X 3.2 m X 4m (h), Battery room of size 2.5 m X 2 m X 4 m (h) and office room of size 4 m X 3.2 m X 4 m (h) | 1.00 | L.S. |  | 1868750.00 | 1868750.00 | Not Quoted | Not Quoted | 500000.00 | 500000.00 | 450000.00 | 450000.00 | Not Quoted | Not Quoted | 2000000.00 | 2000000.00 | 450000.00 | RGI ENTERPRISES
85.00 | Note: Fire Alarm Panel & Gas Release Panel shall have provision to work on 230 V AC / 24VDC (Input Power supply ) as per availabilty of Input power at Stations.
86.00 | MANUAL CALL POINTS Complete work of Design, Engineering, Supply, Handling, Transportation, Installation, Testing & Commissioning of Exproof & IP 67 Manual Call Points. The MCP shall be break Glass Type in Red Colour and are located at the following locations in the LCNG Terminal Area: (i) Security room,(ii) Loading /unloading Pump area, (iii) Truck Unloading area (iv) Outside the Dyke area towards LCNG storage tank. These manual call points shall be hard wired to PLC.The scope of work also includes supply,inspection,laying,termination & testing of required quantities of cable as per MCP location along with necessary hardware or other accessories required to enhance the functionality,operation of the complete system. | 4.00 | Nos |  | 7475.00 | 29900.00 | Not Quoted | Not Quoted | 5000.00 | 20000.00 | 13000.00 | 52000.00 | Not Quoted | Not Quoted | 35800.00 | 143200.00 | 20000.00 | Sacheti Infratech Private Limited
87.00 | SUPPLY OF SAFETY EQUIPMENTS & HAND APPLIANCES
88.00 | DRY CHEMICAL POWDER TYPE FIRE EXTINGUISHER (STORED PRESSURE TYPE) Supply & Installation of Dry Chemical Powder type fire extinguisher as per IS: 15683-2006 & MECON TS no. MEC/TS/05/28/081/26 suitable for inverted operation with anticorrosive treatment and hydraulically tested to a pressure of 25 kg/ sq.cm . Extinguishers externally painted with red enamel and fixed to wall with brackets complete with internal charge and spanner complete. Complete work of supply includes transportation to store and inspection charges but not limited to, the following items in accordance with relevant Specifications & relevant Data Sheets indicated in scope of work,SCC, drawings, specification and instructions of EIC and as per all provisions of the CONTRACT DOCUMENT
89.00 | 4 Kg Capacity | 4.00 | Nos. |  | 2128.00 | 8512.00 | Not Quoted | Not Quoted | 5000.00 | 20000.00 | 10000.00 | 40000.00 | Not Quoted | Not Quoted | 5000.00 | 20000.00 | 8512.00 | M/s. JYOTI SARUP MITTAL
90.00 | 9 Kg Capacity | 2.00 | Nos. |  | 3277.00 | 6554.00 | Not Quoted | Not Quoted | 7000.00 | 14000.00 | 10000.00 | 20000.00 | Not Quoted | Not Quoted | 15000.00 | 30000.00 | 6554.00 | M/s. JYOTI SARUP MITTAL
91.00 | 25 Kg Capacity (Trolley mounted) | 2.00 | Nos. |  | 1725.00 | 3450.00 | Not Quoted | Not Quoted | 15000.00 | 30000.00 | 20000.00 | 40000.00 | Not Quoted | Not Quoted | 20000.00 | 40000.00 | 3450.00 | M/s. JYOTI SARUP MITTAL
92.00 | CO2 TYPE FIRE EXTINGUISHERS Supply & Installation of CO2 type fire extinguishers with steel cylinder with dischange valve as per MECON TS no. MEC/TS/05/28/081/25 and conforming to IS:15683. Extinguisher shall be painted with red enamel paint. Complete work of supply includes transportation to store and inspection charges but not limited to, the following items in accordance with relevant Specifications & relevant Data Sheets indicated in scope of work,SCC, drawings, specification and instructions of EIC and as per all provisions of the CONTRACT DOCUMENT
93.00 | Capacity 4.5 kg. | 2.00 | Nos. |  | 7475.00 | 14950.00 | Not Quoted | Not Quoted | 8000.00 | 16000.00 | 10000.00 | 20000.00 | Not Quoted | Not Quoted | 10000.00 | 20000.00 | 14950.00 | M/s. JYOTI SARUP MITTAL
94.00 | MECHANICAL FOAM TYPE FIRE EXTINGUISHER Supply & Installation of Portable fire extinguisher mechanical form (Gas cartridge) type of 9 litres capacity with initial charge manufactured as per IS 15683 with ISI mark.The refills shall be manufactured as per IS 4989 (Part-II)- 1984 with ISI marked. The cartridge shall be manufactured as per IS:4947- 1985 with ISI mark. The extinguisher will be painted with fire red colour and will be provided with all accessories, wall mounting brackets and screws. Complete work of supply includes transportation to store and inspection charges but not limited to, the following items in accordance with relevant Specifications & relevant Data Sheets indicated in scope of work,SCC, drawings, specification and instructions of EIC and as per all provisions of the CONTRACT DOCUMENT
95.00 | Capacity 9 Ltr | 2.00 | Nos. |  | 3318.00 | 6636.00 | Not Quoted | Not Quoted | 10000.00 | 20000.00 | 10000.00 | 20000.00 | Not Quoted | Not Quoted | 15000.00 | 30000.00 | 6636.00 | M/s. JYOTI SARUP MITTAL
96.00 | FIRE BUCKETS Supply and installation of galvenised steel set of 4 fire buckets (9 Ltrs. Cap) as per technical specification no. MEC/TS/05/28/081/03 and confirming to IS: 2546-1974 RA2000.Buckets shall be painted with red enamel paint and fixed to suitable location . Complete work of supply includes transportation to store and inspection charges but not limited to, the following items in accordance with relevant Specifications & relevant Data Sheets indicated in scope of work,SCC, drawings, specification and instructions of EIC and as per all provisions of the CONTRACT DOCUMENT | 2.00 | Nos. |  | 4888.00 | 9776.00 | Not Quoted | Not Quoted | 15000.00 | 30000.00 | 5000.00 | 10000.00 | Not Quoted | Not Quoted | 10000.00 | 20000.00 | 9776.00 | M/s. JYOTI SARUP MITTAL
97.00 | EYE WASH SHOWER (STAINLESS STEEL) Complete work of supply & installation including Design, Engineering, Manufacturing, Testing, Inspection, Packaging, Forwarding, Transportation to store, of Eye Wash shower pedestal mounted along with supply & laying of required GI Heavy Pipes, fittings Isolation valves , etc but not limited to, the following items in accordance with relevant specifications indicated in scope of work, SCC, drawings, specification and instructions of Engineer-in-charge and as per all provisions of the CONTRACT DOCUMENT. Supply & laying of GI Pipe (Heavy Grade ) of Size (25 NB) minimum,Fittings,isolation valves for water connection to the Eye Wash Shower (Near Odorising Skid) from the avaialable nearest tapping point of Portable water are deemed to be included in the quoted price. | 1.00 | Nos |  | 12500.00 | 12500.00 | Not Quoted | Not Quoted | 30000.00 | 30000.00 | 24000.00 | 24000.00 | Not Quoted | Not Quoted | 35800.00 | 35800.00 | 12500.00 | M/s. JYOTI SARUP MITTAL
98.00 | SUPPLY OF SAFETY EQUIPMENT Complete work of supply includes transportation to store and inspection charges but not limited to, the following items in accordance with relevant Specifications & relevant Data Sheets indicated in scope of work,SCC, drawings, specification and instructions of EIC and as per all provisions of the CONTRACT DOCUMENT
99.00 | Goggles for Eye Protection from LNG Spray | 2.00 | Nos. |  | 500.00 | 1000.00 | Not Quoted | Not Quoted | 1000.00 | 2000.00 | 1900.00 | 3800.00 | Not Quoted | Not Quoted | 5000.00 | 10000.00 | 1000.00 | M/s. JYOTI SARUP MITTAL
100.00 | Protective Apron for cryogenic liquid handling | 2.00 | Nos. |  | 2000.00 | 4000.00 | Not Quoted | Not Quoted | 20000.00 | 40000.00 | 6000.00 | 12000.00 | Not Quoted | Not Quoted | 18500.00 | 37000.00 | 4000.00 | M/s. JYOTI SARUP MITTAL
101.00 | Safety Helmet with IGL Logo - IS-2925-1984 RA2000 | 10.00 | Nos. |  | 500.00 | 5000.00 | Not Quoted | Not Quoted | 1000.00 | 10000.00 | 1200.00 | 12000.00 | Not Quoted | Not Quoted | 650.00 | 6500.00 | 5000.00 | M/s. JYOTI SARUP MITTAL
102.00 | Gumboots for protection during LNG Spillage | 2.00 | Set |  | 3500.00 | 7000.00 | Not Quoted | Not Quoted | 1000.00 | 2000.00 | 1000.00 | 2000.00 | Not Quoted | Not Quoted | 1580.00 | 3160.00 | 2000.00 | RGI ENTERPRISES, Sacheti Infratech Private Limited
103.00 | Stretcher with blanket- IS-4037-1967 RA-2001. | 1.00 | Nos. |  | 6500.00 | 6500.00 | Not Quoted | Not Quoted | 15000.00 | 15000.00 | 10000.00 | 10000.00 | Not Quoted | Not Quoted | 15200.00 | 15200.00 | 6500.00 | M/s. JYOTI SARUP MITTAL
104.00 | First Aid Box | 1.00 | Nos. |  | 1000.00 | 1000.00 | Not Quoted | Not Quoted | 2000.00 | 2000.00 | 2400.00 | 2400.00 | Not Quoted | Not Quoted | 5000.00 | 5000.00 | 1000.00 | M/s. JYOTI SARUP MITTAL
105.00 | Supply,Installation,Testing and Commissioining of Electrical Siren (1 Km Diametrical range) & Interfacing with Fire Alarm Panel/Gas Release Panel | 1.00 | Nos. |  | 28750.00 | 28750.00 | Not Quoted | Not Quoted | 10000.00 | 10000.00 | 22000.00 | 22000.00 | Not Quoted | Not Quoted | 12360.00 | 12360.00 | 10000.00 | Sacheti Infratech Private Limited
106.00 | Hand operated siren (1 Km Diametrical range) IS-6194-1971 RA- 2006 | 1.00 | Nos. |  | 4250.00 | 4250.00 | Not Quoted | Not Quoted | 5000.00 | 5000.00 | 15000.00 | 15000.00 | Not Quoted | Not Quoted | 13260.00 | 13260.00 | 4250.00 | M/s. JYOTI SARUP MITTAL
107.00 | Portable Gas Detectors / Explosive meter | 2.00 | Nos. |  | 6500.00 | 13000.00 | Not Quoted | Not Quoted | 5000.00 | 10000.00 | 200000.00 | 400000.00 | Not Quoted | Not Quoted | 35000.00 | 70000.00 | 10000.00 | Sacheti Infratech Private Limited
108.00 | Wind Shock | 1.00 | Nos. |  | 5000.00 | 5000.00 | Not Quoted | Not Quoted | 3000.00 | 3000.00 | 1200.00 | 1200.00 | Not Quoted | Not Quoted | 3250.00 | 3250.00 | 1200.00 | RGI ENTERPRISES
109.00 | PART IV: Architectural Works
110.00 | PYLON (Monolith Tower)
111.00 | 1.5 m X 5 m, located midway between ingress and egress.
112.00 | Supplying & Installing Monolith as per approved design by RSGL/MECON. The item is lump sum and shall include all relevant costs associated with putting up such facility including supply, fabrication, erection, assembly, commissioning the MONOLITH (with client's name & logo) including electrical cabling and lighting etc. for the same. The specifications are as follows: • Made out of MS hollow pipe framework (hollow steel sections as per design requirement) with epoxy primer and paint. • Structure covered with PVDF coated 4 mm thick ACM (Alstrong/ Aludecor/ Alucobond) sheet cladding duly by cold forming, CNC machine routed and fold with retro reflective graphics and vinyl for backlit purpose. • ACM shall have a Total Thickness of 4mm : Top Coil 0.5mm ( 3003/3105 Grade as per IS - 737 1986 with minimum 25 microns PVdF Coating on top coil and Polyester / Epoxy coating on Back Coil ( 4 -7 microns PVDF ACM in colour and shape as per approved design. ACM to be cut in shapes as indicated. • COMPANY LOGO: 770mm in ht. & 50mm projected Acrylic / PETG (Eastman / Bayer / equ.) thermoformed shape & letters (as per art work) covered with vinyl of approved make with the provisions of illuminations during night with LED lights (Osram / Neenja / equ.) with necessary electrical fittings. • LNG LOGO: 440mm in ht. & 50 mm projected Acrylic / PETG thermoformed letters(as letters(as per art work) covered covered with vinyl of approved make with the provisions of illuminations during night. | 1.00 | Lot |  | 70000.00 | 70000.00 | Not Quoted | Not Quoted | 300000.00 | 300000.00 | 300000.00 | 300000.00 | Not Quoted | Not Quoted | 1000000.00 | 1000000.00 | 70000.00 | M/s. JYOTI SARUP MITTAL
113.00 | • Cut Retro reflective vinyl (Avery / 3M / equ.) on ACM top to be paste as per artwork and fixed as per the details on both sides with provision of the LED numbers for rate indication. • Retro Reflective Sheeting shall be Type XI DG3 Microprismetice as per ASTM D 4956-09 in required colour & Size on both sides and cutouts for product names, logos, etc. duly CNC Plotted. • Special spot lights (2 nos.- 400 watts with metal halide lights of Philips make) to be incorporated in design to light up the entire tower with throw from base. • The backlit portion of the monolith to be lit with sufficient numbers T5 (28 W) tube lights (Philips make) with electronic choke, mounted on MS tube frames with plastic holders. • Multi-strand copper conductors with PVC insulation to be used. • Steel structural frame to be installed on RCC foundations. Top and exposed sides of the foundation to be cladded in 18 mm thick black polished granite. • All work to be done in line, level and plumb, all complete with by works, as approved.
114.00 | CANOPY FASCIA:
115.00 | 800 mm wide (in corporate colours on canopy vertical faces.
116.00 | Supplying & Installing Canopy Fascia with following specifications: • 900 mm height canopy fascia with PVDF coated 4 mm thick ACM sheet cladding duly CNC machine machine routed and fold as per drawing mounted on 150 mm depth box made out of 25 mm x 25 mm MS hollow pipe frame with powder coating and top GI sheet cover. • 4mm thick ACM (Alstrong/ Aludecor/ Alucobond) cladding in a combination of corporate colours with the use of Retro Reflective Sheeting (Avery / 3M / equ.) Type XI DG3 Microprismetice duly pasted on ACM in required size & shape (colour scheme and design to be approved) on mild steel framework with part backlit for company logo and name. • LED Lighting modules or encased LED light strips (Osram / Neenja / equ.) and power supply. • The letters sh all be in 30 mm thick Acrylic/ PC duly CNC Routed in require shape & Size as per direction of concerned engineer. • Structural frame to be welded rigidly/ Bolted to the structural member of existing canopy structures. • FASCIA BAND: 300mm in ht. Acrylic / PETG thermoformed band with necessary support covered with vinyl of approved make with the provisions of illuminations during night with LED of approved make. • COMPANY LOGO: 900mm in ht. Acrylic / PETG (Eastman / Bayer / equ.) thermoformed shape & letters (as per art work) covered with vinyl of approved make with the provisions of illuminations during night. Logo on all 4 sides. | 60.00 | RM |  | 7000.00 | 420000.00 | Not Quoted | Not Quoted | 4000.00 | 240000.00 | 4000.00 | 240000.00 | Not Quoted | Not Quoted | 15000.00 | 900000.00 | 240000.00 | RGI ENTERPRISES, Sacheti Infratech Private Limited
117.00 | • Company Name: 450mm in ht. 040 white Acrylic / PETG thermoformed letters (as per art work) covered with vinyl of approved make with the provisions of illuminations during night. Logo on front right as per DWG. • Canopy fascia to be made in 12 m. (min.) long straight panels factory plan/processed at converters factory and assembled/installed at site. Corner piece (1 metre both sides) on both sides (as required), also to be factory plan/processed/assembled and installed at site. Only bottom trim and top flashing is to be Plan/processed and installed at site. • All work to be done in line, level and plumb. • Backlit section of the fascia shall be of 4 meters length and one/ two logos (depending on design) and shall have sufficient number of LED/T5 (28 W) tube light with electronic chokes mounted with plastic holders to structural frame. • The top of the fascia shall have 4 mm thick ACM with hinged GI service door in backlit part. The back of the fascia to have 18 gauge GI sheets. • Multi-strand copper conductors with PVC insulation to be used. • The bottom and top of the fascia shall have a white ACM trim to cover the gap between the canopy and fascia. • The contractor should make suitable fixing arrangement, which should be duly vetted by a certified structural engineer as per the actual dimensions of the canopy structure.
118.00 | CANOPY COLUMN CLADDING
119.00 | Supplying & Installing Column Cladding: • Using PVDF coated 4 mm ACM (Alstrong/ Aludecor/ Alucobond), mounted on box made out of 20 mm x 20 mm MS square pipe hollow section with powder coating. • Backlit design band in the centre in PET G (Eastman / Bayer / equ.) with yellow vinyl, LED lighting modules (Osram / Neenja / equ.) and power supply according to the design. • The structural framework shall be fixed securely to existing canopy column by welding at site. • ACM panel fixing to ensure consistent joint gaps and panel size. • All grooves shall be sealed with sealant material of approved colour, all complete with by works, as approved. | 13.00 | Sqm |  | 4000.00 | 52000.00 | Not Quoted | Not Quoted | 3000.00 | 39000.00 | 4000.00 | 52000.00 | Not Quoted | Not Quoted | 5000.00 | 65000.00 | 39000.00 | Sacheti Infratech Private Limited
120.00 | SAFETY SIGN
121.00 | 200 mm X 200 mm
122.00 | Supplying & Installing safety sign stickers of retro reflective vinyl (Avery / 3M / equ.) as per design pasted on column cladding. | 8.00 | No. |  | 800.00 | 6400.00 | Not Quoted | Not Quoted | 1000.00 | 8000.00 | 1000.00 | 8000.00 | Not Quoted | Not Quoted | 5000.00 | 40000.00 | 6400.00 | M/s. JYOTI SARUP MITTAL
123.00 | DISPENSER STICKER
124.00 | Supplying & Installing stickers of retro reflective vinyl (Avery / 3M / equ.) as per design pasted on dispensers. | 4.00 | No. |  | 500.00 | 2000.00 | Not Quoted | Not Quoted | 1000.00 | 4000.00 | 1000.00 | 4000.00 | Not Quoted | Not Quoted | 5000.00 | 20000.00 | 2000.00 | M/s. JYOTI SARUP MITTAL
125.00 | SPREADER
126.00 | 450 mm X 450 mm
127.00 | Supplying & Installing Pump Spreader: • Made of 25 mm x 25 mm MS hollow pipe frame box with powder coating & cladding on both sides of PVDF coated 4 mm ACM (Alstrong/ Aludecor/ Alucobond) • CNC Router cut graphics in 040 white acrylic with LED modules (Osram / Neenja / equ.) for lighting • Spreader frame to be fixed securely to canopy columns with box & cap arrangement. • Sufficient no. of LED/ CFL lights and electronic chokes fixed with plastic holders. • Multi-strand copper conductors with PVC insulation to be used. • AII work to be done in line, level and plumb, all complete with by works, as approved. | 4.00 | No. |  | 14000.00 | 56000.00 | Not Quoted | Not Quoted | 5000.00 | 20000.00 | 8500.00 | 34000.00 | Not Quoted | Not Quoted | 15000.00 | 60000.00 | 20000.00 | Sacheti Infratech Private Limited
128.00 | CRASH GUARD
129.00 | Supplying & Installing 80mm dia MS pipe or as per design with two coat of zinc oxide primer and metallic paint as per the design. | 4.00 | No. |  | 3000.00 | 12000.00 | Not Quoted | Not Quoted | 5000.00 | 20000.00 | 2250.00 | 9000.00 | Not Quoted | Not Quoted | 10000.00 | 40000.00 | 9000.00 | RGI ENTERPRISES
130.00 | BUILDING FASCIA
131.00 | 700 mm wide on top of building faces in elevation.
132.00 | Supplying & Installing Building Fascia with following specifications: • 4mm thick ACM (Alstrong/ Aludecor/ Alucobond) cladding in a combination of corporate colours with the use of Retro Reflective Sheeting (Avery / 3M / equ.) Type XI DG3 Microprismetice as per ASTM D 4956-09 duly pasted on ACM in required size & shape (colour scheme to be approved) on mild steel framework. • Structural frame to be fasteners/ Nut Bolted to the building walls with dash fasteners and leveling 'arrangement. • Building fascia to be made in maximum length of straight panels (with minimum no. of joints) straight panels factory plan/processed at converters factory and assembled/installed at site. • Corner piece (1 metre both sides) on both sides, also to be factory plan/processed/assembled and installed at site. • Only bottom trim and top flashing is to be Plan/processed and installed at site. • All work to be done in line, level and plumb, all complete with by works, as approved. | 15.00 | RM |  | 5000.00 | 75000.00 | Not Quoted | Not Quoted | 3500.00 | 52500.00 | 5000.00 | 75000.00 | Not Quoted | Not Quoted | 15000.00 | 225000.00 | 52500.00 | Sacheti Infratech Private Limited
133.00 | MANDATORY SIGN
134.00 | 300X 450mm (on toilets) & 300X 600mm (in compressor and LCV area) - rectangular or trapezoidal in shape.
135.00 | Supplying and Installing Mandatory Sign made of 4mm thick. ACM (Alstrong/ Aludecor/ Alucobond) sheets cladded on structural framework. Matter/Logo in Retro Reflective Sheeting (Avery / 3M / equ.)Type XI DG3 Microprismetice as per ASTM D 4956-09 duly pasted on ACM in required size & shape, all complete with by works, as approved. | 2.00 | Sqm |  | 54000.00 | 108000.00 | Not Quoted | Not Quoted | 2000.00 | 4000.00 | 5400.00 | 10800.00 | Not Quoted | Not Quoted | 5000.00 | 10000.00 | 4000.00 | Sacheti Infratech Private Limited
136.00 | DIRECTION SIGN
137.00 | 400 mm X 1000 mm height
138.00 | Supplying & Installing Entry-Exit sign: • Made out of 25 mm x 25 mm MS hollow pipe frame box with powder coating and covered with 4 mm thick ACM sheet (Alstrong/ Aludecor/ Alucobond) and CNC router cut graphics in 040 white acrylicwith LED modules (Osram / Neenja / equ.) for lighting and base foundation. • The sign frame to be fixed securely to CC foundation. • The CC foundation shall have 8mm thick polished black granite tiles cladding on top and all exposed side surfaces. • All work to be done in line, level and plumb, all complete with by works, as approved. | 3.00 | No. |  | 1400.00 | 4200.00 | Not Quoted | Not Quoted | 10000.00 | 30000.00 | 7200.00 | 21600.00 | Not Quoted | Not Quoted | 5000.00 | 15000.00 | 4200.00 | M/s. JYOTI SARUP MITTAL
139.00 | HOARDING
140.00 | 3000 mm wide
141.00 | Supplying and installing Printed Flex sheet (make LG / 3M / Avery) with approved Art work (suitable for front lit) to be Fitted to the steel sheet of existing Hoarding structure in aluminium frame using Klick Rail System & as per direction of concerned Engineer/ client. | 36.00 | Sqm |  | 4000.00 | 144000.00 | Not Quoted | Not Quoted | 1000.00 | 36000.00 | 3000.00 | 108000.00 | Not Quoted | Not Quoted | 5000.00 | 180000.00 | 36000.00 | Sacheti Infratech Private Limited
142.00 | SPOT HALOGEN LIGHTS
143.00 | At an interval of 2 m C/C on top of existing steel hoarding.
144.00 | Supplying and installing Spot halogen lights (150 watts of Philips make) at an interval of 2 m center to center on top of existing hoarding including supply with steel bracket and laying of cable upto electrical panel of Electrical room (in Utility building) complete in all respect. | 4.00 | No. |  | 58000.00 | 232000.00 | Not Quoted | Not Quoted | 5000.00 | 20000.00 | 5400.00 | 21600.00 | Not Quoted | Not Quoted | 100000.00 | 400000.00 | 20000.00 | Sacheti Infratech Private Limited
145.00 | Part -V (ELECTRICAL Supply)
146.00 | A. Supply
147.00 | 415 V LT PDB and APFC Panel
148.00 | Design, engineering, manufacture, shop testing, supply including packing and forwarding, transportation, delivery at storage and from storage to site of electrical panels :
149.00 | 415 V, 36 KA single front type indoor PDB to receive input power consisting of bus bar chamber, cable alley,outgoing with Fuse complete with wiring, indication lamp, ammeter, voltmeter, MFM (Multi Function Meter) etc including all labour and materials with operating mechanism, all accessories, mandatory spares as per data sheet, auxiliaries with FLP LCS(Local Control switch) for tripping the main incomer of PDB etc complete in all respects as specified in technical specification, data sheet & SLD no. MEC/0030/05/E9/E/1081A & as per standard Specification. Dual incomer of 250Amp & 125Amps (with Single phase preventer & VMR) 4P MCCB (with Micro processor and based O/C,S/C & E/F RELASE with LSIG & Shunt trip) with necessary(Electrical & Mechanical) interlock through 4P power contactors and PLC with 8 DIs and 8 DOs. Buscoupler of 125A 4P power contactor. Outgoing with 01 no. 125 Amp TPN MCCB (with TM based O/C,S/C & E/F RELASE). Outgoing with 02 nos. 80 Amp TPN MCCB (with TM based O/C,S/C & E/F RELASE). Outgoing with 08 no. 63 Amp TPN MCCB (with TM based O/C,S/C & E/F RELASE). Outgoing with 03 nos. 32 Amp TPN MCCB (with TM based O/C & S/C RELASE). Outgoing with 3 nos. 80A Fuse and 3 nos. 32A TPN MCB. Outgoing with 3 nos. 80A Fuse and 3 nos. 20A DP MCB. | 1.00 | Set |  | 373750.00 | 373750.00 | Not Quoted | Not Quoted | 450000.00 | 450000.00 | 800000.00 | 800000.00 | Not Quoted | Not Quoted | 300000.00 | 300000.00 | 300000.00 | M/S JAI MAA CONSTRUCTIONS
150.00 | Floor mounted APFC Panel of 40KVAR capacitor bank in steps of (1x10)+(4x5)+(4x2.5)KVAR capacitors consisting of bus bar chamber, cable alley incoming (MCCB), outgoing feeder (MCBs) as specified in tender specification. | 1.00 | Set |  | 201250.00 | 201250.00 | Not Quoted | Not Quoted | 250000.00 | 250000.00 | 247500.00 | 247500.00 | Not Quoted | Not Quoted | 200000.00 | 200000.00 | 200000.00 | M/S JAI MAA CONSTRUCTIONS
151.00 | LIGHTING DISTRIBUTION BOARDS
152.00 | Design, engineering, manufacture, shop testing,supply, 415V/240V lighting/power panels, Surface/Recess mounting type in weather/flame proof (with hinged cover) sheet steel enclosure of approved make having 4 Pole MCCB(LSIG)/RCCB (MCB + ELCB) as incoming and SP/DP/TP MCB (9KA type) for out going circuit complete with wiring,indication lamp, ammeter etc including all labour and materials as per specification and the direction of Engineer-in-charge.
153.00 | Surface/Recess mounted Lighting Panel (I/E-LDB) for Building Lighting and Power point consisting two incomers of 63 Amps and 32 Amps (300mA sensitivity) 4/2 Pole RCCB (Grid+Invertor supply) along with necessary interlock through contactor with two isolated Cu busbar and 6 Nos. 16A DP MCBs, 10 Nos. 10A DP MCBs & 08 Nos. 6A DP MCBs as out goings complete with ammeter ,indication lamp etc. | 1.00 | Set |  | 80500.00 | 80500.00 | Not Quoted | Not Quoted | 10000.00 | 10000.00 | 110000.00 | 110000.00 | Not Quoted | Not Quoted | 100000.00 | 100000.00 | 10000.00 | Sacheti Infratech Private Limited
154.00 | Outdoor Lighting Panel (O-LDB) consisting of 63 Amp (300mA sensitivity) 4 Pole RCCB as incomer and 12 nos. 20A TPN MCBs,06 nos. 16A TPN MCBs as out goings complete with Contactor(4P ,63A Contactor with 24Hrs timer), timer, A/M switch, PB with timer and 5 Nos. 20 Amp TPN MCB, 2 Nos. 16A TPN MCB are without timer etc indication lamp. | 1.00 | Set |  | 126500.00 | 126500.00 | Not Quoted | Not Quoted | 75000.00 | 75000.00 | 150000.00 | 150000.00 | Not Quoted | Not Quoted | 100000.00 | 100000.00 | 75000.00 | Sacheti Infratech Private Limited
155.00 | INVERTER SYSTEM
156.00 | Supply including packing and forwarding, transportation, delivery at storage of 1100VA sine wave Inverter system with 1x150Ah Battery backup, completely maintenance free lead-acid battery along with Battery stand for critical lighting in control room building & outdoor area (Make Inverter: Su-Kam, Genius, Microtek, Battery: Exide, Amaraja). | 1.00 | Set |  | 13800.00 | 13800.00 | Not Quoted | Not Quoted | 50000.00 | 50000.00 | 50000.00 | 50000.00 | Not Quoted | Not Quoted | 100000.00 | 100000.00 | 13800.00 | M/s. JYOTI SARUP MITTAL
157.00 | UPS SYSTEM
158.00 | Design, engineering, manufacture, shop testing, Supply, packing and forwarding, transportation, delivery at storage and from storage to site of following :
159.00 | 5KVA, 230 V Single phase, 50 Hz, single industrial type, UPS system suitable for input Power supply voltage of 320V-460V-TPN with healthy single-Phase Selection, Output 230V +/-1%, AC with Bypass supply, Battery Bank, ACDB (Incomer 32A DP MCB & Outgoing 6 Nos. of 6A, 6 Nos. of 10A and 6 Nos. of 16A DP MCBs) and 2.0 hrs. Battery backup (VRLA, 12V) and battery capacity shall not be less than 22.0 KVAh (where KVAH = battery AH x 12 V x No. of Batteries). As per enclosed Specification, Block diagram & Data sheet and shall be complete in all respect. Including All interconnecting cables among UPS, Rectifier, battery stand, ACDB etc (30 mtr shall be considered between battery bank and UPS panel, 30 mtr cable shall be considered between ACDB and UPS panel. | 1.00 | Set |  | 450000.00 | 450000.00 | Not Quoted | Not Quoted | 500000.00 | 500000.00 | 700000.00 | 700000.00 | Not Quoted | Not Quoted | 1500000.00 | 1500000.00 | 450000.00 | M/s. JYOTI SARUP MITTAL
160.00 | Supply of 1.1kV, Aluminium/Copper conductor, XLPE/PVC insulated, extruded PVC inner sheathed, PVC outer sheath and G.I. armoured FRLS Power and HR+FRLS Control Cable confirming to specification of below mentioned sizes as per datasheet, specifications of this tender and as per approved vendor list. Note that these quantities are approximate and payment shall be made for actual equipment / materials installed by the Contractor as part of permanent installation based on Issued for Construction drawings. Actual billing shall be done only on permanently installed quantities and not on supplied quantities. Any balance material supplied by Contractor but not permanently installed at site shall be taken back by Contractor and shall not be billed to Purchaser and/or Consultant. Contractor shall consider all associated work as indicated in respective installation standard drawings, scope of work and as per the directions of the Engineer-in-charge.
161.00 | 3.5Cx 120 mm2 A2XFY. | 300.00 | Mtrs. |  | 653.00 | 195900.00 | Not Quoted | Not Quoted | 700.00 | 210000.00 | 810.00 | 243000.00 | Not Quoted | Not Quoted | 760.50 | 228150.00 | 195900.00 | M/s. JYOTI SARUP MITTAL
162.00 | 3.5Cx 50 mm2 A2XFY. | 100.00 | Mtrs. |  | 310.00 | 31000.00 | Not Quoted | Not Quoted | 350.00 | 35000.00 | 450.00 | 45000.00 | Not Quoted | Not Quoted | 603.00 | 60300.00 | 31000.00 | M/s. JYOTI SARUP MITTAL
163.00 | 3.5Cx 35 mm2 A2XFY. | 100.00 | Mtrs. |  | 229.00 | 22900.00 | Not Quoted | Not Quoted | 250.00 | 25000.00 | 360.00 | 36000.00 | Not Quoted | Not Quoted | 333.00 | 33300.00 | 22900.00 | M/s. JYOTI SARUP MITTAL
164.00 | 3.5Cx 25 mm2 A2XFY. | 50.00 | Mtrs. |  | 189.00 | 9450.00 | Not Quoted | Not Quoted | 215.00 | 10750.00 | 300.00 | 15000.00 | Not Quoted | Not Quoted | 235.00 | 11750.00 | 9450.00 | M/s. JYOTI SARUP MITTAL
165.00 | 4Cx10 mm2 2XWY. | 400.00 | Mtrs. |  | 541.00 | 216400.00 | Not Quoted | Not Quoted | 550.00 | 220000.00 | 610.00 | 244000.00 | Not Quoted | Not Quoted | 800.00 | 320000.00 | 216400.00 | M/s. JYOTI SARUP MITTAL
166.00 | 4Cx 2.5 mm2 2XWY. | 2000.00 | Mtrs. |  | 166.00 | 332000.00 | Not Quoted | Not Quoted | 200.00 | 400000.00 | 160.00 | 320000.00 | Not Quoted | Not Quoted | 300.00 | 600000.00 | 320000.00 | RGI ENTERPRISES
167.00 | 3Cx 2.5 mm2 2XWY. | 100.00 | Mtrs. |  | 129.00 | 12900.00 | Not Quoted | Not Quoted | 200.00 | 20000.00 | 150.00 | 15000.00 | Not Quoted | Not Quoted | 250.00 | 25000.00 | 12900.00 | M/s. JYOTI SARUP MITTAL
168.00 | 7Cx 2.5 mm2 2XWY. | 100.00 | Mtrs. |  | 237.00 | 23700.00 | Not Quoted | Not Quoted | 400.00 | 40000.00 | 290.00 | 29000.00 | Not Quoted | Not Quoted | 500.00 | 50000.00 | 23700.00 | M/s. JYOTI SARUP MITTAL
169.00 | Design, engineering,supply including packing and forwarding, transportation, delivery at storage, of the complete earthing and lightning protection system, earth electrodes/ pit, earth main ring , test link, earthing of electrical equipments, instrument panels, field instruments, process equipments and pipes/ flanges including all associated civil work with all material (Like Bitumen coating) and labour as per specification and drawings approved by the company in with IS 3043.
170.00 | Earth Pits- GI PIPE Electrode with 6 mm thick chequered plate cover(MS)/ SFRC cover as per std drg | 16.00 | Nos. |  | 5750.00 | 92000.00 | Not Quoted | Not Quoted | 10000.00 | 160000.00 | 15000.00 | 240000.00 | Not Quoted | Not Quoted | 20000.00 | 320000.00 | 92000.00 | M/s. JYOTI SARUP MITTAL
171.00 | Earth Pits- Copper plate Electrode with 6 mm thick chequered plate cover (MS)/ SFRC cover as per std drg | 3.00 | Nos. |  | 16675.00 | 50025.00 | Not Quoted | Not Quoted | 20000.00 | 60000.00 | 16000.00 | 48000.00 | Not Quoted | Not Quoted | 30000.00 | 90000.00 | 48000.00 | RGI ENTERPRISES
172.00 | GI Strip (50X6) mm | 200.00 | Mtrs. |  | 259.00 | 51800.00 | Not Quoted | Not Quoted | 100.00 | 20000.00 | 250.00 | 50000.00 | Not Quoted | Not Quoted | 350.00 | 70000.00 | 20000.00 | Sacheti Infratech Private Limited
173.00 | GI Strip (25X3) mm | 400.00 | Mtrs. |  | 83.00 | 33200.00 | Not Quoted | Not Quoted | 250.00 | 100000.00 | 250.00 | 100000.00 | Not Quoted | Not Quoted | 100.00 | 40000.00 | 33200.00 | M/s. JYOTI SARUP MITTAL
174.00 | Copper Strip (25X6) mm | 50.00 | Mtrs. |  | 1369.00 | 68450.00 | Not Quoted | Not Quoted | 300.00 | 15000.00 | 1500.00 | 75000.00 | Not Quoted | Not Quoted | 1000.00 | 50000.00 | 15000.00 | Sacheti Infratech Private Limited
175.00 | No. 8 SWG Solid GI Wire | 1.00 | Lot |  | 20000.00 | 20000.00 | Not Quoted | Not Quoted | 10000.00 | 10000.00 | 9000.00 | 9000.00 | Not Quoted | Not Quoted | 10000.00 | 10000.00 | 9000.00 | RGI ENTERPRISES
176.00 | Static discharge retractable earthing reels for LNG Tanker Earthing with approx. 15 mtrs cable and heavy duty clamp suitable for tanker earthing along with canopy suitable for outdoor installation and all other necessary hardware to make it complete in all respect for earthing/grounding of LNG tanker | 2.00 | Set |  | 17000.00 | 34000.00 | Not Quoted | Not Quoted | 25000.00 | 50000.00 | 70000.00 | 140000.00 | Not Quoted | Not Quoted | 20000.00 | 40000.00 | 34000.00 | M/s. JYOTI SARUP MITTAL
177.00 | OUTDOOR LIGHTING
178.00 | Design, engineering, shop testing, Supply , packing and forwarding, transportation, delivery at storage and from storage to site lighting fixtures complete with mounting bracket, flame proof/non flame proof, control gear box as per the type of fixture, lamps etc. including civil work with pipe inserts for cables and connecting work, with all material and labour as per specifications, drawings and instruction of Engineer-in-charge. Work to be completed in all respects.
179.00 | Street lighting, integral flame proof well glass fixture (CMIFR approved for Zone-1/2 gas group IIA & IIB) with 72 W LED luminaire with flame proof control gear/JB (Model no. WG-1240 of Sudhir make or equivalent) | 25.00 | Nos. |  | 1200.00 | 30000.00 | Not Quoted | Not Quoted | 10000.00 | 250000.00 | 11700.00 | 292500.00 | Not Quoted | Not Quoted | 15000.00 | 375000.00 | 30000.00 | M/s. JYOTI SARUP MITTAL
180.00 | Supply of Integral flame proof Flood Light fixture (CMIFR approved for Zone-1/2 gas group IIA & IIB) with 72 W LED luminaire with flame proof control gear/JB (Model no. WG-1240 of Sudhir make or equivalent) | 4.00 | Nos. |  | 4000.00 | 16000.00 | Not Quoted | Not Quoted | 12000.00 | 48000.00 | 12600.00 | 50400.00 | Not Quoted | Not Quoted | 15000.00 | 60000.00 | 16000.00 | M/s. JYOTI SARUP MITTAL
181.00 | Supply of the underlights for the canopy as specified including lighting fixture flame proof enclosure for Bulk Head Fitting(CRS-1273, 1 x LED, 90W)of Sudhir make or equivalent, juction boxes etc. as requried. | 20.00 | Nos. |  | 1600.00 | 32000.00 | Not Quoted | Not Quoted | 15000.00 | 300000.00 | 10800.00 | 216000.00 | Not Quoted | Not Quoted | 10000.00 | 200000.00 | 32000.00 | M/s. JYOTI SARUP MITTAL
182.00 | Street lighting pole 6mtr high GI octagonal pole (Type BOP-6030 of Bajaj make or equivalent) complete with bracket, GI clamps for fixing flame proof control gear box as per standard drawing (MEC/SD/05/E9/77/04) & specification (MEC/TS/05/E9/077B). | 25.00 | Nos. |  | 12000.00 | 300000.00 | Not Quoted | Not Quoted | 15000.00 | 375000.00 | 16200.00 | 405000.00 | Not Quoted | Not Quoted | 20000.00 | 500000.00 | 300000.00 | M/s. JYOTI SARUP MITTAL
183.00 | Air Conditioners
184.00 | Design, engineering, shop testing, Supply, packing and forwarding, transportation, delivery at storage and from storage to site latest model (5 stars BEE certified ,Inverter AC) 2.0 T split AC complete with remote, MS Stand for outdoor unit etc. | 4.00 | Nos. |  | 47150.00 | 188600.00 | Not Quoted | Not Quoted | 75000.00 | 300000.00 | 58500.00 | 234000.00 | Not Quoted | Not Quoted | 100000.00 | 400000.00 | 188600.00 | M/s. JYOTI SARUP MITTAL
185.00 | Supply of Flame Proof Welding Socket including structure,Civil Foundation and hardware etc complete in all respect.
186.00 | Flame proof type 63 Amp. Welding socket | 1.00 | No. |  | 6900.00 | 6900.00 | Not Quoted | Not Quoted | 10000.00 | 10000.00 | 6750.00 | 6750.00 | Not Quoted | Not Quoted | 10000.00 | 10000.00 | 6750.00 | RGI ENTERPRISES
187.00 | UPVC Pipe
188.00 | Supply of UPVC Pipes in required length for fixing on steel, concrete or similar sructure, laid in trenches, ready to be buried in concrete including cutting, threading, bending and similar works, supply of clamps, small iron structures, spacers, seats, plugs, bushings etc. and all other materials as per approved drawings and directions of Engineer-In-Charge.
189.00 | 50 mm NB | 100.00 | Mtrs. |  | 300.00 | 30000.00 | Not Quoted | Not Quoted | 200.00 | 20000.00 | 315.00 | 31500.00 | Not Quoted | Not Quoted | 300.00 | 30000.00 | 20000.00 | Sacheti Infratech Private Limited
190.00 | 100 mm NB | 200.00 | Mtrs. |  | 600.00 | 120000.00 | Not Quoted | Not Quoted | 300.00 | 60000.00 | 540.00 | 108000.00 | Not Quoted | Not Quoted | 600.00 | 120000.00 | 60000.00 | Sacheti Infratech Private Limited
191.00 | 200 mm NB | 100.00 | Mtrs. |  | 3000.00 | 300000.00 | Not Quoted | Not Quoted | 400.00 | 40000.00 | 990.00 | 99000.00 | Not Quoted | Not Quoted | 900.00 | 90000.00 | 40000.00 | Sacheti Infratech Private Limited
192.00 | Cable Tray
193.00 | Supply of Hot Dip Galvanized Perforated Type, 50mm height, 2.5 mm thick sheet steel & galvanized (86 microns) cable trays (as per IS 2629) of required sizes including tray cover, bends, tee, crosses, horizontal and vertical splices , structural support(suitable for three/four tier),hardware,civil work etc,complete in all respect.
194.00 | 50mm wide | 50.00 | Mtrs. |  | 294.00 | 14700.00 | Not Quoted | Not Quoted | 1500.00 | 75000.00 | 360.00 | 18000.00 | Not Quoted | Not Quoted | 500.00 | 25000.00 | 14700.00 | M/s. JYOTI SARUP MITTAL
195.00 | 150mm wide | 50.00 | Mtrs. |  | 489.00 | 24450.00 | Not Quoted | Not Quoted | 2000.00 | 100000.00 | 720.00 | 36000.00 | Not Quoted | Not Quoted | 1000.00 | 50000.00 | 24450.00 | M/s. JYOTI SARUP MITTAL
196.00 | 300mm wide | 50.00 | Mtrs. |  | 776.00 | 38800.00 | Not Quoted | Not Quoted | 3000.00 | 150000.00 | 990.00 | 49500.00 | Not Quoted | Not Quoted | 1500.00 | 75000.00 | 38800.00 | M/s. JYOTI SARUP MITTAL
197.00 | Erection Material
198.00 | Supply and Fabrication of MS base frame support for switch gear and bracket for misc. electrical equipment, cable and cable tray support out of roled MS section,pipes,plates etc including welding, bolting, reveting, supply of necessary anchor bolts and grouting etc supply of paints applying one coat of anti rust primer two finish coats of approved synthetic enamel paints including bracking walls, floors etc for structure as required including supply of all GI hardware materials including all labour and materials complete as required and the direction of Engineer-in-charge. | 1.00 | Lot |  | 143750.00 | 143750.00 | Not Quoted | Not Quoted | 50000.00 | 50000.00 | 135000.00 | 135000.00 | Not Quoted | Not Quoted | 50000.00 | 50000.00 | 50000.00 | Sacheti Infratech Private Limited, M/S JAI MAA CONSTRUCTIONS
199.00 | Safety Items
200.00 | Supply of the following including the supply of necessary clamp, bolts, rawl plugs etc. breaking and making good of walls, if required , and including all labour and materials complete as per directions of Engineer-In-Charge, applicable standards and Indian Electricity rules.
201.00 | Shock hazard charts complete with frame and glass | 2.00 | Nos. |  | 1725.00 | 3450.00 | Not Quoted | Not Quoted | 2000.00 | 4000.00 | 2000.00 | 4000.00 | Not Quoted | Not Quoted | 5000.00 | 10000.00 | 3450.00 | M/s. JYOTI SARUP MITTAL
202.00 | First Aid Boxes | 1.00 | Nos. |  | 1150.00 | 1150.00 | Not Quoted | Not Quoted | 2000.00 | 2000.00 | 4000.00 | 4000.00 | Not Quoted | Not Quoted | 5000.00 | 5000.00 | 1150.00 | M/s. JYOTI SARUP MITTAL
203.00 | Carbon-di-oxide(CO2) type fire extinguisher 4.5 Kg capacity Complete with gunmetal valve conforming to IS : 3224 With ISI mark , Discharge horn with bend & wall fixing Bracket, stand etc With Mfg. Test certificate. | 2.00 | Nos. |  | 3450.00 | 6900.00 | Not Quoted | Not Quoted | 8000.00 | 16000.00 | 10000.00 | 20000.00 | Not Quoted | Not Quoted | 5000.00 | 10000.00 | 6900.00 | M/s. JYOTI SARUP MITTAL
204.00 | Caution boards including necessary clamps, bolts and other hardware. | 2.00 | Nos. |  | 575.00 | 1150.00 | Not Quoted | Not Quoted | 2000.00 | 4000.00 | 200.00 | 400.00 | Not Quoted | Not Quoted | 5000.00 | 10000.00 | 400.00 | RGI ENTERPRISES
205.00 | As built Single Line Diagram complete with frame and glass including hardware etc. | 1.00 | Nos. |  | 8050.00 | 8050.00 | Not Quoted | Not Quoted | 2000.00 | 2000.00 | 4100.00 | 4100.00 | Not Quoted | Not Quoted | 10000.00 | 10000.00 | 2000.00 | Sacheti Infratech Private Limited
206.00 | Insulating Mats
207.00 | Supply of Insulating Mats 11kV grade (as per IS:15652 - 2006) of 1000mm width, required for maintenance of electrical equipment in substation as required including cutting to required shape in running length and including all labour and materials etc. complete and as per directions of Engineer-In-Charge as per applicable Indian or International standards and Indian Electricity Rules.
208.00 | 11 KV grade of 2.5 mm thick | 20.00 | Mtrs. |  | 977.00 | 19540.00 | Not Quoted | Not Quoted | 2000.00 | 40000.00 | 2000.00 | 40000.00 | Not Quoted | Not Quoted | 1000.00 | 20000.00 | 19540.00 | M/s. JYOTI SARUP MITTAL
209.00 | Supply of point wiring as per details in construction drawing & specification includes PVC conduits in ceiling, complete wiring including Wiring for main/ submain from DBs to switchboard and from switchboard to light/power points with 6/4/2.5/1.5 sq.mm. FR PVC insulated copper conductor multi starnd wire in PVC conduit in recess/ trench as required, switch boxes & switches (ANCHOR ROMA make or equivalent) for following items-
210.00 | Surface/ recess mounted LED light fixrure with LED lamp (type LCTL-36 -CDL of CG make or equivalent). | 12.00 | Nos. |  | 2013.00 | 24156.00 | Not Quoted | Not Quoted | 4000.00 | 48000.00 | 7200.00 | 86400.00 | Not Quoted | Not Quoted | 10000.00 | 120000.00 | 24156.00 | M/s. JYOTI SARUP MITTAL
211.00 | Surface/ recess mounted LED light fixrure with LED lamp (type LCTL-18 -CDL of CG make or equivalent). | 4.00 | Nos. |  | 1783.00 | 7132.00 | Not Quoted | Not Quoted | 2000.00 | 8000.00 | 6300.00 | 25200.00 | Not Quoted | Not Quoted | 10000.00 | 40000.00 | 7132.00 | M/s. JYOTI SARUP MITTAL
212.00 | Industrial Flame proof fluorescent lamp/LED fitting with lamp (type EXTL 240 of CG make or equivalent). | 2.00 | Nos. |  | 1438.00 | 2876.00 | Not Quoted | Not Quoted | 7000.00 | 14000.00 | 9900.00 | 19800.00 | Not Quoted | Not Quoted | 10000.00 | 20000.00 | 2876.00 | M/s. JYOTI SARUP MITTAL
213.00 | Exhaust fan (Industrial type 300/450 mm) with louvers,950 rpm,55watt with flap. | 4.00 | Nos. |  | 1783.00 | 7132.00 | Not Quoted | Not Quoted | 2500.00 | 10000.00 | 5400.00 | 21600.00 | Not Quoted | Not Quoted | 10000.00 | 40000.00 | 7132.00 | M/s. JYOTI SARUP MITTAL
214.00 | Flame Proof (CMIFR approved) 12" Exhaust Fan.0.25HP motor,1440 rpm. (Preferred Make: Baliga, FCG, CGL, Prompt) | 2.00 | Nos. |  | 2013.00 | 4026.00 | Not Quoted | Not Quoted | 7000.00 | 14000.00 | 10800.00 | 21600.00 | Not Quoted | Not Quoted | 15000.00 | 30000.00 | 4026.00 | M/s. JYOTI SARUP MITTAL
215.00 | Socket outlet (5/15 Amp combination) of ANCHOR ROMA make or equivalent | 10.00 | Nos. |  | 2013.00 | 20130.00 | Not Quoted | Not Quoted | 1000.00 | 10000.00 | 1800.00 | 18000.00 | Not Quoted | Not Quoted | 5000.00 | 50000.00 | 10000.00 | Sacheti Infratech Private Limited
216.00 | 20 Amp sheet steel enclosed industrial type socket with 20 Amp DP MCB for AC. | 4.00 | Nos. |  | 4025.00 | 16100.00 | Not Quoted | Not Quoted | 2500.00 | 10000.00 | 2070.00 | 8280.00 | Not Quoted | Not Quoted | 2500.00 | 10000.00 | 8280.00 | RGI ENTERPRISES
217.00 | Ceiling fan with electronic regulator ( Energy efficent, 50W, 1200 mm sweep) | 3.00 | Nos. |  | 1783.00 | 5349.00 | Not Quoted | Not Quoted | 3000.00 | 9000.00 | 3150.00 | 9450.00 | Not Quoted | Not Quoted | 5000.00 | 15000.00 | 5349.00 | M/s. JYOTI SARUP MITTAL
218.00 | Wall mounted fan with electronic regulator ( Energy efficent, 50W,) etc complete in all respect for wall mounting | 4.00 | Nos. |  | 1438.00 | 5752.00 | Not Quoted | Not Quoted | 4500.00 | 18000.00 | 3600.00 | 14400.00 | Not Quoted | Not Quoted | 5000.00 | 20000.00 | 5752.00 | M/s. JYOTI SARUP MITTAL
219.00 | Wall mounted fixture above Mirror/Wash basin of 10/15W LED etc complete in all respect. | 4.00 | Nos. |  | 1438.00 | 5752.00 | Not Quoted | Not Quoted | 2500.00 | 10000.00 | 1350.00 | 5400.00 | Not Quoted | Not Quoted | 5000.00 | 20000.00 | 5400.00 | RGI ENTERPRISES
220.00 | SOLAR SYSTEM FOR OUTDOOR EMERGENCY LIGHTING
221.00 | Design, manufacture, testing at works, supply, storage, transportation to site of Solar Street lighting system complete with GI pole and GI mounting bracket, control gear box, internal cable from fitting to junction box, and 15W LED fixture (Fixtures Bajaj Make or equvalent and Battery make Exide, Amron etc), three days battery backup with solar Module, earthing, electronics, dusk-dawn operation etc including pipe inserts for cables and connecting work and commissioning spares as required, with all material and labour as per specifications, drawings and instruction of Engineer-in-charge. Nominal height of GI pole shall be 6m. Work to be completed in all respects. | 2.00 | Set |  | 40000.00 | 80000.00 | Not Quoted | Not Quoted | 20000.00 | 40000.00 | 100000.00 | 200000.00 | Not Quoted | Not Quoted | 50000.00 | 100000.00 | 40000.00 | Sacheti Infratech Private Limited
222.00 | ELECTRICAL ACCESSORIES
223.00 | Supply of electrical accessories including, cable tags, cable tie ,Flexible pvc conduit,cable marker, nickle plated lugs, double compressed brass cable glands,brass adaptar/reducers/nipples, fixing of metallic anchor fasteners for supporting of cable trays including all labour and materials complete as required and as per directions of Engineer-In-Charge. | 1.00 | Lot |  | 83250.00 | 83250.00 | Not Quoted | Not Quoted | 50000.00 | 50000.00 | 22500.00 | 22500.00 | Not Quoted | Not Quoted | 25000.00 | 25000.00 | 22500.00 | RGI ENTERPRISES
224.00 | Telephone & LAN
225.00 | Supply of telephone sockets (Piano reed Type) in recess PVC conduit including PVC conduit,telephone socket,cable,accessories etc as required. | 6.00 | Nos. |  | 1093.00 | 6558.00 | Not Quoted | Not Quoted | 1000.00 | 6000.00 | 1300.00 | 7800.00 | Not Quoted | Not Quoted | 500.00 | 3000.00 | 3000.00 | M/S JAI MAA CONSTRUCTIONS
226.00 | Supply of LAN sockets in recess PVC conduit including PVC conduit,telephone socket,cable,accessories etc as required. | 6.00 | Nos. |  | 1783.00 | 10698.00 | Not Quoted | Not Quoted | 1000.00 | 6000.00 | 1900.00 | 11400.00 | Not Quoted | Not Quoted | 500.00 | 3000.00 | 3000.00 | M/S JAI MAA CONSTRUCTIONS
227.00 | Supply of 2 pairs,0.61mm, Telephone Cable/Wire, including accessories etc as required. | 50.00 | Mtrs. |  | 18.00 | 900.00 | Not Quoted | Not Quoted | 100.00 | 5000.00 | 135.00 | 6750.00 | Not Quoted | Not Quoted | 200.00 | 10000.00 | 900.00 | M/s. JYOTI SARUP MITTAL
228.00 | Supply of UTP cable (CAT 6), Make : D Link/Amp/Lucent | 50.00 | Mtrs. |  | 32.00 | 1600.00 | Not Quoted | Not Quoted | 125.00 | 6250.00 | 120.00 | 6000.00 | Not Quoted | Not Quoted | 200.00 | 10000.00 | 1600.00 | M/s. JYOTI SARUP MITTAL
229.00 | Supply of Main Distribution Frame - 12 pair | 1.00 | No. |  | 2875.00 | 2875.00 | Not Quoted | Not Quoted | 10000.00 | 10000.00 | 20000.00 | 20000.00 | Not Quoted | Not Quoted | 10000.00 | 10000.00 | 2875.00 | M/s. JYOTI SARUP MITTAL
230.00 | Supply of LAN switch with single incomer and min 10-port out going port complete in all respect. | 1.00 | No. |  | 1725.00 | 1725.00 | Not Quoted | Not Quoted | 10000.00 | 10000.00 | 25000.00 | 25000.00 | Not Quoted | Not Quoted | 10000.00 | 10000.00 | 1725.00 | M/s. JYOTI SARUP MITTAL
231.00 | Supply of required material for Construction of Cable pit with pit cover (SFRC cover HD-20 of IS-12592) including civil works, concrete wall/brick wall & its materials, cable conduits interface & its water sealing, cable support structure including all labour and materials complete in all aspect as per approved drawings and directions of Engineer-In-Charge.
232.00 | 500X500(of inside clearance)X 600(Depth) | 10.00 | Nos. |  | 6800.00 | 68000.00 | Not Quoted | Not Quoted | 8000.00 | 80000.00 | 1350.00 | 13500.00 | Not Quoted | Not Quoted | 15000.00 | 150000.00 | 13500.00 | RGI ENTERPRISES
233.00 | 750X750(of inside clearance)X800(Depth) | 4.00 | Nos. |  | 8000.00 | 32000.00 | Not Quoted | Not Quoted | 12000.00 | 48000.00 | 1800.00 | 7200.00 | Not Quoted | Not Quoted | 20000.00 | 80000.00 | 7200.00 | RGI ENTERPRISES
234.00 | 1000X1000(of inside clearance)X1000(Depth) | 2.00 | Nos. |  | 20000.00 | 40000.00 | Not Quoted | Not Quoted | 15000.00 | 30000.00 | 2250.00 | 4500.00 | Not Quoted | Not Quoted | 25000.00 | 50000.00 | 4500.00 | RGI ENTERPRISES
235.00 | DISTRIBUTION TRANSFORMER
236.00 | Supply including packing and forwarding, transportation, delivery at storage to site of 11 kv/433 V outdoor type, 3Ph, 50Hz,copper wound, Dyn11, ONAN distribution transformer with off-load tap changer complete with all accessories as per REC specification 11/1976 and/or IS 2026/1180. and latest amendments there of and first oil filled. Termination arrangement for HV side : HT bushing & LV side Cable end box/Terminal box of following rating (Make of Transformer shall be approved from State Electricity Board/MECON.)
237.00 | 125 KVA | 1.00 | No. |  | 680000.00 | 680000.00 | Not Quoted | Not Quoted | 500000.00 | 500000.00 | 360000.00 | 360000.00 | Not Quoted | Not Quoted | 100000.00 | 100000.00 | 100000.00 | M/S JAI MAA CONSTRUCTIONS
238.00 | Supply of all the items listed below, all miscellaneous materials etc as required to complete the HT & LT installation as per the tender. (All electrical equipments shall be approved from State Electricity Board/MECON.)
239.00 | Double pole Structure with MS joist ISMB 200 x 100 mm, 9 m long complete with 100 x 50 mm MS channels of required length and size ; 11 kV 3 Ph. horizontal Gang operated Air Break switch, DO fuse, lightning arrestors of suitable ampere rating, pin insulators, disc insulators, operating rod, handle, locking arrangement, copper wire for jumper connection, stay set complete with all accessories etc as required inclusive of paint (two coats of primer & two coats of final aluminum paint) and concrete foundation.It shall be complete in all respect as per Mecon/SEB std. | 1.00 | Set |  | 103500.00 | 103500.00 | Not Quoted | Not Quoted | 100000.00 | 100000.00 | 90000.00 | 90000.00 | Not Quoted | Not Quoted | 150000.00 | 150000.00 | 90000.00 | RGI ENTERPRISES
240.00 | Supply, of 11 kV, ACSR weasel conductor, insulator, cross arms, all necessary hardware as required for stringing between State Electricity Board Double pole and consumer double pole structures. | 90.00 | Mtrs. |  | 37.00 | 3330.00 | Not Quoted | Not Quoted | 280.00 | 25200.00 | 180.00 | 16200.00 | Not Quoted | Not Quoted | 1000.00 | 90000.00 | 3330.00 | M/s. JYOTI SARUP MITTAL
241.00 | Chain link fencing of (height 2.5 m) for the sub station area with ISA 50 x 50 x 6 mm angle and 4 mm thick welded wire mesh and 1 no. gate ( 3x3 mtr.) complete with all material, welding and labour etc (20 mtrs/set)/ As per SEB. | 1.00 | Set |  | 40000.00 | 40000.00 | Not Quoted | Not Quoted | 100000.00 | 100000.00 | 45000.00 | 45000.00 | Not Quoted | Not Quoted | 50000.00 | 50000.00 | 40000.00 | M/s. JYOTI SARUP MITTAL
242.00 | 40 mm blue granite metal for spreading in the fenced area . | 13.00 | M3 |  | 2800.00 | 36400.00 | Not Quoted | Not Quoted | 2000.00 | 26000.00 | 1200.00 | 15600.00 | Not Quoted | Not Quoted | 1000.00 | 13000.00 | 13000.00 | M/S JAI MAA CONSTRUCTIONS
243.00 | GAS GENERATOR SET
244.00 | Supply of Min 58.5 to 63KVA KVA Prime Power Gas Genset including AMF Panel with auto start/stop through Pressure transmitter switch as well as through grid failure with MCCB of suitable rating, suitable size of Power & Control cables, hook-up Pipe (Approx. length 50Mts.) from existing BOG management skid of pressure range 1-2 bar, Metering, PRV, Piping, dial Pressure Gauge, Flanges, etc with Ethernet communication& Latest CPCB norms as applicable during supply of equipment complete in all respect suitable for Greenfield LNG station. | 1.00 | Set |  | 840000.00 | 840000.00 | Not Quoted | Not Quoted | 1200000.00 | 1200000.00 | 1400000.00 | 1400000.00 | Not Quoted | Not Quoted | 1000000.00 | 1000000.00 | 840000.00 | M/s. JYOTI SARUP MITTAL
245.00 | Supply of Tools and Instrument as per Annexure - A of scope of work. | 1.00 | Set |  | 125000.00 | 125000.00 | Not Quoted | Not Quoted | 25000.00 | 25000.00 | 20000.00 | 20000.00 | Not Quoted | Not Quoted | 200000.00 | 200000.00 | 20000.00 | RGI ENTERPRISES
246.00 | Flame Proof Tool Box Set as per Annexure - A of scope of work. | 1.00 | Set |  | 10000.00 | 10000.00 | Not Quoted | Not Quoted | 25000.00 | 25000.00 | 20000.00 | 20000.00 | Not Quoted | Not Quoted | 200000.00 | 200000.00 | 10000.00 | M/s. JYOTI SARUP MITTAL
247.00 | B. Erection, Testing & Commissioning
248.00 | 415 V LT PDB and APFC Panel
249.00 | Erection, testing & Commissioning of electrical panels :
250.00 | 415 V, 36 KA single front type indoor PDB to receive input power consisting of bus bar chamber, cable alley,outgoing with Fuse complete with wiring, indication lamp, ammeter, voltmeter, MFM (Multi Function Meter) etc including all labour and materials with operating mechanism, all accessories, mandatory spares as per data sheet, auxiliaries with FLP LCS(Local Control switch) for tripping the main incomer of PDB etc complete in all respects as specified in technical specification, data sheet & SLD no. MEC/0030/05/E9/E/1081A & as per standard Specification. Dual incomer of 250Amp & 125Amps (with Single phase preventer & VMR) 4P MCCB (with Micro processor and based O/C,S/C & E/F RELASE with LSIG & Shunt trip) with necessary(Electrical & Mechanical) interlock through 4P power contactors and PLC with 8 DIs and 8 DOs. Buscoupler of 125A 4P power contactor. Outgoing with 01 no. 125 Amp TPN MCCB (with TM based O/C,S/C & E/F RELASE). Outgoing with 02 nos. 80 Amp TPN MCCB (with TM based O/C,S/C & E/F RELASE). Outgoing with 08 no. 63 Amp TPN MCCB (with TM based O/C,S/C & E/F RELASE). Outgoing with 03 nos. 32 Amp TPN MCCB (with TM based O/C & S/C RELASE). Outgoing with 3 nos. 80A Fuse and 3 nos. 32A TPN MCB. Outgoing with 3 nos. 80A Fuse and 3 nos. 20A DP MCB. | 1.00 | Set |  | 17250.00 | 17250.00 | Not Quoted | Not Quoted | 25000.00 | 25000.00 | 22500.00 | 22500.00 | Not Quoted | Not Quoted | 20000.00 | 20000.00 | 17250.00 | M/s. JYOTI SARUP MITTAL
251.00 | Floor mounted APFC Panel of 40KVAR capacitor bank in steps of (1x10)+(4x5)+(4x2.5)KVAR capacitors consisting of bus bar chamber, cable alley incoming (MCCB), outgoing feeder (MCBs) as specified in tender specification. | 1.00 | Set |  | 8625.00 | 8625.00 | Not Quoted | Not Quoted | 10000.00 | 10000.00 | 15750.00 | 15750.00 | Not Quoted | Not Quoted | 10000.00 | 10000.00 | 8625.00 | M/s. JYOTI SARUP MITTAL
252.00 | LIGHTING DISTRIBUTION BOARDS
253.00 | Erection, testing & Commissioning of 415V/240V lighting/power panels, Surface/Recess mounting type in weather/flame proof (with hinged cover) sheet steel enclosure of approved make having 4 Pole MCCB(LSIG)/RCCB (MCB + ELCB) as incoming and SP/DP/TP MCB (9KA type) for out going circuit complete with wiring,indication lamp, ammeter etc including all labour and materials as per specification and the direction of Engineer-in-charge.
254.00 | Surface/Recess mounted Lighting Panel (I/E-LDB) for Building Lighting and Power point consisting two incomers of 63 Amps and 32 Amps (300mA sensitivity) 4/2 Pole RCCB (Grid+Invertor supply) along with necessary interlock through contactor with two isolated Cu busbar and 6 Nos. 16A DP MCBs, 10 Nos. 10A DP MCBs & 08 Nos. 6A DP MCBs as out goings complete with ammeter ,indication lamp etc. | 1.00 | Set |  | 3450.00 | 3450.00 | Not Quoted | Not Quoted | 10000.00 | 10000.00 | 4500.00 | 4500.00 | Not Quoted | Not Quoted | 10000.00 | 10000.00 | 3450.00 | M/s. JYOTI SARUP MITTAL
255.00 | Outdoor Lighting Panel (O-LDB) consisting of 63 Amp (300mA sensitivity) 4 Pole RCCB as incomer and 12 nos. 20A TPN MCBs,06 nos. 16A TPN MCBs as out goings complete with Contactor(4P ,63A Contactor with 24Hrs timer), timer, A/M switch, PB with timer and 5 Nos. 20 Amp TPN MCB, 2 Nos. 16A TPN MCB are without timer etc indication lamp. | 1.00 | Set |  | 4600.00 | 4600.00 | Not Quoted | Not Quoted | 25000.00 | 25000.00 | 4500.00 | 4500.00 | Not Quoted | Not Quoted | 10000.00 | 10000.00 | 4500.00 | RGI ENTERPRISES
256.00 | INVERTER SYSTEM
257.00 | Erection, testing & Commissioning of 1100VA sine wave Inverter system with 1x150Ah Battery backup, completely maintenance free lead-acid battery along with Battery stand for critical lighting in control room building & outdoor area (Make Inverter: Su-Kam, Genius, Microtek, Battery: Exide, Amaraja). | 1.00 | Set |  | 575.00 | 575.00 | Not Quoted | Not Quoted | 10000.00 | 10000.00 | 4500.00 | 4500.00 | Not Quoted | Not Quoted | 10000.00 | 10000.00 | 575.00 | M/s. JYOTI SARUP MITTAL
258.00 | UPS SYSTEM
259.00 | Erection, testing & Commissioning of following :
260.00 | 5KVA, 230 V Single phase, 50 Hz, single industrial type, UPS system suitable for input Power supply voltage of 320V-460V-TPN with healthy single-Phase Selection, Output 230V +/-1%, AC with Bypass supply, Battery Bank, ACDB (Incomer 32A DP MCB & Outgoing 6 Nos. of 6A, 6 Nos. of 10A and 6 Nos. of 16A DP MCBs) and 2.0 hrs. Battery backup (VRLA, 12V) and battery capacity shall not be less than 22.0 KVAh (where KVAH = battery AH x 12 V x No. of Batteries). As per enclosed Specification, Block diagram & Data sheet and shall be complete in all respect. Including All interconnecting cables among UPS, Rectifier, battery stand, ACDB etc (30 mtr shall be considered between battery bank and UPS panel, 30 mtr cable shall be considered between ACDB and UPS panel. | 1.00 | Set |  | 10000.00 | 10000.00 | Not Quoted | Not Quoted | 25000.00 | 25000.00 | 27000.00 | 27000.00 | Not Quoted | Not Quoted | 25000.00 | 25000.00 | 10000.00 | M/s. JYOTI SARUP MITTAL
261.00 | Laying of 1.1kV, Aluminium/Copper conductor, XLPE/PVC insulated, extruded PVC inner sheathed, PVC outer sheath and G.I. armoured FRLS Power and HR+FRLS Control Cable confirming to specification of below mentioned sizes as per datasheet, specifications of this tender and as per approved vendor list. Note that these quantities are approximate and payment shall be made for actual equipment / materials installed by the Contractor as part of permanent installation based on Issued for Construction drawings. Actual billing shall be done only on permanently installed quantities and not on supplied quantities. Any balance material supplied by Contractor but not permanently installed at site shall be taken back by Contractor and shall not be billed to Purchaser and/or Consultant. Contractor shall consider all associated work as indicated in respective installation standard drawings, scope of work and as per the directions of the Engineer-in-charge.
262.00 | 3.5Cx 120 mm2 A2XFY. | 300.00 | Mtrs. |  | 81.00 | 24300.00 | Not Quoted | Not Quoted | 20.00 | 6000.00 | 113.00 | 33900.00 | Not Quoted | Not Quoted | 100.00 | 30000.00 | 6000.00 | Sacheti Infratech Private Limited
263.00 | 3.5Cx 50 mm2 A2XFY. | 100.00 | Mtrs. |  | 58.00 | 5800.00 | Not Quoted | Not Quoted | 20.00 | 2000.00 | 72.00 | 7200.00 | Not Quoted | Not Quoted | 100.00 | 10000.00 | 2000.00 | Sacheti Infratech Private Limited
264.00 | 3.5Cx 35 mm2 A2XFY. | 100.00 | Mtrs. |  | 52.00 | 5200.00 | Not Quoted | Not Quoted | 20.00 | 2000.00 | 63.00 | 6300.00 | Not Quoted | Not Quoted | 100.00 | 10000.00 | 2000.00 | Sacheti Infratech Private Limited
265.00 | 3.5Cx 25 mm2 A2XFY. | 50.00 | Mtrs. |  | 46.00 | 2300.00 | Not Quoted | Not Quoted | 20.00 | 1000.00 | 54.00 | 2700.00 | Not Quoted | Not Quoted | 100.00 | 5000.00 | 1000.00 | Sacheti Infratech Private Limited
266.00 | 4Cx10 mm2 2XWY. | 400.00 | Mtrs. |  | 46.00 | 18400.00 | Not Quoted | Not Quoted | 20.00 | 8000.00 | 36.00 | 14400.00 | Not Quoted | Not Quoted | 100.00 | 40000.00 | 8000.00 | Sacheti Infratech Private Limited
267.00 | 4Cx 2.5 mm2 2XWY. | 2000.00 | Mtrs. |  | 35.00 | 70000.00 | Not Quoted | Not Quoted | 40.00 | 80000.00 | 23.00 | 46000.00 | Not Quoted | Not Quoted | 100.00 | 200000.00 | 46000.00 | RGI ENTERPRISES
268.00 | 3Cx 2.5 mm2 2XWY. | 100.00 | Mtrs. |  | 35.00 | 3500.00 | Not Quoted | Not Quoted | 20.00 | 2000.00 | 23.00 | 2300.00 | Not Quoted | Not Quoted | 100.00 | 10000.00 | 2000.00 | Sacheti Infratech Private Limited
269.00 | 7Cx 2.5 mm2 2XWY. | 100.00 | Mtrs. |  | 35.00 | 3500.00 | Not Quoted | Not Quoted | 20.00 | 2000.00 | 32.00 | 3200.00 | Not Quoted | Not Quoted | 100.00 | 10000.00 | 2000.00 | Sacheti Infratech Private Limited
270.00 | Erection, testing & Commissioning of the complete earthing and lightning protection system, earth electrodes/ pit, earth main ring, test link, earthing of electrical equipments, instrument panels, field instruments, process equipments and pipes/ flanges including all associated civil work with all material (Like Bitumen coating) and labour as per specification and drawings approved by the company in with IS 3043.
271.00 | Earth Pits- GI PIPE Electrode with 6 mm thick chequered plate cover(MS)/ SFRC cover as per std drg | 16.00 | Nos. |  | 3450.00 | 55200.00 | Not Quoted | Not Quoted | 5000.00 | 80000.00 | 1620.00 | 25920.00 | Not Quoted | Not Quoted | 5000.00 | 80000.00 | 25920.00 | RGI ENTERPRISES
272.00 | Earth Pits- Copper plate Electrode with 6 mm thick chequered plate cover (MS)/ SFRC cover as per std drg | 3.00 | Nos. |  | 3450.00 | 10350.00 | Not Quoted | Not Quoted | 8000.00 | 24000.00 | 2430.00 | 7290.00 | Not Quoted | Not Quoted | 5000.00 | 15000.00 | 7290.00 | RGI ENTERPRISES
273.00 | GI Strip (50X6) mm | 200.00 | Mtrs. |  | 69.00 | 13800.00 | Not Quoted | Not Quoted | 30.00 | 6000.00 | 41.00 | 8200.00 | Not Quoted | Not Quoted | 200.00 | 40000.00 | 6000.00 | Sacheti Infratech Private Limited
274.00 | GI Strip (25X3) mm | 400.00 | Mtrs. |  | 46.00 | 18400.00 | Not Quoted | Not Quoted | 30.00 | 12000.00 | 32.00 | 12800.00 | Not Quoted | Not Quoted | 200.00 | 80000.00 | 12000.00 | Sacheti Infratech Private Limited
275.00 | Copper Strip (25X6) mm | 50.00 | Mtrs. |  | 58.00 | 2900.00 | Not Quoted | Not Quoted | 30.00 | 1500.00 | 41.00 | 2050.00 | Not Quoted | Not Quoted | 200.00 | 10000.00 | 1500.00 | Sacheti Infratech Private Limited
276.00 | No. 8 SWG Solid GI Wire | 1.00 | Lot |  | 1150.00 | 1150.00 | Not Quoted | Not Quoted | 2000.00 | 2000.00 | 1800.00 | 1800.00 | Not Quoted | Not Quoted | 1000.00 | 1000.00 | 1000.00 | M/S JAI MAA CONSTRUCTIONS
277.00 | Static discharge retractable earthing reels for LNG Tanker Earthing with approx. 15 mtrs cable and heavy duty clamp suitable for tanker earthing along with canopy suitable for outdoor installation and all other necessary hardware to make it complete in all respect for earthing/grounding of LNG tanker | 2.00 | Set |  | 50000.00 | 100000.00 | Not Quoted | Not Quoted | 2000.00 | 4000.00 | 4500.00 | 9000.00 | Not Quoted | Not Quoted | 1000.00 | 2000.00 | 2000.00 | M/S JAI MAA CONSTRUCTIONS
278.00 | OUTDOOR LIGHTING
279.00 | Erection, testing & Commissioning of lighting fixtures complete with mounting bracket, flame proof/non flame proof, control gear box as per the type of fixture, lamps etc. including civil work with pipe inserts for cables and connecting work, with all material and labour as per specifications, drawings and instruction of Engineer-in-charge. Work to be completed in all respects.
280.00 | Street lighting, integral flame proof well glass fixture (CMIFR approved for Zone-1/2 gas group IIA & IIB) with 72 W LED luminaire with flame proof control gear/JB (Model no. WG-1240 of Sudhir make or equivalent) | 25.00 | Nos. |  | 288.00 | 7200.00 | Not Quoted | Not Quoted | 2000.00 | 50000.00 | 900.00 | 22500.00 | Not Quoted | Not Quoted | 2000.00 | 50000.00 | 7200.00 | M/s. JYOTI SARUP MITTAL
281.00 | Integral flame proof Flood Light fixture (CMIFR approved for Zone-1/2 gas group IIA & IIB) with 72 W LED luminaire with flame proof control gear/JB (Model no. WG-1240 of Sudhir make or equivalent) | 4.00 | Nos. |  | 288.00 | 1152.00 | Not Quoted | Not Quoted | 2000.00 | 8000.00 | 900.00 | 3600.00 | Not Quoted | Not Quoted | 2000.00 | 8000.00 | 1152.00 | M/s. JYOTI SARUP MITTAL
282.00 | Underlights for the canopy as specified including lighting fixture flame proof enclosure for Bulk Head Fitting(CRS-1273, 1 x LED, 90W)of Sudhir make or equivalent, juction boxes etc. as requried. | 20.00 | Nos. |  | 288.00 | 5760.00 | Not Quoted | Not Quoted | 2000.00 | 40000.00 | 900.00 | 18000.00 | Not Quoted | Not Quoted | 2000.00 | 40000.00 | 5760.00 | M/s. JYOTI SARUP MITTAL
283.00 | Street lighting pole 6mtr high GI octagonal pole (Type BOP-6030 of Bajaj make or equivalent) complete with bracket, GI clamps for fixing flame proof control gear box as per standard drawing (MEC/SD/05/E9/77/04) & specification (MEC/TS/05/E9/077B). | 25.00 | Nos. |  | 3450.00 | 86250.00 | Not Quoted | Not Quoted | 3000.00 | 75000.00 | 2700.00 | 67500.00 | Not Quoted | Not Quoted | 2000.00 | 50000.00 | 50000.00 | M/S JAI MAA CONSTRUCTIONS
284.00 | Air Conditioners
285.00 | Erection, testing & Commissioning of latest model (5 stars BEE certified ,Inverter AC) 2.0 T split AC complete with remote, MS Stand for outdoor unit etc. | 4.00 | Nos. |  | 2875.00 | 11500.00 | Not Quoted | Not Quoted | 15000.00 | 60000.00 | 2250.00 | 9000.00 | Not Quoted | Not Quoted | 25000.00 | 100000.00 | 9000.00 | RGI ENTERPRISES
286.00 | Erection, testing & Commissioning of Flame Proof Welding Socket including structure,Civil Foundation and hardware etc complete in all respect.
287.00 | Flame proof type 63 Amp. Welding socket | 1.00 | No. |  | 345.00 | 345.00 | Not Quoted | Not Quoted | 2000.00 | 2000.00 | 675.00 | 675.00 | Not Quoted | Not Quoted | 500.00 | 500.00 | 345.00 | M/s. JYOTI SARUP MITTAL
288.00 | UPVC Pipe
289.00 | Erection, testing & Commissioning of UPVC Pipes in required length for fixing on steel, concrete or similar sructure, laid in trenches, ready to be buried in concrete including cutting, threading, bending and similar works, installation of clamps, small iron structures, spacers, seats, plugs, bushings etc. and all other materials as per approved drawings and directions of Engineer-In-Charge.
290.00 | 50 mm NB | 100.00 | Mtrs. |  | 100.00 | 10000.00 | Not Quoted | Not Quoted | 50.00 | 5000.00 | 45.00 | 4500.00 | Not Quoted | Not Quoted | 100.00 | 10000.00 | 4500.00 | RGI ENTERPRISES
291.00 | 100 mm NB | 200.00 | Mtrs. |  | 200.00 | 40000.00 | Not Quoted | Not Quoted | 50.00 | 10000.00 | 45.00 | 9000.00 | Not Quoted | Not Quoted | 100.00 | 20000.00 | 9000.00 | RGI ENTERPRISES
292.00 | 200 mm NB | 100.00 | Mtrs. |  | 300.00 | 30000.00 | Not Quoted | Not Quoted | 50.00 | 5000.00 | 90.00 | 9000.00 | Not Quoted | Not Quoted | 100.00 | 10000.00 | 5000.00 | Sacheti Infratech Private Limited
293.00 | Cable Tray
294.00 | Erection, testing & Commissioning of Hot Dip Galvanized Perforated Type, 50mm height, 2.5 mm thick sheet steel & galvanized (86 microns) cable trays (as per IS 2629) of required sizes including tray cover, bends, tee, crosses, horizontal and vertical splices , structural support(suitable for three/four tier),hardware,civil work etc,complete in all respect.
295.00 | 50mm wide | 50.00 | Mtrs. |  | 58.00 | 2900.00 | Not Quoted | Not Quoted | 200.00 | 10000.00 | 45.00 | 2250.00 | Not Quoted | Not Quoted | 100.00 | 5000.00 | 2250.00 | RGI ENTERPRISES
296.00 | 150mm wide | 50.00 | Mtrs. |  | 92.00 | 4600.00 | Not Quoted | Not Quoted | 200.00 | 10000.00 | 90.00 | 4500.00 | Not Quoted | Not Quoted | 100.00 | 5000.00 | 4500.00 | RGI ENTERPRISES
297.00 | 300mm wide | 50.00 | Mtrs. |  | 127.00 | 6350.00 | Not Quoted | Not Quoted | 200.00 | 10000.00 | 135.00 | 6750.00 | Not Quoted | Not Quoted | 100.00 | 5000.00 | 5000.00 | M/S JAI MAA CONSTRUCTIONS
298.00 | Erection Material
299.00 | Installation of MS base frame support for switch gear and bracket for misc. electrical equipment, cable and cable tray support out of roled MS section,pipes,plates etc including welding, bolting, reveting, installation of necessary anchor bolts and grouting etc, applying one coat of anti rust primer, two finish coats of approved synthetic enamel paints including bracking walls, floors etc for structure as required including all GI hardware materials including all labour and materials complete as required and the direction of Engineer-in-charge. | 1.00 | Lot |  | 5750.00 | 5750.00 | Not Quoted | Not Quoted | 15000.00 | 15000.00 | 9000.00 | 9000.00 | Not Quoted | Not Quoted | 100000.00 | 100000.00 | 5750.00 | M/s. JYOTI SARUP MITTAL
300.00 | Safety Items
301.00 | Installation of the following including the necessary clamp, bolts, rawl plugs etc. breaking and making good of walls, if required , and including all labour and materials complete as per directions of Engineer-In-Charge, applicable standards and Indian Electricity rules.
302.00 | Shock hazard charts complete with frame and glass | 2.00 | Nos. |  | 288.00 | 576.00 | Not Quoted | Not Quoted | 1000.00 | 2000.00 | 360.00 | 720.00 | Not Quoted | Not Quoted | 1000.00 | 2000.00 | 576.00 | M/s. JYOTI SARUP MITTAL
303.00 | First Aid Boxes | 1.00 | Nos. |  | 115.00 | 115.00 | Not Quoted | Not Quoted | 1000.00 | 1000.00 | 360.00 | 360.00 | Not Quoted | Not Quoted | 1000.00 | 1000.00 | 115.00 | M/s. JYOTI SARUP MITTAL
304.00 | Carbon-di-oxide(CO2) type fire extinguisher 4.5 Kg capacity Complete with gunmetal valve conforming to IS : 3224 With ISI mark , Discharge horn with bend & wall fixing Bracket, stand etc With Mfg. Test certificate. | 2.00 | Nos. |  | 288.00 | 576.00 | Not Quoted | Not Quoted | 2000.00 | 4000.00 | 495.00 | 990.00 | Not Quoted | Not Quoted | 1000.00 | 2000.00 | 576.00 | M/s. JYOTI SARUP MITTAL
305.00 | Caution boards including necessary clamps, bolts and other hardware. | 2.00 | Nos. |  | 288.00 | 576.00 | Not Quoted | Not Quoted | 1000.00 | 2000.00 | 450.00 | 900.00 | Not Quoted | Not Quoted | 1000.00 | 2000.00 | 576.00 | M/s. JYOTI SARUP MITTAL
306.00 | As built Single Line Diagram complete with frame and glass including hardware etc. | 1.00 | Nos. |  | 575.00 | 575.00 | Not Quoted | Not Quoted | 1000.00 | 1000.00 | 405.00 | 405.00 | Not Quoted | Not Quoted | 1000.00 | 1000.00 | 405.00 | RGI ENTERPRISES
307.00 | Insulating Mats
308.00 | Laying of Insulating Mats 11kV grade (as per IS:15652 - 2006) of 1000mm width, required for maintenance of electrical equipment in substation as required including cutting to required shape in running length and including all labour and materials etc. complete and as per directions of Engineer-In-Charge as per applicable Indian or International standards and Indian Electricity Rules.
309.00 | 11 KV grade of 2.5 mm thick | 20.00 | Mtrs. |  | 230.00 | 4600.00 | Not Quoted | Not Quoted | 1000.00 | 20000.00 | 225.00 | 4500.00 | Not Quoted | Not Quoted | 100.00 | 2000.00 | 2000.00 | M/S JAI MAA CONSTRUCTIONS
310.00 | Erection, testing & Commissioning of point wiring as per details in construction drawing & specification includes PVC conduits in ceiling, complete wiring including Wiring for main/ submain from DBs to switchboard and from switchboard to light/power points with 6/4/2.5/1.5 sq.mm. FR PVC insulated copper conductor multi starnd wire in PVC conduit in recess/ trench as required, switch boxes & switches (ANCHOR ROMA make or equivalent) for following items-
311.00 | Surface/ recess mounted LED light fixrure with LED lamp (type LCTL-36 -CDL of CG make or equivalent). | 12.00 | Nos. |  | 230.00 | 2760.00 | Not Quoted | Not Quoted | 2000.00 | 24000.00 | 450.00 | 5400.00 | Not Quoted | Not Quoted | 1000.00 | 12000.00 | 2760.00 | M/s. JYOTI SARUP MITTAL
312.00 | Surface/ recess mounted LED light fixrure with LED lamp (type LCTL-18 -CDL of CG make or equivalent). | 4.00 | Nos. |  | 230.00 | 920.00 | Not Quoted | Not Quoted | 2000.00 | 8000.00 | 450.00 | 1800.00 | Not Quoted | Not Quoted | 1000.00 | 4000.00 | 920.00 | M/s. JYOTI SARUP MITTAL
313.00 | Industrial Flame proof fluorescent lamp/LED fitting with lamp (type EXTL 240 of CG make or equivalent). | 2.00 | Nos. |  | 230.00 | 460.00 | Not Quoted | Not Quoted | 2000.00 | 4000.00 | 450.00 | 900.00 | Not Quoted | Not Quoted | 1000.00 | 2000.00 | 460.00 | M/s. JYOTI SARUP MITTAL
314.00 | Exhaust fan (Industrial type 300/450 mm) with louvers,950 rpm,55watt with flap. | 4.00 | Nos. |  | 230.00 | 920.00 | Not Quoted | Not Quoted | 2000.00 | 8000.00 | 450.00 | 1800.00 | Not Quoted | Not Quoted | 1000.00 | 4000.00 | 920.00 | M/s. JYOTI SARUP MITTAL
315.00 | Flame Proof (CMIFR approved) 12" Exhaust Fan.0.25HP motor,1440 rpm. (Preferred Make: Baliga, FCG, CGL, Prompt) | 2.00 | Nos. |  | 230.00 | 460.00 | Not Quoted | Not Quoted | 2000.00 | 4000.00 | 450.00 | 900.00 | Not Quoted | Not Quoted | 1000.00 | 2000.00 | 460.00 | M/s. JYOTI SARUP MITTAL
316.00 | Socket outlet (5/15 Amp combination) of ANCHOR ROMA make or equivalent | 10.00 | Nos. |  | 115.00 | 1150.00 | Not Quoted | Not Quoted | 2000.00 | 20000.00 | 360.00 | 3600.00 | Not Quoted | Not Quoted | 1000.00 | 10000.00 | 1150.00 | M/s. JYOTI SARUP MITTAL
317.00 | 20 Amp sheet steel enclosed industrial type socket with 20 Amp DP MCB for AC. | 4.00 | Nos. |  | 115.00 | 460.00 | Not Quoted | Not Quoted | 2000.00 | 8000.00 | 450.00 | 1800.00 | Not Quoted | Not Quoted | 1000.00 | 4000.00 | 460.00 | M/s. JYOTI SARUP MITTAL
318.00 | Ceiling fan with electronic regulator ( Energy efficent, 50W, 1200 mm sweep) | 3.00 | Nos. |  | 172.00 | 516.00 | Not Quoted | Not Quoted | 2000.00 | 6000.00 | 450.00 | 1350.00 | Not Quoted | Not Quoted | 1000.00 | 3000.00 | 516.00 | M/s. JYOTI SARUP MITTAL
319.00 | Wall mounted fan with electronic regulator ( Energy efficent, 50W,) etc complete in all respect for wall mounting | 4.00 | Nos. |  | 173.00 | 692.00 | Not Quoted | Not Quoted | 2000.00 | 8000.00 | 450.00 | 1800.00 | Not Quoted | Not Quoted | 1000.00 | 4000.00 | 692.00 | M/s. JYOTI SARUP MITTAL
320.00 | Wall mounted fixture above Mirror/Wash basin of 10/15W LED etc complete in all respect. | 4.00 | Nos. |  | 115.00 | 460.00 | Not Quoted | Not Quoted | 2000.00 | 8000.00 | 270.00 | 1080.00 | Not Quoted | Not Quoted | 1000.00 | 4000.00 | 460.00 | M/s. JYOTI SARUP MITTAL
321.00 | SOLAR SYSTEM FOR OUTDOOR EMERGENCY LIGHTING
322.00 | Erection, testing & Commissioning of Solar Street lighting system complete with GI pole and GI mounting bracket, control gear box, internal cable from fitting to junction box, and 15W LED fixture (Fixtures Bajaj Make or equvalent and Battery make Exide, Amron etc), three days battery backup with solar Module, earthing, electronics, dusk-dawn operation etc including pipe inserts for cables and connecting work and commissioning spares as required, with all material and labour as per specifications, drawings and instruction of Engineer-in-charge. Nominal height of GI pole shall be 6m. Work to be completed in all respects. | 2.00 | Set |  | 5000.00 | 10000.00 | Not Quoted | Not Quoted | 5000.00 | 10000.00 | 9000.00 | 18000.00 | Not Quoted | Not Quoted | 25000.00 | 50000.00 | 10000.00 | M/s. JYOTI SARUP MITTAL, Sacheti Infratech Private Limited
323.00 | ELECTRICAL ACCESSORIES
324.00 | Installation of electrical accessories including, cable tags, cable tie ,Flexible pvc conduit,cable marker, nickle plated lugs, double compressed brass cable glands,brass adaptar/reducers/nipples, fixing of metallic anchor fasteners for supporting of cable trays including all labour and materials complete as required and as per directions of Engineer-In-Charge. | 1.00 | Lot |  | 5750.00 | 5750.00 | Not Quoted | Not Quoted | 15000.00 | 15000.00 | 2250.00 | 2250.00 | Not Quoted | Not Quoted | 10000.00 | 10000.00 | 2250.00 | RGI ENTERPRISES
325.00 | Telephone & LAN
326.00 | Erection, testing & Commissioning of telephone sockets (Piano reed Type) in recess PVC conduit including PVC conduit,telephone socket,cable,accessories etc as required. | 6.00 | Nos. |  | 230.00 | 1380.00 | Not Quoted | Not Quoted | 1000.00 | 6000.00 | 90.00 | 540.00 | Not Quoted | Not Quoted | 100.00 | 600.00 | 540.00 | RGI ENTERPRISES
327.00 | Erection, testing & Commissioning of LAN sockets in recess PVC conduit including PVC conduit,telephone socket,cable,accessories etc as required. | 6.00 | Nos. |  | 230.00 | 1380.00 | Not Quoted | Not Quoted | 1000.00 | 6000.00 | 135.00 | 810.00 | Not Quoted | Not Quoted | 100.00 | 600.00 | 600.00 | M/S JAI MAA CONSTRUCTIONS
328.00 | Laying of 2 pairs,0.61mm, Telephone Cable/Wire, including accessories etc as required. | 50.00 | Mtrs. |  | 12.00 | 600.00 | Not Quoted | Not Quoted | 50.00 | 2500.00 | 23.00 | 1150.00 | Not Quoted | Not Quoted | 100.00 | 5000.00 | 600.00 | M/s. JYOTI SARUP MITTAL
329.00 | Laying of UTP cable (CAT 6), Make : D Link/Amp/Lucent | 50.00 | Mtrs. |  | 18.00 | 900.00 | Not Quoted | Not Quoted | 50.00 | 2500.00 | 18.00 | 900.00 | Not Quoted | Not Quoted | 100.00 | 5000.00 | 900.00 | RGI ENTERPRISES, M/s. JYOTI SARUP MITTAL
330.00 | Erection, testing & Commissioning of Main Distribution Frame - 12 pair | 1.00 | No. |  | 288.00 | 288.00 | Not Quoted | Not Quoted | 1000.00 | 1000.00 | 900.00 | 900.00 | Not Quoted | Not Quoted | 100.00 | 100.00 | 100.00 | M/S JAI MAA CONSTRUCTIONS
331.00 | Erection, testing & Commissioning of LAN switch with single incomer and min 10-port out going port complete in all respect. | 1.00 | No. |  | 288.00 | 288.00 | Not Quoted | Not Quoted | 1000.00 | 1000.00 | 1800.00 | 1800.00 | Not Quoted | Not Quoted | 100.00 | 100.00 | 100.00 | M/S JAI MAA CONSTRUCTIONS
332.00 | Construction of Cable pit with pit cover (SFRC cover HD-20 of IS-12592) including civil works repair, concrete wall/brick wall & its materials, cable conduits interface & its water sealing, cable support structure including all labour and materials complete in all aspect as per approved drawings and directions of Engineer-In-Charge.
333.00 | 500X500(of inside clearance)X 600(Depth) | 10.00 | Nos. |  | 1000.00 | 10000.00 | Not Quoted | Not Quoted | 8000.00 | 80000.00 | 1350.00 | 13500.00 | Not Quoted | Not Quoted | 5000.00 | 50000.00 | 10000.00 | M/s. JYOTI SARUP MITTAL
334.00 | 750X750(of inside clearance)X800(Depth) | 4.00 | Nos. |  | 2000.00 | 8000.00 | Not Quoted | Not Quoted | 12000.00 | 48000.00 | 1620.00 | 6480.00 | Not Quoted | Not Quoted | 5000.00 | 20000.00 | 6480.00 | RGI ENTERPRISES
335.00 | 1000X1000(of inside clearance)X1000(Depth) | 2.00 | Nos. |  | 3000.00 | 6000.00 | Not Quoted | Not Quoted | 15000.00 | 30000.00 | 1890.00 | 3780.00 | Not Quoted | Not Quoted | 5000.00 | 10000.00 | 3780.00 | RGI ENTERPRISES
336.00 | DISTRIBUTION TRANSFORMER
337.00 | Erection, testing & Commissioning of 11 kv/433 V outdoor type, 3Ph, 50Hz, copper wound, Dyn11, ONAN distribution transformer r with off-load tap changer complete with all accessories as per REC specification 11/1976 and/or IS 2026/1180. and latest amendments there of and first oil filled. Termination arrangement for HV side : HT bushing & LV side Cable end box/Terminal box of following rating (Make of Transformer shall be approved from State Electricity Board/MECON.)
338.00 | 125KVA | 1.00 | No. |  | 30000.00 | 30000.00 | Not Quoted | Not Quoted | 50000.00 | 50000.00 | 36000.00 | 36000.00 | Not Quoted | Not Quoted | 100000.00 | 100000.00 | 30000.00 | M/s. JYOTI SARUP MITTAL
339.00 | Erection, testing & Commissioning of all the items listed below, all miscellaneous materials etc as required to complete the HT & LT installation as per the tender. (All electrical equipments shall be approved from State Electricity Board/MECON.)
340.00 | Double pole Structure with MS joist ISMB 200 x 100 mm, 9 m long complete with 100 x 50 mm MS channels of required length and size ; 11 kV 3 Ph. horizontal Gang operated Air Break switch, DO fuse, lightning arrestors of suitable ampere rating;pin insulators, disc insulators, operating rod, handle, locking arrangement, copper wire for jumper connection, stay set complete with all accessories etc as required inclusive of paint (two coats of primer & two coats of final aluminum paint) and concrete foundation.It shall be complete in all respect as per Mecon/SEB std. | 1.00 | Set |  | 5750.00 | 5750.00 | Not Quoted | Not Quoted | 25000.00 | 25000.00 | 7200.00 | 7200.00 | Not Quoted | Not Quoted | 10000.00 | 10000.00 | 5750.00 | M/s. JYOTI SARUP MITTAL
341.00 | 11 kV, ACSR weasel conductor, insulator, cross arms, all necessary hardware as required for stringing between State Electricity Board Double pole and consumer double pole structures. | 90.00 | Mtrs. |  | 173.00 | 15570.00 | Not Quoted | Not Quoted | 100.00 | 9000.00 | 36.00 | 3240.00 | Not Quoted | Not Quoted | 200.00 | 18000.00 | 3240.00 | RGI ENTERPRISES
342.00 | Chain link fencing of (height 2.5 m) for the sub station area with ISA 50 x 50 x 6 mm angle and 4 mm thick welded wire mesh and 1 no. gate ( 3x3 mtr.) complete with all material, welding and labour etc (20 mtrs/set)/ As per SEB std. | 1.00 | Set |  | 500.00 | 500.00 | Not Quoted | Not Quoted | 10000.00 | 10000.00 | 12600.00 | 12600.00 | Not Quoted | Not Quoted | 25000.00 | 25000.00 | 500.00 | M/s. JYOTI SARUP MITTAL
343.00 | 40 mm blue granite metal for spreading in the fenced area . | 13.00 | M3 |  | 200.00 | 2600.00 | Not Quoted | Not Quoted | 1000.00 | 13000.00 | 270.00 | 3510.00 | Not Quoted | Not Quoted | 1000.00 | 13000.00 | 2600.00 | M/s. JYOTI SARUP MITTAL
344.00 | GAS GENERATOR SET
345.00 | Erection, testing & Commissioning of Min 58.5 to 63KVA KVA Prime Power Gas Genset including AMF Panel with auto start/stop through Pressure transmitter switch as well as through grid failure with MCCB of suitable rating, suitable size of Power & Control cables, hook-up Pipe (Approx. length 50Mts.) from existing BOG management skid of pressure range 1-2 bar, Metering, PRV, Piping, dial Pressure Gauge, Flanges, etc with Ethernet communication& Latest CPCB norms as applicable during supply of equipment complete in all respect suitable for Greenfield LNG station. | 1.00 | Set |  | 20000.00 | 20000.00 | Not Quoted | Not Quoted | 50000.00 | 50000.00 | 45000.00 | 45000.00 | Not Quoted | Not Quoted | 200000.00 | 200000.00 | 20000.00 | M/s. JYOTI SARUP MITTAL
346.00 | All works relating to statutory approvals of the installation from competent authority like Electrical Inspectorate, CEA, DGMS, SEB etc. including carrying out of all required modifications in design / Manufacturer / Installation to meet the requirement of Indian Electricity rules and other statutory regulations in force, carrying out necessary paper work and liasion with the authorities to obtain all necessary clearances for charging of installation as per relevant national standards for LNG station. However the official fees towards the approvals shall be reimbursed by the client. | 1.00 | Lumpsum |  | 1500000.00 | 1500000.00 | Not Quoted | Not Quoted | 200000.00 | 200000.00 | 90000.00 | 90000.00 | Not Quoted | Not Quoted | 100000.00 | 100000.00 | 90000.00 | RGI ENTERPRISES
347.00 | Kindly quote in Percentage in M column on total Estimate Amount of Percentage part (Civil Work SOR Part -A (item CIV-01 to CIV -48) refer sheet -1. Note: Bidders shall quote percentage in plus ( '+ ') or minus (' - ') in column M by which total estimated price in the Sheet1 shall be increased or decreased to arrive at bidder‘s quoted price (excluding GST) for Sheet1. Bidder's quoted item rates shall be arrived by applying offered percentage on estimated rates of all BoQ items given in Sheet1. | 1.00 | Lumpsum | 35226900.00 | .01 | 35536896.72 | Not Quoted | Not Quoted | 0.00 | 35226900.00 | -.15 | 29942865.00 | Not Quoted | Not Quoted | .03 | 36283707.00 | 29942865.00 | RGI ENTERPRISES
| Total in Figures |  |  |  |  | 65024768.72 |  |  |  | 56887100.00 |  | 54800645.00 |  |  |  | 73622037.00
Lowest Amount Quoted BY: RGI ENTERPRISES(54800645.00)

## BoQ2
Government eProcurement System Created By: VAIDANT KUMAR BAIRWA Created Date/Time: 24-Apr-2025 04:15 PM Tender Title: CIVIL CONSTRUCTION WORK INCLUDING ELECTRICAL AND FIREFIGHTING WORKS FOR LNG STORAGE AND LNG DISPENSING FACILITIES Tender ID: 2025_GAIL_224483_1
Tender Inviting Authority: Owner: GAIL (India) LIMITED.; EPMC- MECON Ltd.
Name of Work: CIVIL CONSTRUCTION WORK INCLUDING ELECTRICAL AND FIREFIGHTING WORKS FOR LNG STORAGE & LNG DISPENSING FACILITIES
Tender No: 05/51/E/0030/GAIL/001-iv-01 (Tender ID: 2025_GAIL_224483_1)
SCHEDULE OF WORK / ITEM(S)
Sl.No | Description of Work / Item(s) | No.of Qty | Units | Estimated Rate | M/s. JYOTI SARUP MITTAL (GSTN-07AAAFJ3400H2ZW) BID ID -819965 |  | ENTECK TRADE LINK (GSTN-09AABFE5739M1Z0) BID ID -820339 |  | Sacheti Infratech Private Limited (GSTN-NA) BID ID -820327 |  | RGI ENTERPRISES (GSTN-NA) BID ID -816410 |  | SANJIV SAHAI SHARMA (GSTN-NA) BID ID -820171 |  | M/S JAI MAA CONSTRUCTIONS (GSTN-NA) BID ID -820404
[5 empty] | Rate | Amount | Rate | Amount | Rate | Amount | Rate | Amount | Rate | Amount | Rate | Amount | L1 Amount | L1 Vendor
1.00 | Part II- STEEL STRUCTURAL WORKS
2.00 | Canopy in Structural Steel Supply, fabrication, erection and handing over of structural steel fabricated canopy [steel structures tentative weight @ 85 Kg/Sqm] with 0.6mm thick Zincalume/galvalume colour coated steel sheets for roof sheeting as per specification, including 0.6mm thk. cold rolled colour coated steel profile sheet of Trac (150F) Pre-Coated Steel false ceiling system, with powder coated finishes as per manufacturers instruction and specification, facia, flashings, Rain Water Pipe, electrical cable pipe & Gutter, including surface preparation by mechanical cleaning including application of one coat of Zinc phosphate primer of DFT 35 microns at shop, second coat of Zinc phosphate primer of DFT 35 microns at site after erection and two coats of finishing paint of synthetic enamel of DFT 25 microns each per coat at site (Total DFT 120 microns). The work is to be completed in all respect as per technical specification of Canopy, scope of work, detailed construction drawings and directions of the Engineer-in-charge. (rectangular plan area shall be considered for measurement) 1. The tentative weight of structural steel shall be 85 kg/m2 (only weight of Steel structures elements excluding sheeting and false ceiling) of canopy area. A variation of +/- 15% of structural steel weight shall be deemed included in the item. Any increase/decrease beyond this limit shall attract payment/deduction @ Rs. 80000/- per Tonne. 2. Rate to include cost of all labour, tools, tackles, equipment, hire charges, supply of all materials such as structural steel, purlins, nuts, bolts, washers, screws, seals, wire ropes, roof sheeting, flashing, fitting and fixtures, false ceiling system, gutter, rain water pipes, electrical cable pipe and bends, electrodes, edge colour coated sheets (for signage works), primer, paint and all consumables etc. with all bye works and sundry works complete in all respect. 3. Rate to exclude cost of electrical wiring for under lights and Signage works, supply & fixing of all electrical fixtures/materials, signage works & Civil Foundation. | 200.00 | SQM |  | Not Quoted | Not Quoted | Not Quoted | Not Quoted | 11500.00 | 2300000.00 | Not Quoted | Not Quoted | 12300.00 | 2460000.00 | Not Quoted | Not Quoted | 2300000.00 | Sacheti Infratech Private Limited
3.00 | Supply, fabrication & erection of Steel structure Supplying, Fabricating & Erecting in position steel structures fabricated from MS rolled section conforming to IS:2062 and/or from pipes conforming to IS:1161 for cascade supporting structures, loading/unloading platform, Cat Ladder, handrails, hoardings for signages, LCV stand, MS channel drain covers, column, rafter, purlins, runners, bracings, beam for monorail, etc. or any other structures required as per constructon drawings for completion of works, including surface preparation, painting as per specification, including loading, transportation and unloading delivery at erection site of all fabricated structures, storage and handling at site, site assembly and finally erection of structures at appropriate location, alignment and welding of all structures true to line, level, plumb and dimension. The work shall be completed in all respect as per drawings, technical specification and direction of the Engineer-in-Charge. (The cost & weight of MS bolts and nuts (permanent and service), washers, electrodes, putty, gases, shims, packs, cost of straightening of raw materials, Built up section at any shape, cutting of flats from plates and providing splices, paints, tools, plants, testing of materials, etc and all other consumables as required for the work shall be deemed to be included in the quoted rates.) | 15000.00 | KG |  | Not Quoted | Not Quoted | Not Quoted | Not Quoted | 100.00 | 1500000.00 | Not Quoted | Not Quoted | 105.00 | 1575000.00 | Not Quoted | Not Quoted | 1500000.00 | Sacheti Infratech Private Limited
4.00 | Supply and erection of Zincalume high tensile colour coated sheet on roof and sides: Supply and erection of 0.5mm TCT zincalume high tensile colour coated steel sheets (fy=550MPa) conforming to IS:15961 having trapezoidal profile with a cover width of 930-1020 mm and 28-32 mm deep crest at pitch of 186-250mmc/c with minimum two ribs at centre for stiffening. with zincalume coating 150gsm. The sheet shall have a total coating thickness of 35 micron,super durable polyester colorbond XRW quality paint system of 20 microns on exposed surface and 5 micron reverse polyester coat on back surface over 5 micron primer coat on both side surface as per IS:15965. The paint system should have stable resin & inorganic pigments for paint durability and lead free for water harvesting The sheet shall have anti-capillary groove to avoid any seepage of water through lateral over lap, compatible flashing, Trims, ridge panel and fixtures, accessories, sealing tape etc., including transportation and delivery at site, storage and handling at site, cutting and bending of sheets to required shapes and sizes and erecting them on roof and sides using self-drilling, self-tapping fasteners which shall be hot dip galvanized with Xylon coated with EPDM Seals conforming to AS: 3566 class 3 at proper position. Roof sheet shall be laid in colours as per approved colours scheme. All works shall be completed in all respect as per specification, scope and description of works and as per direction of the Engineer-In-Charge. Mode of measurement shall be total covering area of sheeting. Lapping of sheets, ridges and flashes shall not be paid extra. (Only net laid area to be measured for payment) | 80.00 | SQM |  | Not Quoted | Not Quoted | Not Quoted | Not Quoted | 1500.00 | 120000.00 | Not Quoted | Not Quoted | 290.00 | 23200.00 | Not Quoted | Not Quoted | 23200.00 | SANJIV SAHAI SHARMA
5.00 | Supply, fabrication & erection of MS Gate Supply, fabrication and fixing in position steel entrance gate (as per the design shown in the tender drawing) supply of raw materials, transportation and delivery at site, unloading, storage and handling at site, site assembly and finally erection at appropriate locations. gates shall be fabricated out of channel and Sq Bar with all fixtures like MS Pivot, M.S sheet boxing ,locking arrangement, MS tower bolts, gate stopper, hold fast, MS wheel with ball bearing , MS tee bend to shape and embedded in the road surface for gate opening track , etc. including painting as per specification. The work is to be completed in all respect as per drawings and techanical specification and direction of the Engineer-in-Charge. a) 5.5m clear opening width of gate in two panels | 2.00 | No. |  | Not Quoted | Not Quoted | Not Quoted | Not Quoted | 60000.00 | 120000.00 | Not Quoted | Not Quoted | 90000.00 | 180000.00 | Not Quoted | Not Quoted | 120000.00 | Sacheti Infratech Private Limited
6.00 | Providing and Fixing Fencing Structure Supplying, fabricating & fixing of steel structural fencing fabricated from pipes conforming to IS:1161 and plates conforming to IS:2062 & fixing of GI weldmesh made from 3mm GI wire @ 75 mm bothways to structural steel frame by means of welding/bolting, including surface prepartion by mechanical claening including application of two coats of approved quality of synthetic enamel paint over a two coat of primer in approved shade including loading, transportation and unloading delivery at erection site, of all fabricated structures ,storage and handling at site, site assembly and finally erection of structures at appropriate location, alignment and welding of all structures true to line, level, plumb and dimension including making pokets & pouring with PCC (1:2:4) in of block 500x500x500 for fixing of posts etc complete as per drawing, technical specifications,scope of works and directions of the Engineer-In-Charge. a) Fencing height 2.1m | 55.00 | M |  | Not Quoted | Not Quoted | Not Quoted | Not Quoted | 4000.00 | 220000.00 | Not Quoted | Not Quoted | 4600.00 | 253000.00 | Not Quoted | Not Quoted | 220000.00 | Sacheti Infratech Private Limited
7.00 | Providing and Fixing Fencing Gates Supply, fabrication & fixing of fencing gates fabricated from pipes conforming to IS:1161, plates conforming to IS:2062 & fixing of GI weldmesh made from 3mm GI wire @ 75 mm bothways to structural steel frame by means of welding/bolting, locking arrangement, etc., including surface prepartion by mechanical claening including application of two coats of approved quality of synthetic enamel paint over two coats of primer in approved shade including loading, transportation and unloading delivery at erection site of all fabricated structures, storage and handling at site, site assembly and finally erection of structures at appropriate location, alignment and welding of all structures true to line, level, plumb and dimension including making pokets & pouring with PCC (1:2:4) in block of size 500x500x500mm for fixing of posts etc. complete as per drawings, technical specifications, scope of works and directions of the Engineer-In-Charge. a) 2m Wide x 2.1m High | 1.00 | No. |  | Not Quoted | Not Quoted | Not Quoted | Not Quoted | 45000.00 | 45000.00 | Not Quoted | Not Quoted | 46000.00 | 46000.00 | Not Quoted | Not Quoted | 45000.00 | Sacheti Infratech Private Limited
8.00 | Providing and fixing chequered plate covers Providing and fixing chequered plate in panel over cable trench, man hole cover & over steel structure platform including cutting, welding of stiffners, hoisting, fixing in position, and applying two or more coats of approved quality synthetic enamel over a priming coat of approved colour etc. complete as per scope, detailed drawings, technical specifications and directions of the Engineer-In-Charge. | 1900.00 | KG |  | Not Quoted | Not Quoted | Not Quoted | Not Quoted | 100.00 | 190000.00 | Not Quoted | Not Quoted | 105.00 | 199500.00 | Not Quoted | Not Quoted | 190000.00 | Sacheti Infratech Private Limited
9.00 | Providing and fixing safety guard Providing and fixing safety guard with 80 mm heavy duty G.I. Pipe (size 600 deep and 500 width inside) grouted with ready mix high strength grout mortar of approved manufacturer and painted with approved quality paint as per scope of work, detailed construction drawings, technical specifications and directions of Engineer-In-Charge. | 12.00 | No. |  | Not Quoted | Not Quoted | Not Quoted | Not Quoted | 5000.00 | 60000.00 | Not Quoted | Not Quoted | 7300.00 | 87600.00 | Not Quoted | Not Quoted | 60000.00 | Sacheti Infratech Private Limited
10.00 | Part III- Fire Protection System
11.00 | PLANT PIPING (ABOVEGROUND) SUPPLY, FABRICATION, ERECTION, INSTALLATION, PAINTING AND TESTING OF PIPING :
12.00 | SUPPLY OF PIPES: Complete work of supply of ERW pipes with fittings, Flanges etc., including all taxes, duties, transportation and inspection charges but not limited to, the following items in accordance with relevant specifications , drawings, specification and instructions of Engineer-in-charge and as per all provisions of the CONTRACT DOCUMENT.
13.00 | FABRICATION, ERECTION, INSTALLATION, PAINTING AND TESTING OF Above Ground pipes: Receiving and taking over / handling of all supplied materials from Contractor's / Owner's designated place(s), transportation including loading, unloading, handling from Contractor's /Owner's designated place(s) to Contractor's own stock yard(s)/ work site(s)/ work shop(s) including arranging all necessary storage area(s) thereof, as required; supply of all balance materials (except supply of those specified subsequently in SOR), equipment, consumables as defined in Contractor's scope of supply and their transportation to the work site(s); performing all above ground piping fabrication works including cutting,edge preparation (inclusive of grinding the edges of pipes, fittings etc. to match with the matching edges of uneven/ different thickness wherever required) including, fit up, bending, pre-heating wherever required, welding, threading etc.; fabrication of fittings like miter bends, tees, reducers etc other than those in the scope of contractor and erection of the same, erection of pipes of all types and thickness over sleepers, overhead on racks and at all elevations; hook-up with, existing header, equipments etc, fittings of all sizes i.e.elbows, reducers, tees, 'blind flanges, including fixing of all types of gaskets , bolts, studs and nuts of all sizes; cleaning and flushing, carrying out hydrostatic test at 15 kg/cm2 (g) (minimum 1.50 times the design pressure) ,carrying out 10% non-destructive testing of each size such as radiography by gamma ray, magnetic particle, liquid penetration etc., pre-commissioning and commissioning; surface preparation, primer, painting complete of pipeline with fittings as per MECON painting specification no. MEC/S/05/21/07, Painting to be done by spray only, clean-up and restoration of site, preparation of as built drawings, documents and project records; transportation of surplus free issue materials to Owner's designated place(s); completing all works in all respects as per the AFC drawings, specifications, standards and other provisions of Contract and instruction of Engineer-in-Charge. Supply of paints, solvents and primers , preparation of surfaces by sand/grit blasting using one of the abrasives and application of Zinc Ethyl Silicate Primer (P1- One coat @ 75 microns DFT / coat), Two pack epoxy – polyamid mio Intermediate / undercoat paint (U1- One coat @ 100 microns DFT/coat minimum) and Two pack aliphatic acrylic polyurethane finish paint ( F2-Two Coats @ 40 microns DFT /coat minimum) suitable for normal corrosive painting environment as defined in contract document. Identification, lettering/ numbering, colour coding and colour bands as per Industry Quality Control manual etc. as specified including rub down and touch up of shop primer or scrapping of shop primer wherever required and providing of scaffolding for all heights, labour, materials, tools and tackles, consumables, supervision etc. to complete the work in all respect as per Specification, Drawings,Standards and instruction of Engineer-in-Charge. Painting shall be done by spray only.
14.00 | 10 INCH, IS: 3589,Thk.-7.1 mm | 20.00 | RM |  | Not Quoted | Not Quoted | Not Quoted | Not Quoted | 5000.00 | 100000.00 | Not Quoted | Not Quoted | 7800.00 | 156000.00 | Not Quoted | Not Quoted | 100000.00 | Sacheti Infratech Private Limited
15.00 | 8 INCH, IS: 3589,Thk.-6.3 mm | 30.00 | RM |  | Not Quoted | Not Quoted | Not Quoted | Not Quoted | 5000.00 | 150000.00 | Not Quoted | Not Quoted | 6600.00 | 198000.00 | Not Quoted | Not Quoted | 150000.00 | Sacheti Infratech Private Limited
16.00 | 6 INCH, IS: 1239,Thk.- Heavy | 120.00 | RM |  | Not Quoted | Not Quoted | Not Quoted | Not Quoted | 4000.00 | 480000.00 | Not Quoted | Not Quoted | 3900.00 | 468000.00 | Not Quoted | Not Quoted | 468000.00 | SANJIV SAHAI SHARMA
17.00 | 4 INCH, IS: 1239,Thk.- Heavy | 30.00 | RM |  | Not Quoted | Not Quoted | Not Quoted | Not Quoted | 3000.00 | 90000.00 | Not Quoted | Not Quoted | 3400.00 | 102000.00 | Not Quoted | Not Quoted | 90000.00 | Sacheti Infratech Private Limited
18.00 | 3 INCH, IS: 1239,Thk.- Heavy | 12.00 | RM |  | Not Quoted | Not Quoted | Not Quoted | Not Quoted | 3000.00 | 36000.00 | Not Quoted | Not Quoted | 2500.00 | 30000.00 | Not Quoted | Not Quoted | 30000.00 | SANJIV SAHAI SHARMA
19.00 | 2 INCH, IS: 1239,Thk.- Heavy | 12.00 | RM |  | Not Quoted | Not Quoted | Not Quoted | Not Quoted | 3000.00 | 36000.00 | Not Quoted | Not Quoted | 1600.00 | 19200.00 | Not Quoted | Not Quoted | 19200.00 | SANJIV SAHAI SHARMA
20.00 | 1 INCH, IS: 1239,Thk.- Heavy | 12.00 | RM |  | Not Quoted | Not Quoted | Not Quoted | Not Quoted | 3000.00 | 36000.00 | Not Quoted | Not Quoted | 1250.00 | 15000.00 | Not Quoted | Not Quoted | 15000.00 | SANJIV SAHAI SHARMA
21.00 | 3/4 INCH, IS: 1239,Thk.- Heavy | 6.00 | RM |  | Not Quoted | Not Quoted | Not Quoted | Not Quoted | 3000.00 | 18000.00 | Not Quoted | Not Quoted | 900.00 | 5400.00 | Not Quoted | Not Quoted | 5400.00 | SANJIV SAHAI SHARMA
22.00 | PLANT PIPING (UNDER GROUND) SUPPLY, FABRICATION, ERECTION, INSTALLATION, WRAPPING & COATING AND TESTING OF PIPING :
23.00 | SUPPLY OF PIPES: Complete work of supply of ERW pipes with fittings, flanges etc., including all taxes, duties, transportation and inspection charges but not limited to, the following items in accordance with relevant specifications indicated in scope of work indicated in SCC, drawings, specification and instructions of Engineer-in-charge and as per all provisions of the CONTRACT DOCUMENT.
24.00 | FABRICATION, ERECTION, INSTALLATION, PAINTING AND TESTING OF Under Ground pipes: Receiving and taking over of all Owner supplied materials from Owner's designated place(s) of issue, transportation including loading, unloading, handling from Owner's designated place(s) of issue to Contractor's own stock yard(s)/ work site(s)/ work shop(s) including arranging all necessary storage area(s) thereof, as required; supply of all balance materials (except those specified subsequently in SOR), equipment, consumables as defined in Contractor's scope of supply and their transportation to the work site(s); performing all under ground piping fabrication works including cutting,edge preparation (inclusive of grinding the edges of pipes, fittings etc. to match with the matching edges of uneven/ different thickness wherever required) including, fit up, bending, pre-heating wherever required, welding, threading /tapping etc.,; hook-up with, existing header, equipments etc, fittings of all sizes i.e.elbows, reducers, tees, 'blind flanges, including fixing of all types of gaskets , bolts, studs and nuts of all sizes;
25.00 | Cleaning and flushing, carrying out hydrostatic test at 15 kg/cm2 (g) (minimum 1.50 times the design pressure) ,carrying out 10% non-destructive testing of each size such as radiography by gamma ray, magnetic particle, liquid penetration etc., pre-commissioning and commissioning; clean-up and restoration of site, preparation of as built drawings, documents and project records; transportation of surplus free issue materials to Owner's designated place(s); completing all works in all respects as per the AFC drawings, specifications, standards and other provisions of Contract and instruction of Engineer-in-Charge. Job also includes trenching to all types of soil to specified depth, laying the already wrapped and coated pipes, back filling the trenches with available approved soil and also laying the pipes through hume pipes/culverts. Cost of wrapping as per IS: 10221 to be included in the cost including supply of wrapping materials. Cost of supply of hume pipes for road crossing also to be included.
26.00 | 8 INCH, IS: 3589,Thk.-6.3 mm,A33A, | 6.00 | RM |  | Not Quoted | Not Quoted | Not Quoted | Not Quoted | 8000.00 | 48000.00 | Not Quoted | Not Quoted | 8700.00 | 52200.00 | Not Quoted | Not Quoted | 48000.00 | Sacheti Infratech Private Limited
27.00 | 6 INCH, IS: 1239,Thk.- Heavy, A33A | 20.00 | RM |  | Not Quoted | Not Quoted | Not Quoted | Not Quoted | 6000.00 | 120000.00 | Not Quoted | Not Quoted | 4800.00 | 96000.00 | Not Quoted | Not Quoted | 96000.00 | SANJIV SAHAI SHARMA
28.00 | 4 INCH, IS: 1239,Thk.- Heavy, A33A | 6.00 | RM |  | Not Quoted | Not Quoted | Not Quoted | Not Quoted | 4000.00 | 24000.00 | Not Quoted | Not Quoted | 3700.00 | 22200.00 | Not Quoted | Not Quoted | 22200.00 | SANJIV SAHAI SHARMA
29.00 | SUPPLY AND ERECTION OF VALVES Complete work of supply & erection of valves including Design, Engineering, Manufacturing, Testing, Inspection, Packaging, Forwarding, Transportation to store, supply and erection of matching companion flanges, gaskets, fasteners, nuts & studs, etc. but not limited to, the following items in accordance with relevant specifications indicated in scope of work, drawings, specification and instructions of Engineer-in-charge and as per all provisions of the CONTRACT DOCUMENT.Handling including lifting and transportation from Owner's/ Contractor's own storage yard to work site and installation of all types of valve by bolting, threading or welding,including supply of gaskets, nuts & studs, etc. and insertion/ erection of the same on either side of flanged valve at all elevations of pipe sleepers, supports or overhead on racks, equipments nozzle, pumps & painting etc. supply of all consumables, manpower, equipment, etc. for completion of all works as per scope of work and as per drawings, specifications and instructions of Engineer-in-charge including servicing/ cleaning of valves wherever requried.
30.00 | Gate Valves as per details below:
31.00 | Size - 8 INCH, Rating - 150 | 1.00 | Nos. |  | Not Quoted | Not Quoted | Not Quoted | Not Quoted | 25000.00 | 25000.00 | Not Quoted | Not Quoted | 95000.00 | 95000.00 | Not Quoted | Not Quoted | 25000.00 | Sacheti Infratech Private Limited
32.00 | Size - 6 INCH, Rating - 150 | 2.00 | Nos. |  | Not Quoted | Not Quoted | Not Quoted | Not Quoted | 20000.00 | 40000.00 | Not Quoted | Not Quoted | 82000.00 | 164000.00 | Not Quoted | Not Quoted | 40000.00 | Sacheti Infratech Private Limited
33.00 | Size - 2 INCH, Rating - 150 | 1.00 | Nos. |  | Not Quoted | Not Quoted | Not Quoted | Not Quoted | 15000.00 | 15000.00 | Not Quoted | Not Quoted | 55000.00 | 55000.00 | Not Quoted | Not Quoted | 15000.00 | Sacheti Infratech Private Limited
34.00 | Tripple Offset Butterfly Valves as per details below:
35.00 | Size - 6 INCH, Rating - 150 | 6.00 | Nos. |  | Not Quoted | Not Quoted | Not Quoted | Not Quoted | 20000.00 | 120000.00 | Not Quoted | Not Quoted | 97000.00 | 582000.00 | Not Quoted | Not Quoted | 120000.00 | Sacheti Infratech Private Limited
36.00 | Size - 4 INCH, Rating - 150 | 5.00 | Nos. |  | Not Quoted | Not Quoted | Not Quoted | Not Quoted | 15000.00 | 75000.00 | Not Quoted | Not Quoted | 87000.00 | 435000.00 | Not Quoted | Not Quoted | 75000.00 | Sacheti Infratech Private Limited
37.00 | Ball Valves as per details below:
38.00 | Size - 2 INCH, Rating - 150 | 1.00 | Nos |  | Not Quoted | Not Quoted | Not Quoted | Not Quoted | 20000.00 | 20000.00 | Not Quoted | Not Quoted | 28000.00 | 28000.00 | Not Quoted | Not Quoted | 20000.00 | Sacheti Infratech Private Limited
39.00 | Size - 1 INCH, Rating - 150 | 2.00 | Nos |  | Not Quoted | Not Quoted | Not Quoted | Not Quoted | 15000.00 | 30000.00 | Not Quoted | Not Quoted | 13000.00 | 26000.00 | Not Quoted | Not Quoted | 26000.00 | SANJIV SAHAI SHARMA
40.00 | Size - 3/4 INCH, Rating - 150 | 5.00 | Nos |  | Not Quoted | Not Quoted | Not Quoted | Not Quoted | 15000.00 | 75000.00 | Not Quoted | Not Quoted | 8000.00 | 40000.00 | Not Quoted | Not Quoted | 40000.00 | SANJIV SAHAI SHARMA
41.00 | Size - 1/2 INCH, Rating - 150 | 2.00 | Nos |  | Not Quoted | Not Quoted | Not Quoted | Not Quoted | 10000.00 | 20000.00 | Not Quoted | Not Quoted | 7200.00 | 14400.00 | Not Quoted | Not Quoted | 14400.00 | SANJIV SAHAI SHARMA
42.00 | Non Return Valves as per details below
43.00 | Size - 6 INCH, Rating - 150 | 2.00 | Nos. |  | Not Quoted | Not Quoted | Not Quoted | Not Quoted | 25000.00 | 50000.00 | Not Quoted | Not Quoted | 75000.00 | 150000.00 | Not Quoted | Not Quoted | 50000.00 | Sacheti Infratech Private Limited
44.00 | Size - 2 INCH, Rating - 150 | 1.00 | Nos. |  | Not Quoted | Not Quoted | Not Quoted | Not Quoted | 20000.00 | 20000.00 | Not Quoted | Not Quoted | 22000.00 | 22000.00 | Not Quoted | Not Quoted | 20000.00 | Sacheti Infratech Private Limited
45.00 | Pressure Safety Valve (Max pressure=10 kg/cm2)
46.00 | Size - 6 INCH, Rating - 150 | 2.00 | Nos |  | Not Quoted | Not Quoted | Not Quoted | Not Quoted | 25000.00 | 50000.00 | Not Quoted | Not Quoted | 26000.00 | 52000.00 | Not Quoted | Not Quoted | 50000.00 | Sacheti Infratech Private Limited
47.00 | Expansion Bellow as per details below:-
48.00 | Size - 6 INCH, Rating - 150 | 2.00 | Nos. |  | Not Quoted | Not Quoted | Not Quoted | Not Quoted | 20000.00 | 40000.00 | Not Quoted | Not Quoted | 28000.00 | 56000.00 | Not Quoted | Not Quoted | 40000.00 | Sacheti Infratech Private Limited
49.00 | Size - 2 INCH, Rating - 150 | 1.00 | Nos. |  | Not Quoted | Not Quoted | Not Quoted | Not Quoted | 15000.00 | 15000.00 | Not Quoted | Not Quoted | 18000.00 | 18000.00 | Not Quoted | Not Quoted | 15000.00 | Sacheti Infratech Private Limited
50.00 | SUPPLY & ERECTION OF Y /T TYPE STRAINER Design, Engineering, Manufacturing, Testing, Inspection, supply & erection including Packaging, Forwarding, Transportation, supply and erection of matching companion flanges, gaskets, fasteners, nuts & Stud , etc. to store of "Y / T" type strainer with cast Steel body & SS strainer as per approved Drg.,/ Data Sheet/ PJS etc but not limited to, the following in accordance with relevant specifications , drawings, specification and instructions of Engineer-in-charge and as per all provisions of the CONTRACT DOCUMENT as per details below. Handling including lifting and transportation from Owner's/ Contractor's own storage yard to work site and installation & commissioning of "Y / T" type strainer with cast Steel body & SS strainer by bolting, threading or welding,including supply of gaskets, nuts & bolts, etc. and insertion/ erection of the same on either side of flanged valve at all elevations of pipe sleepers, supports or overhead on racks,pumps & painting etc. supply of all consumables, manpower, equipment, etc. for completion of all works as per scope of work and as per drawings, specifications and instructions of Engineer-in-charge including servicing/ cleaning wherever requried as per details below.
51.00 | 4" T/Y Type Strainer - 150# | 2.00 | Nos. |  | Not Quoted | Not Quoted | Not Quoted | Not Quoted | 15000.00 | 30000.00 | Not Quoted | Not Quoted | 33000.00 | 66000.00 | Not Quoted | Not Quoted | 30000.00 | Sacheti Infratech Private Limited
52.00 | HYDRANT SYSTEM Complete work of supply & erection including Design, Engineering, Manufacturing, Testing, Inspection, Packaging, Forwarding, Transportation to store, gaskets, fasteners, nuts & bolts, etc but not limited to, the following items in accordance with relevant specifications indicated in scope of work, SCC, drawings, specification and instructions of Engineer-in-charge and as per all provisions of the CONTRACT DOCUMENT.
53.00 | Supply & Erection of stand post type hydrant with single outlet 3" inlet bronze landing valve (conforming to IS : 5290 : 1993 ) with matching flanges (Conforming to IS : 6392 Table-17 / ANSI B 16.5), with control fitted with 63 mm dia instantaneous female coupling on the outlet complete with orifice flange as required for network pressure ranging from 9 to 10.5 Kg/cm2, blank cap and chain. bolts, nuts and gaskets, etc., complete as per data sheet & technical specification . (1 set consists of 1 no. of single valves with stand post & matching flange, gaskets, nut & bolt all complete). The assembly shall be suitable for direct erection over companion flange on branch outlet from main header. Handling including lifting and transportation from Owner's/ Contractor's own storage yard to work site and installation by bolting, threading or welding,including insertion/ erection of matching companion flanges, gaskets, fasteners, nuts & bolts, etc supply of all consumables, manpower, equipment, etc. for completion of all works as per scope of work and as per drawings, specifications and instructions of Engineer-in-charge including servicing/ cleaning wherever requried. | 4.00 | Set |  | Not Quoted | Not Quoted | Not Quoted | Not Quoted | 10000.00 | 40000.00 | Not Quoted | Not Quoted | 21600.00 | 86400.00 | Not Quoted | Not Quoted | 40000.00 | Sacheti Infratech Private Limited
54.00 | Supply & Erection of 1750 LPM stand post type water cum foam monitor (UL Listed / FM Approved) as per Data sheet & Technical Specification with jet / spray nozzle with drain provision and all other accessories including suitable orifice plate for network pressure ranging from 8 to 10.5 Kg/cm2 and matching flanges of 4" size confirming to IS: 6392 Table - 17, bolts, nuts and gaskets complete including painting as specified & directed by EIC. Handling including lifting and transportation from Owner's/ Contractor's own storage yard to work site and Erection by bolting, threading or welding,including insertion/ erection of matching companion flanges, gaskets, fasteners, nuts & bolts etc supply of all consumables, manpower, equipment, etc. for completion of all works as per scope of work and as per drawings, specifications and instructions of Engineer-in-charge including servicing/ cleaning wherever requried. | 2.00 | Nos. |  | Not Quoted | Not Quoted | Not Quoted | Not Quoted | 30000.00 | 60000.00 | Not Quoted | Not Quoted | 150000.00 | 300000.00 | Not Quoted | Not Quoted | 60000.00 | Sacheti Infratech Private Limited
55.00 | Supply & Erection of FRP fire hose cabinet suitable for accommodating 2 nos of 15 mtrs long canvas hose with coupling, branch pipe and nozzle for external hydrants with double glass door, lock & key including outdoor mounting arrangement complete as specified. Necessary hangers and brackets for hose, nozzle and branch pipe or universal branch pipe to be provided within the cabinet. Provision for putting key of the cabinet shall also be provided.Handling including lifting and transportation from Owner's/ Contractor's own storage yard to work site and Erection of FRP fire hose cabinet including supply of all consumables, manpower, equipment, etc. for completion of all works as per scope of work and as per drawings, specifications and instructions of Engineer-in-charge including servicing/ cleaning wherever requried. | 4.00 | Nos. |  | Not Quoted | Not Quoted | Not Quoted | Not Quoted | 7000.00 | 28000.00 | Not Quoted | Not Quoted | 11200.00 | 44800.00 | Not Quoted | Not Quoted | 28000.00 | Sacheti Infratech Private Limited
56.00 | Supply of 63 mm dia 15 m long RRL Hose including gunmetal male and female instanteneous type coupling , machine wound with GI wire complete in all respects. Hose to IS:636 type A, UL Listed / FM Approved and coupling to IS:903:1984 with ISI certification. (One set consists of 2 nos each of 15m length) | 4.00 | Set |  | Not Quoted | Not Quoted | Not Quoted | Not Quoted | 8000.00 | 32000.00 | Not Quoted | Not Quoted | 14000.00 | 56000.00 | Not Quoted | Not Quoted | 32000.00 | Sacheti Infratech Private Limited
57.00 | Supply of Jet Nozzle with branch pipe ( IS 903) | 6.00 | Nos. |  | Not Quoted | Not Quoted | Not Quoted | Not Quoted | 20000.00 | 120000.00 | Not Quoted | Not Quoted | 3350.00 | 20100.00 | Not Quoted | Not Quoted | 20100.00 | SANJIV SAHAI SHARMA
58.00 | 4 way Fire Brigade Inlet | 1.00 | Nos. |  | Not Quoted | Not Quoted | Not Quoted | Not Quoted | 15000.00 | 15000.00 | Not Quoted | Not Quoted | 24000.00 | 24000.00 | Not Quoted | Not Quoted | 15000.00 | Sacheti Infratech Private Limited
59.00 | HIGH EXPANSION FOAM GENERATORS
60.00 | Complete work comprising of Design, Engineering, Supply, Inspection, Erection, testing & commissioning of Water Turbine Powered based High Expansion Foam Generators (Fixed Type) with by-pass system along with inlet coupling & pressure gauge, Fixed Inline foam Inductor ,Foam pick up tube, strainer & ball valve complete as per the technical specificatrion . The Generator shall meet the stipulations of OISD / technical specification . | 1.00 | Nos |  | Not Quoted | Not Quoted | Not Quoted | Not Quoted | 275000.00 | 275000.00 | Not Quoted | Not Quoted | 280000.00 | 280000.00 | Not Quoted | Not Quoted | 275000.00 | Sacheti Infratech Private Limited
61.00 | Complete work comprising of Design, Engineering, Supply, Inspection, Erection, testing & commissioning of Water Turbine Powered based High Expansion Foam Generators (Portable Type) along with by-pass system inlet coupling, portable type Inline Foam Inductor, Foam pick up tube, strainer & ball valve complete as per the technical specificatrion . The Generator shall meet the stipulations of OISD / technical specification. | 1.00 | Nos |  | Not Quoted | Not Quoted | Not Quoted | Not Quoted | 100000.00 | 100000.00 | Not Quoted | Not Quoted | 260000.00 | 260000.00 | Not Quoted | Not Quoted | 100000.00 | Sacheti Infratech Private Limited
62.00 | SUPPLY & ERECTION OF ITEMS/COMPONENTS RELATED TO FIXED FOAM SYSTEM
63.00 | Foam Solution per tender spec. confirming to IS-4989 Part-II & UL listed, 3% concentrate filled in 200/210 ltr HDPE barrels. | 400.00 | Ltrs |  | Not Quoted | Not Quoted | Not Quoted | Not Quoted | 150.00 | 60000.00 | Not Quoted | Not Quoted | 720.00 | 288000.00 | Not Quoted | Not Quoted | 60000.00 | Sacheti Infratech Private Limited
64.00 | Foam Solution per tender spec. confirming to IS-4989 Part-II & UL listed, 3% concentrate filled in 1000 ltr HDPE Tote. The outer frame shall be Rigid welded hot dipped galvanized tubular steel cage. Bottom plate shall be galvanized steel base shaped for inner container support and stability. | 2000.00 | Ltrs |  | Not Quoted | Not Quoted | Not Quoted | Not Quoted | 150.00 | 300000.00 | Not Quoted | Not Quoted | 690.00 | 1380000.00 | Not Quoted | Not Quoted | 300000.00 | Sacheti Infratech Private Limited
65.00 | ROTATING EQUIPMENT WORKS - MECHANICAL WORKS (SUPPLY & ERECTION)
66.00 | DIESEL ENGINE DRIVEN FIRE MAIN PUMP
67.00 | Design, Engineering, Manufacturing, Supply, Installation and commissioning (including packaging and forwarding, insurance, handling and unloading at Neemrana elaborated in tender and elsewhere) of Diesel engine driven Vertical Turbine single outlet pumping set with bronze impeller with C.I. Body and pump accessories complete and connected by a flexible coupling to a water cooled diesel engine (Conforming to IS : 10002) mounted on a common structural base plate with anti- vibration pads and foundation complete with AMF panel, battery (including one spare battery) battery charging, cooling system, fuel tank, fuel system, automatic starting arrangement, exhaust pipe of required length to discharge at suitable height with muffler to meet latest environmental norms, day oil tank (storage of 8 hrs. running capacity) mounted on suitable structural supports, matching flanges (conforming to IS:6392 table - 17), SS bolts, nuts, gaskets, common base plate, flexible coupling, coupling guard, power and control cable, consumables, compulsory erection & commissioning spares, first fill of lubricants, fuels, Special Tools Tackles etc., Configuration, Interfacing, erection at site, Integrated Testing & Commissioning as per Job specifications and Special Instructions enclosed. The main pump shall be started automatically through a pressure transmitter and stopped manually. Provision of signal output to control room shall be there in the pump panel to be installed in pump house. The work shall be carried out as per direction of Engineer in Charge. Capacity of Pump : 75 m3/hr. Head : 80 mwc Engine BHP : Suitable size to be furnished by the bidder with sizing calculation. | 1.00 | Nos. |  | Not Quoted | Not Quoted | Not Quoted | Not Quoted | 550000.00 | 550000.00 | Not Quoted | Not Quoted | 320000.00 | 320000.00 | Not Quoted | Not Quoted | 320000.00 | SANJIV SAHAI SHARMA
68.00 | ELECTRICAL MOTOR DRIVEN MAIN FIRE PUMP.
69.00 | Design, Engineering, Manufacturing, Supply , Installation and commissioning (including packaging and forwarding, insurance, handling and unloading at at various locations of IGL sites elaborated in tender and elsewhere) of Electirc motor driven Vertical Turbine single outlet pumping set including electric motor, Cable, common base frame, matching flanges (conforming to IS:6392 table - 17), SS bolts, nuts, gaskets, coupling, coupling guard, foundation bolts, nuts and gaskets, electrics, instrumentation, cable laying, starting panels with soft starter, consumables, compulsory erection & commissioning spares, first fill of lubricants, special tools tackles, configuration, interfacing, integrated testing & commissioning as per job specifications and special instructions enclosed. The main pump shall be started automatically through a pressure transmitter and stopped manually. Provision of signal output to control room shall be there in the pump panel to be installed in pump house. The work shall be carried out as per direction of Engineer in Charge. Capacity of Pump : 75 m3/hr Head : 80 mwc Motor KW : Suitable size to be furnished by bidder with sizing calculation | 1.00 | Nos. |  | Not Quoted | Not Quoted | Not Quoted | Not Quoted | 250000.00 | 250000.00 | Not Quoted | Not Quoted | 430000.00 | 430000.00 | Not Quoted | Not Quoted | 250000.00 | Sacheti Infratech Private Limited
70.00 | ELECTRIC MOTOR JOCKEY PUMP
71.00 | Design, Engineering, Manufacturing, Supply and commissioning (including packaging and forwarding, insurance, handling and unloading at various locations of IGL sites elaborated in tender and elsewhere) of Vertical Turbine Jockey pump. including electric motor,VFD (Varaiable frequency drive ), Cable, common base frame, matching flanges (conforming to IS:6392 table - 17), SS bolts, nuts, gaskets, coupling, coupling guard, foundation bolts, nuts and gaskets, electrics, instrumentation, cable laying, starting panels with soft starter, consumables, compulsory erection & commissioning spares, first fill of lubricants, special tools tackles, configuration, interfacing, integrated testing & commissioning as per job specifications and special instructions enclosed. The Jockey pump shall be started and stopped automatically through pressure transmitter. Provision of signal output to control room shall be there in the pump panel to be installed in pump house. The work shall be carried out as per direction of Engineer in Charge. Fire Jockey Pump Capacity of Pump : 10 m3/hr Head : 88 mwc Motor KW : Suitable size to be furnished by bidder with sizing calculation | 1.00 | Nos. |  | Not Quoted | Not Quoted | Not Quoted | Not Quoted | 200000.00 | 200000.00 | Not Quoted | Not Quoted | 410000.00 | 410000.00 | Not Quoted | Not Quoted | 200000.00 | Sacheti Infratech Private Limited
72.00 | NOTES: 1. Price for Erection and Commissioning spares (As per Vendor’s recommendation) is to be included in the above mentioned SOR Items of Pumps. 2. Bidder shall also furnish details of special tools and tackles considered by them. Rates for all these items shall be included in the quoted rates for Pumps and shall not be paid separately. 3. The Vendor shall be completely responsible for the design, materials, manufacture & fabrication, testing, inspection, preparation for shipment,transport of the above equipment, erection, testing & commissioning strictly in accordance with the SOR and all attachment thereto. All items shall be provided with test certificates. 4. Inspection shall also be performed by Owner’s delegate, as set out and specified in the codes and particular documents forming part of this SOR
73.00 | Supply, fabrication and erection of steel Structures for Crossovers & Structural works in & around Fire Water Pump House
74.00 | Prepartion of fabrication drawings including bill of materials, getting approval from consultant including supply of raw materials, fabrication of steel structures such as columns, column bracings, roof girder/truss, roof bracings, struts, roof purlins, side girts, sag angles/rods, monorail beams, stair cases, ladders, crossover,valve operting platforms, handrailing, pipe supports, gratings, chequred plate, etc to complete the terminal work including surface preparation by sand blasting confirming to Swedish Standard SA 2½ for painting, supply and application of 1st coat of Inorganic Zinc Silicate 75 microns DFT , 2nd coat of Intermediate of Epoxy High Build Micaceous Iron Oxide(MIO) 100 microns DFT, 3rd coat Finishing paint of Acrylic Polyurethane 40 microns DFT and 4th coat Finishing Paint of Acrylic Polyurethane 40 microns DFT(Total DFT=255 microns minimum) of approved colour .Finishing coat shall be applied one before erection and one coat after erection, including loading, transportation and unloading delivery at erection site, of all fabricated structures ,storage and handling at site, site assembly and finally erection of structures at appropriate location, alignment and welding of all structures true to line, level, plumb and dimension.The work shall be completed in all respect as per drawings ,technical specification and direction of the Engineer-in-Charge. | 2.00 | MT |  | Not Quoted | Not Quoted | Not Quoted | Not Quoted | 110000.00 | 220000.00 | Not Quoted | Not Quoted | 115000.00 | 230000.00 | Not Quoted | Not Quoted | 220000.00 | Sacheti Infratech Private Limited
75.00 | Design, Engineering, Manufacturing, Testing, Inspection, Supply, erection testing & commissioning including Packaging, Forwarding, Transportation to store of Monorail with Guided Chain pulley block & Trolley of 5T capacity as per approved Drg.,/ Data Sheet/ PJS etc in accordance with relevant specifications indicated in PJS, drawings, specification and instructions of Engineer-in-charge and as per all provisions of the CONTRACT DOCUMENT. | 1.00 | Nos. |  | Not Quoted | Not Quoted | Not Quoted | Not Quoted | 150000.00 | 150000.00 | Not Quoted | Not Quoted | 90000.00 | 90000.00 | Not Quoted | Not Quoted | 90000.00 | SANJIV SAHAI SHARMA
76.00 | INSTRUMENTATION WORKS (FOR FIRE PROTECTION SYSTEM) Complete Instrumentation work comprising of Design, Engineering, supply, erection, testing, commissioning, Inspection, Packaging, Forwarding, Transportation etc for the complete fire protection system which includes instruments (not limited to P&ID, piping GAD & other relevant documents), FRLS cables, Ex-proof JBs, Ex-proof glands,Pressure Guages,Pressure Transmiiters, Pressure Switches,Level Transmitters, SOVs. cable tray, U/G cable trench, canopies, earthing wire/ strip, logic / graphics development / modification as per site requirement in the PLC (common for plant & fire fighting system), etc. as per site requirement. | 1.00 | Lumpsum |  | Not Quoted | Not Quoted | Not Quoted | Not Quoted | 300000.00 | 300000.00 | Not Quoted | Not Quoted | 280000.00 | 280000.00 | Not Quoted | Not Quoted | 280000.00 | SANJIV SAHAI SHARMA
77.00 | ELECTRICAL WORKS (FOR FIRE PROTECTION SYSTEM) Complete Electrical work comprising of Design, Engineering, supply, erection, testing, commissioning, Inspection, Packaging, Forwarding, Transportation etc for the complete fire protection system which includes instruments (not limited to P&ID, piping GAD & other relevant documents), cables, LT Panel, Ex-proof glands, cable tray, U/G cable trench, canopies, earthing wire/ strip etc. as per site requirement to complete the project in all respect. | 1.00 | Lumpsum |  | Not Quoted | Not Quoted | Not Quoted | Not Quoted | 300000.00 | 300000.00 | Not Quoted | Not Quoted | 230000.00 | 230000.00 | Not Quoted | Not Quoted | 230000.00 | SANJIV SAHAI SHARMA
78.00 | FIRE ALARM & CLEAN AGENT SYSTEM
79.00 | DESIGN, ENGINEERING, SUPPLY, HANDLING, TRANSPORTATION, INSTALLATION, TESTING & COMMISSIONING OF HIGH PRESSURE CLEAN AGENT (INERT GAS) FIRE SUPPRESSION SYSTEM Clean Gas Fire Suppression Centralised System (Inert Gas High Pressure) complete with required accessories with main and standby bank of cylinders & each cylinder filled with Clean agent Fire extinguishing Agent (Inert Gas) as Main Bank and Standby Bank (As per NFPA 2001 & UL Listed / FM / VDS / LPCB approved) with Pressure Switch & Locking Device, Discharge Nozzles designed to provide the proper flow rate and distribution of Clean Agent to total flood the hazard area: 180 deg. / 360 deg. ( As per NFPA 2001 & UL Listed / FM / VDS / LPCB approved ), ASTM A106 Gr. B Piping, fittings & supports, etc. , Manifold fabricated from seamless pipe, A106 Gr. B having inlets with supports etc. with activation through intelligent addressable Fire Detection and Alarm System panels after receiving signals from detectors, response indicators etc. all complete supply as per approved scheme & Tender and instructions of Engineer-in-charge. The bidder shall include mandatory spares as described in PJS along with recommended list of spares required for 2 years trouble free operation. Inert gas shall be used as Clean Gas Agent. Complete work of supply, installation, testing, commissioning includes Handling including lifting and transportation from Owner's / Contractor's own storage yard to work site and inspection charges, installation, testing, commissioning & handing over in accordance with relevant Specifications & relevant Data Sheets indicated in PJS, scope of work, SCC, drawings, specification and instructions of EIC and as per all provisions of the CONTRACT DOCUMENT. The areas of rooms to be protected are listed below:
80.00 | Control Room building as comprising control room of size 4 m X 3.2 m X 4 m (h), Electrical Room of Size 4.5 m X 3.2 m X 4m (h) and Battery room of size 2.5 m X 2 m X 4 m (h | 1.00 | L.S. |  | Not Quoted | Not Quoted | Not Quoted | Not Quoted | 100000.00 | 100000.00 | Not Quoted | Not Quoted | 1600000.00 | 1600000.00 | Not Quoted | Not Quoted | 100000.00 | Sacheti Infratech Private Limited
81.00 | Note - 1. Design shall be done based on largest room size with provision to discharge gas in affected room through directional valves including Room void, Ceiling Void & Floor void/ Cable trenches. Balancing of gas discharge in rooms shall be done keeping in NOAEL level as per NFPA2001.
82.00 | DESIGN, ENGINEERING, SUPPLY, ERECTION, TESTING & COMMISSIONING OF FIRE DETECTION & ALARM SYSTEM FOR CONTROL ROOM BUILDING Intelligent addressable Fire Detection and Alarm System with fire alarm cum gas release panels which will also have provision to receive signals from LHD system in cable trenches, detectors, response indicators, cabling , cable trays, manual gas release switch , manual gas abort switch, hooter with flasher, manual call points etc. all complete as per approved scheme & enclosed drawings. Work shall be carried out as per direction of EIC. Manual call points shall be installed at strategic operating locations. Provision of AC / Exhaust Tripping alongwith supply of cables, relays, glands etc. also be considred under this scope. Complete work of supply includes transportation to store and inspection charges but not limited to, the following items in accordance with relevant Specifications & relevant Data Sheets indicated in scope of work, SCC, drawings, specification and instructions of EIC and as per all provisions of the CONTRACT DOCUMENT. Handling including lifting and transportation from Owner's/ Contractor's own storage yard to work site and installation & commissioning of FIRE DETECTION & ALARM SYSTEM including performance testing of the system, painting etc. supply of all consumables, manpower, equipment, etc. for completion of all works as per scope of work and as per drawings, specifications and instructions of Engineer-in-charge including servicing/ cleaning wherever required. The area of control room buildings to be protected are listed below:
83.00 | Control Room building as comprising control room of size 4 m X 3.2 m X 4 m (h), Electrical Room of Size 4.5 m X 3.2 m X 4m (h), Battery room of size 2.5 m X 2 m X 4 m (h) and officeR room of size 4 m X 3.2 m X 4 m (h) | 1.00 | L.S. |  | Not Quoted | Not Quoted | Not Quoted | Not Quoted | 100000.00 | 100000.00 | Not Quoted | Not Quoted | 1100000.00 | 1100000.00 | Not Quoted | Not Quoted | 100000.00 | Sacheti Infratech Private Limited
84.00 | Note: Fire Alarm Panel & Gas Release Panel shall have provision to work on 230 V AC / 24VDC (Input Power supply ) as per availabilty of Input power at Stations.
85.00 | MANUAL CALL POINTS Complete work of Design, Engineering, Supply, Handling, Transportation, Installation, Testing & Commissioning of Exproof & IP 67 Manual Call Points. The MCP shall be break Glass Type in Red Colour and are located at the following locations in the LCNG Terminal Area: (i) Security room,(ii) Loading /unloading Pump area, (iii) Truck Unloading area (iv) Outside the Dyke area towards LCNG storage tank. These manual call points shall be hard wired to PLC.The scope of work also includes supply,inspection,laying,termination & testing of required quantities of cable as per MCP location along with necessary hardware or other accessories required to enhance the functionality,operation of the complete system. | 4.00 | Nos |  | Not Quoted | Not Quoted | Not Quoted | Not Quoted | 5000.00 | 20000.00 | Not Quoted | Not Quoted | 4800.00 | 19200.00 | Not Quoted | Not Quoted | 19200.00 | SANJIV SAHAI SHARMA
86.00 | SUPPLY OF SAFETY EQUIPMENTS & HAND APPLIANCES
87.00 | DRY CHEMICAL POWDER TYPE FIRE EXTINGUISHER (STORED PRESSURE TYPE) Supply & Installation of Dry Chemical Powder type fire extinguisher as per IS: 15683-2006 & MECON TS no. MEC/TS/05/28/081/26 suitable for inverted operation with anticorrosive treatment and hydraulically tested to a pressure of 25 kg/ sq.cm . Extinguishers externally painted with red enamel and fixed to wall with brackets complete with internal charge and spanner complete. Complete work of supply includes transportation to store and inspection charges but not limited to, the following items in accordance with relevant Specifications & relevant Data Sheets indicated in scope of work,SCC, drawings, specification and instructions of EIC and as per all provisions of the CONTRACT DOCUMENT
88.00 | 4 Kg Capacity | 4.00 | Nos. |  | Not Quoted | Not Quoted | Not Quoted | Not Quoted | 5000.00 | 20000.00 | Not Quoted | Not Quoted | 3700.00 | 14800.00 | Not Quoted | Not Quoted | 14800.00 | SANJIV SAHAI SHARMA
89.00 | 9 Kg Capacity | 2.00 | Nos. |  | Not Quoted | Not Quoted | Not Quoted | Not Quoted | 7000.00 | 14000.00 | Not Quoted | Not Quoted | 4300.00 | 8600.00 | Not Quoted | Not Quoted | 8600.00 | SANJIV SAHAI SHARMA
90.00 | 25 Kg Capacity (Trolley mounted) | 2.00 | Nos. |  | Not Quoted | Not Quoted | Not Quoted | Not Quoted | 15000.00 | 30000.00 | Not Quoted | Not Quoted | 18000.00 | 36000.00 | Not Quoted | Not Quoted | 30000.00 | Sacheti Infratech Private Limited
91.00 | CO2 TYPE FIRE EXTINGUISHERS Supply & Installation of CO2 type fire extinguishers with steel cylinder with dischange valve as per MECON TS no. MEC/TS/05/28/081/25 and conforming to IS:15683. Extinguisher shall be painted with red enamel paint. Complete work of supply includes transportation to store and inspection charges but not limited to, the following items in accordance with relevant Specifications & relevant Data Sheets indicated in scope of work,SCC, drawings, specification and instructions of EIC and as per all provisions of the CONTRACT DOCUMENT
92.00 | Capacity 4.5 kg. | 2.00 | Nos. |  | Not Quoted | Not Quoted | Not Quoted | Not Quoted | 8000.00 | 16000.00 | Not Quoted | Not Quoted | 9500.00 | 19000.00 | Not Quoted | Not Quoted | 16000.00 | Sacheti Infratech Private Limited
93.00 | MECHANICAL FOAM TYPE FIRE EXTINGUISHER Supply & Installation of Portable fire extinguisher mechanical form (Gas cartridge) type of 9 litres capacity with initial charge manufactured as per IS 15683 with ISI mark.The refills shall be manufactured as per IS 4989 (Part-II)- 1984 with ISI marked. The cartridge shall be manufactured as per IS:4947- 1985 with ISI mark. The extinguisher will be painted with fire red colour and will be provided with all accessories, wall mounting brackets and screws. Complete work of supply includes transportation to store and inspection charges but not limited to, the following items in accordance with relevant Specifications & relevant Data Sheets indicated in scope of work,SCC, drawings, specification and instructions of EIC and as per all provisions of the CONTRACT DOCUMENT
94.00 | Capacity 9 Ltr | 2.00 | Nos. |  | Not Quoted | Not Quoted | Not Quoted | Not Quoted | 10000.00 | 20000.00 | Not Quoted | Not Quoted | 3400.00 | 6800.00 | Not Quoted | Not Quoted | 6800.00 | SANJIV SAHAI SHARMA
95.00 | FIRE BUCKETS Supply and installation of galvenised steel set of 4 fire buckets (9 Ltrs. Cap) as per technical specification no. MEC/TS/05/28/081/03 and confirming to IS: 2546-1974 RA2000.Buckets shall be painted with red enamel paint and fixed to suitable location . Complete work of supply includes transportation to store and inspection charges but not limited to, the following items in accordance with relevant Specifications & relevant Data Sheets indicated in scope of work,SCC, drawings, specification and instructions of EIC and as per all provisions of the CONTRACT DOCUMENT | 2.00 | Nos. |  | Not Quoted | Not Quoted | Not Quoted | Not Quoted | 15000.00 | 30000.00 | Not Quoted | Not Quoted | 3500.00 | 7000.00 | Not Quoted | Not Quoted | 7000.00 | SANJIV SAHAI SHARMA
96.00 | EYE WASH SHOWER (STAINLESS STEEL) Complete work of supply & installation including Design, Engineering, Manufacturing, Testing, Inspection, Packaging, Forwarding, Transportation to store, of Eye Wash shower pedestal mounted along with supply & laying of required GI Heavy Pipes, fittings Isolation valves , etc but not limited to, the following items in accordance with relevant specifications indicated in scope of work, SCC, drawings, specification and instructions of Engineer-in-charge and as per all provisions of the CONTRACT DOCUMENT. Supply & laying of GI Pipe (Heavy Grade ) of Size (25 NB) minimum,Fittings,isolation valves for water connection to the Eye Wash Shower (Near Odorising Skid) from the avaialable nearest tapping point of Portable water are deemed to be included in the quoted price. | 1.00 | Nos |  | Not Quoted | Not Quoted | Not Quoted | Not Quoted | 30000.00 | 30000.00 | Not Quoted | Not Quoted | 19000.00 | 19000.00 | Not Quoted | Not Quoted | 19000.00 | SANJIV SAHAI SHARMA
97.00 | SUPPLY OF SAFETY EQUIPMENT Complete work of supply includes transportation to store and inspection charges but not limited to, the following items in accordance with relevant Specifications & relevant Data Sheets indicated in scope of work,SCC, drawings, specification and instructions of EIC and as per all provisions of the CONTRACT DOCUMENT
98.00 | Goggles for Eye Protection from LNG Spray | 2.00 | Nos. |  | Not Quoted | Not Quoted | Not Quoted | Not Quoted | 1000.00 | 2000.00 | Not Quoted | Not Quoted | 700.00 | 1400.00 | Not Quoted | Not Quoted | 1400.00 | SANJIV SAHAI SHARMA
99.00 | Protective Apron for cryogenic liquid handling | 2.00 | Nos. |  | Not Quoted | Not Quoted | Not Quoted | Not Quoted | 20000.00 | 40000.00 | Not Quoted | Not Quoted | 24000.00 | 48000.00 | Not Quoted | Not Quoted | 40000.00 | Sacheti Infratech Private Limited
100.00 | Safety Helmet with IGL Logo - IS-2925-1984 RA2000 | 10.00 | Nos. |  | Not Quoted | Not Quoted | Not Quoted | Not Quoted | 1000.00 | 10000.00 | Not Quoted | Not Quoted | 1400.00 | 14000.00 | Not Quoted | Not Quoted | 10000.00 | Sacheti Infratech Private Limited
101.00 | Gumboots for protection during LNG Spillage | 2.00 | Set |  | Not Quoted | Not Quoted | Not Quoted | Not Quoted | 1000.00 | 2000.00 | Not Quoted | Not Quoted | 2800.00 | 5600.00 | Not Quoted | Not Quoted | 2000.00 | Sacheti Infratech Private Limited
102.00 | Stretcher with blanket- IS-4037-1967 RA-2001. | 1.00 | Nos. |  | Not Quoted | Not Quoted | Not Quoted | Not Quoted | 15000.00 | 15000.00 | Not Quoted | Not Quoted | 6100.00 | 6100.00 | Not Quoted | Not Quoted | 6100.00 | SANJIV SAHAI SHARMA
103.00 | First Aid Box | 1.00 | Nos. |  | Not Quoted | Not Quoted | Not Quoted | Not Quoted | 2000.00 | 2000.00 | Not Quoted | Not Quoted | 3300.00 | 3300.00 | Not Quoted | Not Quoted | 2000.00 | Sacheti Infratech Private Limited
104.00 | Supply,Installation,Testing and Commissioining of Electrical Siren (1 Km Diametrical range) & Interfacing with Fire Alarm Panel/Gas Release Panel | 1.00 | Nos. |  | Not Quoted | Not Quoted | Not Quoted | Not Quoted | 10000.00 | 10000.00 | Not Quoted | Not Quoted | 4500.00 | 4500.00 | Not Quoted | Not Quoted | 4500.00 | SANJIV SAHAI SHARMA
105.00 | Hand operated siren (1 Km Diametrical range) IS-6194-1971 RA- 2006 | 1.00 | Nos. |  | Not Quoted | Not Quoted | Not Quoted | Not Quoted | 5000.00 | 5000.00 | Not Quoted | Not Quoted | 9500.00 | 9500.00 | Not Quoted | Not Quoted | 5000.00 | Sacheti Infratech Private Limited
106.00 | Portable Gas Detectors / Explosive meter | 2.00 | Nos. |  | Not Quoted | Not Quoted | Not Quoted | Not Quoted | 5000.00 | 10000.00 | Not Quoted | Not Quoted | 48000.00 | 96000.00 | Not Quoted | Not Quoted | 10000.00 | Sacheti Infratech Private Limited
107.00 | Wind Shock | 1.00 | Nos. |  | Not Quoted | Not Quoted | Not Quoted | Not Quoted | 3000.00 | 3000.00 | Not Quoted | Not Quoted | 600.00 | 600.00 | Not Quoted | Not Quoted | 600.00 | SANJIV SAHAI SHARMA
108.00 | Part IV- Architectural Works
109.00 | PYLON (Monolith Tower) 1.5 m X 5 m, located midway between ingress and egress. Supplying & Installing Monolith as per approved design by RSGL/MECON. The item is lump sum and shall include all relevant costs associated with putting up such facility including supply, fabrication, erection, assembly, commissioning the MONOLITH (with client's name & logo) including electrical cabling and lighting etc. for the same. The specifications are as follows: • Made out of MS hollow pipe framework (hollow steel sections as per design requirement) with epoxy primer and paint. • Structure covered with PVDF coated 4 mm thick ACM (Alstrong/ Aludecor/ Alucobond) sheet cladding duly by cold forming, CNC machine routed and fold with retro reflective graphics and vinyl for backlit purpose. • ACM shall have a Total Thickness of 4mm : Top Coil 0.5mm ( 3003/3105 Grade as per IS - 737 1986 with minimum 25 microns PVdF Coating on top coil and Polyester / Epoxy coating on Back Coil ( 4 -7 microns PVDF ACM in colour and shape as per approved design. ACM to be cut in shapes as indicated. • COMPANY LOGO: 770mm in ht. & 50mm projected Acrylic / PETG (Eastman / Bayer / equ.) thermoformed shape & letters (as per art work) covered with vinyl of approved make with the provisions of illuminations during night with LED lights (Osram / Neenja / equ.) with necessary electrical fittings. • LNG LOGO: 440mm in ht. & 50 mm projected Acrylic / PETG thermoformed letters(as letters(as per art work) covered covered with vinyl of approved make with the provisions of illuminations during night. • Cut Retro reflective vinyl (Avery / 3M / equ.) on ACM top to be paste as per artwork and fixed as per the details on both sides with provision of the LED numbers for rate indication. • Retro Reflective Sheeting shall be Type XI DG3 Microprismetice as per ASTM D 4956-09 in required colour & Size on both sides and cutouts for product names, logos, etc. duly CNC Plotted. • Special spot lights (2 nos.- 400 watts with metal halide lights of Philips make) to be incorporated in design to light up the entire tower with throw from base. • The backlit portion of the monolith to be lit with sufficient numbers T5 (28 W) tube lights (Philips make) with electronic choke, mounted on MS tube frames with plastic holders. • Multi-strand copper conductors with PVC insulation to be used. • Steel structural frame to be installed on RCC foundations. Top and exposed sides of the foundation to be cladded in 18 mm thick black polished granite. • All work to be done in line, level and plumb, all complete with by works, as approved. | 1.00 | Lot |  | Not Quoted | Not Quoted | Not Quoted | Not Quoted | 300000.00 | 300000.00 | Not Quoted | Not Quoted | 300000.00 | 300000.00 | Not Quoted | Not Quoted | 300000.00 | SANJIV SAHAI SHARMA, Sacheti Infratech Private Limited
110.00 | CANOPY FASCIA: 800 mm wide (in corporate colours on canopy vertical faces.Supplying & Installing Canopy Fascia with following specifications: • 900 mm height canopy fascia with PVDF coated 4 mm thick ACM sheet cladding duly CNC machine machine routed and fold as per drawing mounted on 150 mm depth box made out of 25 mm x 25 mm MS hollow pipe frame with powder coating and top GI sheet cover. • 4mm thick ACM (Alstrong/ Aludecor/ Alucobond) cladding in a combination of corporate colours with the use of Retro Reflective Sheeting (Avery / 3M / equ.) Type XI DG3 Microprismetice duly pasted on ACM in required size & shape (colour scheme and design to be approved) on mild steel framework with part backlit for company logo and name. • LED Lighting modules or encased LED light strips (Osram / Neenja / equ.) and power supply. • The letters sh all be in 30 mm thick Acrylic/ PC duly CNC Routed in require shape & Size as per direction of concerned engineer. • Structural frame to be welded rigidly/ Bolted to the structural member of existing canopy structures. • FASCIA BAND: 300mm in ht. Acrylic / PETG thermoformed band with necessary support covered with vinyl of approved make with the provisions of illuminations during night with LED of approved make. • COMPANY LOGO: 900mm in ht. Acrylic / PETG (Eastman / Bayer / equ.) thermoformed shape & letters (as per art work) covered with vinyl of approved make with the provisions of illuminations during night. Logo on all 4 sides. • Company Name: 450mm in ht. 040 white Acrylic / PETG thermoformed letters (as per art work) covered with vinyl of approved make with the provisions of illuminations during night. Logo on front right as per DWG. • Canopy fascia to be made in 12 m. (min.) long straight panels factory plan/processed at converters factory and assembled/installed at site. Corner piece (1 metre both sides) on both sides (as required), also to be factory plan/processed/assembled and installed at site. Only bottom trim and top flashing is to be Plan/processed and installed at site. • All work to be done in line, level and plumb. • Backlit section of the fascia shall be of 4 meters length and one/ two logos (depending on design) and shall have sufficient number of LED/T5 (28 W) tube light with electronic chokes mounted with plastic holders to structural frame. • The top of the fascia shall have 4 mm thick ACM with hinged GI service door in backlit part. The back of the fascia to have 18 gauge GI sheets. • Multi-strand copper conductors with PVC insulation to be used. • The bottom and top of the fascia shall have a white ACM trim to cover the gap between the canopy and fascia. • The contractor should make suitable fixing arrangement, which should be duly vetted by a certified structural engineer as per the actual dimensions of the canopy structure. | 60.00 | RM |  | Not Quoted | Not Quoted | Not Quoted | Not Quoted | 4000.00 | 240000.00 | Not Quoted | Not Quoted | 950.00 | 57000.00 | Not Quoted | Not Quoted | 57000.00 | SANJIV SAHAI SHARMA
111.00 | CANOPY COLUMN CLADDINGSupplying & Installing Column Cladding: • Using PVDF coated 4 mm ACM (Alstrong/ Aludecor/ Alucobond), mounted on box made out of 20 mm x 20 mm MS square pipe hollow section with powder coating. • Backlit design band in the centre in PET G (Eastman / Bayer / equ.) with yellow vinyl, LED lighting modules (Osram / Neenja / equ.) and power supply according to the design. • The structural framework shall be fixed securely to existing canopy column by welding at site. • ACM panel fixing to ensure consistent joint gaps and panel size. • All grooves shall be sealed with sealant material of approved colour, all complete with by works, as approved. | 13.00 | Sqm |  | Not Quoted | Not Quoted | Not Quoted | Not Quoted | 3500.00 | 45500.00 | Not Quoted | Not Quoted | 600.00 | 7800.00 | Not Quoted | Not Quoted | 7800.00 | SANJIV SAHAI SHARMA
112.00 | SAFETY SIGN200 mm X 200 mm Supplying & Installing safety sign stickers of retro reflective vinyl (Avery / 3M / equ.) as per design pasted on column cladding. | 8.00 | No. |  | Not Quoted | Not Quoted | Not Quoted | Not Quoted | 1000.00 | 8000.00 | Not Quoted | Not Quoted | 230.00 | 1840.00 | Not Quoted | Not Quoted | 1840.00 | SANJIV SAHAI SHARMA
113.00 | DISPENSER STICKERSupplying & Installing stickers of retro reflective vinyl (Avery / 3M / equ.) as per design pasted on dispensers. | 4.00 | No. |  | Not Quoted | Not Quoted | Not Quoted | Not Quoted | 1000.00 | 4000.00 | Not Quoted | Not Quoted | 200.00 | 800.00 | Not Quoted | Not Quoted | 800.00 | SANJIV SAHAI SHARMA
114.00 | SPREADER450 mm X 450 mm Supplying & Installing Pump Spreader: • Made of 25 mm x 25 mm MS hollow pipe frame box with powder coating & cladding on both sides of PVDF coated 4 mm ACM (Alstrong/ Aludecor/ Alucobond) • CNC Router cut graphics in 040 white acrylic with LED modules (Osram / Neenja / equ.) for lighting • Spreader frame to be fixed securely to canopy columns with box & cap arrangement. • Sufficient no. of LED/ CFL lights and electronic chokes fixed with plastic holders. • Multi-strand copper conductors with PVC insulation to be used. • AII work to be done in line, level and plumb, all complete with by works, as approved. | 4.00 | No. |  | Not Quoted | Not Quoted | Not Quoted | Not Quoted | 5000.00 | 20000.00 | Not Quoted | Not Quoted | 150.00 | 600.00 | Not Quoted | Not Quoted | 600.00 | SANJIV SAHAI SHARMA
115.00 | CRASH GUARDSupplying & Installing 80mm dia MS pipe or as per design with two coat of zinc oxide primer and metallic paint as per the design. | 4.00 | No. |  | Not Quoted | Not Quoted | Not Quoted | Not Quoted | 5000.00 | 20000.00 | Not Quoted | Not Quoted | 4800.00 | 19200.00 | Not Quoted | Not Quoted | 19200.00 | SANJIV SAHAI SHARMA
116.00 | BUILDING FASCIA700 mm wide on top of building faces in elevation.Supplying & Installing Building Fascia with following specifications: • 4mm thick ACM (Alstrong/ Aludecor/ Alucobond) cladding in a combination of corporate colours with the use of Retro Reflective Sheeting (Avery / 3M / equ.) Type XI DG3 Microprismetice as per ASTM D 4956-09 duly pasted on ACM in required size & shape (colour scheme to be approved) on mild steel framework. • Structural frame to be fasteners/ Nut Bolted to the building walls with dash fasteners and leveling 'arrangement. • Building fascia to be made in maximum length of straight panels (with minimum no. of joints) straight panels factory plan/processed at converters factory and assembled/installed at site. • Corner piece (1 metre both sides) on both sides, also to be factory plan/processed/assembled and installed at site. • Only bottom trim and top flashing is to be Plan/processed and installed at site. • All work to be done in line, level and plumb, all complete with by works, as approved. | 16.50 | RM |  | Not Quoted | Not Quoted | Not Quoted | Not Quoted | 3500.00 | 57750.00 | Not Quoted | Not Quoted | 4400.00 | 72600.00 | Not Quoted | Not Quoted | 57750.00 | Sacheti Infratech Private Limited
117.00 | MANDATORY SIGN300X 450mm (on toilets) & 300X 600mm (in compressor and LCV area) - rectangular or trapezoidal in shape.Supplying and Installing Mandatory Sign made of 4mm thick. ACM (Alstrong/ Aludecor/ Alucobond) sheets cladded on structural framework. Matter/Logo in Retro Reflective Sheeting (Avery / 3M / equ.)Type XI DG3 Microprismetice as per ASTM D 4956-09 duly pasted on ACM in required size & shape, all complete with by works, as approved. | 2.00 | Sqm |  | Not Quoted | Not Quoted | Not Quoted | Not Quoted | 2000.00 | 4000.00 | Not Quoted | Not Quoted | 2650.00 | 5300.00 | Not Quoted | Not Quoted | 4000.00 | Sacheti Infratech Private Limited
118.00 | DIRECTION SIGN400 mm X 1000 mm heightSupplying & Installing Entry-Exit sign: • Made out of 25 mm x 25 mm MS hollow pipe frame box with powder coating and covered with 4 mm thick ACM sheet (Alstrong/ Aludecor/ Alucobond) and CNC router cut graphics in 040 white acrylicwith LED modules (Osram / Neenja / equ.) for lighting and base foundation. • The sign frame to be fixed securely to CC foundation. • The CC foundation shall have 8mm thick polished black granite tiles cladding on top and all exposed side surfaces. • All work to be done in line, level and plumb, all complete with by works, as approved. | 3.00 | No. |  | Not Quoted | Not Quoted | Not Quoted | Not Quoted | 10000.00 | 30000.00 | Not Quoted | Not Quoted | 5250.00 | 15750.00 | Not Quoted | Not Quoted | 15750.00 | SANJIV SAHAI SHARMA
119.00 | HOARDING3000 mm wideSupplying and installing Printed Flex sheet (make LG / 3M / Avery) with approved Art work (suitable for front lit) to be Fitted to the steel sheet of existing Hoarding structure in aluminium frame using Klick Rail System & as per direction of concerned Engineer/ client. | 36.00 | Sqm |  | Not Quoted | Not Quoted | Not Quoted | Not Quoted | 1000.00 | 36000.00 | Not Quoted | Not Quoted | 1800.00 | 64800.00 | Not Quoted | Not Quoted | 36000.00 | Sacheti Infratech Private Limited
120.00 | SPOT HALOGEN LIGHTSAt an interval of 2 m C/C on top of existing steel hoarding. Supplying and installing Spot halogen lights (150 watts of Philips make) at an interval of 2 m center to center on top of existing hoarding including supply with steel bracket and laying of cable upto electrical panel of Electrical room (in Utility building) complete in all respect. | 4.00 | No. |  | Not Quoted | Not Quoted | Not Quoted | Not Quoted | 5000.00 | 20000.00 | Not Quoted | Not Quoted | 6700.00 | 26800.00 | Not Quoted | Not Quoted | 20000.00 | Sacheti Infratech Private Limited
121.00 | Part V- Electrical Works
122.00 | A. Electrical Supply
123.00 | 415 V LT PDB and APFC Panel
124.00 | Design, engineering, manufacture, shop testing, supply including packing and forwarding, transportation, delivery at storage and from storage to site of electrical panels :
125.00 | 415 V, 36 KA single front type indoor PDB to receive input power consisting of bus bar chamber, cable alley,outgoing with Fuse complete with wiring, indication lamp, ammeter, voltmeter, MFM (Multi Function Meter) etc including all labour and materials with operating mechanism, all accessories, mandatory spares as per data sheet, auxiliaries with FLP LCS(Local Control switch) for tripping the main incomer of PDB etc complete in all respects as specified in technical specification, data sheet & SLD no. MEC/0030/05/E9/E/1081A & as per standard Specification. Dual incomer of 250Amp & 125Amps (with Single phase preventer & VMR) 4P MCCB (with Micro processor and based O/C,S/C & E/F RELASE with LSIG & Shunt trip) with necessary(Electrical & Mechanical) interlock through 4P power contactors and PLC with 8 DIs and 8 DOs. Buscoupler of 125A 4P power contactor. Outgoing with 01 no. 125 Amp TPN MCCB (with TM based O/C,S/C & E/F RELASE). Outgoing with 02 nos. 80 Amp TPN MCCB (with TM based O/C,S/C & E/F RELASE). Outgoing with 08 no. 63 Amp TPN MCCB (with TM based O/C,S/C & E/F RELASE). Outgoing with 03 nos. 32 Amp TPN MCCB (with TM based O/C & S/C RELASE). Outgoing with 3 nos. 80A Fuse and 3 nos. 32A TPN MCB. Outgoing with 3 nos. 80A Fuse and 3 nos. 20A DP MCB. | 1.00 | Set |  | Not Quoted | Not Quoted | Not Quoted | Not Quoted | 450000.00 | 450000.00 | Not Quoted | Not Quoted | 350000.00 | 350000.00 | Not Quoted | Not Quoted | 350000.00 | SANJIV SAHAI SHARMA
126.00 | Floor mounted APFC Panel of 40KVAR capacitor bank in steps of (1x10)+(4x5)+(4x2.5)KVAR capacitors consisting of bus bar chamber, cable alley incoming (MCCB), outgoing feeder (MCBs) as specified in tender specification & SLD no. MEC/0030/05/E9/E/1081A.. | 1.00 | Set |  | Not Quoted | Not Quoted | Not Quoted | Not Quoted | 250000.00 | 250000.00 | Not Quoted | Not Quoted | 110000.00 | 110000.00 | Not Quoted | Not Quoted | 110000.00 | SANJIV SAHAI SHARMA
127.00 | LIGHTING DISTRIBUTION BOARDS
128.00 | Design, engineering, manufacture, shop testing,supply, 415V/240V lighting/power panels, Surface/Recess mounting type in weather/flame proof (with hinged cover) sheet steel enclosure of approved make having 4 Pole MCCB(LSIG)/RCCB (MCB + ELCB) as incoming and SP/DP/TP MCB (9KA type) for out going circuit complete with wiring,indication lamp, ammeter etc including all labour and materials as per specification and the direction of Engineer-in-charge.
129.00 | Surface/Recess mounted Lighting Panel (I/E-LDB) for Building Lighting and Power point consisting two incomers of 63 Amps and 32 Amps (300mA sensitivity) 4/2 Pole RCCB (Grid+Invertor supply) along with necessary interlock through contactor with two isolated Cu busbar and 6 Nos. 16A DP MCBs, 10 Nos. 10A DP MCBs & 08 Nos. 6A DP MCBs as out goings complete with ammeter ,indication lamp etc as per specification, data sheet & SLD no. MEC/0030/05/E9/E/1081B and the direction of Engineer-in-charge. | 1.00 | Set |  | Not Quoted | Not Quoted | Not Quoted | Not Quoted | 100000.00 | 100000.00 | Not Quoted | Not Quoted | 65000.00 | 65000.00 | Not Quoted | Not Quoted | 65000.00 | SANJIV SAHAI SHARMA
130.00 | Outdoor Lighting Panel (O-LDB) consisting of 63 Amp (300mA sensitivity) 4 Pole RCCB as incomer and 12 nos. 20A TPN MCBs,06 nos. 16A TPN MCBs as out goings complete with Contactor(4P ,63A Contactor with 24Hrs timer), timer, A/M switch, PB with timer and 5 Nos. 20 Amp TPN MCB, 2 Nos. 16A TPN MCB are without timer etc indication lamp as per specification, data sheet & SLD no. MEC/0030/05/E9/E/1081C and the direction of Engineer-in-charge. | 1.00 | Set |  | Not Quoted | Not Quoted | Not Quoted | Not Quoted | 75000.00 | 75000.00 | Not Quoted | Not Quoted | 75000.00 | 75000.00 | Not Quoted | Not Quoted | 75000.00 | SANJIV SAHAI SHARMA, Sacheti Infratech Private Limited
131.00 | INVERTER SYSTEM
132.00 | Supply including packing and forwarding, transportation, delivery at storage of 1100VA sine wave Inverter system with 1x150Ah Battery backup, completely maintenance free lead-acid battery along with Battery stand for critical lighting in control room building & outdoor area (Make Inverter: Su-Kam, Genius, Microtek, Battery: Exide, Amaraja). | 1.00 | Set |  | Not Quoted | Not Quoted | Not Quoted | Not Quoted | 50000.00 | 50000.00 | Not Quoted | Not Quoted | 50000.00 | 50000.00 | Not Quoted | Not Quoted | 50000.00 | SANJIV SAHAI SHARMA, Sacheti Infratech Private Limited
133.00 | UPS SYSTEM
134.00 | Design, engineering, manufacture, shop testing, Supply, packing and forwarding, transportation, delivery at storage and from storage to site of following :
135.00 | 5KVA, 230 V Single phase, 50 Hz, single industrial type, UPS system suitable for input Power supply voltage of 320V-460V-TPN with healthy single-Phase Selection, Output 230V +/-1%, AC with Bypass supply, Battery Bank, ACDB (Incomer 32A DP MCB & Outgoing 6 Nos. of 6A, 6 Nos. of 10A and 6 Nos. of 16A DP MCBs) and 2.0 hrs. Battery backup (VRLA, 12V) and battery capacity shall not be less than 22.0 KVAh (where KVAH = battery AH x 12 V x No. of Batteries). As per enclosed Specification, Block diagram & Data sheet and shall be complete in all respect. Including All interconnecting cables among UPS, Rectifier, battery stand, ACDB etc (30 mtr shall be considered between battery bank and UPS panel, 30 mtr cable shall be considered between ACDB and UPS panel. | 1.00 | Set |  | Not Quoted | Not Quoted | Not Quoted | Not Quoted | 500000.00 | 500000.00 | Not Quoted | Not Quoted | 950000.00 | 950000.00 | Not Quoted | Not Quoted | 500000.00 | Sacheti Infratech Private Limited
136.00 | Supply of 1.1kV, Aluminium/Copper conductor, XLPE/PVC insulated, extruded PVC inner sheathed, PVC outer sheath and G.I. armoured FRLS Power and HR+FRLS Control Cable confirming to specification of below mentioned sizes as per datasheet, specifications of this tender and as per approved vendor list. Note that these quantities are approximate and payment shall be made for actual equipment / materials installed by the Contractor as part of permanent installation based on Issued for Construction drawings. Actual billing shall be done only on permanently installed quantities and not on supplied quantities. Any balance material supplied by Contractor but not permanently installed at site shall be taken back by Contractor and shall not be billed to Purchaser and/or Consultant. Contractor shall consider all associated work as indicated in respective installation standard drawings, scope of work and as per the directions of the Engineer-in-charge.
137.00 | 3.5Cx 120 mm2 A2XFY. | 300.00 | Mtrs. |  | Not Quoted | Not Quoted | Not Quoted | Not Quoted | 700.00 | 210000.00 | Not Quoted | Not Quoted | 1150.00 | 345000.00 | Not Quoted | Not Quoted | 210000.00 | Sacheti Infratech Private Limited
138.00 | 3.5Cx 50 mm2 A2XFY. | 100.00 | Mtrs. |  | Not Quoted | Not Quoted | Not Quoted | Not Quoted | 350.00 | 35000.00 | Not Quoted | Not Quoted | 980.00 | 98000.00 | Not Quoted | Not Quoted | 35000.00 | Sacheti Infratech Private Limited
139.00 | 3.5Cx 35 mm2 A2XFY. | 100.00 | Mtrs. |  | Not Quoted | Not Quoted | Not Quoted | Not Quoted | 250.00 | 25000.00 | Not Quoted | Not Quoted | 520.00 | 52000.00 | Not Quoted | Not Quoted | 25000.00 | Sacheti Infratech Private Limited
140.00 | 3.5Cx 25 mm2 A2XFY. | 50.00 | Mtrs. |  | Not Quoted | Not Quoted | Not Quoted | Not Quoted | 215.00 | 10750.00 | Not Quoted | Not Quoted | 410.00 | 20500.00 | Not Quoted | Not Quoted | 10750.00 | Sacheti Infratech Private Limited
141.00 | 4Cx10 mm2 2XWY. | 400.00 | Mtrs. |  | Not Quoted | Not Quoted | Not Quoted | Not Quoted | 550.00 | 220000.00 | Not Quoted | Not Quoted | 780.00 | 312000.00 | Not Quoted | Not Quoted | 220000.00 | Sacheti Infratech Private Limited
142.00 | 4Cx 2.5 mm2 2XWY. | 2000.00 | Mtrs. |  | Not Quoted | Not Quoted | Not Quoted | Not Quoted | 200.00 | 400000.00 | Not Quoted | Not Quoted | 440.00 | 880000.00 | Not Quoted | Not Quoted | 400000.00 | Sacheti Infratech Private Limited
143.00 | 3Cx 2.5 mm2 2XWY. | 100.00 | Mtrs. |  | Not Quoted | Not Quoted | Not Quoted | Not Quoted | 200.00 | 20000.00 | Not Quoted | Not Quoted | 190.00 | 19000.00 | Not Quoted | Not Quoted | 19000.00 | SANJIV SAHAI SHARMA
144.00 | 7Cx 2.5 mm2 2XWY. | 100.00 | Mtrs. |  | Not Quoted | Not Quoted | Not Quoted | Not Quoted | 400.00 | 40000.00 | Not Quoted | Not Quoted | 380.00 | 38000.00 | Not Quoted | Not Quoted | 38000.00 | SANJIV SAHAI SHARMA
145.00 | Design, engineering,supply including packing and forwarding, transportation, delivery at storage, of the complete earthing and lightning protection system, earth electrodes/ pit, earth main ring , test link, earthing of electrical equipments, instrument panels, field instruments, process equipments and pipes/ flanges including all associated civil work with all material (Like Bitumen coating) and labour as per specification and drawings approved by the company in with IS 3043.
146.00 | Earth Pits- GI PIPE Electrode with 6 mm thick chequered plate cover(MS)/ SFRC cover as per std drg | 16.00 | Nos. |  | Not Quoted | Not Quoted | Not Quoted | Not Quoted | 10000.00 | 160000.00 | Not Quoted | Not Quoted | 19000.00 | 304000.00 | Not Quoted | Not Quoted | 160000.00 | Sacheti Infratech Private Limited
147.00 | Earth Pits- Copper plate Electrode with 6 mm thick chequered plate cover (MS)/ SFRC cover as per std drg | 3.00 | Nos. |  | Not Quoted | Not Quoted | Not Quoted | Not Quoted | 20000.00 | 60000.00 | Not Quoted | Not Quoted | 24000.00 | 72000.00 | Not Quoted | Not Quoted | 60000.00 | Sacheti Infratech Private Limited
148.00 | GI Strip (50X6) mm | 200.00 | Mtrs. |  | Not Quoted | Not Quoted | Not Quoted | Not Quoted | 100.00 | 20000.00 | Not Quoted | Not Quoted | 310.00 | 62000.00 | Not Quoted | Not Quoted | 20000.00 | Sacheti Infratech Private Limited
149.00 | GI Strip (25X3) mm | 400.00 | Mtrs. |  | Not Quoted | Not Quoted | Not Quoted | Not Quoted | 250.00 | 100000.00 | Not Quoted | Not Quoted | 180.00 | 72000.00 | Not Quoted | Not Quoted | 72000.00 | SANJIV SAHAI SHARMA
150.00 | Copper Strip (25X6) mm | 50.00 | Mtrs. |  | Not Quoted | Not Quoted | Not Quoted | Not Quoted | 300.00 | 15000.00 | Not Quoted | Not Quoted | 1450.00 | 72500.00 | Not Quoted | Not Quoted | 15000.00 | Sacheti Infratech Private Limited
151.00 | No. 8 SWG Solid GI Wire | 1.00 | Lot |  | Not Quoted | Not Quoted | Not Quoted | Not Quoted | 10000.00 | 10000.00 | Not Quoted | Not Quoted | 160.00 | 160.00 | Not Quoted | Not Quoted | 160.00 | SANJIV SAHAI SHARMA
152.00 | Static discharge retractable earthing reels for LNG Tanker Earthing with approx. 15 mtrs cable and heavy duty clamp suitable for tanker earthing along with canopy suitable for outdoor installation and all other necessary hardware to make it complete in all respect for earthing/grounding of LNG tanker | 2.00 | Set |  | Not Quoted | Not Quoted | Not Quoted | Not Quoted | 25000.00 | 50000.00 | Not Quoted | Not Quoted | 9500.00 | 19000.00 | Not Quoted | Not Quoted | 19000.00 | SANJIV SAHAI SHARMA
153.00 | OUTDOOR LIGHTING
154.00 | Design, engineering, shop testing, Supply , packing and forwarding, transportation, delivery at storage and from storage to site lighting fixtures complete with mounting bracket, flame proof/non flame proof, control gear box as per the type of fixture, lamps etc. including civil work with pipe inserts for cables and connecting work, with all material and labour as per specifications, drawings and instruction of Engineer-in-charge. Work to be completed in all respects.
155.00 | Street lighting, integral flame proof well glass fixture (CMIFR approved for Zone-1/2 gas group IIA & IIB) with 72 W LED luminaire with flame proof control gear/JB (Model no. WG-1240 of Sudhir make or equivalent) | 25.00 | Nos. |  | Not Quoted | Not Quoted | Not Quoted | Not Quoted | 10000.00 | 250000.00 | Not Quoted | Not Quoted | 17500.00 | 437500.00 | Not Quoted | Not Quoted | 250000.00 | Sacheti Infratech Private Limited
156.00 | Supply of Integral flame proof Flood Light fixture (CMIFR approved for Zone-1/2 gas group IIA & IIB) with 72 W LED luminaire with flame proof control gear/JB (Model no. WG-1240 of Sudhir make or equivalent) | 4.00 | Nos. |  | Not Quoted | Not Quoted | Not Quoted | Not Quoted | 12000.00 | 48000.00 | Not Quoted | Not Quoted | 12800.00 | 51200.00 | Not Quoted | Not Quoted | 48000.00 | Sacheti Infratech Private Limited
157.00 | Supply of the underlights for the canopy as specified including lighting fixture flame proof enclosure for Bulk Head Fitting(CRS-1273, 1 x LED, 90W)of Sudhir make or equivalent, juction boxes etc. as requried. | 20.00 | Nos. |  | Not Quoted | Not Quoted | Not Quoted | Not Quoted | 15000.00 | 300000.00 | Not Quoted | Not Quoted | 17800.00 | 356000.00 | Not Quoted | Not Quoted | 300000.00 | Sacheti Infratech Private Limited
158.00 | Street lighting pole 6mtr high GI octagonal pole (Type BOP-6030 of Bajaj make or equivalent) complete with bracket, GI clamps for fixing flame proof control gear box as per standard drawing (MEC/SD/05/E9/77/04) & specification (MEC/TS/05/E9/077B). | 25.00 | Nos. |  | Not Quoted | Not Quoted | Not Quoted | Not Quoted | 15000.00 | 375000.00 | Not Quoted | Not Quoted | 17800.00 | 445000.00 | Not Quoted | Not Quoted | 375000.00 | Sacheti Infratech Private Limited
159.00 | Air Conditioners
160.00 | Design, engineering, shop testing, Supply, packing and forwarding, transportation, delivery at storage and from storage to site latest model (5 stars BEE certified ,Inverter AC) 2.0 T split AC complete with remote, MS Stand for outdoor unit etc. | 4.00 | Nos. |  | Not Quoted | Not Quoted | Not Quoted | Not Quoted | 75000.00 | 300000.00 | Not Quoted | Not Quoted | 48000.00 | 192000.00 | Not Quoted | Not Quoted | 192000.00 | SANJIV SAHAI SHARMA
161.00 | Supply of Flame Proof Welding Socket including structure,Civil Foundation and hardware etc complete in all respect.
162.00 | Flame proof type 63 Amp. Welding socket | 1.00 | No. |  | Not Quoted | Not Quoted | Not Quoted | Not Quoted | 10000.00 | 10000.00 | Not Quoted | Not Quoted | 1000.00 | 1000.00 | Not Quoted | Not Quoted | 1000.00 | SANJIV SAHAI SHARMA
163.00 | UPVC Pipe
164.00 | Supply of UPVC Pipes in required length for fixing on steel, concrete or similar sructure, laid in trenches, ready to be buried in concrete including cutting, threading, bending and similar works, supply of clamps, small iron structures, spacers, seats, plugs, bushings etc. and all other materials as per approved drawings and directions of Engineer-In-Charge.
165.00 | 50 mm NB | 100.00 | Mtrs. |  | Not Quoted | Not Quoted | Not Quoted | Not Quoted | 200.00 | 20000.00 | Not Quoted | Not Quoted | 320.00 | 32000.00 | Not Quoted | Not Quoted | 20000.00 | Sacheti Infratech Private Limited
166.00 | 100 mm NB | 200.00 | Mtrs. |  | Not Quoted | Not Quoted | Not Quoted | Not Quoted | 300.00 | 60000.00 | Not Quoted | Not Quoted | 480.00 | 96000.00 | Not Quoted | Not Quoted | 60000.00 | Sacheti Infratech Private Limited
167.00 | 200 mm NB | 100.00 | Mtrs. |  | Not Quoted | Not Quoted | Not Quoted | Not Quoted | 400.00 | 40000.00 | Not Quoted | Not Quoted | 780.00 | 78000.00 | Not Quoted | Not Quoted | 40000.00 | Sacheti Infratech Private Limited
168.00 | Cable Tray
169.00 | Supply of Hot Dip Galvanized Perforated Type, 50mm height, 2.5 mm thick sheet steel & galvanized (86 microns) cable trays (as per IS 2629) of required sizes including tray cover, bends, tee, crosses, horizontal and vertical splices , structural support(suitable for three/four tier),hardware,civil work etc,complete in all respect.
170.00 | 50mm wide | 50.00 | Mtrs. |  | Not Quoted | Not Quoted | Not Quoted | Not Quoted | 1500.00 | 75000.00 | Not Quoted | Not Quoted | 530.00 | 26500.00 | Not Quoted | Not Quoted | 26500.00 | SANJIV SAHAI SHARMA
171.00 | 150mm wide | 50.00 | Mtrs. |  | Not Quoted | Not Quoted | Not Quoted | Not Quoted | 2000.00 | 100000.00 | Not Quoted | Not Quoted | 950.00 | 47500.00 | Not Quoted | Not Quoted | 47500.00 | SANJIV SAHAI SHARMA
172.00 | 300mm wide | 50.00 | Mtrs. |  | Not Quoted | Not Quoted | Not Quoted | Not Quoted | 3000.00 | 150000.00 | Not Quoted | Not Quoted | 1450.00 | 72500.00 | Not Quoted | Not Quoted | 72500.00 | SANJIV SAHAI SHARMA
173.00 | Erection Material
174.00 | Supply and Fabrication of MS base frame support for switch gear and bracket for misc. electrical equipment, cable and cable tray support out of roled MS section,pipes,plates etc including welding, bolting, reveting, supply of necessary anchor bolts and grouting etc supply of paints applying one coat of anti rust primer two finish coats of approved synthetic enamel paints including bracking walls, floors etc for structure as required including supply of all GI hardware materials including all labour and materials complete as required and the direction of Engineer-in-charge. | 1.00 | Lot |  | Not Quoted | Not Quoted | Not Quoted | Not Quoted | 50000.00 | 50000.00 | Not Quoted | Not Quoted | 1000.00 | 1000.00 | Not Quoted | Not Quoted | 1000.00 | SANJIV SAHAI SHARMA
175.00 | Safety Items
176.00 | Supply of the following including the supply of necessary clamp, bolts, rawl plugs etc. breaking and making good of walls, if required , and including all labour and materials complete as per directions of Engineer-In-Charge, applicable standards and Indian Electricity rules.
177.00 | Shock hazard charts complete with frame and glass | 2.00 | Nos. |  | Not Quoted | Not Quoted | Not Quoted | Not Quoted | 2000.00 | 4000.00 | Not Quoted | Not Quoted | 600.00 | 1200.00 | Not Quoted | Not Quoted | 1200.00 | SANJIV SAHAI SHARMA
178.00 | First Aid Boxes | 1.00 | Nos. |  | Not Quoted | Not Quoted | Not Quoted | Not Quoted | 2000.00 | 2000.00 | Not Quoted | Not Quoted | 4500.00 | 4500.00 | Not Quoted | Not Quoted | 2000.00 | Sacheti Infratech Private Limited
179.00 | Carbon-di-oxide(CO2) type fire extinguisher 4.5 Kg capacity Complete with gunmetal valve conforming to IS : 3224 With ISI mark , Discharge horn with bend & wall fixing Bracket, stand etc With Mfg. Test certificate. | 2.00 | Nos. |  | Not Quoted | Not Quoted | Not Quoted | Not Quoted | 8000.00 | 16000.00 | Not Quoted | Not Quoted | 9500.00 | 19000.00 | Not Quoted | Not Quoted | 16000.00 | Sacheti Infratech Private Limited
180.00 | Caution boards including necessary clamps, bolts and other hardware. | 2.00 | Nos. |  | Not Quoted | Not Quoted | Not Quoted | Not Quoted | 2000.00 | 4000.00 | Not Quoted | Not Quoted | 1000.00 | 2000.00 | Not Quoted | Not Quoted | 2000.00 | SANJIV SAHAI SHARMA
181.00 | As built Single Line Diagram complete with frame and glass including hardware etc. | 1.00 | Nos. |  | Not Quoted | Not Quoted | Not Quoted | Not Quoted | 2000.00 | 2000.00 | Not Quoted | Not Quoted | 1500.00 | 1500.00 | Not Quoted | Not Quoted | 1500.00 | SANJIV SAHAI SHARMA
182.00 | Insulating Mats
183.00 | Supply of Insulating Mats 11kV grade (as per IS:15652 - 2006) of 1000mm width, required for maintenance of electrical equipment in substation as required including cutting to required shape in running length and including all labour and materials etc. complete and as per directions of Engineer-In-Charge as per applicable Indian or International standards and Indian Electricity Rules.
184.00 | 11 KV grade of 2.5 mm thick | 20.00 | Mtrs. |  | Not Quoted | Not Quoted | Not Quoted | Not Quoted | 2000.00 | 40000.00 | Not Quoted | Not Quoted | 750.00 | 15000.00 | Not Quoted | Not Quoted | 15000.00 | SANJIV SAHAI SHARMA
185.00 | Supply of point wiring as per details in construction drawing & specification includes PVC conduits in ceiling, complete wiring including Wiring for main/ submain from DBs to switchboard and from switchboard to light/power points with 6/4/2.5/1.5 sq.mm. FR PVC insulated copper conductor multi starnd wire in PVC conduit in recess/ trench as required, switch boxes & switches (ANCHOR ROMA make or equivalent) for following items-
186.00 | Surface/ recess mounted LED light fixrure with LED lamp (type LCTL-36 -CDL of CG make or equivalent). | 12.00 | Nos. |  | Not Quoted | Not Quoted | Not Quoted | Not Quoted | 4000.00 | 48000.00 | Not Quoted | Not Quoted | 4800.00 | 57600.00 | Not Quoted | Not Quoted | 48000.00 | Sacheti Infratech Private Limited
187.00 | Surface/ recess mounted LED light fixrure with LED lamp (type LCTL-18 -CDL of CG make or equivalent). | 4.00 | Nos. |  | Not Quoted | Not Quoted | Not Quoted | Not Quoted | 2000.00 | 8000.00 | Not Quoted | Not Quoted | 4100.00 | 16400.00 | Not Quoted | Not Quoted | 8000.00 | Sacheti Infratech Private Limited
188.00 | Industrial Flame proof fluorescent lamp/LED fitting with lamp (type EXTL 240 of CG make or equivalent). | 2.00 | Nos. |  | Not Quoted | Not Quoted | Not Quoted | Not Quoted | 7000.00 | 14000.00 | Not Quoted | Not Quoted | 9500.00 | 19000.00 | Not Quoted | Not Quoted | 14000.00 | Sacheti Infratech Private Limited
189.00 | Exhaust fan (Industrial type 300/450 mm) with louvers,950 rpm,55watt with flap. | 4.00 | Nos. |  | Not Quoted | Not Quoted | Not Quoted | Not Quoted | 2500.00 | 10000.00 | Not Quoted | Not Quoted | 5500.00 | 22000.00 | Not Quoted | Not Quoted | 10000.00 | Sacheti Infratech Private Limited
190.00 | Flame Proof (CMIFR approved) 12" Exhaust Fan.0.25HP motor,1440 rpm. (Preferred Make: Baliga, FCG, CGL, Prompt) | 2.00 | Nos. |  | Not Quoted | Not Quoted | Not Quoted | Not Quoted | 7000.00 | 14000.00 | Not Quoted | Not Quoted | 11500.00 | 23000.00 | Not Quoted | Not Quoted | 14000.00 | Sacheti Infratech Private Limited
191.00 | Socket outlet (5/15 Amp combination) of ANCHOR ROMA make or equivalent | 10.00 | Nos. |  | Not Quoted | Not Quoted | Not Quoted | Not Quoted | 1000.00 | 10000.00 | Not Quoted | Not Quoted | 600.00 | 6000.00 | Not Quoted | Not Quoted | 6000.00 | SANJIV SAHAI SHARMA
192.00 | 20 Amp sheet steel enclosed industrial type socket with 20 Amp DP MCB for AC. | 4.00 | Nos. |  | Not Quoted | Not Quoted | Not Quoted | Not Quoted | 2500.00 | 10000.00 | Not Quoted | Not Quoted | 1100.00 | 4400.00 | Not Quoted | Not Quoted | 4400.00 | SANJIV SAHAI SHARMA
193.00 | Ceiling fan with electronic regulator ( Energy efficent, 50W, 1200 mm sweep) | 3.00 | Nos. |  | Not Quoted | Not Quoted | Not Quoted | Not Quoted | 3000.00 | 9000.00 | Not Quoted | Not Quoted | 2400.00 | 7200.00 | Not Quoted | Not Quoted | 7200.00 | SANJIV SAHAI SHARMA
194.00 | Wall mounted fan with electronic regulator ( Energy efficent, 50W,) etc complete in all respect for wall mounting | 4.00 | Nos. |  | Not Quoted | Not Quoted | Not Quoted | Not Quoted | 4500.00 | 18000.00 | Not Quoted | Not Quoted | 2800.00 | 11200.00 | Not Quoted | Not Quoted | 11200.00 | SANJIV SAHAI SHARMA
195.00 | Wall mounted fixture above Mirror/Wash basin of 10/15W LED etc complete in all respect. | 4.00 | Nos. |  | Not Quoted | Not Quoted | Not Quoted | Not Quoted | 2500.00 | 10000.00 | Not Quoted | Not Quoted | 720.00 | 2880.00 | Not Quoted | Not Quoted | 2880.00 | SANJIV SAHAI SHARMA
196.00 | SOLAR SYSTEM FOR OUTDOOR EMERGENCY LIGHTING
197.00 | Design, manufacture, testing at works, supply, storage, transportation to site of Solar Street lighting system complete with GI pole and GI mounting bracket, control gear box, internal cable from fitting to junction box, and 15W LED fixture (Fixtures Bajaj Make or equvalent and Battery make Exide, Amron etc), three days battery backup with solar Module, earthing, electronics, dusk-dawn operation etc including pipe inserts for cables and connecting work and commissioning spares as required, with all material and labour as per specifications, drawings and instruction of Engineer-in-charge. Nominal height of GI pole shall be 6m. Work to be completed in all respects. | 2.00 | Set |  | Not Quoted | Not Quoted | Not Quoted | Not Quoted | 20000.00 | 40000.00 | Not Quoted | Not Quoted | 45000.00 | 90000.00 | Not Quoted | Not Quoted | 40000.00 | Sacheti Infratech Private Limited
198.00 | ELECTRICAL ACCESSORIES
199.00 | Supply of electrical accessories including, cable tags, cable tie ,Flexible pvc conduit,cable marker, nickle plated lugs, double compressed brass cable glands,brass adaptar/reducers/nipples, fixing of metallic anchor fasteners for supporting of cable trays including all labour and materials complete as required and as per directions of Engineer-In-Charge. | 1.00 | Lot |  | Not Quoted | Not Quoted | Not Quoted | Not Quoted | 50000.00 | 50000.00 | Not Quoted | Not Quoted | 45000.00 | 45000.00 | Not Quoted | Not Quoted | 45000.00 | SANJIV SAHAI SHARMA
200.00 | Telephone & LAN
201.00 | Supply of telephone sockets (Piano reed Type) in recess PVC conduit including PVC conduit,telephone socket,cable,accessories etc as required. | 6.00 | Nos. |  | Not Quoted | Not Quoted | Not Quoted | Not Quoted | 1000.00 | 6000.00 | Not Quoted | Not Quoted | 550.00 | 3300.00 | Not Quoted | Not Quoted | 3300.00 | SANJIV SAHAI SHARMA
202.00 | Supply of LAN sockets in recess PVC conduit including PVC conduit,telephone socket,cable,accessories etc as required. | 6.00 | Nos. |  | Not Quoted | Not Quoted | Not Quoted | Not Quoted | 1000.00 | 6000.00 | Not Quoted | Not Quoted | 380.00 | 2280.00 | Not Quoted | Not Quoted | 2280.00 | SANJIV SAHAI SHARMA
203.00 | Supply of 2 pairs,0.61mm, Telephone Cable/Wire, including accessories etc as required. | 50.00 | Mtrs. |  | Not Quoted | Not Quoted | Not Quoted | Not Quoted | 100.00 | 5000.00 | Not Quoted | Not Quoted | 120.00 | 6000.00 | Not Quoted | Not Quoted | 5000.00 | Sacheti Infratech Private Limited
204.00 | Supply of UTP cable (CAT 6), Make : D Link/Amp/Lucent | 50.00 | Mtrs. |  | Not Quoted | Not Quoted | Not Quoted | Not Quoted | 125.00 | 6250.00 | Not Quoted | Not Quoted | 130.00 | 6500.00 | Not Quoted | Not Quoted | 6250.00 | Sacheti Infratech Private Limited
205.00 | Supply of Main Distribution Frame - 12 pair | 1.00 | No. |  | Not Quoted | Not Quoted | Not Quoted | Not Quoted | 10000.00 | 10000.00 | Not Quoted | Not Quoted | 2900.00 | 2900.00 | Not Quoted | Not Quoted | 2900.00 | SANJIV SAHAI SHARMA
206.00 | Supply of LAN switch with single incomer and min 10-port out going port complete in all respect. | 1.00 | No. |  | Not Quoted | Not Quoted | Not Quoted | Not Quoted | 10000.00 | 10000.00 | Not Quoted | Not Quoted | 12500.00 | 12500.00 | Not Quoted | Not Quoted | 10000.00 | Sacheti Infratech Private Limited
207.00 | Supply of required material for Construction of Cable pit with pit cover (SFRC cover HD-20 of IS-12592) including civil works, concrete wall/brick wall & its materials, cable conduits interface & its water sealing, cable support structure including all labour and materials complete in all aspect as per approved drawings and directions of Engineer-In-Charge.
208.00 | 500X500(of inside clearance)X 600(Depth) | 10.00 | Nos. |  | Not Quoted | Not Quoted | Not Quoted | Not Quoted | 8000.00 | 80000.00 | Not Quoted | Not Quoted | 3800.00 | 38000.00 | Not Quoted | Not Quoted | 38000.00 | SANJIV SAHAI SHARMA
209.00 | 750X750(of inside clearance)X800(Depth) | 4.00 | Nos. |  | Not Quoted | Not Quoted | Not Quoted | Not Quoted | 12000.00 | 48000.00 | Not Quoted | Not Quoted | 5800.00 | 23200.00 | Not Quoted | Not Quoted | 23200.00 | SANJIV SAHAI SHARMA
210.00 | 1000X1000(of inside clearance)X1000(Depth) | 2.00 | Nos. |  | Not Quoted | Not Quoted | Not Quoted | Not Quoted | 15000.00 | 30000.00 | Not Quoted | Not Quoted | 7200.00 | 14400.00 | Not Quoted | Not Quoted | 14400.00 | SANJIV SAHAI SHARMA
211.00 | DISTRIBUTION TRANSFORMER
212.00 | Supply including packing and forwarding, transportation, delivery at storage to site of 11 kv/433 V outdoor type, 3Ph, 50Hz,copper wound, Dyn11, ONAN distribution transformer with off-load tap changer complete with all accessories as per REC specification 11/1976 and/or IS 2026/1180. and latest amendments there of and first oil filled. Termination arrangement for HV side : HT bushing & LV side Cable end box/Terminal box of following rating (Make of Transformer shall be approved from State Electricity Board/MECON.)
213.00 | 125 KVA | 1.00 | No. |  | Not Quoted | Not Quoted | Not Quoted | Not Quoted | 500000.00 | 500000.00 | Not Quoted | Not Quoted | 300000.00 | 300000.00 | Not Quoted | Not Quoted | 300000.00 | SANJIV SAHAI SHARMA
214.00 | Supply of all the items listed below, all miscellaneous materials etc as required to complete the HT & LT installation as per the tender. (All electrical equipments shall be approved from State Electricity Board/MECON.)
215.00 | Double pole Structure with MS joist ISMB 200 x 100 mm, 9 m long complete with 100 x 50 mm MS channels of required length and size ; 11 kV 3 Ph. horizontal Gang operated Air Break switch, DO fuse, lightning arrestors of suitable ampere rating, pin insulators, disc insulators, operating rod, handle, locking arrangement, copper wire for jumper connection, stay set complete with all accessories etc as required inclusive of paint (two coats of primer & two coats of final aluminum paint) and concrete foundation.It shall be complete in all respect as per Mecon/SEB std. | 1.00 | Set |  | Not Quoted | Not Quoted | Not Quoted | Not Quoted | 100000.00 | 100000.00 | Not Quoted | Not Quoted | 20000.00 | 20000.00 | Not Quoted | Not Quoted | 20000.00 | SANJIV SAHAI SHARMA
216.00 | Supply, of 11 kV, ACSR weasel conductor, insulator, cross arms, all necessary hardware as required for stringing between State Electricity Board Double pole and consumer double pole structures. | 90.00 | Mtrs. |  | Not Quoted | Not Quoted | Not Quoted | Not Quoted | 280.00 | 25200.00 | Not Quoted | Not Quoted | 48.00 | 4320.00 | Not Quoted | Not Quoted | 4320.00 | SANJIV SAHAI SHARMA
217.00 | Chain link fencing of (height 2.5 m) for the sub station area with ISA 50 x 50 x 6 mm angle and 4 mm thick welded wire mesh and 1 no. gate ( 3x3 mtr.) complete with all material, welding and labour etc (20 mtrs/set)/ As per SEB. | 1.00 | Set |  | Not Quoted | Not Quoted | Not Quoted | Not Quoted | 100000.00 | 100000.00 | Not Quoted | Not Quoted | 6500.00 | 6500.00 | Not Quoted | Not Quoted | 6500.00 | SANJIV SAHAI SHARMA
218.00 | 40 mm blue granite metal for spreading in the fenced area . | 13.00 | M3 |  | Not Quoted | Not Quoted | Not Quoted | Not Quoted | 2000.00 | 26000.00 | Not Quoted | Not Quoted | 320.00 | 4160.00 | Not Quoted | Not Quoted | 4160.00 | SANJIV SAHAI SHARMA
219.00 | GAS GENERATOR SET
220.00 | Supply of Min 58.5 to 63KVA KVA Prime Power Gas Genset including AMF Panel with auto start/stop through Pressure transmitter switch as well as through grid failure with MCCB of suitable rating, suitable size of Power & Control cables, hook-up Pipe (Approx. length 50Mts.) from existing BOG management skid of pressure range 1-2 bar, Metering, PRV, Piping, dial Pressure Gauge, Flanges, etc with Ethernet communication& Latest CPCB norms as applicable during supply of equipment complete in all respect suitable for Greenfield LNG station. | 1.00 | Set |  | Not Quoted | Not Quoted | Not Quoted | Not Quoted | 800000.00 | 800000.00 | Not Quoted | Not Quoted | 1600000.00 | 1600000.00 | Not Quoted | Not Quoted | 800000.00 | Sacheti Infratech Private Limited
221.00 | Supply of Tools and Instrument as per Annexure - A of scope of work. | 1.00 | Set |  | Not Quoted | Not Quoted | Not Quoted | Not Quoted | 25000.00 | 25000.00 | Not Quoted | Not Quoted | 10000.00 | 10000.00 | Not Quoted | Not Quoted | 10000.00 | SANJIV SAHAI SHARMA
222.00 | Flame Proof Tool Box Set as per Annexure - A of scope of work. | 1.00 | Set |  | Not Quoted | Not Quoted | Not Quoted | Not Quoted | 25000.00 | 25000.00 | Not Quoted | Not Quoted | 10000.00 | 10000.00 | Not Quoted | Not Quoted | 10000.00 | SANJIV SAHAI SHARMA
223.00 | B. Erection, Testing & Commissioning
224.00 | 415 V LT PDB and APFC Panel
225.00 | Erection, testing & Commissioning of electrical panels :
226.00 | 415 V, 36 KA single front type indoor PDB to receive input power consisting of bus bar chamber, cable alley,outgoing with Fuse complete with wiring, indication lamp, ammeter, voltmeter, MFM (Multi Function Meter) etc including all labour and materials with operating mechanism, all accessories, mandatory spares as per data sheet, auxiliaries with FLP LCS(Local Control switch) for tripping the main incomer of PDB etc complete in all respects as specified in technical specification, data sheet & SLD no. MEC/0030/05/E9/E/1081A & as per standard Specification. Dual incomer of 250Amp & 125Amps (with Single phase preventer & VMR) 4P MCCB (with Micro processor and based O/C,S/C & E/F RELASE with LSIG & Shunt trip) with necessary(Electrical & Mechanical) interlock through 4P power contactors and PLC with 8 DIs and 8 DOs. Buscoupler of 125A 4P power contactor. Outgoing with 01 no. 125 Amp TPN MCCB (with TM based O/C,S/C & E/F RELASE). Outgoing with 02 nos. 80 Amp TPN MCCB (with TM based O/C,S/C & E/F RELASE). Outgoing with 08 no. 63 Amp TPN MCCB (with TM based O/C,S/C & E/F RELASE). Outgoing with 03 nos. 32 Amp TPN MCCB (with TM based O/C & S/C RELASE). Outgoing with 3 nos. 80A Fuse and 3 nos. 32A TPN MCB. Outgoing with 3 nos. 80A Fuse and 3 nos. 20A DP MCB. | 1.00 | Set |  | Not Quoted | Not Quoted | Not Quoted | Not Quoted | 25000.00 | 25000.00 | Not Quoted | Not Quoted | 28000.00 | 28000.00 | Not Quoted | Not Quoted | 25000.00 | Sacheti Infratech Private Limited
227.00 | Floor mounted APFC Panel of 40KVAR capacitor bank in steps of (1x10)+(4x5)+(4x2.5)KVAR capacitors consisting of bus bar chamber, cable alley incoming (MCCB), outgoing feeder (MCBs) as specified in tender specification & SLD no. MEC/0030/05/E9/E/1081A. | 1.00 | Set |  | Not Quoted | Not Quoted | Not Quoted | Not Quoted | 10000.00 | 10000.00 | Not Quoted | Not Quoted | 9000.00 | 9000.00 | Not Quoted | Not Quoted | 9000.00 | SANJIV SAHAI SHARMA
228.00 | LIGHTING DISTRIBUTION BOARDS
229.00 | Erection, testing & Commissioning of 415V/240V lighting/power panels, Surface/Recess mounting type in weather/flame proof (with hinged cover) sheet steel enclosure of approved make having 4 Pole MCCB(LSIG)/RCCB (MCB + ELCB) as incoming and SP/DP/TP MCB (9KA type) for out going circuit complete with wiring,indication lamp, ammeter etc including all labour and materials as per specification, data sheet and the direction of Engineer-in-charge.
230.00 | Surface/Recess mounted Lighting Panel (I/E-LDB) for Building Lighting and Power point consisting two incomers of 63 Amps and 32 Amps (300mA sensitivity) 4/2 Pole RCCB (Grid+Invertor supply) along with necessary interlock through contactor with two isolated Cu busbar and 6 Nos. 16A DP MCBs, 10 Nos. 10A DP MCBs & 08 Nos. 6A DP MCBs as out goings complete with ammeter ,indication lamp etc including all labour and materials as per specification, data sheet & SLD no. MEC/0030/05/E9/E/1081B and the direction of Engineer-in-charge. | 1.00 | Set |  | Not Quoted | Not Quoted | Not Quoted | Not Quoted | 10000.00 | 10000.00 | Not Quoted | Not Quoted | 480.00 | 480.00 | Not Quoted | Not Quoted | 480.00 | SANJIV SAHAI SHARMA
231.00 | Outdoor Lighting Panel (O-LDB) consisting of 63 Amp (300mA sensitivity) 4 Pole RCCB as incomer and 12 nos. 20A TPN MCBs,06 nos. 16A TPN MCBs as out goings complete with Contactor(4P ,63A Contactor with 24Hrs timer), timer, A/M switch, PB with timer and 5 Nos. 20 Amp TPN MCB, 2 Nos. 16A TPN MCB are without timer etc indication lamp as per specification, data sheet & SLD no. MEC/0030/05/E9/E/1081C and the direction of Engineer-in-charge. | 1.00 | Set |  | Not Quoted | Not Quoted | Not Quoted | Not Quoted | 25000.00 | 25000.00 | Not Quoted | Not Quoted | 480.00 | 480.00 | Not Quoted | Not Quoted | 480.00 | SANJIV SAHAI SHARMA
232.00 | INVERTER SYSTEM
233.00 | Erection, testing & Commissioning of 1100VA sine wave Inverter system with 1x150Ah Battery backup, completely maintenance free lead-acid battery along with Battery stand for critical lighting in control room building & outdoor area (Make Inverter: Su-Kam, Genius, Microtek, Battery: Exide, Amaraja). | 1.00 | Set |  | Not Quoted | Not Quoted | Not Quoted | Not Quoted | 10000.00 | 10000.00 | Not Quoted | Not Quoted | 520.00 | 520.00 | Not Quoted | Not Quoted | 520.00 | SANJIV SAHAI SHARMA
234.00 | UPS SYSTEM
235.00 | Erection, testing & Commissioning of following :
236.00 | 5KVA, 230 V Single phase, 50 Hz, single industrial type, UPS system suitable for input Power supply voltage of 320V-460V-TPN with healthy single-Phase Selection, Output 230V +/-1%, AC with Bypass supply, Battery Bank, ACDB (Incomer 32A DP MCB & Outgoing 6 Nos. of 6A, 6 Nos. of 10A and 6 Nos. of 16A DP MCBs) and 2.0 hrs. Battery backup (VRLA, 12V) and battery capacity shall not be less than 22.0 KVAh (where KVAH = battery AH x 12 V x No. of Batteries). As per enclosed Specification, Block diagram & Data sheet and shall be complete in all respect. Including All interconnecting cables among UPS, Rectifier, battery stand, ACDB etc (30 mtr shall be considered between battery bank and UPS panel, 30 mtr cable shall be considered between ACDB and UPS panel. | 1.00 | Set |  | Not Quoted | Not Quoted | Not Quoted | Not Quoted | 25000.00 | 25000.00 | Not Quoted | Not Quoted | 9500.00 | 9500.00 | Not Quoted | Not Quoted | 9500.00 | SANJIV SAHAI SHARMA
237.00 | Laying of 1.1kV, Aluminium/Copper conductor, XLPE/PVC insulated, extruded PVC inner sheathed, PVC outer sheath and G.I. armoured FRLS Power and HR+FRLS Control Cable confirming to specification of below mentioned sizes as per datasheet, specifications of this tender and as per approved vendor list. Note that these quantities are approximate and payment shall be made for actual equipment / materials installed by the Contractor as part of permanent installation based on Issued for Construction drawings. Actual billing shall be done only on permanently installed quantities and not on supplied quantities. Any balance material supplied by Contractor but not permanently installed at site shall be taken back by Contractor and shall not be billed to Purchaser and/or Consultant. Contractor shall consider all associated work as indicated in respective installation standard drawings, scope of work and as per the directions of the Engineer-in-charge.
238.00 | 3.5Cx 120 mm2 A2XFY. | 300.00 | Mtrs. |  | Not Quoted | Not Quoted | Not Quoted | Not Quoted | 20.00 | 6000.00 | Not Quoted | Not Quoted | 170.00 | 51000.00 | Not Quoted | Not Quoted | 6000.00 | Sacheti Infratech Private Limited
239.00 | 3.5Cx 50 mm2 A2XFY. | 100.00 | Mtrs. |  | Not Quoted | Not Quoted | Not Quoted | Not Quoted | 20.00 | 2000.00 | Not Quoted | Not Quoted | 140.00 | 14000.00 | Not Quoted | Not Quoted | 2000.00 | Sacheti Infratech Private Limited
240.00 | 3.5Cx 35 mm2 A2XFY. | 100.00 | Mtrs. |  | Not Quoted | Not Quoted | Not Quoted | Not Quoted | 20.00 | 2000.00 | Not Quoted | Not Quoted | 70.00 | 7000.00 | Not Quoted | Not Quoted | 2000.00 | Sacheti Infratech Private Limited
241.00 | 3.5Cx 25 mm2 A2XFY. | 50.00 | Mtrs. |  | Not Quoted | Not Quoted | Not Quoted | Not Quoted | 20.00 | 1000.00 | Not Quoted | Not Quoted | 70.00 | 3500.00 | Not Quoted | Not Quoted | 1000.00 | Sacheti Infratech Private Limited
242.00 | 4Cx10 mm2 2XWY. | 400.00 | Mtrs. |  | Not Quoted | Not Quoted | Not Quoted | Not Quoted | 20.00 | 8000.00 | Not Quoted | Not Quoted | 110.00 | 44000.00 | Not Quoted | Not Quoted | 8000.00 | Sacheti Infratech Private Limited
243.00 | 4Cx 2.5 mm2 2XWY. | 2000.00 | Mtrs. |  | Not Quoted | Not Quoted | Not Quoted | Not Quoted | 40.00 | 80000.00 | Not Quoted | Not Quoted | 70.00 | 140000.00 | Not Quoted | Not Quoted | 80000.00 | Sacheti Infratech Private Limited
244.00 | 3Cx 2.5 mm2 2XWY. | 100.00 | Mtrs. |  | Not Quoted | Not Quoted | Not Quoted | Not Quoted | 20.00 | 2000.00 | Not Quoted | Not Quoted | 35.00 | 3500.00 | Not Quoted | Not Quoted | 2000.00 | Sacheti Infratech Private Limited
245.00 | 7Cx 2.5 mm2 2XWY. | 100.00 | Mtrs. |  | Not Quoted | Not Quoted | Not Quoted | Not Quoted | 20.00 | 2000.00 | Not Quoted | Not Quoted | 50.00 | 5000.00 | Not Quoted | Not Quoted | 2000.00 | Sacheti Infratech Private Limited
246.00 | Erection, testing & Commissioning of the complete earthing and lightning protection system, earth electrodes/ pit, earth main ring, test link, earthing of electrical equipments, instrument panels, field instruments, process equipments and pipes/ flanges including all associated civil work with all material (Like Bitumen coating) and labour as per specification and drawings approved by the company in with IS 3043.
247.00 | Earth Pits- GI PIPE Electrode with 6 mm thick chequered plate cover(MS)/ SFRC cover as per std drg | 16.00 | Nos. |  | Not Quoted | Not Quoted | Not Quoted | Not Quoted | 5000.00 | 80000.00 | Not Quoted | Not Quoted | 1500.00 | 24000.00 | Not Quoted | Not Quoted | 24000.00 | SANJIV SAHAI SHARMA
248.00 | Earth Pits- Copper plate Electrode with 6 mm thick chequered plate cover (MS)/ SFRC cover as per std drg | 3.00 | Nos. |  | Not Quoted | Not Quoted | Not Quoted | Not Quoted | 8000.00 | 24000.00 | Not Quoted | Not Quoted | 1800.00 | 5400.00 | Not Quoted | Not Quoted | 5400.00 | SANJIV SAHAI SHARMA
249.00 | GI Strip (50X6) mm | 200.00 | Mtrs. |  | Not Quoted | Not Quoted | Not Quoted | Not Quoted | 30.00 | 6000.00 | Not Quoted | Not Quoted | 30.00 | 6000.00 | Not Quoted | Not Quoted | 6000.00 | SANJIV SAHAI SHARMA, Sacheti Infratech Private Limited
250.00 | GI Strip (25X3) mm | 400.00 | Mtrs. |  | Not Quoted | Not Quoted | Not Quoted | Not Quoted | 30.00 | 12000.00 | Not Quoted | Not Quoted | 20.00 | 8000.00 | Not Quoted | Not Quoted | 8000.00 | SANJIV SAHAI SHARMA
251.00 | Copper Strip (25X6) mm | 50.00 | Mtrs. |  | Not Quoted | Not Quoted | Not Quoted | Not Quoted | 30.00 | 1500.00 | Not Quoted | Not Quoted | 140.00 | 7000.00 | Not Quoted | Not Quoted | 1500.00 | Sacheti Infratech Private Limited
252.00 | No. 8 SWG Solid GI Wire | 1.00 | Lot |  | Not Quoted | Not Quoted | Not Quoted | Not Quoted | 2000.00 | 2000.00 | Not Quoted | Not Quoted | 20.00 | 20.00 | Not Quoted | Not Quoted | 20.00 | SANJIV SAHAI SHARMA
253.00 | Static discharge retractable earthing reels for LNG Tanker Earthing with approx. 15 mtrs cable and heavy duty clamp suitable for tanker earthing along with canopy suitable for outdoor installation and all other necessary hardware to make it complete in all respect for earthing/grounding of LNG tanker | 2.00 | Set |  | Not Quoted | Not Quoted | Not Quoted | Not Quoted | 2000.00 | 4000.00 | Not Quoted | Not Quoted | 800.00 | 1600.00 | Not Quoted | Not Quoted | 1600.00 | SANJIV SAHAI SHARMA
254.00 | OUTDOOR LIGHTING
255.00 | Erection, testing & Commissioning of lighting fixtures complete with mounting bracket, flame proof/non flame proof, control gear box as per the type of fixture, lamps etc. including civil work with pipe inserts for cables and connecting work, with all material and labour as per specifications, drawings and instruction of Engineer-in-charge. Work to be completed in all respects.
256.00 | Street lighting, integral flame proof well glass fixture (CMIFR approved for Zone-1/2 gas group IIA & IIB) with 72 W LED luminaire with flame proof control gear/JB (Model no. WG-1240 of Sudhir make or equivalent) | 25.00 | Nos. |  | Not Quoted | Not Quoted | Not Quoted | Not Quoted | 2000.00 | 50000.00 | Not Quoted | Not Quoted | 500.00 | 12500.00 | Not Quoted | Not Quoted | 12500.00 | SANJIV SAHAI SHARMA
257.00 | Integral flame proof Flood Light fixture (CMIFR approved for Zone-1/2 gas group IIA & IIB) with 72 W LED luminaire with flame proof control gear/JB (Model no. WG-1240 of Sudhir make or equivalent) | 4.00 | Nos. |  | Not Quoted | Not Quoted | Not Quoted | Not Quoted | 2000.00 | 8000.00 | Not Quoted | Not Quoted | 500.00 | 2000.00 | Not Quoted | Not Quoted | 2000.00 | SANJIV SAHAI SHARMA
258.00 | Underlights for the canopy as specified including lighting fixture flame proof enclosure for Bulk Head Fitting(CRS-1273, 1 x LED, 90W)of Sudhir make or equivalent, juction boxes etc. as requried. | 20.00 | Nos. |  | Not Quoted | Not Quoted | Not Quoted | Not Quoted | 2000.00 | 40000.00 | Not Quoted | Not Quoted | 500.00 | 10000.00 | Not Quoted | Not Quoted | 10000.00 | SANJIV SAHAI SHARMA
259.00 | Street lighting pole 6mtr high GI octagonal pole (Type BOP-6030 of Bajaj make or equivalent) complete with bracket, GI clamps for fixing flame proof control gear box as per standard drawing (MEC/SD/05/E9/77/04) & specification (MEC/TS/05/E9/077B). | 25.00 | Nos. |  | Not Quoted | Not Quoted | Not Quoted | Not Quoted | 3000.00 | 75000.00 | Not Quoted | Not Quoted | 500.00 | 12500.00 | Not Quoted | Not Quoted | 12500.00 | SANJIV SAHAI SHARMA
260.00 | Air Conditioners
261.00 | Erection, testing & Commissioning of latest model (5 stars BEE certified ,Inverter AC) 2.0 T split AC complete with remote, MS Stand for outdoor unit etc. | 4.00 | Nos. |  | Not Quoted | Not Quoted | Not Quoted | Not Quoted | 15000.00 | 60000.00 | Not Quoted | Not Quoted | 4000.00 | 16000.00 | Not Quoted | Not Quoted | 16000.00 | SANJIV SAHAI SHARMA
262.00 | Erection, testing & Commissioning of Flame Proof Welding Socket including structure,Civil Foundation and hardware etc complete in all respect.
263.00 | Flame proof type 63 Amp. Welding socket | 1.00 | No. |  | Not Quoted | Not Quoted | Not Quoted | Not Quoted | 2000.00 | 2000.00 | Not Quoted | Not Quoted | 100.00 | 100.00 | Not Quoted | Not Quoted | 100.00 | SANJIV SAHAI SHARMA
264.00 | UPVC Pipe
265.00 | Erection, testing & Commissioning of UPVC Pipes in required length for fixing on steel, concrete or similar sructure, laid in trenches, ready to be buried in concrete including cutting, threading, bending and similar works, installation of clamps, small iron structures, spacers, seats, plugs, bushings etc. and all other materials as per approved drawings and directions of Engineer-In-Charge.
266.00 | 50 mm NB | 100.00 | Mtrs. |  | Not Quoted | Not Quoted | Not Quoted | Not Quoted | 50.00 | 5000.00 | Not Quoted | Not Quoted | 50.00 | 5000.00 | Not Quoted | Not Quoted | 5000.00 | SANJIV SAHAI SHARMA, Sacheti Infratech Private Limited
267.00 | 100 mm NB | 200.00 | Mtrs. |  | Not Quoted | Not Quoted | Not Quoted | Not Quoted | 50.00 | 10000.00 | Not Quoted | Not Quoted | 60.00 | 12000.00 | Not Quoted | Not Quoted | 10000.00 | Sacheti Infratech Private Limited
268.00 | 200 mm NB | 100.00 | Mtrs. |  | Not Quoted | Not Quoted | Not Quoted | Not Quoted | 50.00 | 5000.00 | Not Quoted | Not Quoted | 70.00 | 7000.00 | Not Quoted | Not Quoted | 5000.00 | Sacheti Infratech Private Limited
269.00 | Cable Tray
270.00 | Erection, testing & Commissioning of Hot Dip Galvanized Perforated Type, 50mm height, 2.5 mm thick sheet steel & galvanized (86 microns) cable trays (as per IS 2629) of required sizes including tray cover, bends, tee, crosses, horizontal and vertical splices , structural support(suitable for three/four tier),hardware,civil work etc,complete in all respect.
271.00 | 50mm wide | 50.00 | Mtrs. |  | Not Quoted | Not Quoted | Not Quoted | Not Quoted | 200.00 | 10000.00 | Not Quoted | Not Quoted | 20.00 | 1000.00 | Not Quoted | Not Quoted | 1000.00 | SANJIV SAHAI SHARMA
272.00 | 150mm wide | 50.00 | Mtrs. |  | Not Quoted | Not Quoted | Not Quoted | Not Quoted | 200.00 | 10000.00 | Not Quoted | Not Quoted | 30.00 | 1500.00 | Not Quoted | Not Quoted | 1500.00 | SANJIV SAHAI SHARMA
273.00 | 300mm wide | 50.00 | Mtrs. |  | Not Quoted | Not Quoted | Not Quoted | Not Quoted | 200.00 | 10000.00 | Not Quoted | Not Quoted | 40.00 | 2000.00 | Not Quoted | Not Quoted | 2000.00 | SANJIV SAHAI SHARMA
274.00 | Erection Material
275.00 | Installation of MS base frame support for switch gear and bracket for misc. electrical equipment, cable and cable tray support out of roled MS section,pipes,plates etc including welding, bolting, reveting, installation of necessary anchor bolts and grouting etc, applying one coat of anti rust primer, two finish coats of approved synthetic enamel paints including bracking walls, floors etc for structure as required including all GI hardware materials including all labour and materials complete as required and the direction of Engineer-in-charge. | 1.00 | Lot |  | Not Quoted | Not Quoted | Not Quoted | Not Quoted | 15000.00 | 15000.00 | Not Quoted | Not Quoted | 1000.00 | 1000.00 | Not Quoted | Not Quoted | 1000.00 | SANJIV SAHAI SHARMA
276.00 | Safety Items
277.00 | Installation of the following including the necessary clamp, bolts, rawl plugs etc. breaking and making good of walls, if required , and including all labour and materials complete as per directions of Engineer-In-Charge, applicable standards and Indian Electricity rules.
278.00 | Shock hazard charts complete with frame and glass | 2.00 | Nos. |  | Not Quoted | Not Quoted | Not Quoted | Not Quoted | 1000.00 | 2000.00 | Not Quoted | Not Quoted | 10.00 | 20.00 | Not Quoted | Not Quoted | 20.00 | SANJIV SAHAI SHARMA
279.00 | First Aid Boxes | 1.00 | Nos. |  | Not Quoted | Not Quoted | Not Quoted | Not Quoted | 1000.00 | 1000.00 | Not Quoted | Not Quoted | 20.00 | 20.00 | Not Quoted | Not Quoted | 20.00 | SANJIV SAHAI SHARMA
280.00 | Carbon-di-oxide(CO2) type fire extinguisher 4.5 Kg capacity Complete with gunmetal valve conforming to IS : 3224 With ISI mark , Discharge horn with bend & wall fixing Bracket, stand etc With Mfg. Test certificate. | 2.00 | Nos. |  | Not Quoted | Not Quoted | Not Quoted | Not Quoted | 2000.00 | 4000.00 | Not Quoted | Not Quoted | 30.00 | 60.00 | Not Quoted | Not Quoted | 60.00 | SANJIV SAHAI SHARMA
281.00 | Caution boards including necessary clamps, bolts and other hardware. | 2.00 | Nos. |  | Not Quoted | Not Quoted | Not Quoted | Not Quoted | 1000.00 | 2000.00 | Not Quoted | Not Quoted | 40.00 | 80.00 | Not Quoted | Not Quoted | 80.00 | SANJIV SAHAI SHARMA
282.00 | As built Single Line Diagram complete with frame and glass including hardware etc. | 1.00 | Nos. |  | Not Quoted | Not Quoted | Not Quoted | Not Quoted | 1000.00 | 1000.00 | Not Quoted | Not Quoted | 30.00 | 30.00 | Not Quoted | Not Quoted | 30.00 | SANJIV SAHAI SHARMA
283.00 | Insulating Mats
284.00 | Laying of Insulating Mats 11kV grade (as per IS:15652 - 2006) of 1000mm width, required for maintenance of electrical equipment in substation as required including cutting to required shape in running length and including all labour and materials etc. complete and as per directions of Engineer-In-Charge as per applicable Indian or International standards and Indian Electricity Rules.
285.00 | 11 KV grade of 2.5 mm thick | 20.00 | Mtrs. |  | Not Quoted | Not Quoted | Not Quoted | Not Quoted | 1000.00 | 20000.00 | Not Quoted | Not Quoted | 100.00 | 2000.00 | Not Quoted | Not Quoted | 2000.00 | SANJIV SAHAI SHARMA
286.00 | Erection, testing & Commissioning of point wiring as per details in construction drawing & specification includes PVC conduits in ceiling, complete wiring including Wiring for main/ submain from DBs to switchboard and from switchboard to light/power points with 6/4/2.5/1.5 sq.mm. FR PVC insulated copper conductor multi starnd wire in PVC conduit in recess/ trench as required, switch boxes & switches (ANCHOR ROMA make or equivalent) for following items-
287.00 | Surface/ recess mounted LED light fixrure with LED lamp (type LCTL-36 -CDL of CG make or equivalent). | 12.00 | Nos. |  | Not Quoted | Not Quoted | Not Quoted | Not Quoted | 2000.00 | 24000.00 | Not Quoted | Not Quoted | 150.00 | 1800.00 | Not Quoted | Not Quoted | 1800.00 | SANJIV SAHAI SHARMA
288.00 | Surface/ recess mounted LED light fixrure with LED lamp (type LCTL-18 -CDL of CG make or equivalent). | 4.00 | Nos. |  | Not Quoted | Not Quoted | Not Quoted | Not Quoted | 2000.00 | 8000.00 | Not Quoted | Not Quoted | 200.00 | 800.00 | Not Quoted | Not Quoted | 800.00 | SANJIV SAHAI SHARMA
289.00 | Industrial Flame proof fluorescent lamp/LED fitting with lamp (type EXTL 240 of CG make or equivalent). | 2.00 | Nos. |  | Not Quoted | Not Quoted | Not Quoted | Not Quoted | 2000.00 | 4000.00 | Not Quoted | Not Quoted | 250.00 | 500.00 | Not Quoted | Not Quoted | 500.00 | SANJIV SAHAI SHARMA
290.00 | Exhaust fan (Industrial type 300/450 mm) with louvers,950 rpm,55watt with flap. | 4.00 | Nos. |  | Not Quoted | Not Quoted | Not Quoted | Not Quoted | 2000.00 | 8000.00 | Not Quoted | Not Quoted | 250.00 | 1000.00 | Not Quoted | Not Quoted | 1000.00 | SANJIV SAHAI SHARMA
291.00 | Flame Proof (CMIFR approved) 12" Exhaust Fan.0.25HP motor,1440 rpm. (Preferred Make: Baliga, FCG, CGL, Prompt) | 2.00 | Nos. |  | Not Quoted | Not Quoted | Not Quoted | Not Quoted | 2000.00 | 4000.00 | Not Quoted | Not Quoted | 250.00 | 500.00 | Not Quoted | Not Quoted | 500.00 | SANJIV SAHAI SHARMA
292.00 | Socket outlet (5/15 Amp combination) of ANCHOR ROMA make or equivalent | 10.00 | Nos. |  | Not Quoted | Not Quoted | Not Quoted | Not Quoted | 2000.00 | 20000.00 | Not Quoted | Not Quoted | 100.00 | 1000.00 | Not Quoted | Not Quoted | 1000.00 | SANJIV SAHAI SHARMA
293.00 | 20 Amp sheet steel enclosed industrial type socket with 20 Amp DP MCB for AC. | 4.00 | Nos. |  | Not Quoted | Not Quoted | Not Quoted | Not Quoted | 2000.00 | 8000.00 | Not Quoted | Not Quoted | 100.00 | 400.00 | Not Quoted | Not Quoted | 400.00 | SANJIV SAHAI SHARMA
294.00 | Ceiling fan with electronic regulator ( Energy efficent, 50W, 1200 mm sweep) | 3.00 | Nos. |  | Not Quoted | Not Quoted | Not Quoted | Not Quoted | 2000.00 | 6000.00 | Not Quoted | Not Quoted | 500.00 | 1500.00 | Not Quoted | Not Quoted | 1500.00 | SANJIV SAHAI SHARMA
295.00 | Wall mounted fan with electronic regulator ( Energy efficent, 50W,) etc complete in all respect for wall mounting | 4.00 | Nos. |  | Not Quoted | Not Quoted | Not Quoted | Not Quoted | 2000.00 | 8000.00 | Not Quoted | Not Quoted | 500.00 | 2000.00 | Not Quoted | Not Quoted | 2000.00 | SANJIV SAHAI SHARMA
296.00 | Wall mounted fixture above Mirror/Wash basin of 10/15W LED etc complete in all respect. | 4.00 | Nos. |  | Not Quoted | Not Quoted | Not Quoted | Not Quoted | 2000.00 | 8000.00 | Not Quoted | Not Quoted | 500.00 | 2000.00 | Not Quoted | Not Quoted | 2000.00 | SANJIV SAHAI SHARMA
297.00 | SOLAR SYSTEM FOR OUTDOOR EMERGENCY LIGHTING
298.00 | Erection, testing & Commissioning of Solar Street lighting system complete with GI pole and GI mounting bracket, control gear box, internal cable from fitting to junction box, and 15W LED fixture (Fixtures Bajaj Make or equvalent and Battery make Exide, Amron etc), three days battery backup with solar Module, earthing, electronics, dusk-dawn operation etc including pipe inserts for cables and connecting work and commissioning spares as required, with all material and labour as per specifications, drawings and instruction of Engineer-in-charge. Nominal height of GI pole shall be 6m. Work to be completed in all respects. | 2.00 | Set |  | Not Quoted | Not Quoted | Not Quoted | Not Quoted | 5000.00 | 10000.00 | Not Quoted | Not Quoted | 4000.00 | 8000.00 | Not Quoted | Not Quoted | 8000.00 | SANJIV SAHAI SHARMA
299.00 | ELECTRICAL ACCESSORIES
300.00 | Installation of electrical accessories including, cable tags, cable tie ,Flexible pvc conduit,cable marker, nickle plated lugs, double compressed brass cable glands,brass adaptar/reducers/nipples, fixing of metallic anchor fasteners for supporting of cable trays including all labour and materials complete as required and as per directions of Engineer-In-Charge. | 1.00 | Lot |  | Not Quoted | Not Quoted | Not Quoted | Not Quoted | 15000.00 | 15000.00 | Not Quoted | Not Quoted | 500.00 | 500.00 | Not Quoted | Not Quoted | 500.00 | SANJIV SAHAI SHARMA
301.00 | Telephone & LAN
302.00 | Erection, testing & Commissioning of telephone sockets (Piano reed Type) in recess PVC conduit including PVC conduit,telephone socket,cable,accessories etc as required. | 6.00 | Nos. |  | Not Quoted | Not Quoted | Not Quoted | Not Quoted | 1000.00 | 6000.00 | Not Quoted | Not Quoted | 10.00 | 60.00 | Not Quoted | Not Quoted | 60.00 | SANJIV SAHAI SHARMA
303.00 | Erection, testing & Commissioning of LAN sockets in recess PVC conduit including PVC conduit,telephone socket,cable,accessories etc as required. | 6.00 | Nos. |  | Not Quoted | Not Quoted | Not Quoted | Not Quoted | 1000.00 | 6000.00 | Not Quoted | Not Quoted | 20.00 | 120.00 | Not Quoted | Not Quoted | 120.00 | SANJIV SAHAI SHARMA
304.00 | Laying of 2 pairs,0.61mm, Telephone Cable/Wire, including accessories etc as required. | 50.00 | Mtrs. |  | Not Quoted | Not Quoted | Not Quoted | Not Quoted | 50.00 | 2500.00 | Not Quoted | Not Quoted | 30.00 | 1500.00 | Not Quoted | Not Quoted | 1500.00 | SANJIV SAHAI SHARMA
305.00 | Laying of UTP cable (CAT 6), Make : D Link/Amp/Lucent | 50.00 | Mtrs. |  | Not Quoted | Not Quoted | Not Quoted | Not Quoted | 50.00 | 2500.00 | Not Quoted | Not Quoted | 40.00 | 2000.00 | Not Quoted | Not Quoted | 2000.00 | SANJIV SAHAI SHARMA
306.00 | Erection, testing & Commissioning of Main Distribution Frame - 12 pair | 1.00 | No. |  | Not Quoted | Not Quoted | Not Quoted | Not Quoted | 1000.00 | 1000.00 | Not Quoted | Not Quoted | 50.00 | 50.00 | Not Quoted | Not Quoted | 50.00 | SANJIV SAHAI SHARMA
307.00 | Erection, testing & Commissioning of LAN switch with single incomer and min 10-port out going port complete in all respect. | 1.00 | No. |  | Not Quoted | Not Quoted | Not Quoted | Not Quoted | 1000.00 | 1000.00 | Not Quoted | Not Quoted | 50.00 | 50.00 | Not Quoted | Not Quoted | 50.00 | SANJIV SAHAI SHARMA
308.00 | Construction of Cable pit with pit cover (SFRC cover HD-20 of IS-12592) including civil works repair, concrete wall/brick wall & its materials, cable conduits interface & its water sealing, cable support structure including all labour and materials complete in all aspect as per approved drawings and directions of Engineer-In-Charge.
309.00 | 500X500(of inside clearance)X 600(Depth) | 10.00 | Nos. |  | Not Quoted | Not Quoted | Not Quoted | Not Quoted | 8000.00 | 80000.00 | Not Quoted | Not Quoted | 1000.00 | 10000.00 | Not Quoted | Not Quoted | 10000.00 | SANJIV SAHAI SHARMA
310.00 | 750X750(of inside clearance)X800(Depth) | 4.00 | Nos. |  | Not Quoted | Not Quoted | Not Quoted | Not Quoted | 12000.00 | 48000.00 | Not Quoted | Not Quoted | 1500.00 | 6000.00 | Not Quoted | Not Quoted | 6000.00 | SANJIV SAHAI SHARMA
311.00 | 1000X1000(of inside clearance)X1000(Depth) | 2.00 | Nos. |  | Not Quoted | Not Quoted | Not Quoted | Not Quoted | 15000.00 | 30000.00 | Not Quoted | Not Quoted | 2000.00 | 4000.00 | Not Quoted | Not Quoted | 4000.00 | SANJIV SAHAI SHARMA
312.00 | DISTRIBUTION TRANSFORMER
313.00 | Erection, testing & Commissioning of 11 kv/433 V outdoor type, 3Ph, 50Hz, copper wound, Dyn11, ONAN distribution transformer r with off-load tap changer complete with all accessories as per REC specification 11/1976 and/or IS 2026/1180. and latest amendments there of and first oil filled. Termination arrangement for HV side : HT bushing & LV side Cable end box/Terminal box of following rating (Make of Transformer shall be approved from State Electricity Board/MECON.)
314.00 | 125KVA | 1.00 | No. |  | Not Quoted | Not Quoted | Not Quoted | Not Quoted | 50000.00 | 50000.00 | Not Quoted | Not Quoted | 40000.00 | 40000.00 | Not Quoted | Not Quoted | 40000.00 | SANJIV SAHAI SHARMA
315.00 | Erection, testing & Commissioning of all the items listed below, all miscellaneous materials etc as required to complete the HT & LT installation as per the tender. (All electrical equipments shall be approved from State Electricity Board/MECON.)
316.00 | Double pole Structure with MS joist ISMB 200 x 100 mm, 9 m long complete with 100 x 50 mm MS channels of required length and size ; 11 kV 3 Ph. horizontal Gang operated Air Break switch, DO fuse, lightning arrestors of suitable ampere rating;pin insulators, disc insulators, operating rod, handle, locking arrangement, copper wire for jumper connection, stay set complete with all accessories etc as required inclusive of paint (two coats of primer & two coats of final aluminum paint) and concrete foundation.It shall be complete in all respect as per Mecon/SEB std. | 1.00 | Set |  | Not Quoted | Not Quoted | Not Quoted | Not Quoted | 25000.00 | 25000.00 | Not Quoted | Not Quoted | 10000.00 | 10000.00 | Not Quoted | Not Quoted | 10000.00 | SANJIV SAHAI SHARMA
317.00 | 11 kV, ACSR weasel conductor, insulator, cross arms, all necessary hardware as required for stringing between State Electricity Board Double pole and consumer double pole structures. | 90.00 | Mtrs. |  | Not Quoted | Not Quoted | Not Quoted | Not Quoted | 100.00 | 9000.00 | Not Quoted | Not Quoted | 20.00 | 1800.00 | Not Quoted | Not Quoted | 1800.00 | SANJIV SAHAI SHARMA
318.00 | Chain link fencing of (height 2.5 m) for the sub station area with ISA 50 x 50 x 6 mm angle and 4 mm thick welded wire mesh and 1 no. gate ( 3x3 mtr.) complete with all material, welding and labour etc (20 mtrs/set)/ As per SEB std. | 1.00 | Set |  | Not Quoted | Not Quoted | Not Quoted | Not Quoted | 10000.00 | 10000.00 | Not Quoted | Not Quoted | 9000.00 | 9000.00 | Not Quoted | Not Quoted | 9000.00 | SANJIV SAHAI SHARMA
319.00 | 40 mm blue granite metal for spreading in the fenced area . | 13.00 | M3 |  | Not Quoted | Not Quoted | Not Quoted | Not Quoted | 1000.00 | 13000.00 | Not Quoted | Not Quoted | 50.00 | 650.00 | Not Quoted | Not Quoted | 650.00 | SANJIV SAHAI SHARMA
320.00 | GAS GENERATOR SET
321.00 | Erection, testing & Commissioning of Min 58.5 to 63KVA KVA Prime Power Gas Genset including AMF Panel with auto start/stop through Pressure transmitter switch as well as through grid failure with MCCB of suitable rating, suitable size of Power & Control cables, hook-up Pipe (Approx. length 50Mts.) from existing BOG management skid of pressure range 1-2 bar, Metering, PRV, Piping, dial Pressure Gauge, Flanges, etc with Ethernet communication& Latest CPCB norms as applicable during supply of equipment complete in all respect suitable for Greenfield LNG station. | 1.00 | Set |  | Not Quoted | Not Quoted | Not Quoted | Not Quoted | 50000.00 | 50000.00 | Not Quoted | Not Quoted | 200000.00 | 200000.00 | Not Quoted | Not Quoted | 50000.00 | Sacheti Infratech Private Limited
322.00 | All works relating to statutory approvals of the installation from competent authority like Electrical Inspectorate, CEA, DGMS, SEB etc. including carrying out of all required modifications in design / Manufacturer / Installation to meet the requirement of Indian Electricity rules and other statutory regulations in force, carrying out necessary paper work and liasion with the authorities to obtain all necessary clearances for charging of installation as per relevant national standards for LNG station. However the official fees towards the approvals shall be reimbursed by the client. | 1.00 | Lumpsum |  | Not Quoted | Not Quoted | Not Quoted | Not Quoted | 200000.00 | 200000.00 | Not Quoted | Not Quoted | 100000.00 | 100000.00 | Not Quoted | Not Quoted | 100000.00 | SANJIV SAHAI SHARMA
323.00 | Kindly quote in Percentage in M column on total Estimate Amount of Percentage part (Civil Work SOR Part -B (item CIV-01 to CIV -48) refer sheet2. Note: Bidders shall quote percentage in plus ( '+ ') or minus (' - ') in column M by which total estimated price in the Sheet2 shall be increased or decreased to arrive at bidder‘s quoted price (excluding GST) for Sheet2. Bidder's quoted item rates shall be arrived by applying offered percentage on estimated rates of all BoQ items given in Sheet2. | 1.00 | Lumpsum | 25399850.00 | Not Quoted | Not Quoted | Not Quoted | Not Quoted | -.22 | 19753463.34 | Not Quoted | Not Quoted | -.13 | 22174069.05 | Not Quoted | Not Quoted | 19753463.34 | Sacheti Infratech Private Limited
| Total in Figures | [8 empty] | 38350413.34 |  |  |  | 47359299.05
Lowest Amount Quoted BY: Sacheti Infratech Private Limited(38350413.34)

## BoQ3
Government eProcurement System Created By: VAIDANT KUMAR BAIRWA Created Date/Time: 24-Apr-2025 04:15 PM Tender Title: CIVIL CONSTRUCTION WORK INCLUDING ELECTRICAL AND FIREFIGHTING WORKS FOR LNG STORAGE AND LNG DISPENSING FACILITIES Tender ID: 2025_GAIL_224483_1
Tender Inviting Authority: Owner: GAIL (India) LIMITED.; EPMC- MECON Ltd.
Name of Work: CIVIL CONSTRUCTION WORK INCLUDING ELECTRICAL AND FIREFIGHTING WORKS FOR LNG STORAGE & LNG DISPENSING FACILITIES
Tender No: 05/51/E/0030/GAIL/001-iv-01 (Tender ID: 2025_GAIL_224483_1)
SCHEDULE OF WORK / ITEM(S)
Sl.No | Description of Work / Item(s) | No.of Qty | Units | Estimated Rate | M/s. JYOTI SARUP MITTAL (GSTN-07AAAFJ3400H2ZW) BID ID -819965 |  | ENTECK TRADE LINK (GSTN-09AABFE5739M1Z0) BID ID -820339 |  | Sacheti Infratech Private Limited (GSTN-NA) BID ID -820327 |  | RGI ENTERPRISES (GSTN-NA) BID ID -816410 |  | SANJIV SAHAI SHARMA (GSTN-NA) BID ID -820171 |  | M/S JAI MAA CONSTRUCTIONS (GSTN-NA) BID ID -820404
[5 empty] | Rate | Amount | Rate | Amount | Rate | Amount | Rate | Amount | Rate | Amount | Rate | Amount | L1 Amount | L1 Vendor
1.00 | Part II- STEEL STRUCTURAL WORKS
2.00 | Canopy in Structural Steel Supply, fabrication, erection and handing over of structural steel fabricated canopy [steel structures tentative weight @ 85 Kg/Sqm] with 0.6mm thick Zincalume/galvalume colour coated steel sheets for roof sheeting as per specification, including 0.6mm thk. cold rolled colour coated steel profile sheet of Trac (150F) Pre-Coated Steel false ceiling system, with powder coated finishes as per manufacturers instruction and specification, facia, flashings, Rain Water Pipe, electrical cable pipe & Gutter, including surface preparation by mechanical cleaning including application of one coat of Zinc phosphate primer of DFT 35 microns at shop, second coat of Zinc phosphate primer of DFT 35 microns at site after erection and two coats of finishing paint of synthetic enamel of DFT 25 microns each per coat at site (Total DFT 120 microns). The work is to be completed in all respect as per technical specification of Canopy, scope of work, detailed construction drawings and directions of the Engineer-in-charge. (rectangular plan area shall be considered for measurement) 1. The tentative weight of structural steel shall be 85 kg/m2 (only weight of Steel structures elements excluding sheeting and false ceiling) of canopy area. A variation of +/- 15% of structural steel weight shall be deemed included in the item. Any increase/decrease beyond this limit shall attract payment/deduction @ Rs. 80000/- per Tonne. 2. Rate to include cost of all labour, tools, tackles, equipment, hire charges, supply of all materials such as structural steel, purlins, nuts, bolts, washers, screws, seals, wire ropes, roof sheeting, flashing, fitting and fixtures, false ceiling system, gutter, rain water pipes, electrical cable pipe and bends, electrodes, edge colour coated sheets (for signage works), primer, paint and all consumables etc. with all bye works and sundry works complete in all respect. 3. Rate to exclude cost of electrical wiring for under lights and Signage works, supply & fixing of all electrical fixtures/materials, signage works & Civil Foundation. | 200.00 | SQM |  | 20000.00 | 4000000.00 | 11000.00 | 2200000.00 | 11500.00 | 2300000.00 | Not Quoted | Not Quoted | 12300.00 | 2460000.00 | Not Quoted | Not Quoted | 2200000.00 | ENTECK TRADE LINK
3.00 | Supply, fabrication & erection of Steel structure Supplying, Fabricating & Erecting in position steel structures fabricated from MS rolled section conforming to IS:2062 and/or from pipes conforming to IS:1161 for cascade supporting structures, loading/unloading platform, Cat Ladder, handrails, hoardings for signages, LCV stand, MS channel drain covers, column, rafter, purlins, runners, bracings, beam for monorail, etc. or any other structures required as per constructon drawings for completion of works, including surface preparation, painting as per specification, including loading, transportation and unloading delivery at erection site of all fabricated structures, storage and handling at site, site assembly and finally erection of structures at appropriate location, alignment and welding of all structures true to line, level, plumb and dimension. The work shall be completed in all respect as per drawings, technical specification and direction of the Engineer-in-Charge. (The cost & weight of MS bolts and nuts (permanent and service), washers, electrodes, putty, gases, shims, packs, cost of straightening of raw materials, Built up section at any shape, cutting of flats from plates and providing splices, paints, tools, plants, testing of materials, etc and all other consumables as required for the work shall be deemed to be included in the quoted rates.) | 15500.00 | KG |  | 140.00 | 2170000.00 | 120.00 | 1860000.00 | 100.00 | 1550000.00 | Not Quoted | Not Quoted | 105.00 | 1627500.00 | Not Quoted | Not Quoted | 1550000.00 | Sacheti Infratech Private Limited
4.00 | Supply and erection of Zincalume high tensile colour coated sheet on roof and sides: Supply and erection of 0.5mm TCT zincalume high tensile colour coated steel sheets (fy=550MPa) conforming to IS:15961 having trapezoidal profile with a cover width of 930-1020 mm and 28-32 mm deep crest at pitch of 186-250mmc/c with minimum two ribs at centre for stiffening. with zincalume coating 150gsm. The sheet shall have a total coating thickness of 35 micron,super durable polyester colorbond XRW quality paint system of 20 microns on exposed surface and 5 micron reverse polyester coat on back surface over 5 micron primer coat on both side surface as per IS:15965. The paint system should have stable resin & inorganic pigments for paint durability and lead free for water harvesting The sheet shall have anti-capillary groove to avoid any seepage of water through lateral over lap, compatible flashing, Trims, ridge panel and fixtures, accessories, sealing tape etc., including transportation and delivery at site, storage and handling at site, cutting and bending of sheets to required shapes and sizes and erecting them on roof and sides using self-drilling, self-tapping fasteners which shall be hot dip galvanized with Xylon coated with EPDM Seals conforming to AS: 3566 class 3 at proper position. Roof sheet shall be laid in colours as per approved colours scheme. All works shall be completed in all respect as per specification, scope and description of works and as per direction of the Engineer-In-Charge. Mode of measurement shall be total covering area of sheeting. Lapping of sheets, ridges and flashes shall not be paid extra. (Only net laid area to be measured for payment) | 80.00 | SQM |  | 900.00 | 72000.00 | 650.00 | 52000.00 | 1500.00 | 120000.00 | Not Quoted | Not Quoted | 290.00 | 23200.00 | Not Quoted | Not Quoted | 23200.00 | SANJIV SAHAI SHARMA
5.00 | Supply, fabrication & erection of MS Gate Supply, fabrication and fixing in position steel entrance gate (as per the design shown in the tender drawing) supply of raw materials, transportation and delivery at site, unloading, storage and handling at site, site assembly and finally erection at appropriate locations. gates shall be fabricated out of channel and Sq Bar with all fixtures like MS Pivot, M.S sheet boxing ,locking arrangement, MS tower bolts, gate stopper, hold fast, MS wheel with ball bearing , MS tee bend to shape and embedded in the road surface for gate opening track , etc. including painting as per specification. The work is to be completed in all respect as per drawings and techanical specification and direction of the Engineer-in-Charge. a) 5.5m clear opening width of gate in two panels | 2.00 | No. |  | 150000.00 | 300000.00 | 12000.00 | 24000.00 | 60000.00 | 120000.00 | Not Quoted | Not Quoted | 90000.00 | 180000.00 | Not Quoted | Not Quoted | 24000.00 | ENTECK TRADE LINK
6.00 | Providing and Fixing Fencing Structure Supplying, fabricating & fixing of steel structural fencing fabricated from pipes conforming to IS:1161 and plates conforming to IS:2062 & fixing of GI weldmesh made from 3mm GI wire @ 75 mm bothways to structural steel frame by means of welding/bolting, including surface prepartion by mechanical claening including application of two coats of approved quality of synthetic enamel paint over a two coat of primer in approved shade including loading, transportation and unloading delivery at erection site, of all fabricated structures ,storage and handling at site, site assembly and finally erection of structures at appropriate location, alignment and welding of all structures true to line, level, plumb and dimension including making pokets & pouring with PCC (1:2:4) in of block 500x500x500 for fixing of posts etc complete as per drawing, technical specifications,scope of works and directions of the Engineer-In-Charge. a) Fencing height 2.1m | 55.00 | M |  | 3800.00 | 209000.00 | 1100.00 | 60500.00 | 4000.00 | 220000.00 | Not Quoted | Not Quoted | 4600.00 | 253000.00 | Not Quoted | Not Quoted | 60500.00 | ENTECK TRADE LINK
7.00 | Providing and Fixing Fencing Gates Supply, fabrication & fixing of fencing gates fabricated from pipes conforming to IS:1161, plates conforming to IS:2062 & fixing of GI weldmesh made from 3mm GI wire @ 75 mm bothways to structural steel frame by means of welding/bolting, locking arrangement, etc., including surface prepartion by mechanical claening including application of two coats of approved quality of synthetic enamel paint over two coats of primer in approved shade including loading, transportation and unloading delivery at erection site of all fabricated structures, storage and handling at site, site assembly and finally erection of structures at appropriate location, alignment and welding of all structures true to line, level, plumb and dimension including making pokets & pouring with PCC (1:2:4) in block of size 500x500x500mm for fixing of posts etc. complete as per drawings, technical specifications, scope of works and directions of the Engineer-In-Charge. a) 2m Wide x 2.1m High | 1.00 | No. |  | 50000.00 | 50000.00 | 22000.00 | 22000.00 | 45000.00 | 45000.00 | Not Quoted | Not Quoted | 46000.00 | 46000.00 | Not Quoted | Not Quoted | 22000.00 | ENTECK TRADE LINK
8.00 | Providing and fixing chequered plate covers Providing and fixing chequered plate in panel over cable trench, man hole cover & over steel structure platform including cutting, welding of stiffners, hoisting, fixing in position, and applying two or more coats of approved quality synthetic enamel over a priming coat of approved colour etc. complete as per scope, detailed drawings, technical specifications and directions of the Engineer-In-Charge. | 1900.00 | KG |  | 150.00 | 285000.00 | 95.00 | 180500.00 | 100.00 | 190000.00 | Not Quoted | Not Quoted | 105.00 | 199500.00 | Not Quoted | Not Quoted | 180500.00 | ENTECK TRADE LINK
9.00 | Providing and fixing safety guard Providing and fixing safety guard with 80 mm heavy duty G.I. Pipe (size 600 deep and 500 width inside) grouted with ready mix high strength grout mortar of approved manufacturer and painted with approved quality paint as per scope of work, detailed construction drawings, technical specifications and directions of Engineer-In-Charge. | 12.00 | No. |  | 3000.00 | 36000.00 | 1300.00 | 15600.00 | 5000.00 | 60000.00 | Not Quoted | Not Quoted | 7300.00 | 87600.00 | Not Quoted | Not Quoted | 15600.00 | ENTECK TRADE LINK
10.00 | Part III- Fire Protection System
11.00 | PLANT PIPING (ABOVEGROUND) SUPPLY, FABRICATION, ERECTION, INSTALLATION, PAINTING AND TESTING OF PIPING :
12.00 | SUPPLY OF PIPES: Complete work of supply of ERW pipes with fittings, Flanges etc., including all taxes, duties, transportation and inspection charges but not limited to, the following items in accordance with relevant specifications , drawings, specification and instructions of Engineer-in-charge and as per all provisions of the CONTRACT DOCUMENT.
13.00 | FABRICATION, ERECTION, INSTALLATION, PAINTING AND TESTING OF Above Ground pipes: Receiving and taking over / handling of all supplied materials from Contractor's / Owner's designated place(s), transportation including loading, unloading, handling from Contractor's /Owner's designated place(s) to Contractor's own stock yard(s)/ work site(s)/ work shop(s) including arranging all necessary storage area(s) thereof, as required; supply of all balance materials (except supply of those specified subsequently in SOR), equipment, consumables as defined in Contractor's scope of supply and their transportation to the work site(s); performing all above ground piping fabrication works including cutting,edge preparation (inclusive of grinding the edges of pipes, fittings etc. to match with the matching edges of uneven/ different thickness wherever required) including, fit up, bending, pre-heating wherever required, welding, threading etc.; fabrication of fittings like miter bends, tees, reducers etc other than those in the scope of contractor and erection of the same, erection of pipes of all types and thickness over sleepers, overhead on racks and at all elevations; hook-up with, existing header, equipments etc, fittings of all sizes i.e.elbows, reducers, tees, 'blind flanges, including fixing of all types of gaskets , bolts, studs and nuts of all sizes; cleaning and flushing, carrying out hydrostatic test at 15 kg/cm2 (g) (minimum 1.50 times the design pressure) ,carrying out 10% non-destructive testing of each size such as radiography by gamma ray, magnetic particle, liquid penetration etc., pre-commissioning and commissioning; surface preparation, primer, painting complete of pipeline with fittings as per MECON painting specification no. MEC/S/05/21/07, Painting to be done by spray only, clean-up and restoration of site, preparation of as built drawings, documents and project records; transportation of surplus free issue materials to Owner's designated place(s); completing all works in all respects as per the AFC drawings, specifications, standards and other provisions of Contract and instruction of Engineer-in-Charge. Supply of paints, solvents and primers , preparation of surfaces by sand/grit blasting using one of the abrasives and application of Zinc Ethyl Silicate Primer (P1- One coat @ 75 microns DFT / coat), Two pack epoxy – polyamid mio Intermediate / undercoat paint (U1- One coat @ 100 microns DFT/coat minimum) and Two pack aliphatic acrylic polyurethane finish paint ( F2-Two Coats @ 40 microns DFT /coat minimum) suitable for normal corrosive painting environment as defined in contract document. Identification, lettering/ numbering, colour coding and colour bands as per Industry Quality Control manual etc. as specified including rub down and touch up of shop primer or scrapping of shop primer wherever required and providing of scaffolding for all heights, labour, materials, tools and tackles, consumables, supervision etc. to complete the work in all respect as per Specification, Drawings,Standards and instruction of Engineer-in-Charge. Painting shall be done by spray only.
14.00 | 10 INCH, IS: 3589,Thk.-7.1 mm | 20.00 | RM |  | 6843.00 | 136860.00 | 4200.00 | 84000.00 | 5000.00 | 100000.00 | Not Quoted | Not Quoted | 7800.00 | 156000.00 | Not Quoted | Not Quoted | 84000.00 | ENTECK TRADE LINK
15.00 | 8 INCH, IS: 3589,Thk.-6.3 mm | 30.00 | RM |  | 6038.00 | 181140.00 | 3200.00 | 96000.00 | 5000.00 | 150000.00 | Not Quoted | Not Quoted | 6600.00 | 198000.00 | Not Quoted | Not Quoted | 96000.00 | ENTECK TRADE LINK
16.00 | 6 INCH, IS: 1239,Thk.- Heavy | 140.00 | RM |  | 4543.00 | 636020.00 | 2100.00 | 294000.00 | 4000.00 | 560000.00 | Not Quoted | Not Quoted | 3900.00 | 546000.00 | Not Quoted | Not Quoted | 294000.00 | ENTECK TRADE LINK
17.00 | 4 INCH, IS: 1239,Thk.- Heavy | 30.00 | RM |  | 3163.00 | 94890.00 | 1300.00 | 39000.00 | 3000.00 | 90000.00 | Not Quoted | Not Quoted | 3400.00 | 102000.00 | Not Quoted | Not Quoted | 39000.00 | ENTECK TRADE LINK
18.00 | 3 INCH, IS: 1239,Thk.- Heavy | 12.00 | RM |  | 2243.00 | 26916.00 | 1000.00 | 12000.00 | 3000.00 | 36000.00 | Not Quoted | Not Quoted | 2500.00 | 30000.00 | Not Quoted | Not Quoted | 12000.00 | ENTECK TRADE LINK
19.00 | 2 INCH, IS: 1239,Thk.- Heavy | 12.00 | RM |  | 1208.00 | 14496.00 | 800.00 | 9600.00 | 3000.00 | 36000.00 | Not Quoted | Not Quoted | 1600.00 | 19200.00 | Not Quoted | Not Quoted | 9600.00 | ENTECK TRADE LINK
20.00 | 1 INCH, IS: 1239,Thk.- Heavy | 12.00 | RM |  | 673.00 | 8076.00 | 550.00 | 6600.00 | 3000.00 | 36000.00 | Not Quoted | Not Quoted | 1250.00 | 15000.00 | Not Quoted | Not Quoted | 6600.00 | ENTECK TRADE LINK
21.00 | 3/4 INCH, IS: 1239,Thk.- Heavy | 6.00 | RM |  | 570.00 | 3420.00 | 350.00 | 2100.00 | 3000.00 | 18000.00 | Not Quoted | Not Quoted | 900.00 | 5400.00 | Not Quoted | Not Quoted | 2100.00 | ENTECK TRADE LINK
22.00 | PLANT PIPING (UNDER GROUND) SUPPLY, FABRICATION, ERECTION, INSTALLATION, WRAPPING & COATING AND TESTING OF PIPING :
23.00 | SUPPLY OF PIPES: Complete work of supply of ERW pipes with fittings, flanges etc., including all taxes, duties, transportation and inspection charges but not limited to, the following items in accordance with relevant specifications indicated in scope of work indicated in SCC, drawings, specification and instructions of Engineer-in-charge and as per all provisions of the CONTRACT DOCUMENT.
24.00 | FABRICATION, ERECTION, INSTALLATION, PAINTING AND TESTING OF Under Ground pipes: Receiving and taking over of all Owner supplied materials from Owner's designated place(s) of issue, transportation including loading, unloading, handling from Owner's designated place(s) of issue to Contractor's own stock yard(s)/ work site(s)/ work shop(s) including arranging all necessary storage area(s) thereof, as required; supply of all balance materials (except those specified subsequently in SOR), equipment, consumables as defined in Contractor's scope of supply and their transportation to the work site(s); performing all under ground piping fabrication works including cutting,edge preparation (inclusive of grinding the edges of pipes, fittings etc. to match with the matching edges of uneven/ different thickness wherever required) including, fit up, bending, pre-heating wherever required, welding, threading /tapping etc.,; hook-up with, existing header, equipments etc, fittings of all sizes i.e.elbows, reducers, tees, 'blind flanges, including fixing of all types of gaskets , bolts, studs and nuts of all sizes;
25.00 | Cleaning and flushing, carrying out hydrostatic test at 15 kg/cm2 (g) (minimum 1.50 times the design pressure) ,carrying out 10% non-destructive testing of each size such as radiography by gamma ray, magnetic particle, liquid penetration etc., pre-commissioning and commissioning; clean-up and restoration of site, preparation of as built drawings, documents and project records; transportation of surplus free issue materials to Owner's designated place(s); completing all works in all respects as per the AFC drawings, specifications, standards and other provisions of Contract and instruction of Engineer-in-Charge. Job also includes trenching to all types of soil to specified depth, laying the already wrapped and coated pipes, back filling the trenches with available approved soil and also laying the pipes through hume pipes/culverts. Cost of wrapping as per IS: 10221 to be included in the cost including supply of wrapping materials. Cost of supply of hume pipes for road crossing also to be included.
26.00 | 8 INCH, IS: 3589,Thk.-6.3 mm,A33A, | 6.00 | RM |  | 6325.00 | 37950.00 | 3300.00 | 19800.00 | 8000.00 | 48000.00 | Not Quoted | Not Quoted | 8700.00 | 52200.00 | Not Quoted | Not Quoted | 19800.00 | ENTECK TRADE LINK
27.00 | 6 INCH, IS: 1239,Thk.- Heavy, A33A | 20.00 | RM |  | 4888.00 | 97760.00 | 2200.00 | 44000.00 | 6000.00 | 120000.00 | Not Quoted | Not Quoted | 4800.00 | 96000.00 | Not Quoted | Not Quoted | 44000.00 | ENTECK TRADE LINK
28.00 | 4 INCH, IS: 1239,Thk.- Heavy, A33A | 6.00 | RM |  | 3622.00 | 21732.00 | 1300.00 | 7800.00 | 4000.00 | 24000.00 | Not Quoted | Not Quoted | 3700.00 | 22200.00 | Not Quoted | Not Quoted | 7800.00 | ENTECK TRADE LINK
29.00 | SUPPLY AND ERECTION OF VALVES Complete work of supply & erection of valves including Design, Engineering, Manufacturing, Testing, Inspection, Packaging, Forwarding, Transportation to store, supply and erection of matching companion flanges, gaskets, fasteners, nuts & studs, etc. but not limited to, the following items in accordance with relevant specifications indicated in scope of work, drawings, specification and instructions of Engineer-in-charge and as per all provisions of the CONTRACT DOCUMENT.Handling including lifting and transportation from Owner's/ Contractor's own storage yard to work site and installation of all types of valve by bolting, threading or welding,including supply of gaskets, nuts & studs, etc. and insertion/ erection of the same on either side of flanged valve at all elevations of pipe sleepers, supports or overhead on racks, equipments nozzle, pumps & painting etc. supply of all consumables, manpower, equipment, etc. for completion of all works as per scope of work and as per drawings, specifications and instructions of Engineer-in-charge including servicing/ cleaning of valves wherever requried.
30.00 | Gate Valves as per details below:
31.00 | Size - 8 INCH, Rating - 150 | 1.00 | Nos. |  | 88952.00 | 88952.00 | 35020.00 | 35020.00 | 25000.00 | 25000.00 | Not Quoted | Not Quoted | 95000.00 | 95000.00 | Not Quoted | Not Quoted | 25000.00 | Sacheti Infratech Private Limited
32.00 | Size - 6 INCH, Rating - 150 | 2.00 | Nos. |  | 61829.00 | 123658.00 | 30000.00 | 60000.00 | 20000.00 | 40000.00 | Not Quoted | Not Quoted | 82000.00 | 164000.00 | Not Quoted | Not Quoted | 40000.00 | Sacheti Infratech Private Limited
33.00 | Size - 2 INCH, Rating - 150 | 1.00 | Nos. |  | 19952.00 | 19952.00 | 12000.00 | 12000.00 | 15000.00 | 15000.00 | Not Quoted | Not Quoted | 55000.00 | 55000.00 | Not Quoted | Not Quoted | 12000.00 | ENTECK TRADE LINK
34.00 | Tripple Offset Butterfly Valves as per details below:
35.00 | Size - 6 INCH, Rating - 150 | 6.00 | Nos. |  | 9027.00 | 54162.00 | 12000.00 | 72000.00 | 20000.00 | 120000.00 | Not Quoted | Not Quoted | 97000.00 | 582000.00 | Not Quoted | Not Quoted | 54162.00 | M/s. JYOTI SARUP MITTAL
36.00 | Size - 4 INCH, Rating - 150 | 5.00 | Nos. |  | 6497.00 | 32485.00 | 10000.00 | 50000.00 | 15000.00 | 75000.00 | Not Quoted | Not Quoted | 87000.00 | 435000.00 | Not Quoted | Not Quoted | 32485.00 | M/s. JYOTI SARUP MITTAL
37.00 | Ball Valves as per details below:
38.00 | Size - 2 INCH, Rating - 150 | 1.00 | Nos |  | 3392.00 | 3392.00 | 10000.00 | 10000.00 | 20000.00 | 20000.00 | Not Quoted | Not Quoted | 28000.00 | 28000.00 | Not Quoted | Not Quoted | 3392.00 | M/s. JYOTI SARUP MITTAL
39.00 | Size - 1 INCH, Rating - 150 | 2.00 | Nos |  | 1437.00 | 2874.00 | 5000.00 | 10000.00 | 15000.00 | 30000.00 | Not Quoted | Not Quoted | 13000.00 | 26000.00 | Not Quoted | Not Quoted | 2874.00 | M/s. JYOTI SARUP MITTAL
40.00 | Size - 3/4 INCH, Rating - 150 | 5.00 | Nos |  | 1207.00 | 6035.00 | 2500.00 | 12500.00 | 15000.00 | 75000.00 | Not Quoted | Not Quoted | 8000.00 | 40000.00 | Not Quoted | Not Quoted | 6035.00 | M/s. JYOTI SARUP MITTAL
41.00 | Size - 1/2 INCH, Rating - 150 | 2.00 | Nos |  | 1092.00 | 2184.00 | 2500.00 | 5000.00 | 10000.00 | 20000.00 | Not Quoted | Not Quoted | 7000.00 | 14000.00 | Not Quoted | Not Quoted | 2184.00 | M/s. JYOTI SARUP MITTAL
42.00 | Non Return Valves as per details below
43.00 | Size - 6 INCH, Rating - 150 | 2.00 | Nos. |  | 9487.00 | 18974.00 | 12000.00 | 24000.00 | 25000.00 | 50000.00 | Not Quoted | Not Quoted | 75000.00 | 150000.00 | Not Quoted | Not Quoted | 18974.00 | M/s. JYOTI SARUP MITTAL
44.00 | Size - 2 INCH, Rating - 150 | 1.00 | Nos. |  | 3737.00 | 3737.00 | 6000.00 | 6000.00 | 20000.00 | 20000.00 | Not Quoted | Not Quoted | 22000.00 | 22000.00 | Not Quoted | Not Quoted | 3737.00 | M/s. JYOTI SARUP MITTAL
45.00 | Pressure Safety Valve (Max pressure=10 kg/cm2)
46.00 | Size - 6 INCH, Rating - 150 | 2.00 | Nos |  | 97750.00 | 195500.00 | 25000.00 | 50000.00 | 25000.00 | 50000.00 | Not Quoted | Not Quoted | 25000.00 | 50000.00 | Not Quoted | Not Quoted | 50000.00 | SANJIV SAHAI SHARMA, Sacheti Infratech Private Limited, ENTECK TRADE LINK
47.00 | Expansion Bellow as per details below:-
48.00 | Size - 6 INCH, Rating - 150 | 2.00 | Nos. |  | 7532.00 | 15064.00 | 14000.00 | 28000.00 | 20000.00 | 40000.00 | Not Quoted | Not Quoted | 28000.00 | 56000.00 | Not Quoted | Not Quoted | 15064.00 | M/s. JYOTI SARUP MITTAL
49.00 | Size - 2 INCH, Rating - 150 | 1.00 | Nos. |  | 4428.00 | 4428.00 | 8000.00 | 8000.00 | 15000.00 | 15000.00 | Not Quoted | Not Quoted | 18000.00 | 18000.00 | Not Quoted | Not Quoted | 4428.00 | M/s. JYOTI SARUP MITTAL
50.00 | SUPPLY & ERECTION OF Y /T TYPE STRAINER Design, Engineering, Manufacturing, Testing, Inspection, supply & erection including Packaging, Forwarding, Transportation, supply and erection of matching companion flanges, gaskets, fasteners, nuts & Stud , etc. to store of "Y / T" type strainer with cast Steel body & SS strainer as per approved Drg.,/ Data Sheet/ PJS etc but not limited to, the following in accordance with relevant specifications , drawings, specification and instructions of Engineer-in-charge and as per all provisions of the CONTRACT DOCUMENT as per details below. Handling including lifting and transportation from Owner's/ Contractor's own storage yard to work site and installation & commissioning of "Y / T" type strainer with cast Steel body & SS strainer by bolting, threading or welding,including supply of gaskets, nuts & bolts, etc. and insertion/ erection of the same on either side of flanged valve at all elevations of pipe sleepers, supports or overhead on racks,pumps & painting etc. supply of all consumables, manpower, equipment, etc. for completion of all works as per scope of work and as per drawings, specifications and instructions of Engineer-in-charge including servicing/ cleaning wherever requried as per details below.
51.00 | 4" T/Y Type Strainer - 150# | 2.00 | Nos. |  | 13235.00 | 26470.00 | 18000.00 | 36000.00 | 15000.00 | 30000.00 | Not Quoted | Not Quoted | 33000.00 | 66000.00 | Not Quoted | Not Quoted | 26470.00 | M/s. JYOTI SARUP MITTAL
52.00 | HYDRANT SYSTEM Complete work of supply & erection including Design, Engineering, Manufacturing, Testing, Inspection, Packaging, Forwarding, Transportation to store, gaskets, fasteners, nuts & bolts, etc but not limited to, the following items in accordance with relevant specifications indicated in scope of work, SCC, drawings, specification and instructions of Engineer-in-charge and as per all provisions of the CONTRACT DOCUMENT.
53.00 | Supply & Erection of stand post type hydrant with single outlet 3" inlet bronze landing valve (conforming to IS : 5290 : 1993 ) with matching flanges (Conforming to IS : 6392 Table-17 / ANSI B 16.5), with control fitted with 63 mm dia instantaneous female coupling on the outlet complete with orifice flange as required for network pressure ranging from 9 to 10.5 Kg/cm2, blank cap and chain. bolts, nuts and gaskets, etc., complete as per data sheet & technical specification . (1 set consists of 1 no. of single valves with stand post & matching flange, gaskets, nut & bolt all complete). The assembly shall be suitable for direct erection over companion flange on branch outlet from main header. Handling including lifting and transportation from Owner's/ Contractor's own storage yard to work site and installation by bolting, threading or welding,including insertion/ erection of matching companion flanges, gaskets, fasteners, nuts & bolts, etc supply of all consumables, manpower, equipment, etc. for completion of all works as per scope of work and as per drawings, specifications and instructions of Engineer-in-charge including servicing/ cleaning wherever requried. | 4.00 | Set |  | 8567.00 | 34268.00 | 12000.00 | 48000.00 | 10000.00 | 40000.00 | Not Quoted | Not Quoted | 21600.00 | 86400.00 | Not Quoted | Not Quoted | 34268.00 | M/s. JYOTI SARUP MITTAL
54.00 | Supply & Erection of 1750 LPM stand post type water cum foam monitor (UL Listed / FM Approved) as per Data sheet & Technical Specification with jet / spray nozzle with drain provision and all other accessories including suitable orifice plate for network pressure ranging from 8 to 10.5 Kg/cm2 and matching flanges of 4" size confirming to IS: 6392 Table - 17, bolts, nuts and gaskets complete including painting as specified & directed by EIC. Handling including lifting and transportation from Owner's/ Contractor's own storage yard to work site and Erection by bolting, threading or welding,including insertion/ erection of matching companion flanges, gaskets, fasteners, nuts & bolts etc supply of all consumables, manpower, equipment, etc. for completion of all works as per scope of work and as per drawings, specifications and instructions of Engineer-in-charge including servicing/ cleaning wherever requried. | 2.00 | Nos. |  | 78775.00 | 157550.00 | 35000.00 | 70000.00 | 30000.00 | 60000.00 | Not Quoted | Not Quoted | 150000.00 | 300000.00 | Not Quoted | Not Quoted | 60000.00 | Sacheti Infratech Private Limited
55.00 | Supply & Erection of FRP fire hose cabinet suitable for accommodating 2 nos of 15 mtrs long canvas hose with coupling, branch pipe and nozzle for external hydrants with double glass door, lock & key including outdoor mounting arrangement complete as specified. Necessary hangers and brackets for hose, nozzle and branch pipe or universal branch pipe to be provided within the cabinet. Provision for putting key of the cabinet shall also be provided.Handling including lifting and transportation from Owner's/ Contractor's own storage yard to work site and Erection of FRP fire hose cabinet including supply of all consumables, manpower, equipment, etc. for completion of all works as per scope of work and as per drawings, specifications and instructions of Engineer-in-charge including servicing/ cleaning wherever requried. | 4.00 | Nos. |  | 6267.00 | 25068.00 | 4500.00 | 18000.00 | 7000.00 | 28000.00 | Not Quoted | Not Quoted | 11200.00 | 44800.00 | Not Quoted | Not Quoted | 18000.00 | ENTECK TRADE LINK
56.00 | Supply of 63 mm dia 15 m long RRL Hose including gunmetal male and female instanteneous type coupling , machine wound with GI wire complete in all respects. Hose to IS:636 type A, UL Listed / FM Approved and coupling to IS:903:1984 with ISI certification. (One set consists of 2 nos each of 15m length) | 4.00 | Set |  | 5117.00 | 20468.00 | 6000.00 | 24000.00 | 8000.00 | 32000.00 | Not Quoted | Not Quoted | 14000.00 | 56000.00 | Not Quoted | Not Quoted | 20468.00 | M/s. JYOTI SARUP MITTAL
57.00 | Supply of Jet Nozzle with branch pipe ( IS 903) | 6.00 | Nos. |  | 2817.00 | 16902.00 | 3500.00 | 21000.00 | 20000.00 | 120000.00 | Not Quoted | Not Quoted | 3350.00 | 20100.00 | Not Quoted | Not Quoted | 16902.00 | M/s. JYOTI SARUP MITTAL
58.00 | 4 way Fire Brigade Inlet | 1.00 | Nos. |  | 21275.00 | 21275.00 | 7800.00 | 7800.00 | 15000.00 | 15000.00 | Not Quoted | Not Quoted | 24000.00 | 24000.00 | Not Quoted | Not Quoted | 7800.00 | ENTECK TRADE LINK
59.00 | HIGH EXPANSION FOAM GENERATORS
60.00 | Complete work comprising of Design, Engineering, Supply, Inspection, Erection, testing & commissioning of Water Turbine Powered based High Expansion Foam Generators (Fixed Type) with by-pass system along with inlet coupling & pressure gauge, Fixed Inline foam Inductor ,Foam pick up tube, strainer & ball valve complete as per the technical specificatrion . The Generator shall meet the stipulations of OISD / technical specification . | 1.00 | Nos |  | 450000.00 | 450000.00 | 105000.00 | 105000.00 | 275000.00 | 275000.00 | Not Quoted | Not Quoted | 280000.00 | 280000.00 | Not Quoted | Not Quoted | 105000.00 | ENTECK TRADE LINK
61.00 | Complete work comprising of Design, Engineering, Supply, Inspection, Erection, testing & commissioning of Water Turbine Powered based High Expansion Foam Generators (Portable Type) along with by-pass system inlet coupling, portable type Inline Foam Inductor, Foam pick up tube, strainer & ball valve complete as per the technical specificatrion . The Generator shall meet the stipulations of OISD / technical specification. | 1.00 | Nos |  | 450000.00 | 450000.00 | 45000.00 | 45000.00 | 100000.00 | 100000.00 | Not Quoted | Not Quoted | 260000.00 | 260000.00 | Not Quoted | Not Quoted | 45000.00 | ENTECK TRADE LINK
62.00 | SUPPLY & ERECTION OF ITEMS/COMPONENTS RELATED TO FIXED FOAM SYSTEM
63.00 | Foam Solution per tender spec. confirming to IS-4989 Part-II & UL listed, 3% concentrate filled in 200/210 ltr HDPE barrels. | 400.00 | Ltrs |  | 50.00 | 20000.00 | 300.00 | 120000.00 | 150.00 | 60000.00 | Not Quoted | Not Quoted | 720.00 | 288000.00 | Not Quoted | Not Quoted | 20000.00 | M/s. JYOTI SARUP MITTAL
64.00 | Foam Solution per tender spec. confirming to IS-4989 Part-II & UL listed, 3% concentrate filled in 1000 ltr HDPE Tote. The outer frame shall be Rigid welded hot dipped galvanized tubular steel cage. Bottom plate shall be galvanized steel base shaped for inner container support and stability. | 2000.00 | Ltrs |  | 50.00 | 100000.00 | 550.00 | 1100000.00 | 150.00 | 300000.00 | Not Quoted | Not Quoted | 690.00 | 1380000.00 | Not Quoted | Not Quoted | 100000.00 | M/s. JYOTI SARUP MITTAL
65.00 | ROTATING EQUIPMENT WORKS - MECHANICAL WORKS (SUPPLY & ERECTION)
66.00 | DIESEL ENGINE DRIVEN FIRE MAIN PUMP
67.00 | Design, Engineering, Manufacturing, Supply, Installation and commissioning (including packaging and forwarding, insurance, handling and unloading at Neemrana elaborated in tender and elsewhere) of Diesel engine driven Vertical Turbine single outlet pumping set with bronze impeller with C.I. Body and pump accessories complete and connected by a flexible coupling to a water cooled diesel engine (Conforming to IS : 10002) mounted on a common structural base plate with anti- vibration pads and foundation complete with AMF panel, battery (including one spare battery) battery charging, cooling system, fuel tank, fuel system, automatic starting arrangement, exhaust pipe of required length to discharge at suitable height with muffler to meet latest environmental norms, day oil tank (storage of 8 hrs. running capacity) mounted on suitable structural supports, matching flanges (conforming to IS:6392 table - 17), SS bolts, nuts, gaskets, common base plate, flexible coupling, coupling guard, power and control cable, consumables, compulsory erection & commissioning spares, first fill of lubricants, fuels, Special Tools Tackles etc., Configuration, Interfacing, erection at site, Integrated Testing & Commissioning as per Job specifications and Special Instructions enclosed. The main pump shall be started automatically through a pressure transmitter and stopped manually. Provision of signal output to control room shall be there in the pump panel to be installed in pump house. The work shall be carried out as per direction of Engineer in Charge. Capacity of Pump : 75 m3/hr. Head : 80 mwc Engine BHP : Suitable size to be furnished by the bidder with sizing calculation. | 1.00 | Nos. |  | 725000.00 | 725000.00 | 550000.00 | 550000.00 | 550000.00 | 550000.00 | Not Quoted | Not Quoted | 320000.00 | 320000.00 | Not Quoted | Not Quoted | 320000.00 | SANJIV SAHAI SHARMA
68.00 | ELECTRICAL MOTOR DRIVEN MAIN FIRE PUMP.
69.00 | Design, Engineering, Manufacturing, Supply , Installation and commissioning (including packaging and forwarding, insurance, handling and unloading at at various locations of IGL sites elaborated in tender and elsewhere) of Electirc motor driven Vertical Turbine single outlet pumping set including electric motor, Cable, common base frame, matching flanges (conforming to IS:6392 table - 17), SS bolts, nuts, gaskets, coupling, coupling guard, foundation bolts, nuts and gaskets, electrics, instrumentation, cable laying, starting panels with soft starter, consumables, compulsory erection & commissioning spares, first fill of lubricants, special tools tackles, configuration, interfacing, integrated testing & commissioning as per job specifications and special instructions enclosed. The main pump shall be started automatically through a pressure transmitter and stopped manually. Provision of signal output to control room shall be there in the pump panel to be installed in pump house. The work shall be carried out as per direction of Engineer in Charge. Capacity of Pump : 75 m3/hr Head : 80 mwc Motor KW : Suitable size to be furnished by bidder with sizing calculation | 1.00 | Nos. |  | 900000.00 | 900000.00 | 540000.00 | 540000.00 | 250000.00 | 250000.00 | Not Quoted | Not Quoted | 430000.00 | 430000.00 | Not Quoted | Not Quoted | 250000.00 | Sacheti Infratech Private Limited
70.00 | ELECTRIC MOTOR JOCKEY PUMP
71.00 | Design, Engineering, Manufacturing, Supply and commissioning (including packaging and forwarding, insurance, handling and unloading at various locations of IGL sites elaborated in tender and elsewhere) of Vertical Turbine Jockey pump. including electric motor,VFD (Varaiable frequency drive ), Cable, common base frame, matching flanges (conforming to IS:6392 table - 17), SS bolts, nuts, gaskets, coupling, coupling guard, foundation bolts, nuts and gaskets, electrics, instrumentation, cable laying, starting panels with soft starter, consumables, compulsory erection & commissioning spares, first fill of lubricants, special tools tackles, configuration, interfacing, integrated testing & commissioning as per job specifications and special instructions enclosed. The Jockey pump shall be started and stopped automatically through pressure transmitter. Provision of signal output to control room shall be there in the pump panel to be installed in pump house. The work shall be carried out as per direction of Engineer in Charge. Fire Jockey Pump Capacity of Pump : 10 m3/hr Head : 88 mwc Motor KW : Suitable size to be furnished by bidder with sizing calculation | 1.00 | Nos. |  | 145000.00 | 145000.00 | 165000.00 | 165000.00 | 200000.00 | 200000.00 | Not Quoted | Not Quoted | 410000.00 | 410000.00 | Not Quoted | Not Quoted | 145000.00 | M/s. JYOTI SARUP MITTAL
72.00 | NOTES: 1. Price for Erection and Commissioning spares (As per Vendor’s recommendation) is to be included in the above mentioned SOR Items of Pumps. 2. Bidder shall also furnish details of special tools and tackles considered by them. Rates for all these items shall be included in the quoted rates for Pumps and shall not be paid separately. 3. The Vendor shall be completely responsible for the design, materials, manufacture & fabrication, testing, inspection, preparation for shipment,transport of the above equipment, erection, testing & commissioning strictly in accordance with the SOR and all attachment thereto. All items shall be provided with test certificates. 4. Inspection shall also be performed by Owner’s delegate, as set out and specified in the codes and particular documents forming part of this SOR
73.00 | Supply, fabrication and erection of steel Structures for Crossovers & Structural works in & around Fire Water Pump House
74.00 | Prepartion of fabrication drawings including bill of materials, getting approval from consultant including supply of raw materials, fabrication of steel structures such as columns, column bracings, roof girder/truss, roof bracings, struts, roof purlins, side girts, sag angles/rods, monorail beams, stair cases, ladders, crossover,valve operting platforms, handrailing, pipe supports, gratings, chequred plate, etc to complete the terminal work including surface preparation by sand blasting confirming to Swedish Standard SA 2½ for painting, supply and application of 1st coat of Inorganic Zinc Silicate 75 microns DFT , 2nd coat of Intermediate of Epoxy High Build Micaceous Iron Oxide(MIO) 100 microns DFT, 3rd coat Finishing paint of Acrylic Polyurethane 40 microns DFT and 4th coat Finishing Paint of Acrylic Polyurethane 40 microns DFT(Total DFT=255 microns minimum) of approved colour .Finishing coat shall be applied one before erection and one coat after erection, including loading, transportation and unloading delivery at erection site, of all fabricated structures ,storage and handling at site, site assembly and finally erection of structures at appropriate location, alignment and welding of all structures true to line, level, plumb and dimension.The work shall be completed in all respect as per drawings ,technical specification and direction of the Engineer-in-Charge. | 2.00 | MT |  | 138000.00 | 276000.00 | 120000.00 | 240000.00 | 110000.00 | 220000.00 | Not Quoted | Not Quoted | 115000.00 | 230000.00 | Not Quoted | Not Quoted | 220000.00 | Sacheti Infratech Private Limited
75.00 | Design, Engineering, Manufacturing, Testing, Inspection, Supply, erection testing & commissioning including Packaging, Forwarding, Transportation to store of Monorail with Guided Chain pulley block & Trolley of 5T capacity as per approved Drg.,/ Data Sheet/ PJS etc in accordance with relevant specifications indicated in PJS, drawings, specification and instructions of Engineer-in-charge and as per all provisions of the CONTRACT DOCUMENT. | 1.00 | Nos. |  | 57500.00 | 57500.00 | 60000.00 | 60000.00 | 150000.00 | 150000.00 | Not Quoted | Not Quoted | 90000.00 | 90000.00 | Not Quoted | Not Quoted | 57500.00 | M/s. JYOTI SARUP MITTAL
76.00 | INSTRUMENTATION WORKS (FOR FIRE PROTECTION SYSTEM) Complete Instrumentation work comprising of Design, Engineering, supply, erection, testing, commissioning, Inspection, Packaging, Forwarding, Transportation etc for the complete fire protection system which includes instruments (not limited to P&ID, piping GAD & other relevant documents), FRLS cables, Ex-proof JBs, Ex-proof glands,Pressure Guages,Pressure Transmiiters, Pressure Switches,Level Transmitters, SOVs. cable tray, U/G cable trench, canopies, earthing wire/ strip, logic / graphics development / modification as per site requirement in the PLC (common for plant & fire fighting system), etc. as per site requirement. | 1.00 | Lumpsum |  | 230000.00 | 230000.00 | 550000.00 | 550000.00 | 500000.00 | 500000.00 | Not Quoted | Not Quoted | 280000.00 | 280000.00 | Not Quoted | Not Quoted | 230000.00 | M/s. JYOTI SARUP MITTAL
77.00 | ELECTRICAL WORKS (FOR FIRE PROTECTION SYSTEM) Complete Electrical work comprising of Design, Engineering, supply, erection, testing, commissioning, Inspection, Packaging, Forwarding, Transportation etc for the complete fire protection system which includes instruments (not limited to P&ID, piping GAD & other relevant documents), cables, LT Panel, Ex-proof glands, cable tray, U/G cable trench, canopies, earthing wire/ strip etc. as per site requirement to complete the project in all respect. | 1.00 | Lumpsum |  | 1150000.00 | 1150000.00 | 770000.00 | 770000.00 | 500000.00 | 500000.00 | Not Quoted | Not Quoted | 23000.00 | 23000.00 | Not Quoted | Not Quoted | 23000.00 | SANJIV SAHAI SHARMA
78.00 | FIRE ALARM & CLEAN AGENT SYSTEM
79.00 | DESIGN, ENGINEERING, SUPPLY, HANDLING, TRANSPORTATION, INSTALLATION, TESTING & COMMISSIONING OF HIGH PRESSURE CLEAN AGENT (INERT GAS) FIRE SUPPRESSION SYSTEM Clean Gas Fire Suppression Centralised System (Inert Gas High Pressure) complete with required accessories with main and standby bank of cylinders & each cylinder filled with Clean agent Fire extinguishing Agent (Inert Gas) as Main Bank and Standby Bank (As per NFPA 2001 & UL Listed / FM / VDS / LPCB approved) with Pressure Switch & Locking Device, Discharge Nozzles designed to provide the proper flow rate and distribution of Clean Agent to total flood the hazard area: 180 deg. / 360 deg. ( As per NFPA 2001 & UL Listed / FM / VDS / LPCB approved ), ASTM A106 Gr. B Piping, fittings & supports, etc. , Manifold fabricated from seamless pipe, A106 Gr. B having inlets with supports etc. with activation through intelligent addressable Fire Detection and Alarm System panels after receiving signals from detectors, response indicators etc. all complete supply as per approved scheme & Tender and instructions of Engineer-in-charge. The bidder shall include mandatory spares as described in PJS along with recommended list of spares required for 2 years trouble free operation. Inert gas shall be used as Clean Gas Agent. Complete work of supply, installation, testing, commissioning includes Handling including lifting and transportation from Owner's / Contractor's own storage yard to work site and inspection charges, installation, testing, commissioning & handing over in accordance with relevant Specifications & relevant Data Sheets indicated in PJS, scope of work, SCC, drawings, specification and instructions of EIC and as per all provisions of the CONTRACT DOCUMENT. The areas of rooms to be protected are listed below:
80.00 | Control Room building as comprising control room of size 4 m X 3.2 m X 4 m (h), Electrical Room of Size 4.5 m X 3.2 m X 4m (h) and Battery room of size 2.5 m X 2 m X 4 m (h | 1.00 | L.S. |  | 2357500.00 | 2357500.00 | 1550000.00 | 1550000.00 | 100000.00 | 100000.00 | Not Quoted | Not Quoted | 1600000.00 | 1600000.00 | Not Quoted | Not Quoted | 100000.00 | Sacheti Infratech Private Limited
81.00 | Note - 1. Design shall be done based on largest room size with provision to discharge gas in affected room through directional valves including Room void, Ceiling Void & Floor void/ Cable trenches. Balancing of gas discharge in rooms shall be done keeping in NOAEL level as per NFPA2001.
82.00 | DESIGN, ENGINEERING, SUPPLY, ERECTION, TESTING & COMMISSIONING OF FIRE DETECTION & ALARM SYSTEM FOR CONTROL ROOM BUILDING Intelligent addressable Fire Detection and Alarm System with fire alarm cum gas release panels which will also have provision to receive signals from LHD system in cable trenches, detectors, response indicators, cabling , cable trays, manual gas release switch , manual gas abort switch, hooter with flasher, manual call points etc. all complete as per approved scheme & enclosed drawings. Work shall be carried out as per direction of EIC. Manual call points shall be installed at strategic operating locations. Provision of AC / Exhaust Tripping alongwith supply of cables, relays, glands etc. also be considred under this scope. Complete work of supply includes transportation to store and inspection charges but not limited to, the following items in accordance with relevant Specifications & relevant Data Sheets indicated in scope of work, SCC, drawings, specification and instructions of EIC and as per all provisions of the CONTRACT DOCUMENT. Handling including lifting and transportation from Owner's/ Contractor's own storage yard to work site and installation & commissioning of FIRE DETECTION & ALARM SYSTEM including performance testing of the system, painting etc. supply of all consumables, manpower, equipment, etc. for completion of all works as per scope of work and as per drawings, specifications and instructions of Engineer-in-charge including servicing/ cleaning wherever required. The area of control room buildings to be protected are listed below:
83.00 | Control Room building as comprising control room of size 4 m X 3.2 m X 4 m (h), Electrical Room of Size 4.5 m X 3.2 m X 4m (h), Battery room of size 2.5 m X 2 m X 4 m (h) and officeR room of size 4 m X 3.2 m X 4 m (h) | 1.00 | L.S. |  | 1868750.00 | 1868750.00 | 330000.00 | 330000.00 | 500000.00 | 500000.00 | Not Quoted | Not Quoted | 1100000.00 | 1100000.00 | Not Quoted | Not Quoted | 330000.00 | ENTECK TRADE LINK
84.00 | Note: Fire Alarm Panel & Gas Release Panel shall have provision to work on 230 V AC / 24VDC (Input Power supply ) as per availabilty of Input power at Stations.
85.00 | MANUAL CALL POINTS Complete work of Design, Engineering, Supply, Handling, Transportation, Installation, Testing & Commissioning of Exproof & IP 67 Manual Call Points. The MCP shall be break Glass Type in Red Colour and are located at the following locations in the LCNG Terminal Area: (i) Security room,(ii) Loading /unloading Pump area, (iii) Truck Unloading area (iv) Outside the Dyke area towards LCNG storage tank. These manual call points shall be hard wired to PLC.The scope of work also includes supply,inspection,laying,termination & testing of required quantities of cable as per MCP location along with necessary hardware or other accessories required to enhance the functionality,operation of the complete system. | 4.00 | Nos |  | 7475.00 | 29900.00 | 30000.00 | 120000.00 | 5000.00 | 20000.00 | Not Quoted | Not Quoted | 4800.00 | 19200.00 | Not Quoted | Not Quoted | 19200.00 | SANJIV SAHAI SHARMA
86.00 | SUPPLY OF SAFETY EQUIPMENTS & HAND APPLIANCES
87.00 | DRY CHEMICAL POWDER TYPE FIRE EXTINGUISHER (STORED PRESSURE TYPE) Supply & Installation of Dry Chemical Powder type fire extinguisher as per IS: 15683-2006 & MECON TS no. MEC/TS/05/28/081/26 suitable for inverted operation with anticorrosive treatment and hydraulically tested to a pressure of 25 kg/ sq.cm . Extinguishers externally painted with red enamel and fixed to wall with brackets complete with internal charge and spanner complete. Complete work of supply includes transportation to store and inspection charges but not limited to, the following items in accordance with relevant Specifications & relevant Data Sheets indicated in scope of work,SCC, drawings, specification and instructions of EIC and as per all provisions of the CONTRACT DOCUMENT
88.00 | 4 Kg Capacity | 4.00 | Nos. |  | 2128.00 | 8512.00 | 3000.00 | 12000.00 | 5000.00 | 20000.00 | Not Quoted | Not Quoted | 3700.00 | 14800.00 | Not Quoted | Not Quoted | 8512.00 | M/s. JYOTI SARUP MITTAL
89.00 | 9 Kg Capacity | 2.00 | Nos. |  | 3277.00 | 6554.00 | 4000.00 | 8000.00 | 7000.00 | 14000.00 | Not Quoted | Not Quoted | 4400.00 | 8800.00 | Not Quoted | Not Quoted | 6554.00 | M/s. JYOTI SARUP MITTAL
90.00 | 25 Kg Capacity (Trolley mounted) | 2.00 | Nos. |  | 1725.00 | 3450.00 | 20000.00 | 40000.00 | 15000.00 | 30000.00 | Not Quoted | Not Quoted | 18000.00 | 36000.00 | Not Quoted | Not Quoted | 3450.00 | M/s. JYOTI SARUP MITTAL
91.00 | CO2 TYPE FIRE EXTINGUISHERS Supply & Installation of CO2 type fire extinguishers with steel cylinder with dischange valve as per MECON TS no. MEC/TS/05/28/081/25 and conforming to IS:15683. Extinguisher shall be painted with red enamel paint. Complete work of supply includes transportation to store and inspection charges but not limited to, the following items in accordance with relevant Specifications & relevant Data Sheets indicated in scope of work,SCC, drawings, specification and instructions of EIC and as per all provisions of the CONTRACT DOCUMENT
92.00 | Capacity 4.5 kg. | 2.00 | Nos. |  | 7475.00 | 14950.00 | 6500.00 | 13000.00 | 8000.00 | 16000.00 | Not Quoted | Not Quoted | 9500.00 | 19000.00 | Not Quoted | Not Quoted | 13000.00 | ENTECK TRADE LINK
93.00 | MECHANICAL FOAM TYPE FIRE EXTINGUISHER Supply & Installation of Portable fire extinguisher mechanical form (Gas cartridge) type of 9 litres capacity with initial charge manufactured as per IS 15683 with ISI mark.The refills shall be manufactured as per IS 4989 (Part-II)- 1984 with ISI marked. The cartridge shall be manufactured as per IS:4947- 1985 with ISI mark. The extinguisher will be painted with fire red colour and will be provided with all accessories, wall mounting brackets and screws. Complete work of supply includes transportation to store and inspection charges but not limited to, the following items in accordance with relevant Specifications & relevant Data Sheets indicated in scope of work,SCC, drawings, specification and instructions of EIC and as per all provisions of the CONTRACT DOCUMENT
94.00 | Capacity 9 Ltr | 2.00 | Nos. |  | 3318.00 | 6636.00 | 6000.00 | 12000.00 | 10000.00 | 20000.00 | Not Quoted | Not Quoted | 3400.00 | 6800.00 | Not Quoted | Not Quoted | 6636.00 | M/s. JYOTI SARUP MITTAL
95.00 | FIRE BUCKETS Supply and installation of galvenised steel set of 4 fire buckets (9 Ltrs. Cap) as per technical specification no. MEC/TS/05/28/081/03 and confirming to IS: 2546-1974 RA2000.Buckets shall be painted with red enamel paint and fixed to suitable location . Complete work of supply includes transportation to store and inspection charges but not limited to, the following items in accordance with relevant Specifications & relevant Data Sheets indicated in scope of work,SCC, drawings, specification and instructions of EIC and as per all provisions of the CONTRACT DOCUMENT | 2.00 | Nos. |  | 4888.00 | 9776.00 | 3500.00 | 7000.00 | 15000.00 | 30000.00 | Not Quoted | Not Quoted | 3500.00 | 7000.00 | Not Quoted | Not Quoted | 7000.00 | SANJIV SAHAI SHARMA, ENTECK TRADE LINK
96.00 | EYE WASH SHOWER (STAINLESS STEEL) Complete work of supply & installation including Design, Engineering, Manufacturing, Testing, Inspection, Packaging, Forwarding, Transportation to store, of Eye Wash shower pedestal mounted along with supply & laying of required GI Heavy Pipes, fittings Isolation valves , etc but not limited to, the following items in accordance with relevant specifications indicated in scope of work, SCC, drawings, specification and instructions of Engineer-in-charge and as per all provisions of the CONTRACT DOCUMENT. Supply & laying of GI Pipe (Heavy Grade ) of Size (25 NB) minimum,Fittings,isolation valves for water connection to the Eye Wash Shower (Near Odorising Skid) from the avaialable nearest tapping point of Portable water are deemed to be included in the quoted price. | 1.00 | Nos |  | 12500.00 | 12500.00 | 33000.00 | 33000.00 | 30000.00 | 30000.00 | Not Quoted | Not Quoted | 19000.00 | 19000.00 | Not Quoted | Not Quoted | 12500.00 | M/s. JYOTI SARUP MITTAL
97.00 | SUPPLY OF SAFETY EQUIPMENT Complete work of supply includes transportation to store and inspection charges but not limited to, the following items in accordance with relevant Specifications & relevant Data Sheets indicated in scope of work,SCC, drawings, specification and instructions of EIC and as per all provisions of the CONTRACT DOCUMENT
98.00 | Goggles for Eye Protection from LNG Spray | 2.00 | Nos. |  | 500.00 | 1000.00 | 700.00 | 1400.00 | 1000.00 | 2000.00 | Not Quoted | Not Quoted | 700.00 | 1400.00 | Not Quoted | Not Quoted | 1000.00 | M/s. JYOTI SARUP MITTAL
99.00 | Protective Apron for cryogenic liquid handling | 2.00 | Nos. |  | 2800.00 | 5600.00 | 950.00 | 1900.00 | 20000.00 | 40000.00 | Not Quoted | Not Quoted | 24000.00 | 48000.00 | Not Quoted | Not Quoted | 1900.00 | ENTECK TRADE LINK
100.00 | Safety Helmet with IGL Logo - IS-2925-1984 RA2000 | 10.00 | Nos. |  | 500.00 | 5000.00 | 550.00 | 5500.00 | 1000.00 | 10000.00 | Not Quoted | Not Quoted | 1400.00 | 14000.00 | Not Quoted | Not Quoted | 5000.00 | M/s. JYOTI SARUP MITTAL
101.00 | Gumboots for protection during LNG Spillage | 2.00 | Set |  | 3500.00 | 7000.00 | 550.00 | 1100.00 | 1000.00 | 2000.00 | Not Quoted | Not Quoted | 2800.00 | 5600.00 | Not Quoted | Not Quoted | 1100.00 | ENTECK TRADE LINK
102.00 | Stretcher with blanket- IS-4037-1967 RA-2001. | 1.00 | Nos. |  | 6500.00 | 6500.00 | 3800.00 | 3800.00 | 15000.00 | 15000.00 | Not Quoted | Not Quoted | 6100.00 | 6100.00 | Not Quoted | Not Quoted | 3800.00 | ENTECK TRADE LINK
103.00 | First Aid Box | 1.00 | Nos. |  | 1000.00 | 1000.00 | 5500.00 | 5500.00 | 2000.00 | 2000.00 | Not Quoted | Not Quoted | 3300.00 | 3300.00 | Not Quoted | Not Quoted | 1000.00 | M/s. JYOTI SARUP MITTAL
104.00 | Supply,Installation,Testing and Commissioining of Electrical Siren (1 Km Diametrical range) & Interfacing with Fire Alarm Panel/Gas Release Panel | 1.00 | Nos. |  | 28750.00 | 28750.00 | 5500.00 | 5500.00 | 10000.00 | 10000.00 | Not Quoted | Not Quoted | 4500.00 | 4500.00 | Not Quoted | Not Quoted | 4500.00 | SANJIV SAHAI SHARMA
105.00 | Hand operated siren (1 Km Diametrical range) IS-6194-1971 RA- 2006 | 1.00 | Nos. |  | 4250.00 | 4250.00 | 4000.00 | 4000.00 | 5000.00 | 5000.00 | Not Quoted | Not Quoted | 9500.00 | 9500.00 | Not Quoted | Not Quoted | 4000.00 | ENTECK TRADE LINK
106.00 | Portable Gas Detectors / Explosive meter | 2.00 | Nos. |  | 6500.00 | 13000.00 | 13000.00 | 26000.00 | 5000.00 | 10000.00 | Not Quoted | Not Quoted | 48000.00 | 96000.00 | Not Quoted | Not Quoted | 10000.00 | Sacheti Infratech Private Limited
107.00 | Wind Shock | 1.00 | Nos. |  | 5000.00 | 5000.00 | 1600.00 | 1600.00 | 3000.00 | 3000.00 | Not Quoted | Not Quoted | 600.00 | 600.00 | Not Quoted | Not Quoted | 600.00 | SANJIV SAHAI SHARMA
108.00 | Part IV- Architectural Works
109.00 | PYLON (Monolith Tower) 1.5 m X 5 m, located midway between ingress and egress. Supplying & Installing Monolith as per approved design by RSGL/MECON. The item is lump sum and shall include all relevant costs associated with putting up such facility including supply, fabrication, erection, assembly, commissioning the MONOLITH (with client's name & logo) including electrical cabling and lighting etc. for the same. The specifications are as follows: • Made out of MS hollow pipe framework (hollow steel sections as per design requirement) with epoxy primer and paint. • Structure covered with PVDF coated 4 mm thick ACM (Alstrong/ Aludecor/ Alucobond) sheet cladding duly by cold forming, CNC machine routed and fold with retro reflective graphics and vinyl for backlit purpose. • ACM shall have a Total Thickness of 4mm : Top Coil 0.5mm ( 3003/3105 Grade as per IS - 737 1986 with minimum 25 microns PVdF Coating on top coil and Polyester / Epoxy coating on Back Coil ( 4 -7 microns PVDF ACM in colour and shape as per approved design. ACM to be cut in shapes as indicated. • COMPANY LOGO: 770mm in ht. & 50mm projected Acrylic / PETG (Eastman / Bayer / equ.) thermoformed shape & letters (as per art work) covered with vinyl of approved make with the provisions of illuminations during night with LED lights (Osram / Neenja / equ.) with necessary electrical fittings. • LNG LOGO: 440mm in ht. & 50 mm projected Acrylic / PETG thermoformed letters(as letters(as per art work) covered covered with vinyl of approved make with the provisions of illuminations during night. • Cut Retro reflective vinyl (Avery / 3M / equ.) on ACM top to be paste as per artwork and fixed as per the details on both sides with provision of the LED numbers for rate indication. • Retro Reflective Sheeting shall be Type XI DG3 Microprismetice as per ASTM D 4956-09 in required colour & Size on both sides and cutouts for product names, logos, etc. duly CNC Plotted. • Special spot lights (2 nos.- 400 watts with metal halide lights of Philips make) to be incorporated in design to light up the entire tower with throw from base. • The backlit portion of the monolith to be lit with sufficient numbers T5 (28 W) tube lights (Philips make) with electronic choke, mounted on MS tube frames with plastic holders. • Multi-strand copper conductors with PVC insulation to be used. • Steel structural frame to be installed on RCC foundations. Top and exposed sides of the foundation to be cladded in 18 mm thick black polished granite. • All work to be done in line, level and plumb, all complete with by works, as approved. | 1.00 | Lot |  | 70000.00 | 70000.00 | 285000.00 | 285000.00 | 300000.00 | 300000.00 | Not Quoted | Not Quoted | 300000.00 | 300000.00 | Not Quoted | Not Quoted | 70000.00 | M/s. JYOTI SARUP MITTAL
110.00 | CANOPY FASCIA: 800 mm wide (in corporate colours on canopy vertical faces.Supplying & Installing Canopy Fascia with following specifications: • 900 mm height canopy fascia with PVDF coated 4 mm thick ACM sheet cladding duly CNC machine machine routed and fold as per drawing mounted on 150 mm depth box made out of 25 mm x 25 mm MS hollow pipe frame with powder coating and top GI sheet cover. • 4mm thick ACM (Alstrong/ Aludecor/ Alucobond) cladding in a combination of corporate colours with the use of Retro Reflective Sheeting (Avery / 3M / equ.) Type XI DG3 Microprismetice duly pasted on ACM in required size & shape (colour scheme and design to be approved) on mild steel framework with part backlit for company logo and name. • LED Lighting modules or encased LED light strips (Osram / Neenja / equ.) and power supply. • The letters sh all be in 30 mm thick Acrylic/ PC duly CNC Routed in require shape & Size as per direction of concerned engineer. • Structural frame to be welded rigidly/ Bolted to the structural member of existing canopy structures. • FASCIA BAND: 300mm in ht. Acrylic / PETG thermoformed band with necessary support covered with vinyl of approved make with the provisions of illuminations during night with LED of approved make. • COMPANY LOGO: 900mm in ht. Acrylic / PETG (Eastman / Bayer / equ.) thermoformed shape & letters (as per art work) covered with vinyl of approved make with the provisions of illuminations during night. Logo on all 4 sides. • Company Name: 450mm in ht. 040 white Acrylic / PETG thermoformed letters (as per art work) covered with vinyl of approved make with the provisions of illuminations during night. Logo on front right as per DWG. • Canopy fascia to be made in 12 m. (min.) long straight panels factory plan/processed at converters factory and assembled/installed at site. Corner piece (1 metre both sides) on both sides (as required), also to be factory plan/processed/assembled and installed at site. Only bottom trim and top flashing is to be Plan/processed and installed at site. • All work to be done in line, level and plumb. • Backlit section of the fascia shall be of 4 meters length and one/ two logos (depending on design) and shall have sufficient number of LED/T5 (28 W) tube light with electronic chokes mounted with plastic holders to structural frame. • The top of the fascia shall have 4 mm thick ACM with hinged GI service door in backlit part. The back of the fascia to have 18 gauge GI sheets. • Multi-strand copper conductors with PVC insulation to be used. • The bottom and top of the fascia shall have a white ACM trim to cover the gap between the canopy and fascia. • The contractor should make suitable fixing arrangement, which should be duly vetted by a certified structural engineer as per the actual dimensions of the canopy structure. | 60.00 | RM |  | 7000.00 | 420000.00 | 3300.00 | 198000.00 | 4000.00 | 240000.00 | Not Quoted | Not Quoted | 950.00 | 57000.00 | Not Quoted | Not Quoted | 57000.00 | SANJIV SAHAI SHARMA
111.00 | CANOPY COLUMN CLADDINGSupplying & Installing Column Cladding: • Using PVDF coated 4 mm ACM (Alstrong/ Aludecor/ Alucobond), mounted on box made out of 20 mm x 20 mm MS square pipe hollow section with powder coating. • Backlit design band in the centre in PET G (Eastman / Bayer / equ.) with yellow vinyl, LED lighting modules (Osram / Neenja / equ.) and power supply according to the design. • The structural framework shall be fixed securely to existing canopy column by welding at site. • ACM panel fixing to ensure consistent joint gaps and panel size. • All grooves shall be sealed with sealant material of approved colour, all complete with by works, as approved. | 13.00 | Sqm |  | 4000.00 | 52000.00 | 3900.00 | 50700.00 | 3500.00 | 45500.00 | Not Quoted | Not Quoted | 600.00 | 7800.00 | Not Quoted | Not Quoted | 7800.00 | SANJIV SAHAI SHARMA
112.00 | SAFETY SIGN200 mm X 200 mm Supplying & Installing safety sign stickers of retro reflective vinyl (Avery / 3M / equ.) as per design pasted on column cladding. | 8.00 | No. |  | 800.00 | 6400.00 | 7500.00 | 60000.00 | 1000.00 | 8000.00 | Not Quoted | Not Quoted | 230.00 | 1840.00 | Not Quoted | Not Quoted | 1840.00 | SANJIV SAHAI SHARMA
113.00 | DISPENSER STICKERSupplying & Installing stickers of retro reflective vinyl (Avery / 3M / equ.) as per design pasted on dispensers. | 4.00 | No. |  | 500.00 | 2000.00 | 4500.00 | 18000.00 | 1000.00 | 4000.00 | Not Quoted | Not Quoted | 200.00 | 800.00 | Not Quoted | Not Quoted | 800.00 | SANJIV SAHAI SHARMA
114.00 | SPREADER450 mm X 450 mm Supplying & Installing Pump Spreader: • Made of 25 mm x 25 mm MS hollow pipe frame box with powder coating & cladding on both sides of PVDF coated 4 mm ACM (Alstrong/ Aludecor/ Alucobond) • CNC Router cut graphics in 040 white acrylic with LED modules (Osram / Neenja / equ.) for lighting • Spreader frame to be fixed securely to canopy columns with box & cap arrangement. • Sufficient no. of LED/ CFL lights and electronic chokes fixed with plastic holders. • Multi-strand copper conductors with PVC insulation to be used. • AII work to be done in line, level and plumb, all complete with by works, as approved. | 4.00 | No. |  | 14000.00 | 56000.00 | 5500.00 | 22000.00 | 5000.00 | 20000.00 | Not Quoted | Not Quoted | 150.00 | 600.00 | Not Quoted | Not Quoted | 600.00 | SANJIV SAHAI SHARMA
115.00 | CRASH GUARDSupplying & Installing 80mm dia MS pipe or as per design with two coat of zinc oxide primer and metallic paint as per the design. | 4.00 | No. |  | 3000.00 | 12000.00 | 5500.00 | 22000.00 | 5000.00 | 20000.00 | Not Quoted | Not Quoted | 4800.00 | 19200.00 | Not Quoted | Not Quoted | 12000.00 | M/s. JYOTI SARUP MITTAL
116.00 | BUILDING FASCIA700 mm wide on top of building faces in elevation.Supplying & Installing Building Fascia with following specifications: • 4mm thick ACM (Alstrong/ Aludecor/ Alucobond) cladding in a combination of corporate colours with the use of Retro Reflective Sheeting (Avery / 3M / equ.) Type XI DG3 Microprismetice as per ASTM D 4956-09 duly pasted on ACM in required size & shape (colour scheme to be approved) on mild steel framework. • Structural frame to be fasteners/ Nut Bolted to the building walls with dash fasteners and leveling 'arrangement. • Building fascia to be made in maximum length of straight panels (with minimum no. of joints) straight panels factory plan/processed at converters factory and assembled/installed at site. • Corner piece (1 metre both sides) on both sides, also to be factory plan/processed/assembled and installed at site. • Only bottom trim and top flashing is to be Plan/processed and installed at site. • All work to be done in line, level and plumb, all complete with by works, as approved. | 15.00 | RM |  | 5000.00 | 75000.00 | 3000.00 | 45000.00 | 3500.00 | 52500.00 | Not Quoted | Not Quoted | 4400.00 | 66000.00 | Not Quoted | Not Quoted | 45000.00 | ENTECK TRADE LINK
117.00 | MANDATORY SIGN300X 450mm (on toilets) & 300X 600mm (in compressor and LCV area) - rectangular or trapezoidal in shape.Supplying and Installing Mandatory Sign made of 4mm thick. ACM (Alstrong/ Aludecor/ Alucobond) sheets cladded on structural framework. Matter/Logo in Retro Reflective Sheeting (Avery / 3M / equ.)Type XI DG3 Microprismetice as per ASTM D 4956-09 duly pasted on ACM in required size & shape, all complete with by works, as approved. | 2.00 | Sqm |  | 4000.00 | 8000.00 | 400.00 | 800.00 | 2000.00 | 4000.00 | Not Quoted | Not Quoted | 2650.00 | 5300.00 | Not Quoted | Not Quoted | 800.00 | ENTECK TRADE LINK
118.00 | DIRECTION SIGN400 mm X 1000 mm heightSupplying & Installing Entry-Exit sign: • Made out of 25 mm x 25 mm MS hollow pipe frame box with powder coating and covered with 4 mm thick ACM sheet (Alstrong/ Aludecor/ Alucobond) and CNC router cut graphics in 040 white acrylicwith LED modules (Osram / Neenja / equ.) for lighting and base foundation. • The sign frame to be fixed securely to CC foundation. • The CC foundation shall have 8mm thick polished black granite tiles cladding on top and all exposed side surfaces. • All work to be done in line, level and plumb, all complete with by works, as approved. | 3.00 | No. |  | 1400.00 | 4200.00 | 5500.00 | 16500.00 | 10000.00 | 30000.00 | Not Quoted | Not Quoted | 5250.00 | 15750.00 | Not Quoted | Not Quoted | 4200.00 | M/s. JYOTI SARUP MITTAL
119.00 | HOARDING3000 mm wideSupplying and installing Printed Flex sheet (make LG / 3M / Avery) with approved Art work (suitable for front lit) to be Fitted to the steel sheet of existing Hoarding structure in aluminium frame using Klick Rail System & as per direction of concerned Engineer/ client. | 36.00 | Sqm |  | 9000.00 | 324000.00 | 1000.00 | 36000.00 | 1000.00 | 36000.00 | Not Quoted | Not Quoted | 1800.00 | 64800.00 | Not Quoted | Not Quoted | 36000.00 | Sacheti Infratech Private Limited, ENTECK TRADE LINK
120.00 | SPOT HALOGEN LIGHTSAt an interval of 2 m C/C on top of existing steel hoarding. Supplying and installing Spot halogen lights (150 watts of Philips make) at an interval of 2 m center to center on top of existing hoarding including supply with steel bracket and laying of cable upto electrical panel of Electrical room (in Utility building) complete in all respect. | 4.00 | No. |  | 8000.00 | 32000.00 | 7000.00 | 28000.00 | 5000.00 | 20000.00 | Not Quoted | Not Quoted | 6700.00 | 26800.00 | Not Quoted | Not Quoted | 20000.00 | Sacheti Infratech Private Limited
121.00 | Part V- Electrical Works
122.00 | A. Electrical Supply
123.00 | 415 V LT PDB and APFC Panel
124.00 | Design, engineering, manufacture, shop testing, supply including packing and forwarding, transportation, delivery at storage and from storage to site of electrical panels :
125.00 | 415 V, 36 KA single front type indoor PDB to receive input power consisting of bus bar chamber, cable alley,outgoing with Fuse complete with wiring, indication lamp, ammeter, voltmeter, MFM (Multi Function Meter) etc including all labour and materials with operating mechanism, all accessories, mandatory spares as per data sheet, auxiliaries with FLP LCS(Local Control switch) for tripping the main incomer of PDB etc complete in all respects as specified in technical specification, data sheet & SLD no. MEC/0030/05/E9/E/1081A & as per standard Specification. Dual incomer of 250Amp & 125Amps (with Single phase preventer & VMR) 4P MCCB (with Micro processor and based O/C,S/C & E/F RELASE with LSIG & Shunt trip) with necessary(Electrical & Mechanical) interlock through 4P power contactors and PLC with 8 DIs and 8 DOs. Buscoupler of 125A 4P power contactor. Outgoing with 01 no. 125 Amp TPN MCCB (with TM based O/C,S/C & E/F RELASE). Outgoing with 02 nos. 80 Amp TPN MCCB (with TM based O/C,S/C & E/F RELASE). Outgoing with 08 no. 63 Amp TPN MCCB (with TM based O/C,S/C & E/F RELASE). Outgoing with 03 nos. 32 Amp TPN MCCB (with TM based O/C & S/C RELASE). Outgoing with 3 nos. 80A Fuse and 3 nos. 32A TPN MCB. Outgoing with 3 nos. 80A Fuse and 3 nos. 20A DP MCB. | 1.00 | Set |  | 373750.00 | 373750.00 | 105000.00 | 105000.00 | 450000.00 | 450000.00 | Not Quoted | Not Quoted | 350000.00 | 350000.00 | Not Quoted | Not Quoted | 105000.00 | ENTECK TRADE LINK
126.00 | Floor mounted APFC Panel of 40KVAR capacitor bank in steps of (1x10)+(4x5)+(4x2.5)KVAR capacitors consisting of bus bar chamber, cable alley incoming (MCCB), outgoing feeder (MCBs) as specified in tender specification & SLD no. MEC/0030/05/E9/E/1081A.. | 1.00 | Set |  | 201250.00 | 201250.00 | 225000.00 | 225000.00 | 250000.00 | 250000.00 | Not Quoted | Not Quoted | 110000.00 | 110000.00 | Not Quoted | Not Quoted | 110000.00 | SANJIV SAHAI SHARMA
127.00 | LIGHTING DISTRIBUTION BOARDS
128.00 | Design, engineering, manufacture, shop testing,supply, 415V/240V lighting/power panels, Surface/Recess mounting type in weather/flame proof (with hinged cover) sheet steel enclosure of approved make having 4 Pole MCCB(LSIG)/RCCB (MCB + ELCB) as incoming and SP/DP/TP MCB (9KA type) for out going circuit complete with wiring,indication lamp, ammeter etc including all labour and materials as per specification and the direction of Engineer-in-charge.
129.00 | Surface/Recess mounted Lighting Panel (I/E-LDB) for Building Lighting and Power point consisting two incomers of 63 Amps and 32 Amps (300mA sensitivity) 4/2 Pole RCCB (Grid+Invertor supply) along with necessary interlock through contactor with two isolated Cu busbar and 6 Nos. 16A DP MCBs, 10 Nos. 10A DP MCBs & 08 Nos. 6A DP MCBs as out goings complete with ammeter ,indication lamp etc as per specification, data sheet & SLD no. MEC/0030/05/E9/E/1081B and the direction of Engineer-in-charge. | 1.00 | Set |  | 80500.00 | 80500.00 | 105000.00 | 105000.00 | 100000.00 | 100000.00 | Not Quoted | Not Quoted | 65000.00 | 65000.00 | Not Quoted | Not Quoted | 65000.00 | SANJIV SAHAI SHARMA
130.00 | Outdoor Lighting Panel (O-LDB) consisting of 63 Amp (300mA sensitivity) 4 Pole RCCB as incomer and 12 nos. 20A TPN MCBs,06 nos. 16A TPN MCBs as out goings complete with Contactor(4P ,63A Contactor with 24Hrs timer), timer, A/M switch, PB with timer and 5 Nos. 20 Amp TPN MCB, 2 Nos. 16A TPN MCB are without timer etc indication lamp as per specification, data sheet & SLD no. MEC/0030/05/E9/E/1081C and the direction of Engineer-in-charge. | 1.00 | Set |  | 126500.00 | 126500.00 | 200000.00 | 200000.00 | 75000.00 | 75000.00 | Not Quoted | Not Quoted | 75000.00 | 75000.00 | Not Quoted | Not Quoted | 75000.00 | SANJIV SAHAI SHARMA, Sacheti Infratech Private Limited
131.00 | INVERTER SYSTEM
132.00 | Supply including packing and forwarding, transportation, delivery at storage of 1100VA sine wave Inverter system with 1x150Ah Battery backup, completely maintenance free lead-acid battery along with Battery stand for critical lighting in control room building & outdoor area (Make Inverter: Su-Kam, Genius, Microtek, Battery: Exide, Amaraja). | 1.00 | Set |  | 13800.00 | 13800.00 | 45000.00 | 45000.00 | 50000.00 | 50000.00 | Not Quoted | Not Quoted | 50000.00 | 50000.00 | Not Quoted | Not Quoted | 13800.00 | M/s. JYOTI SARUP MITTAL
133.00 | UPS SYSTEM
134.00 | Design, engineering, manufacture, shop testing, Supply, packing and forwarding, transportation, delivery at storage and from storage to site of following :
135.00 | 5KVA, 230 V Single phase, 50 Hz, single industrial type, UPS system suitable for input Power supply voltage of 320V-460V-TPN with healthy single-Phase Selection, Output 230V +/-1%, AC with Bypass supply, Battery Bank, ACDB (Incomer 32A DP MCB & Outgoing 6 Nos. of 6A, 6 Nos. of 10A and 6 Nos. of 16A DP MCBs) and 2.0 hrs. Battery backup (VRLA, 12V) and battery capacity shall not be less than 22.0 KVAh (where KVAH = battery AH x 12 V x No. of Batteries). As per enclosed Specification, Block diagram & Data sheet and shall be complete in all respect. Including All interconnecting cables among UPS, Rectifier, battery stand, ACDB etc (30 mtr shall be considered between battery bank and UPS panel, 30 mtr cable shall be considered between ACDB and UPS panel. | 1.00 | Set |  | 450000.00 | 450000.00 | 105000.00 | 105000.00 | 500000.00 | 500000.00 | Not Quoted | Not Quoted | 950000.00 | 950000.00 | Not Quoted | Not Quoted | 105000.00 | ENTECK TRADE LINK
136.00 | Supply of 1.1kV, Aluminium/Copper conductor, XLPE/PVC insulated, extruded PVC inner sheathed, PVC outer sheath and G.I. armoured FRLS Power and HR+FRLS Control Cable confirming to specification of below mentioned sizes as per datasheet, specifications of this tender and as per approved vendor list. Note that these quantities are approximate and payment shall be made for actual equipment / materials installed by the Contractor as part of permanent installation based on Issued for Construction drawings. Actual billing shall be done only on permanently installed quantities and not on supplied quantities. Any balance material supplied by Contractor but not permanently installed at site shall be taken back by Contractor and shall not be billed to Purchaser and/or Consultant. Contractor shall consider all associated work as indicated in respective installation standard drawings, scope of work and as per the directions of the Engineer-in-charge.
137.00 | 3.5Cx 120 mm2 A2XFY. | 300.00 | Mtrs. |  | 653.00 | 195900.00 | 650.00 | 195000.00 | 700.00 | 210000.00 | Not Quoted | Not Quoted | 1150.00 | 345000.00 | Not Quoted | Not Quoted | 195000.00 | ENTECK TRADE LINK
138.00 | 3.5Cx 50 mm2 A2XFY. | 100.00 | Mtrs. |  | 310.00 | 31000.00 | 350.00 | 35000.00 | 350.00 | 35000.00 | Not Quoted | Not Quoted | 980.00 | 98000.00 | Not Quoted | Not Quoted | 31000.00 | M/s. JYOTI SARUP MITTAL
139.00 | 3.5Cx 35 mm2 A2XFY. | 100.00 | Mtrs. |  | 229.00 | 22900.00 | 300.00 | 30000.00 | 250.00 | 25000.00 | Not Quoted | Not Quoted | 520.00 | 52000.00 | Not Quoted | Not Quoted | 22900.00 | M/s. JYOTI SARUP MITTAL
140.00 | 3.5Cx 25 mm2 A2XFY. | 50.00 | Mtrs. |  | 189.00 | 9450.00 | 250.00 | 12500.00 | 215.00 | 10750.00 | Not Quoted | Not Quoted | 410.00 | 20500.00 | Not Quoted | Not Quoted | 9450.00 | M/s. JYOTI SARUP MITTAL
141.00 | 4Cx10 mm2 2XWY. | 400.00 | Mtrs. |  | 541.00 | 216400.00 | 400.00 | 160000.00 | 550.00 | 220000.00 | Not Quoted | Not Quoted | 780.00 | 312000.00 | Not Quoted | Not Quoted | 160000.00 | ENTECK TRADE LINK
142.00 | 4Cx 2.5 mm2 2XWY. | 2500.00 | Mtrs. |  | 166.00 | 415000.00 | 275.00 | 687500.00 | 200.00 | 500000.00 | Not Quoted | Not Quoted | 440.00 | 1100000.00 | Not Quoted | Not Quoted | 415000.00 | M/s. JYOTI SARUP MITTAL
143.00 | 3Cx 2.5 mm2 2XWY. | 100.00 | Mtrs. |  | 129.00 | 12900.00 | 300.00 | 30000.00 | 200.00 | 20000.00 | Not Quoted | Not Quoted | 190.00 | 19000.00 | Not Quoted | Not Quoted | 12900.00 | M/s. JYOTI SARUP MITTAL
144.00 | 7Cx 2.5 mm2 2XWY. | 100.00 | Mtrs. |  | 237.00 | 23700.00 | 800.00 | 80000.00 | 400.00 | 40000.00 | Not Quoted | Not Quoted | 380.00 | 38000.00 | Not Quoted | Not Quoted | 23700.00 | M/s. JYOTI SARUP MITTAL
145.00 | Design, engineering,supply including packing and forwarding, transportation, delivery at storage, of the complete earthing and lightning protection system, earth electrodes/ pit, earth main ring , test link, earthing of electrical equipments, instrument panels, field instruments, process equipments and pipes/ flanges including all associated civil work with all material (Like Bitumen coating) and labour as per specification and drawings approved by the company in with IS 3043.
146.00 | Earth Pits- GI PIPE Electrode with 6 mm thick chequered plate cover(MS)/ SFRC cover as per std drg | 16.00 | Nos. |  | 5750.00 | 92000.00 | 13000.00 | 208000.00 | 10000.00 | 160000.00 | Not Quoted | Not Quoted | 19000.00 | 304000.00 | Not Quoted | Not Quoted | 92000.00 | M/s. JYOTI SARUP MITTAL
147.00 | Earth Pits- Copper plate Electrode with 6 mm thick chequered plate cover (MS)/ SFRC cover as per std drg | 3.00 | Nos. |  | 16675.00 | 50025.00 | 15000.00 | 45000.00 | 20000.00 | 60000.00 | Not Quoted | Not Quoted | 24000.00 | 72000.00 | Not Quoted | Not Quoted | 45000.00 | ENTECK TRADE LINK
148.00 | GI Strip (50X6) mm | 200.00 | Mtrs. |  | 259.00 | 51800.00 | 250.00 | 50000.00 | 100.00 | 20000.00 | Not Quoted | Not Quoted | 310.00 | 62000.00 | Not Quoted | Not Quoted | 20000.00 | Sacheti Infratech Private Limited
149.00 | GI Strip (25X3) mm | 400.00 | Mtrs. |  | 83.00 | 33200.00 | 100.00 | 40000.00 | 250.00 | 100000.00 | Not Quoted | Not Quoted | 180.00 | 72000.00 | Not Quoted | Not Quoted | 33200.00 | M/s. JYOTI SARUP MITTAL
150.00 | Copper Strip (25X6) mm | 50.00 | Mtrs. |  | 1369.00 | 68450.00 | 150.00 | 7500.00 | 300.00 | 15000.00 | Not Quoted | Not Quoted | 1450.00 | 72500.00 | Not Quoted | Not Quoted | 7500.00 | ENTECK TRADE LINK
151.00 | No. 8 SWG Solid GI Wire | 1.00 | Lot |  | 22000.00 | 22000.00 | 10000.00 | 10000.00 | 10000.00 | 10000.00 | Not Quoted | Not Quoted | 160.00 | 160.00 | Not Quoted | Not Quoted | 160.00 | SANJIV SAHAI SHARMA
152.00 | Static discharge retractable earthing reels for LNG Tanker Earthing with approx. 15 mtrs cable and heavy duty clamp suitable for tanker earthing along with canopy suitable for outdoor installation and all other necessary hardware to make it complete in all respect for earthing/grounding of LNG tanker | 2.00 | Set |  | 17000.00 | 34000.00 | 16000.00 | 32000.00 | 25000.00 | 50000.00 | Not Quoted | Not Quoted | 9500.00 | 19000.00 | Not Quoted | Not Quoted | 19000.00 | SANJIV SAHAI SHARMA
153.00 | OUTDOOR LIGHTING
154.00 | Design, engineering, shop testing, Supply , packing and forwarding, transportation, delivery at storage and from storage to site lighting fixtures complete with mounting bracket, flame proof/non flame proof, control gear box as per the type of fixture, lamps etc. including civil work with pipe inserts for cables and connecting work, with all material and labour as per specifications, drawings and instruction of Engineer-in-charge. Work to be completed in all respects.
155.00 | Street lighting, integral flame proof well glass fixture (CMIFR approved for Zone-1/2 gas group IIA & IIB) with 72 W LED luminaire with flame proof control gear/JB (Model no. WG-1240 of Sudhir make or equivalent) | 30.00 | Nos. |  | 12000.00 | 360000.00 | 16000.00 | 480000.00 | 10000.00 | 300000.00 | Not Quoted | Not Quoted | 17500.00 | 525000.00 | Not Quoted | Not Quoted | 300000.00 | Sacheti Infratech Private Limited
156.00 | Supply of Integral flame proof Flood Light fixture (CMIFR approved for Zone-1/2 gas group IIA & IIB) with 72 W LED luminaire with flame proof control gear/JB (Model no. WG-1240 of Sudhir make or equivalent) | 4.00 | Nos. |  | 4000.00 | 16000.00 | 17000.00 | 68000.00 | 12000.00 | 48000.00 | Not Quoted | Not Quoted | 12800.00 | 51200.00 | Not Quoted | Not Quoted | 16000.00 | M/s. JYOTI SARUP MITTAL
157.00 | Supply of the underlights for the canopy as specified including lighting fixture flame proof enclosure for Bulk Head Fitting(CRS-1273, 1 x LED, 90W)of Sudhir make or equivalent, juction boxes etc. as requried. | 20.00 | Nos. |  | 1600.00 | 32000.00 | 20000.00 | 400000.00 | 15000.00 | 300000.00 | Not Quoted | Not Quoted | 17800.00 | 356000.00 | Not Quoted | Not Quoted | 32000.00 | M/s. JYOTI SARUP MITTAL
158.00 | Street lighting pole 6mtr high GI octagonal pole (Type BOP-6030 of Bajaj make or equivalent) complete with bracket, GI clamps for fixing flame proof control gear box as per standard drawing (MEC/SD/05/E9/77/04) & specification (MEC/TS/05/E9/077B). | 25.00 | Nos. |  | 12000.00 | 300000.00 | 20000.00 | 500000.00 | 15000.00 | 375000.00 | Not Quoted | Not Quoted | 17800.00 | 445000.00 | Not Quoted | Not Quoted | 300000.00 | M/s. JYOTI SARUP MITTAL
159.00 | Air Conditioners
160.00 | Design, engineering, shop testing, Supply, packing and forwarding, transportation, delivery at storage and from storage to site latest model (5 stars BEE certified ,Inverter AC) 2.0 T split AC complete with remote, MS Stand for outdoor unit etc. | 4.00 | Nos. |  | 47150.00 | 188600.00 | 70000.00 | 280000.00 | 75000.00 | 300000.00 | Not Quoted | Not Quoted | 48000.00 | 192000.00 | Not Quoted | Not Quoted | 188600.00 | M/s. JYOTI SARUP MITTAL
161.00 | Supply of Flame Proof Welding Socket including structure,Civil Foundation and hardware etc complete in all respect.
162.00 | Flame proof type 63 Amp. Welding socket | 1.00 | No. |  | 6900.00 | 6900.00 | 4500.00 | 4500.00 | 10000.00 | 10000.00 | Not Quoted | Not Quoted | 1000.00 | 1000.00 | Not Quoted | Not Quoted | 1000.00 | SANJIV SAHAI SHARMA
163.00 | UPVC Pipe
164.00 | Supply of UPVC Pipes in required length for fixing on steel, concrete or similar sructure, laid in trenches, ready to be buried in concrete including cutting, threading, bending and similar works, supply of clamps, small iron structures, spacers, seats, plugs, bushings etc. and all other materials as per approved drawings and directions of Engineer-In-Charge.
165.00 | 50 mm NB | 100.00 | Mtrs. |  | 300.00 | 30000.00 | 200.00 | 20000.00 | 200.00 | 20000.00 | Not Quoted | Not Quoted | 320.00 | 32000.00 | Not Quoted | Not Quoted | 20000.00 | Sacheti Infratech Private Limited, ENTECK TRADE LINK
166.00 | 100 mm NB | 200.00 | Mtrs. |  | 600.00 | 120000.00 | 250.00 | 50000.00 | 300.00 | 60000.00 | Not Quoted | Not Quoted | 480.00 | 96000.00 | Not Quoted | Not Quoted | 50000.00 | ENTECK TRADE LINK
167.00 | 200 mm NB | 100.00 | Mtrs. |  | 3000.00 | 300000.00 | 300.00 | 30000.00 | 400.00 | 40000.00 | Not Quoted | Not Quoted | 780.00 | 78000.00 | Not Quoted | Not Quoted | 30000.00 | ENTECK TRADE LINK
168.00 | Cable Tray
169.00 | Supply of Hot Dip Galvanized Perforated Type, 50mm height, 2.5 mm thick sheet steel & galvanized (86 microns) cable trays (as per IS 2629) of required sizes including tray cover, bends, tee, crosses, horizontal and vertical splices , structural support(suitable for three/four tier),hardware,civil work etc,complete in all respect.
170.00 | 50mm wide | 50.00 | Mtrs. |  | 294.00 | 14700.00 | 190.00 | 9500.00 | 1500.00 | 75000.00 | Not Quoted | Not Quoted | 530.00 | 26500.00 | Not Quoted | Not Quoted | 9500.00 | ENTECK TRADE LINK
171.00 | 150mm wide | 50.00 | Mtrs. |  | 489.00 | 24450.00 | 450.00 | 22500.00 | 2000.00 | 100000.00 | Not Quoted | Not Quoted | 950.00 | 47500.00 | Not Quoted | Not Quoted | 22500.00 | ENTECK TRADE LINK
172.00 | 300mm wide | 50.00 | Mtrs. |  | 776.00 | 38800.00 | 570.00 | 28500.00 | 3000.00 | 150000.00 | Not Quoted | Not Quoted | 1450.00 | 72500.00 | Not Quoted | Not Quoted | 28500.00 | ENTECK TRADE LINK
173.00 | Erection Material
174.00 | Supply and Fabrication of MS base frame support for switch gear and bracket for misc. electrical equipment, cable and cable tray support out of roled MS section,pipes,plates etc including welding, bolting, reveting, supply of necessary anchor bolts and grouting etc supply of paints applying one coat of anti rust primer two finish coats of approved synthetic enamel paints including bracking walls, floors etc for structure as required including supply of all GI hardware materials including all labour and materials complete as required and the direction of Engineer-in-charge. | 1.00 | Lot |  | 143750.00 | 143750.00 | 120000.00 | 120000.00 | 50000.00 | 50000.00 | Not Quoted | Not Quoted | 1000.00 | 1000.00 | Not Quoted | Not Quoted | 1000.00 | SANJIV SAHAI SHARMA
175.00 | Safety Items
176.00 | Supply of the following including the supply of necessary clamp, bolts, rawl plugs etc. breaking and making good of walls, if required , and including all labour and materials complete as per directions of Engineer-In-Charge, applicable standards and Indian Electricity rules.
177.00 | Shock hazard charts complete with frame and glass | 2.00 | Nos. |  | 1725.00 | 3450.00 | 2500.00 | 5000.00 | 2000.00 | 4000.00 | Not Quoted | Not Quoted | 600.00 | 1200.00 | Not Quoted | Not Quoted | 1200.00 | SANJIV SAHAI SHARMA
178.00 | First Aid Boxes | 1.00 | Nos. |  | 1150.00 | 1150.00 | 5000.00 | 5000.00 | 2000.00 | 2000.00 | Not Quoted | Not Quoted | 4500.00 | 4500.00 | Not Quoted | Not Quoted | 1150.00 | M/s. JYOTI SARUP MITTAL
179.00 | Carbon-di-oxide(CO2) type fire extinguisher 4.5 Kg capacity Complete with gunmetal valve conforming to IS : 3224 With ISI mark , Discharge horn with bend & wall fixing Bracket, stand etc With Mfg. Test certificate. | 2.00 | Nos. |  | 3450.00 | 6900.00 | 5500.00 | 11000.00 | 8000.00 | 16000.00 | Not Quoted | Not Quoted | 9500.00 | 19000.00 | Not Quoted | Not Quoted | 6900.00 | M/s. JYOTI SARUP MITTAL
180.00 | Caution boards including necessary clamps, bolts and other hardware. | 2.00 | Nos. |  | 5751.00 | 11502.00 | 1500.00 | 3000.00 | 2000.00 | 4000.00 | Not Quoted | Not Quoted | 1000.00 | 2000.00 | Not Quoted | Not Quoted | 2000.00 | SANJIV SAHAI SHARMA
181.00 | As built Single Line Diagram complete with frame and glass including hardware etc. | 1.00 | Nos. |  | 8050.00 | 8050.00 | 3500.00 | 3500.00 | 2000.00 | 2000.00 | Not Quoted | Not Quoted | 1500.00 | 1500.00 | Not Quoted | Not Quoted | 1500.00 | SANJIV SAHAI SHARMA
182.00 | Insulating Mats
183.00 | Supply of Insulating Mats 11kV grade (as per IS:15652 - 2006) of 1000mm width, required for maintenance of electrical equipment in substation as required including cutting to required shape in running length and including all labour and materials etc. complete and as per directions of Engineer-In-Charge as per applicable Indian or International standards and Indian Electricity Rules.
184.00 | 11 KV grade of 2.5 mm thick | 20.00 | Mtrs. |  | 977.00 | 19540.00 | 1000.00 | 20000.00 | 2000.00 | 40000.00 | Not Quoted | Not Quoted | 750.00 | 15000.00 | Not Quoted | Not Quoted | 15000.00 | SANJIV SAHAI SHARMA
185.00 | Supply of point wiring as per details in construction drawing & specification includes PVC conduits in ceiling, complete wiring including Wiring for main/ submain from DBs to switchboard and from switchboard to light/power points with 6/4/2.5/1.5 sq.mm. FR PVC insulated copper conductor multi starnd wire in PVC conduit in recess/ trench as required, switch boxes & switches (ANCHOR ROMA make or equivalent) for following items-
186.00 | Surface/ recess mounted LED light fixrure with LED lamp (type LCTL-36 -CDL of CG make or equivalent). | 12.00 | Nos. |  | 2013.00 | 24156.00 | 7000.00 | 84000.00 | 4000.00 | 48000.00 | Not Quoted | Not Quoted | 4800.00 | 57600.00 | Not Quoted | Not Quoted | 24156.00 | M/s. JYOTI SARUP MITTAL
187.00 | Surface/ recess mounted LED light fixrure with LED lamp (type LCTL-18 -CDL of CG make or equivalent). | 4.00 | Nos. |  | 1783.00 | 7132.00 | 6000.00 | 24000.00 | 2000.00 | 8000.00 | Not Quoted | Not Quoted | 4100.00 | 16400.00 | Not Quoted | Not Quoted | 7132.00 | M/s. JYOTI SARUP MITTAL
188.00 | Industrial Flame proof fluorescent lamp/LED fitting with lamp (type EXTL 240 of CG make or equivalent). | 2.00 | Nos. |  | 1438.00 | 2876.00 | 10000.00 | 20000.00 | 7000.00 | 14000.00 | Not Quoted | Not Quoted | 9500.00 | 19000.00 | Not Quoted | Not Quoted | 2876.00 | M/s. JYOTI SARUP MITTAL
189.00 | Exhaust fan (Industrial type 300/450 mm) with louvers,950 rpm,55watt with flap. | 4.00 | Nos. |  | 1783.00 | 7132.00 | 4500.00 | 18000.00 | 2500.00 | 10000.00 | Not Quoted | Not Quoted | 5500.00 | 22000.00 | Not Quoted | Not Quoted | 7132.00 | M/s. JYOTI SARUP MITTAL
190.00 | Flame Proof (CMIFR approved) 12" Exhaust Fan.0.25HP motor,1440 rpm. (Preferred Make: Baliga, FCG, CGL, Prompt) | 2.00 | Nos. |  | 2013.00 | 4026.00 | 1000.00 | 2000.00 | 7000.00 | 14000.00 | Not Quoted | Not Quoted | 11500.00 | 23000.00 | Not Quoted | Not Quoted | 2000.00 | ENTECK TRADE LINK
191.00 | Socket outlet (5/15 Amp combination) of ANCHOR ROMA make or equivalent | 10.00 | Nos. |  | 2013.00 | 20130.00 | 300.00 | 3000.00 | 1000.00 | 10000.00 | Not Quoted | Not Quoted | 600.00 | 6000.00 | Not Quoted | Not Quoted | 3000.00 | ENTECK TRADE LINK
192.00 | 20 Amp sheet steel enclosed industrial type socket with 20 Amp DP MCB for AC. | 4.00 | Nos. |  | 4025.00 | 16100.00 | 1000.00 | 4000.00 | 2500.00 | 10000.00 | Not Quoted | Not Quoted | 1100.00 | 4400.00 | Not Quoted | Not Quoted | 4000.00 | ENTECK TRADE LINK
193.00 | Ceiling fan with electronic regulator ( Energy efficent, 50W, 1200 mm sweep) | 3.00 | Nos. |  | 1783.00 | 5349.00 | 2000.00 | 6000.00 | 3000.00 | 9000.00 | Not Quoted | Not Quoted | 2400.00 | 7200.00 | Not Quoted | Not Quoted | 5349.00 | M/s. JYOTI SARUP MITTAL
194.00 | Wall mounted fan with electronic regulator ( Energy efficent, 50W,) etc complete in all respect for wall mounting | 4.00 | Nos. |  | 1438.00 | 5752.00 | 3000.00 | 12000.00 | 4500.00 | 18000.00 | Not Quoted | Not Quoted | 2800.00 | 11200.00 | Not Quoted | Not Quoted | 5752.00 | M/s. JYOTI SARUP MITTAL
195.00 | Wall mounted fixture above Mirror/Wash basin of 10/15W LED etc complete in all respect. | 4.00 | Nos. |  | 1438.00 | 5752.00 | 500.00 | 2000.00 | 2500.00 | 10000.00 | Not Quoted | Not Quoted | 720.00 | 2880.00 | Not Quoted | Not Quoted | 2000.00 | ENTECK TRADE LINK
196.00 | SOLAR SYSTEM FOR OUTDOOR EMERGENCY LIGHTING
197.00 | Design, manufacture, testing at works, supply, storage, transportation to site of Solar Street lighting system complete with GI pole and GI mounting bracket, control gear box, internal cable from fitting to junction box, and 15W LED fixture (Fixtures Bajaj Make or equvalent and Battery make Exide, Amron etc), three days battery backup with solar Module, earthing, electronics, dusk-dawn operation etc including pipe inserts for cables and connecting work and commissioning spares as required, with all material and labour as per specifications, drawings and instruction of Engineer-in-charge. Nominal height of GI pole shall be 6m. Work to be completed in all respects. | 2.00 | Set |  | 40000.00 | 80000.00 | 12000.00 | 24000.00 | 20000.00 | 40000.00 | Not Quoted | Not Quoted | 45000.00 | 90000.00 | Not Quoted | Not Quoted | 24000.00 | ENTECK TRADE LINK
198.00 | ELECTRICAL ACCESSORIES
199.00 | Supply of electrical accessories including, cable tags, cable tie ,Flexible pvc conduit,cable marker, nickle plated lugs, double compressed brass cable glands,brass adaptar/reducers/nipples, fixing of metallic anchor fasteners for supporting of cable trays including all labour and materials complete as required and as per directions of Engineer-In-Charge. | 1.00 | Lot |  | 8325.00 | 8325.00 | 3000.00 | 3000.00 | 50000.00 | 50000.00 | Not Quoted | Not Quoted | 45000.00 | 45000.00 | Not Quoted | Not Quoted | 3000.00 | ENTECK TRADE LINK
200.00 | Telephone & LAN
201.00 | Supply of telephone sockets (Piano reed Type) in recess PVC conduit including PVC conduit,telephone socket,cable,accessories etc as required. | 6.00 | Nos. |  | 1093.00 | 6558.00 | 800.00 | 4800.00 | 1000.00 | 6000.00 | Not Quoted | Not Quoted | 550.00 | 3300.00 | Not Quoted | Not Quoted | 3300.00 | SANJIV SAHAI SHARMA
202.00 | Supply of LAN sockets in recess PVC conduit including PVC conduit,telephone socket,cable,accessories etc as required. | 6.00 | Nos. |  | 1783.00 | 10698.00 | 1200.00 | 7200.00 | 1000.00 | 6000.00 | Not Quoted | Not Quoted | 380.00 | 2280.00 | Not Quoted | Not Quoted | 2280.00 | SANJIV SAHAI SHARMA
203.00 | Supply of 2 pairs,0.61mm, Telephone Cable/Wire, including accessories etc as required. | 50.00 | Mtrs. |  | 18.00 | 900.00 | 170.00 | 8500.00 | 100.00 | 5000.00 | Not Quoted | Not Quoted | 120.00 | 6000.00 | Not Quoted | Not Quoted | 900.00 | M/s. JYOTI SARUP MITTAL
204.00 | Supply of UTP cable (CAT 6), Make : D Link/Amp/Lucent | 50.00 | Mtrs. |  | 32.00 | 1600.00 | 350.00 | 17500.00 | 125.00 | 6250.00 | Not Quoted | Not Quoted | 130.00 | 6500.00 | Not Quoted | Not Quoted | 1600.00 | M/s. JYOTI SARUP MITTAL
205.00 | Supply of Main Distribution Frame - 12 pair | 1.00 | No. |  | 2875.00 | 2875.00 | 15000.00 | 15000.00 | 10000.00 | 10000.00 | Not Quoted | Not Quoted | 2900.00 | 2900.00 | Not Quoted | Not Quoted | 2875.00 | M/s. JYOTI SARUP MITTAL
206.00 | Supply of LAN switch with single incomer and min 10-port out going port complete in all respect. | 1.00 | No. |  | 1725.00 | 1725.00 | 10000.00 | 10000.00 | 10000.00 | 10000.00 | Not Quoted | Not Quoted | 12500.00 | 12500.00 | Not Quoted | Not Quoted | 1725.00 | M/s. JYOTI SARUP MITTAL
207.00 | Supply of required material for Construction of Cable pit with pit cover (SFRC cover HD-20 of IS-12592) including civil works, concrete wall/brick wall & its materials, cable conduits interface & its water sealing, cable support structure including all labour and materials complete in all aspect as per approved drawings and directions of Engineer-In-Charge.
208.00 | 500X500(of inside clearance)X 600(Depth) | 10.00 | Nos. |  | 6000.00 | 60000.00 | 3000.00 | 30000.00 | 8000.00 | 80000.00 | Not Quoted | Not Quoted | 3800.00 | 38000.00 | Not Quoted | Not Quoted | 30000.00 | ENTECK TRADE LINK
209.00 | 750X750(of inside clearance)X800(Depth) | 4.00 | Nos. |  | 6000.00 | 24000.00 | 5000.00 | 20000.00 | 12000.00 | 48000.00 | Not Quoted | Not Quoted | 5800.00 | 23200.00 | Not Quoted | Not Quoted | 20000.00 | ENTECK TRADE LINK
210.00 | 1000X1000(of inside clearance)X1000(Depth) | 2.00 | Nos. |  | 20000.00 | 40000.00 | 6000.00 | 12000.00 | 15000.00 | 30000.00 | Not Quoted | Not Quoted | 7200.00 | 14400.00 | Not Quoted | Not Quoted | 12000.00 | ENTECK TRADE LINK
211.00 | DISTRIBUTION TRANSFORMER
212.00 | Supply including packing and forwarding, transportation, delivery at storage to site of 11 kv/433 V outdoor type, 3Ph, 50Hz,copper wound, Dyn11, ONAN distribution transformer with off-load tap changer complete with all accessories as per REC specification 11/1976 and/or IS 2026/1180. and latest amendments there of and first oil filled. Termination arrangement for HV side : HT bushing & LV side Cable end box/Terminal box of following rating (Make of Transformer shall be approved from State Electricity Board/MECON.)
213.00 | 125 KVA | 1.00 | No. |  | 680000.00 | 680000.00 | 300000.00 | 300000.00 | 500000.00 | 500000.00 | Not Quoted | Not Quoted | 300000.00 | 300000.00 | Not Quoted | Not Quoted | 300000.00 | SANJIV SAHAI SHARMA, ENTECK TRADE LINK
214.00 | Supply of all the items listed below, all miscellaneous materials etc as required to complete the HT & LT installation as per the tender. (All electrical equipments shall be approved from State Electricity Board/MECON.)
215.00 | Double pole Structure with MS joist ISMB 200 x 100 mm, 9 m long complete with 100 x 50 mm MS channels of required length and size ; 11 kV 3 Ph. horizontal Gang operated Air Break switch, DO fuse, lightning arrestors of suitable ampere rating, pin insulators, disc insulators, operating rod, handle, locking arrangement, copper wire for jumper connection, stay set complete with all accessories etc as required inclusive of paint (two coats of primer & two coats of final aluminum paint) and concrete foundation.It shall be complete in all respect as per Mecon/SEB std. | 1.00 | Set |  | 103500.00 | 103500.00 | 25000.00 | 25000.00 | 100000.00 | 100000.00 | Not Quoted | Not Quoted | 20000.00 | 20000.00 | Not Quoted | Not Quoted | 20000.00 | SANJIV SAHAI SHARMA
216.00 | Supply, of 11 kV, ACSR weasel conductor, insulator, cross arms, all necessary hardware as required for stringing between State Electricity Board Double pole and consumer double pole structures. | 90.00 | Mtrs. |  | 37.00 | 3330.00 | 190.00 | 17100.00 | 280.00 | 25200.00 | Not Quoted | Not Quoted | 48.00 | 4320.00 | Not Quoted | Not Quoted | 3330.00 | M/s. JYOTI SARUP MITTAL
217.00 | Chain link fencing of (height 2.5 m) for the sub station area with ISA 50 x 50 x 6 mm angle and 4 mm thick welded wire mesh and 1 no. gate ( 3x3 mtr.) complete with all material, welding and labour etc (20 mtrs/set)/ As per SEB. | 1.00 | Set |  | 40000.00 | 40000.00 | 3000.00 | 3000.00 | 100000.00 | 100000.00 | Not Quoted | Not Quoted | 6500.00 | 6500.00 | Not Quoted | Not Quoted | 3000.00 | ENTECK TRADE LINK
218.00 | 40 mm blue granite metal for spreading in the fenced area . | 13.00 | M3 |  | 2800.00 | 36400.00 | 1500.00 | 19500.00 | 2000.00 | 26000.00 | Not Quoted | Not Quoted | 320.00 | 4160.00 | Not Quoted | Not Quoted | 4160.00 | SANJIV SAHAI SHARMA
219.00 | GAS GENERATOR SET
220.00 | Supply of Min 58.5 to 63KVA KVA Prime Power Gas Genset including AMF Panel with auto start/stop through Pressure transmitter switch as well as through grid failure with MCCB of suitable rating, suitable size of Power & Control cables, hook-up Pipe (Approx. length 50Mts.) from existing BOG management skid of pressure range 1-2 bar, Metering, PRV, Piping, dial Pressure Gauge, Flanges, etc with Ethernet communication& Latest CPCB norms as applicable during supply of equipment complete in all respect suitable for Greenfield LNG station. | 1.00 | Set |  | 950000.00 | 950000.00 | 1600000.00 | 1600000.00 | 1250000.00 | 1250000.00 | Not Quoted | Not Quoted | 1600000.00 | 1600000.00 | Not Quoted | Not Quoted | 950000.00 | M/s. JYOTI SARUP MITTAL
221.00 | Supply of Tools and Instrument as per Annexure - A of scope of work. | 1.00 | Set |  | 125000.00 | 125000.00 | 60000.00 | 60000.00 | 25000.00 | 25000.00 | Not Quoted | Not Quoted | 10000.00 | 10000.00 | Not Quoted | Not Quoted | 10000.00 | SANJIV SAHAI SHARMA
222.00 | Flame Proof Tool Box Set as per Annexure - A of scope of work. | 1.00 | Set |  | 10000.00 | 10000.00 | 300000.00 | 300000.00 | 25000.00 | 25000.00 | Not Quoted | Not Quoted | 10000.00 | 10000.00 | Not Quoted | Not Quoted | 10000.00 | M/s. JYOTI SARUP MITTAL, SANJIV SAHAI SHARMA
223.00 | B. Erection, Testing & Commissioning
224.00 | 415 V LT PDB and APFC Panel
225.00 | Erection, testing & Commissioning of electrical panels :
226.00 | 415 V, 36 KA single front type indoor PDB to receive input power consisting of bus bar chamber, cable alley,outgoing with Fuse complete with wiring, indication lamp, ammeter, voltmeter, MFM (Multi Function Meter) etc including all labour and materials with operating mechanism, all accessories, mandatory spares as per data sheet, auxiliaries with FLP LCS(Local Control switch) for tripping the main incomer of PDB etc complete in all respects as specified in technical specification, data sheet & SLD no. MEC/0030/05/E9/E/1081A & as per standard Specification. Dual incomer of 250Amp & 125Amps (with Single phase preventer & VMR) 4P MCCB (with Micro processor and based O/C,S/C & E/F RELASE with LSIG & Shunt trip) with necessary(Electrical & Mechanical) interlock through 4P power contactors and PLC with 8 DIs and 8 DOs. Buscoupler of 125A 4P power contactor. Outgoing with 01 no. 125 Amp TPN MCCB (with TM based O/C,S/C & E/F RELASE). Outgoing with 02 nos. 80 Amp TPN MCCB (with TM based O/C,S/C & E/F RELASE). Outgoing with 08 no. 63 Amp TPN MCCB (with TM based O/C,S/C & E/F RELASE). Outgoing with 03 nos. 32 Amp TPN MCCB (with TM based O/C & S/C RELASE). Outgoing with 3 nos. 80A Fuse and 3 nos. 32A TPN MCB. Outgoing with 3 nos. 80A Fuse and 3 nos. 20A DP MCB. | 1.00 | Set |  | 17250.00 | 17250.00 | 5000.00 | 5000.00 | 25000.00 | 25000.00 | Not Quoted | Not Quoted | 28000.00 | 28000.00 | Not Quoted | Not Quoted | 5000.00 | ENTECK TRADE LINK
227.00 | Floor mounted APFC Panel of 40KVAR capacitor bank in steps of (1x10)+(4x5)+(4x2.5)KVAR capacitors consisting of bus bar chamber, cable alley incoming (MCCB), outgoing feeder (MCBs) as specified in tender specification & SLD no. MEC/0030/05/E9/E/1081A. | 1.00 | Set |  | 8625.00 | 8625.00 | 5000.00 | 5000.00 | 10000.00 | 10000.00 | Not Quoted | Not Quoted | 9000.00 | 9000.00 | Not Quoted | Not Quoted | 5000.00 | ENTECK TRADE LINK
228.00 | LIGHTING DISTRIBUTION BOARDS
229.00 | Erection, testing & Commissioning of 415V/240V lighting/power panels, Surface/Recess mounting type in weather/flame proof (with hinged cover) sheet steel enclosure of approved make having 4 Pole MCCB(LSIG)/RCCB (MCB + ELCB) as incoming and SP/DP/TP MCB (9KA type) for out going circuit complete with wiring,indication lamp, ammeter etc including all labour and materials as per specification, data sheet and the direction of Engineer-in-charge.
230.00 | Surface/Recess mounted Lighting Panel (I/E-LDB) for Building Lighting and Power point consisting two incomers of 63 Amps and 32 Amps (300mA sensitivity) 4/2 Pole RCCB (Grid+Invertor supply) along with necessary interlock through contactor with two isolated Cu busbar and 6 Nos. 16A DP MCBs, 10 Nos. 10A DP MCBs & 08 Nos. 6A DP MCBs as out goings complete with ammeter ,indication lamp etc including all labour and materials as per specification, data sheet & SLD no. MEC/0030/05/E9/E/1081B and the direction of Engineer-in-charge. | 1.00 | Set |  | 3450.00 | 3450.00 | 2000.00 | 2000.00 | 10000.00 | 10000.00 | Not Quoted | Not Quoted | 480.00 | 480.00 | Not Quoted | Not Quoted | 480.00 | SANJIV SAHAI SHARMA
231.00 | Outdoor Lighting Panel (O-LDB) consisting of 63 Amp (300mA sensitivity) 4 Pole RCCB as incomer and 12 nos. 20A TPN MCBs,06 nos. 16A TPN MCBs as out goings complete with Contactor(4P ,63A Contactor with 24Hrs timer), timer, A/M switch, PB with timer and 5 Nos. 20 Amp TPN MCB, 2 Nos. 16A TPN MCB are without timer etc indication lamp as per specification, data sheet & SLD no. MEC/0030/05/E9/E/1081C and the direction of Engineer-in-charge. | 1.00 | Set |  | 4600.00 | 4600.00 | 2000.00 | 2000.00 | 25000.00 | 25000.00 | Not Quoted | Not Quoted | 480.00 | 480.00 | Not Quoted | Not Quoted | 480.00 | SANJIV SAHAI SHARMA
232.00 | INVERTER SYSTEM
233.00 | Erection, testing & Commissioning of 1100VA sine wave Inverter system with 1x150Ah Battery backup, completely maintenance free lead-acid battery along with Battery stand for critical lighting in control room building & outdoor area (Make Inverter: Su-Kam, Genius, Microtek, Battery: Exide, Amaraja). | 1.00 | Set |  | 575.00 | 575.00 | 2000.00 | 2000.00 | 10000.00 | 10000.00 | Not Quoted | Not Quoted | 520.00 | 520.00 | Not Quoted | Not Quoted | 520.00 | SANJIV SAHAI SHARMA
234.00 | UPS SYSTEM
235.00 | Erection, testing & Commissioning of following :
236.00 | 5KVA, 230 V Single phase, 50 Hz, single industrial type, UPS system suitable for input Power supply voltage of 320V-460V-TPN with healthy single-Phase Selection, Output 230V +/-1%, AC with Bypass supply, Battery Bank, ACDB (Incomer 32A DP MCB & Outgoing 6 Nos. of 6A, 6 Nos. of 10A and 6 Nos. of 16A DP MCBs) and 2.0 hrs. Battery backup (VRLA, 12V) and battery capacity shall not be less than 22.0 KVAh (where KVAH = battery AH x 12 V x No. of Batteries). As per enclosed Specification, Block diagram & Data sheet and shall be complete in all respect. Including All interconnecting cables among UPS, Rectifier, battery stand, ACDB etc (30 mtr shall be considered between battery bank and UPS panel, 30 mtr cable shall be considered between ACDB and UPS panel. | 1.00 | Set |  | 20000.00 | 20000.00 | 5000.00 | 5000.00 | 25000.00 | 25000.00 | Not Quoted | Not Quoted | 9500.00 | 9500.00 | Not Quoted | Not Quoted | 5000.00 | ENTECK TRADE LINK
237.00 | Laying of 1.1kV, Aluminium/Copper conductor, XLPE/PVC insulated, extruded PVC inner sheathed, PVC outer sheath and G.I. armoured FRLS Power and HR+FRLS Control Cable confirming to specification of below mentioned sizes as per datasheet, specifications of this tender and as per approved vendor list. Note that these quantities are approximate and payment shall be made for actual equipment / materials installed by the Contractor as part of permanent installation based on Issued for Construction drawings. Actual billing shall be done only on permanently installed quantities and not on supplied quantities. Any balance material supplied by Contractor but not permanently installed at site shall be taken back by Contractor and shall not be billed to Purchaser and/or Consultant. Contractor shall consider all associated work as indicated in respective installation standard drawings, scope of work and as per the directions of the Engineer-in-charge.
238.00 | 3.5Cx 120 mm2 A2XFY. | 300.00 | Mtrs. |  | 81.00 | 24300.00 | 100.00 | 30000.00 | 20.00 | 6000.00 | Not Quoted | Not Quoted | 170.00 | 51000.00 | Not Quoted | Not Quoted | 6000.00 | Sacheti Infratech Private Limited
239.00 | 3.5Cx 50 mm2 A2XFY. | 100.00 | Mtrs. |  | 58.00 | 5800.00 | 75.00 | 7500.00 | 20.00 | 2000.00 | Not Quoted | Not Quoted | 140.00 | 14000.00 | Not Quoted | Not Quoted | 2000.00 | Sacheti Infratech Private Limited
240.00 | 3.5Cx 35 mm2 A2XFY. | 100.00 | Mtrs. |  | 52.00 | 5200.00 | 50.00 | 5000.00 | 20.00 | 2000.00 | Not Quoted | Not Quoted | 70.00 | 7000.00 | Not Quoted | Not Quoted | 2000.00 | Sacheti Infratech Private Limited
241.00 | 3.5Cx 25 mm2 A2XFY. | 50.00 | Mtrs. |  | 46.00 | 2300.00 | 40.00 | 2000.00 | 20.00 | 1000.00 | Not Quoted | Not Quoted | 70.00 | 3500.00 | Not Quoted | Not Quoted | 1000.00 | Sacheti Infratech Private Limited
242.00 | 4Cx10 mm2 2XWY. | 400.00 | Mtrs. |  | 46.00 | 18400.00 | 30.00 | 12000.00 | 20.00 | 8000.00 | Not Quoted | Not Quoted | 110.00 | 44000.00 | Not Quoted | Not Quoted | 8000.00 | Sacheti Infratech Private Limited
243.00 | 4Cx 2.5 mm2 2XWY. | 2500.00 | Mtrs. |  | 35.00 | 87500.00 | 20.00 | 50000.00 | 40.00 | 100000.00 | Not Quoted | Not Quoted | 70.00 | 175000.00 | Not Quoted | Not Quoted | 50000.00 | ENTECK TRADE LINK
244.00 | 3Cx 2.5 mm2 2XWY. | 100.00 | Mtrs. |  | 35.00 | 3500.00 | 15.00 | 1500.00 | 20.00 | 2000.00 | Not Quoted | Not Quoted | 35.00 | 3500.00 | Not Quoted | Not Quoted | 1500.00 | ENTECK TRADE LINK
245.00 | 7Cx 2.5 mm2 2XWY. | 100.00 | Mtrs. |  | 35.00 | 3500.00 | 10.00 | 1000.00 | 20.00 | 2000.00 | Not Quoted | Not Quoted | 50.00 | 5000.00 | Not Quoted | Not Quoted | 1000.00 | ENTECK TRADE LINK
246.00 | Erection, testing & Commissioning of the complete earthing and lightning protection system, earth electrodes/ pit, earth main ring, test link, earthing of electrical equipments, instrument panels, field instruments, process equipments and pipes/ flanges including all associated civil work with all material (Like Bitumen coating) and labour as per specification and drawings approved by the company in with IS 3043.
247.00 | Earth Pits- GI PIPE Electrode with 6 mm thick chequered plate cover(MS)/ SFRC cover as per std drg | 16.00 | Nos. |  | 3450.00 | 55200.00 | 3000.00 | 48000.00 | 5000.00 | 80000.00 | Not Quoted | Not Quoted | 1500.00 | 24000.00 | Not Quoted | Not Quoted | 24000.00 | SANJIV SAHAI SHARMA
248.00 | Earth Pits- Copper plate Electrode with 6 mm thick chequered plate cover (MS)/ SFRC cover as per std drg | 3.00 | Nos. |  | 3450.00 | 10350.00 | 1000.00 | 3000.00 | 8000.00 | 24000.00 | Not Quoted | Not Quoted | 1800.00 | 5400.00 | Not Quoted | Not Quoted | 3000.00 | ENTECK TRADE LINK
249.00 | GI Strip (50X6) mm | 200.00 | Mtrs. |  | 69.00 | 13800.00 | 20.00 | 4000.00 | 30.00 | 6000.00 | Not Quoted | Not Quoted | 30.00 | 6000.00 | Not Quoted | Not Quoted | 4000.00 | ENTECK TRADE LINK
250.00 | GI Strip (25X3) mm | 400.00 | Mtrs. |  | 46.00 | 18400.00 | 15.00 | 6000.00 | 30.00 | 12000.00 | Not Quoted | Not Quoted | 20.00 | 8000.00 | Not Quoted | Not Quoted | 6000.00 | ENTECK TRADE LINK
251.00 | Copper Strip (25X6) mm | 50.00 | Mtrs. |  | 58.00 | 2900.00 | 10.00 | 500.00 | 30.00 | 1500.00 | Not Quoted | Not Quoted | 140.00 | 7000.00 | Not Quoted | Not Quoted | 500.00 | ENTECK TRADE LINK
252.00 | No. 8 SWG Solid GI Wire | 1.00 | Lot |  | 1150.00 | 1150.00 | 500.00 | 500.00 | 2000.00 | 2000.00 | Not Quoted | Not Quoted | 20.00 | 20.00 | Not Quoted | Not Quoted | 20.00 | SANJIV SAHAI SHARMA
253.00 | Static discharge retractable earthing reels for LNG Tanker Earthing with approx. 15 mtrs cable and heavy duty clamp suitable for tanker earthing along with canopy suitable for outdoor installation and all other necessary hardware to make it complete in all respect for earthing/grounding of LNG tanker | 2.00 | Set |  | 20000.00 | 40000.00 | 5000.00 | 10000.00 | 2000.00 | 4000.00 | Not Quoted | Not Quoted | 800.00 | 1600.00 | Not Quoted | Not Quoted | 1600.00 | SANJIV SAHAI SHARMA
254.00 | OUTDOOR LIGHTING
255.00 | Erection, testing & Commissioning of lighting fixtures complete with mounting bracket, flame proof/non flame proof, control gear box as per the type of fixture, lamps etc. including civil work with pipe inserts for cables and connecting work, with all material and labour as per specifications, drawings and instruction of Engineer-in-charge. Work to be completed in all respects.
256.00 | Street lighting, integral flame proof well glass fixture (CMIFR approved for Zone-1/2 gas group IIA & IIB) with 72 W LED luminaire with flame proof control gear/JB (Model no. WG-1240 of Sudhir make or equivalent) | 30.00 | Nos. |  | 288.00 | 8640.00 | 500.00 | 15000.00 | 2000.00 | 60000.00 | Not Quoted | Not Quoted | 500.00 | 15000.00 | Not Quoted | Not Quoted | 8640.00 | M/s. JYOTI SARUP MITTAL
257.00 | Integral flame proof Flood Light fixture (CMIFR approved for Zone-1/2 gas group IIA & IIB) with 72 W LED luminaire with flame proof control gear/JB (Model no. WG-1240 of Sudhir make or equivalent) | 4.00 | Nos. |  | 288.00 | 1152.00 | 400.00 | 1600.00 | 2000.00 | 8000.00 | Not Quoted | Not Quoted | 500.00 | 2000.00 | Not Quoted | Not Quoted | 1152.00 | M/s. JYOTI SARUP MITTAL
258.00 | Underlights for the canopy as specified including lighting fixture flame proof enclosure for Bulk Head Fitting(CRS-1273, 1 x LED, 90W)of Sudhir make or equivalent, juction boxes etc. as requried. | 20.00 | Nos. |  | 288.00 | 5760.00 | 300.00 | 6000.00 | 2000.00 | 40000.00 | Not Quoted | Not Quoted | 500.00 | 10000.00 | Not Quoted | Not Quoted | 5760.00 | M/s. JYOTI SARUP MITTAL
259.00 | Street lighting pole 6mtr high GI octagonal pole (Type BOP-6030 of Bajaj make or equivalent) complete with bracket, GI clamps for fixing flame proof control gear box as per standard drawing (MEC/SD/05/E9/77/04) & specification (MEC/TS/05/E9/077B). | 25.00 | Nos. |  | 3430.00 | 85750.00 | 800.00 | 20000.00 | 3000.00 | 75000.00 | Not Quoted | Not Quoted | 500.00 | 12500.00 | Not Quoted | Not Quoted | 12500.00 | SANJIV SAHAI SHARMA
260.00 | Air Conditioners
261.00 | Erection, testing & Commissioning of latest model (5 stars BEE certified ,Inverter AC) 2.0 T split AC complete with remote, MS Stand for outdoor unit etc. | 4.00 | Nos. |  | 2875.00 | 11500.00 | 2000.00 | 8000.00 | 15000.00 | 60000.00 | Not Quoted | Not Quoted | 4000.00 | 16000.00 | Not Quoted | Not Quoted | 8000.00 | ENTECK TRADE LINK
262.00 | Erection, testing & Commissioning of Flame Proof Welding Socket including structure,Civil Foundation and hardware etc complete in all respect.
263.00 | Flame proof type 63 Amp. Welding socket | 1.00 | No. |  | 345.00 | 345.00 | 1000.00 | 1000.00 | 2000.00 | 2000.00 | Not Quoted | Not Quoted | 100.00 | 100.00 | Not Quoted | Not Quoted | 100.00 | SANJIV SAHAI SHARMA
264.00 | UPVC Pipe
265.00 | Erection, testing & Commissioning of UPVC Pipes in required length for fixing on steel, concrete or similar sructure, laid in trenches, ready to be buried in concrete including cutting, threading, bending and similar works, installation of clamps, small iron structures, spacers, seats, plugs, bushings etc. and all other materials as per approved drawings and directions of Engineer-In-Charge.
266.00 | 50 mm NB | 100.00 | Mtrs. |  | 100.00 | 10000.00 | 50.00 | 5000.00 | 50.00 | 5000.00 | Not Quoted | Not Quoted | 50.00 | 5000.00 | Not Quoted | Not Quoted | 5000.00 | SANJIV SAHAI SHARMA, Sacheti Infratech Private Limited, ENTECK TRADE LINK
267.00 | 100 mm NB | 200.00 | Mtrs. |  | 200.00 | 40000.00 | 70.00 | 14000.00 | 50.00 | 10000.00 | Not Quoted | Not Quoted | 60.00 | 12000.00 | Not Quoted | Not Quoted | 10000.00 | Sacheti Infratech Private Limited
268.00 | 200 mm NB | 100.00 | Mtrs. |  | 300.00 | 30000.00 | 100.00 | 10000.00 | 50.00 | 5000.00 | Not Quoted | Not Quoted | 70.00 | 7000.00 | Not Quoted | Not Quoted | 5000.00 | Sacheti Infratech Private Limited
269.00 | Cable Tray
270.00 | Erection, testing & Commissioning of Hot Dip Galvanized Perforated Type, 50mm height, 2.5 mm thick sheet steel & galvanized (86 microns) cable trays (as per IS 2629) of required sizes including tray cover, bends, tee, crosses, horizontal and vertical splices , structural support(suitable for three/four tier),hardware,civil work etc,complete in all respect.
271.00 | 50mm wide | 50.00 | Mtrs. |  | 58.00 | 2900.00 | 100.00 | 5000.00 | 200.00 | 10000.00 | Not Quoted | Not Quoted | 20.00 | 1000.00 | Not Quoted | Not Quoted | 1000.00 | SANJIV SAHAI SHARMA
272.00 | 150mm wide | 50.00 | Mtrs. |  | 95.00 | 4750.00 | 120.00 | 6000.00 | 200.00 | 10000.00 | Not Quoted | Not Quoted | 30.00 | 1500.00 | Not Quoted | Not Quoted | 1500.00 | SANJIV SAHAI SHARMA
273.00 | 300mm wide | 50.00 | Mtrs. |  | 127.00 | 6350.00 | 150.00 | 7500.00 | 200.00 | 10000.00 | Not Quoted | Not Quoted | 40.00 | 2000.00 | Not Quoted | Not Quoted | 2000.00 | SANJIV SAHAI SHARMA
274.00 | Erection Material
275.00 | Installation of MS base frame support for switch gear and bracket for misc. electrical equipment, cable and cable tray support out of roled MS section,pipes,plates etc including welding, bolting, reveting, installation of necessary anchor bolts and grouting etc, applying one coat of anti rust primer, two finish coats of approved synthetic enamel paints including bracking walls, floors etc for structure as required including all GI hardware materials including all labour and materials complete as required and the direction of Engineer-in-charge. | 1.00 | Lot |  | 5750.00 | 5750.00 | 4000.00 | 4000.00 | 15000.00 | 15000.00 | Not Quoted | Not Quoted | 1000.00 | 1000.00 | Not Quoted | Not Quoted | 1000.00 | SANJIV SAHAI SHARMA
276.00 | Safety Items
277.00 | Installation of the following including the necessary clamp, bolts, rawl plugs etc. breaking and making good of walls, if required , and including all labour and materials complete as per directions of Engineer-In-Charge, applicable standards and Indian Electricity rules.
278.00 | Shock hazard charts complete with frame and glass | 2.00 | Nos. |  | 288.00 | 576.00 | 5000.00 | 10000.00 | 1000.00 | 2000.00 | Not Quoted | Not Quoted | 10.00 | 20.00 | Not Quoted | Not Quoted | 20.00 | SANJIV SAHAI SHARMA
279.00 | First Aid Boxes | 1.00 | Nos. |  | 115.00 | 115.00 | 5000.00 | 5000.00 | 1000.00 | 1000.00 | Not Quoted | Not Quoted | 20.00 | 20.00 | Not Quoted | Not Quoted | 20.00 | SANJIV SAHAI SHARMA
280.00 | Carbon-di-oxide(CO2) type fire extinguisher 4.5 Kg capacity Complete with gunmetal valve conforming to IS : 3224 With ISI mark , Discharge horn with bend & wall fixing Bracket, stand etc With Mfg. Test certificate. | 2.00 | Nos. |  | 288.00 | 576.00 | 5000.00 | 10000.00 | 2000.00 | 4000.00 | Not Quoted | Not Quoted | 30.00 | 60.00 | Not Quoted | Not Quoted | 60.00 | SANJIV SAHAI SHARMA
281.00 | Caution boards including necessary clamps, bolts and other hardware. | 2.00 | Nos. |  | 288.00 | 576.00 | 1000.00 | 2000.00 | 1000.00 | 2000.00 | Not Quoted | Not Quoted | 40.00 | 80.00 | Not Quoted | Not Quoted | 80.00 | SANJIV SAHAI SHARMA
282.00 | As built Single Line Diagram complete with frame and glass including hardware etc. | 1.00 | Nos. |  | 575.00 | 575.00 | 1000.00 | 1000.00 | 1000.00 | 1000.00 | Not Quoted | Not Quoted | 20.00 | 20.00 | Not Quoted | Not Quoted | 20.00 | SANJIV SAHAI SHARMA
283.00 | Insulating Mats
284.00 | Laying of Insulating Mats 11kV grade (as per IS:15652 - 2006) of 1000mm width, required for maintenance of electrical equipment in substation as required including cutting to required shape in running length and including all labour and materials etc. complete and as per directions of Engineer-In-Charge as per applicable Indian or International standards and Indian Electricity Rules.
285.00 | 11 KV grade of 2.5 mm thick | 20.00 | Mtrs. |  | 230.00 | 4600.00 | 100.00 | 2000.00 | 1000.00 | 20000.00 | Not Quoted | Not Quoted | 100.00 | 2000.00 | Not Quoted | Not Quoted | 2000.00 | SANJIV SAHAI SHARMA, ENTECK TRADE LINK
286.00 | Erection, testing & Commissioning of point wiring as per details in construction drawing & specification includes PVC conduits in ceiling, complete wiring including Wiring for main/ submain from DBs to switchboard and from switchboard to light/power points with 6/4/2.5/1.5 sq.mm. FR PVC insulated copper conductor multi starnd wire in PVC conduit in recess/ trench as required, switch boxes & switches (ANCHOR ROMA make or equivalent) for following items-
287.00 | Surface/ recess mounted LED light fixrure with LED lamp (type LCTL-36 -CDL of CG make or equivalent). | 12.00 | Nos. |  | 280.00 | 3360.00 | 700.00 | 8400.00 | 2000.00 | 24000.00 | Not Quoted | Not Quoted | 150.00 | 1800.00 | Not Quoted | Not Quoted | 1800.00 | SANJIV SAHAI SHARMA
288.00 | Surface/ recess mounted LED light fixrure with LED lamp (type LCTL-18 -CDL of CG make or equivalent). | 4.00 | Nos. |  | 230.00 | 920.00 | 500.00 | 2000.00 | 2000.00 | 8000.00 | Not Quoted | Not Quoted | 200.00 | 800.00 | Not Quoted | Not Quoted | 800.00 | SANJIV SAHAI SHARMA
289.00 | Industrial Flame proof fluorescent lamp/LED fitting with lamp (type EXTL 240 of CG make or equivalent). | 2.00 | Nos. |  | 230.00 | 460.00 | 400.00 | 800.00 | 2000.00 | 4000.00 | Not Quoted | Not Quoted | 250.00 | 500.00 | Not Quoted | Not Quoted | 460.00 | M/s. JYOTI SARUP MITTAL
290.00 | Exhaust fan (Industrial type 300/450 mm) with louvers,950 rpm,55watt with flap. | 4.00 | Nos. |  | 230.00 | 920.00 | 300.00 | 1200.00 | 2000.00 | 8000.00 | Not Quoted | Not Quoted | 250.00 | 1000.00 | Not Quoted | Not Quoted | 920.00 | M/s. JYOTI SARUP MITTAL
291.00 | Flame Proof (CMIFR approved) 12" Exhaust Fan.0.25HP motor,1440 rpm. (Preferred Make: Baliga, FCG, CGL, Prompt) | 2.00 | Nos. |  | 230.00 | 460.00 | 400.00 | 800.00 | 2000.00 | 4000.00 | Not Quoted | Not Quoted | 250.00 | 500.00 | Not Quoted | Not Quoted | 460.00 | M/s. JYOTI SARUP MITTAL
292.00 | Socket outlet (5/15 Amp combination) of ANCHOR ROMA make or equivalent | 10.00 | Nos. |  | 115.00 | 1150.00 | 100.00 | 1000.00 | 2000.00 | 20000.00 | Not Quoted | Not Quoted | 100.00 | 1000.00 | Not Quoted | Not Quoted | 1000.00 | SANJIV SAHAI SHARMA, ENTECK TRADE LINK
293.00 | 20 Amp sheet steel enclosed industrial type socket with 20 Amp DP MCB for AC. | 4.00 | Nos. |  | 115.00 | 460.00 | 100.00 | 400.00 | 2000.00 | 8000.00 | Not Quoted | Not Quoted | 100.00 | 400.00 | Not Quoted | Not Quoted | 400.00 | SANJIV SAHAI SHARMA, ENTECK TRADE LINK
294.00 | Ceiling fan with electronic regulator ( Energy efficent, 50W, 1200 mm sweep) | 3.00 | Nos. |  | 173.00 | 519.00 | 100.00 | 300.00 | 2000.00 | 6000.00 | Not Quoted | Not Quoted | 500.00 | 1500.00 | Not Quoted | Not Quoted | 300.00 | ENTECK TRADE LINK
295.00 | Wall mounted fan with electronic regulator ( Energy efficent, 50W,) etc complete in all respect for wall mounting | 4.00 | Nos. |  | 173.00 | 692.00 | 100.00 | 400.00 | 2000.00 | 8000.00 | Not Quoted | Not Quoted | 500.00 | 2000.00 | Not Quoted | Not Quoted | 400.00 | ENTECK TRADE LINK
296.00 | Wall mounted fixture above Mirror/Wash basin of 10/15W LED etc complete in all respect. | 4.00 | Nos. |  | 115.00 | 460.00 | 100.00 | 400.00 | 2000.00 | 8000.00 | Not Quoted | Not Quoted | 500.00 | 2000.00 | Not Quoted | Not Quoted | 400.00 | ENTECK TRADE LINK
297.00 | SOLAR SYSTEM FOR OUTDOOR EMERGENCY LIGHTING
298.00 | Erection, testing & Commissioning of Solar Street lighting system complete with GI pole and GI mounting bracket, control gear box, internal cable from fitting to junction box, and 15W LED fixture (Fixtures Bajaj Make or equvalent and Battery make Exide, Amron etc), three days battery backup with solar Module, earthing, electronics, dusk-dawn operation etc including pipe inserts for cables and connecting work and commissioning spares as required, with all material and labour as per specifications, drawings and instruction of Engineer-in-charge. Nominal height of GI pole shall be 6m. Work to be completed in all respects. | 2.00 | Set |  | 5000.00 | 10000.00 | 3000.00 | 6000.00 | 5000.00 | 10000.00 | Not Quoted | Not Quoted | 4000.00 | 8000.00 | Not Quoted | Not Quoted | 6000.00 | ENTECK TRADE LINK
299.00 | ELECTRICAL ACCESSORIES
300.00 | Installation of electrical accessories including, cable tags, cable tie ,Flexible pvc conduit,cable marker, nickle plated lugs, double compressed brass cable glands,brass adaptar/reducers/nipples, fixing of metallic anchor fasteners for supporting of cable trays including all labour and materials complete as required and as per directions of Engineer-In-Charge. | 1.00 | Lot |  | 5750.00 | 5750.00 | 3000.00 | 3000.00 | 15000.00 | 15000.00 | Not Quoted | Not Quoted | 500.00 | 500.00 | Not Quoted | Not Quoted | 500.00 | SANJIV SAHAI SHARMA
301.00 | Telephone & LAN
302.00 | Erection, testing & Commissioning of telephone sockets (Piano reed Type) in recess PVC conduit including PVC conduit,telephone socket,cable,accessories etc as required. | 6.00 | Nos. |  | 230.00 | 1380.00 | 400.00 | 2400.00 | 1000.00 | 6000.00 | Not Quoted | Not Quoted | 10.00 | 60.00 | Not Quoted | Not Quoted | 60.00 | SANJIV SAHAI SHARMA
303.00 | Erection, testing & Commissioning of LAN sockets in recess PVC conduit including PVC conduit,telephone socket,cable,accessories etc as required. | 6.00 | Nos. |  | 230.00 | 1380.00 | 400.00 | 2400.00 | 1000.00 | 6000.00 | Not Quoted | Not Quoted | 20.00 | 120.00 | Not Quoted | Not Quoted | 120.00 | SANJIV SAHAI SHARMA
304.00 | Laying of 2 pairs,0.61mm, Telephone Cable/Wire, including accessories etc as required. | 50.00 | Mtrs. |  | 12.00 | 600.00 | 50.00 | 2500.00 | 50.00 | 2500.00 | Not Quoted | Not Quoted | 30.00 | 1500.00 | Not Quoted | Not Quoted | 600.00 | M/s. JYOTI SARUP MITTAL
305.00 | Laying of UTP cable (CAT 6), Make : D Link/Amp/Lucent | 50.00 | Mtrs. |  | 18.00 | 900.00 | 50.00 | 2500.00 | 50.00 | 2500.00 | Not Quoted | Not Quoted | 40.00 | 2000.00 | Not Quoted | Not Quoted | 900.00 | M/s. JYOTI SARUP MITTAL
306.00 | Erection, testing & Commissioning of Main Distribution Frame - 12 pair | 1.00 | No. |  | 268.00 | 268.00 | 2000.00 | 2000.00 | 1000.00 | 1000.00 | Not Quoted | Not Quoted | 50.00 | 50.00 | Not Quoted | Not Quoted | 50.00 | SANJIV SAHAI SHARMA
307.00 | Erection, testing & Commissioning of LAN switch with single incomer and min 10-port out going port complete in all respect. | 1.00 | No. |  | 288.00 | 288.00 | 2000.00 | 2000.00 | 1000.00 | 1000.00 | Not Quoted | Not Quoted | 60.00 | 60.00 | Not Quoted | Not Quoted | 60.00 | SANJIV SAHAI SHARMA
308.00 | Construction of Cable pit with pit cover (SFRC cover HD-20 of IS-12592) including civil works repair, concrete wall/brick wall & its materials, cable conduits interface & its water sealing, cable support structure including all labour and materials complete in all aspect as per approved drawings and directions of Engineer-In-Charge.
309.00 | 500X500(of inside clearance)X 600(Depth) | 10.00 | Nos. |  | 1000.00 | 10000.00 | 2000.00 | 20000.00 | 8000.00 | 80000.00 | Not Quoted | Not Quoted | 1000.00 | 10000.00 | Not Quoted | Not Quoted | 10000.00 | M/s. JYOTI SARUP MITTAL, SANJIV SAHAI SHARMA
310.00 | 750X750(of inside clearance)X800(Depth) | 4.00 | Nos. |  | 2000.00 | 8000.00 | 3000.00 | 12000.00 | 12000.00 | 48000.00 | Not Quoted | Not Quoted | 1500.00 | 6000.00 | Not Quoted | Not Quoted | 6000.00 | SANJIV SAHAI SHARMA
311.00 | 1000X1000(of inside clearance)X1000(Depth) | 2.00 | Nos. |  | 3000.00 | 6000.00 | 5000.00 | 10000.00 | 15000.00 | 30000.00 | Not Quoted | Not Quoted | 2000.00 | 4000.00 | Not Quoted | Not Quoted | 4000.00 | SANJIV SAHAI SHARMA
312.00 | DISTRIBUTION TRANSFORMER
313.00 | Erection, testing & Commissioning of 11 kv/433 V outdoor type, 3Ph, 50Hz, copper wound, Dyn11, ONAN distribution transformer r with off-load tap changer complete with all accessories as per REC specification 11/1976 and/or IS 2026/1180. and latest amendments there of and first oil filled. Termination arrangement for HV side : HT bushing & LV side Cable end box/Terminal box of following rating (Make of Transformer shall be approved from State Electricity Board/MECON.)
314.00 | 125KVA | 1.00 | No. |  | 30000.00 | 30000.00 | 10000.00 | 10000.00 | 50000.00 | 50000.00 | Not Quoted | Not Quoted | 40000.00 | 40000.00 | Not Quoted | Not Quoted | 10000.00 | ENTECK TRADE LINK
315.00 | Erection, testing & Commissioning of all the items listed below, all miscellaneous materials etc as required to complete the HT & LT installation as per the tender. (All electrical equipments shall be approved from State Electricity Board/MECON.)
316.00 | Double pole Structure with MS joist ISMB 200 x 100 mm, 9 m long complete with 100 x 50 mm MS channels of required length and size ; 11 kV 3 Ph. horizontal Gang operated Air Break switch, DO fuse, lightning arrestors of suitable ampere rating;pin insulators, disc insulators, operating rod, handle, locking arrangement, copper wire for jumper connection, stay set complete with all accessories etc as required inclusive of paint (two coats of primer & two coats of final aluminum paint) and concrete foundation.It shall be complete in all respect as per Mecon/SEB std. | 1.00 | Set |  | 5750.00 | 5750.00 | 2000.00 | 2000.00 | 25000.00 | 25000.00 | Not Quoted | Not Quoted | 10000.00 | 10000.00 | Not Quoted | Not Quoted | 2000.00 | ENTECK TRADE LINK
317.00 | 11 kV, ACSR weasel conductor, insulator, cross arms, all necessary hardware as required for stringing between State Electricity Board Double pole and consumer double pole structures. | 90.00 | Mtrs. |  | 173.00 | 15570.00 | 50.00 | 4500.00 | 100.00 | 9000.00 | Not Quoted | Not Quoted | 20.00 | 1800.00 | Not Quoted | Not Quoted | 1800.00 | SANJIV SAHAI SHARMA
318.00 | Chain link fencing of (height 2.5 m) for the sub station area with ISA 50 x 50 x 6 mm angle and 4 mm thick welded wire mesh and 1 no. gate ( 3x3 mtr.) complete with all material, welding and labour etc (20 mtrs/set)/ As per SEB std. | 1.00 | Set |  | 500.00 | 500.00 | 3000.00 | 3000.00 | 10000.00 | 10000.00 | Not Quoted | Not Quoted | 9000.00 | 9000.00 | Not Quoted | Not Quoted | 500.00 | M/s. JYOTI SARUP MITTAL
319.00 | 40 mm blue granite metal for spreading in the fenced area . | 13.00 | M3 |  | 200.00 | 2600.00 | 300.00 | 3900.00 | 1000.00 | 13000.00 | Not Quoted | Not Quoted | 50.00 | 650.00 | Not Quoted | Not Quoted | 650.00 | SANJIV SAHAI SHARMA
320.00 | GAS GENERATOR SET
321.00 | Erection, testing & Commissioning of Min 58.5 to 63KVA KVA Prime Power Gas Genset including AMF Panel with auto start/stop through Pressure transmitter switch as well as through grid failure with MCCB of suitable rating, suitable size of Power & Control cables, hook-up Pipe (Approx. length 50Mts.) from existing BOG management skid of pressure range 1-2 bar, Metering, PRV, Piping, dial Pressure Gauge, Flanges, etc with Ethernet communication& Latest CPCB norms as applicable during supply of equipment complete in all respect suitable for Greenfield LNG station. | 1.00 | Set |  | 20000.00 | 20000.00 | 19000.00 | 19000.00 | 5000.00 | 5000.00 | Not Quoted | Not Quoted | 200000.00 | 200000.00 | Not Quoted | Not Quoted | 5000.00 | Sacheti Infratech Private Limited
322.00 | All works relating to statutory approvals of the installation from competent authority like Electrical Inspectorate, CEA, DGMS, SEB etc. including carrying out of all required modifications in design / Manufacturer / Installation to meet the requirement of Indian Electricity rules and other statutory regulations in force, carrying out necessary paper work and liasion with the authorities to obtain all necessary clearances for charging of installation as per relevant national standards for LNG station. However the official fees towards the approvals shall be reimbursed by the client. | 1.00 | Lumpsum |  | 1500000.00 | 1500000.00 | 150000.00 | 150000.00 | 200000.00 | 200000.00 | Not Quoted | Not Quoted | 100000.00 | 100000.00 | Not Quoted | Not Quoted | 100000.00 | SANJIV SAHAI SHARMA
323.00 | Kindly quote in Percentage in M column on total Estimate Amount of Percentage part (Civil Work SOR Part -C (item CIV-01 to CIV -48) refer sheet3. Note: Bidders shall quote percentage in plus ( '+ ') or minus (' - ') in column M by which total estimated price in the Sheet3 shall be increased or decreased to arrive at bidder‘s quoted price (excluding GST) for Sheet3. Bidder's quoted item rates shall be arrived by applying offered percentage on estimated rates of all BoQ items given in Sheet3. | 1.00 | Lumpsum | 31386250.00 | .01 | 31662449.00 | -.16 | 26329925.12 | .11 | 34873262.38 | Not Quoted | Not Quoted | -.12 | 27682672.50 | Not Quoted | Not Quoted | 26329925.12 | ENTECK TRADE LINK
| Total in Figures |  |  |  |  | 59506570.00 |  | 46902645.12 |  | 54979962.38 |  |  |  | 53127602.50
Lowest Amount Quoted BY: ENTECK TRADE LINK(46902645.12)

## BoQ4
Government eProcurement System Created By: VAIDANT KUMAR BAIRWA Created Date/Time: 24-Apr-2025 04:15 PM Tender Title: CIVIL CONSTRUCTION WORK INCLUDING ELECTRICAL AND FIREFIGHTING WORKS FOR LNG STORAGE AND LNG DISPENSING FACILITIES Tender ID: 2025_GAIL_224483_1
Tender Inviting Authority: Owner: GAIL (India) LIMITED.; EPMC- MECON Ltd.
Name of Work: CIVIL CONSTRUCTION WORK INCLUDING ELECTRICAL AND FIREFIGHTING WORKS FOR LNG STORAGE & LNG DISPENSING FACILITIES
Tender No: 05/51/E/0030/GAIL/001-iv-01 (Tender ID: 2025_GAIL_224483_1)
SCHEDULE OF WORK / ITEM(S)
Sl.No | Description of Work / Item(s) | No.of Qty | Units | Estimated Rate | M/s. JYOTI SARUP MITTAL (GSTN-07AAAFJ3400H2ZW) BID ID -819965 |  | ENTECK TRADE LINK (GSTN-09AABFE5739M1Z0) BID ID -820339 |  | Sacheti Infratech Private Limited (GSTN-NA) BID ID -820327 |  | RGI ENTERPRISES (GSTN-NA) BID ID -816410 |  | SANJIV SAHAI SHARMA (GSTN-NA) BID ID -820171 |  | M/S JAI MAA CONSTRUCTIONS (GSTN-NA) BID ID -820404
[5 empty] | Rate | Amount | Rate | Amount | Rate | Amount | Rate | Amount | Rate | Amount | Rate | Amount | L1 Amount | L1 Vendor
1.00 | Part II- STEEL STRUCTURAL WORKS
2.00 | C.STEEL STRUCTURAL WORKS
3.00 | Canopy in Structural Steel Supply, fabrication, erection and handing over of structural steel fabricated canopy [steel structures tentative weight @ 85 Kg/Sqm] with 0.6mm thick Zincalume/galvalume colour coated steel sheets for roof sheeting as per specification, including 0.6mm thk. cold rolled colour coated steel profile sheet of Trac (150F) Pre-Coated Steel false ceiling system, with powder coated finishes as per manufacturers instruction and specification, facia, flashings, Rain Water Pipe, electrical cable pipe & Gutter, including surface preparation by mechanical cleaning including application of one coat of Zinc phosphate primer of DFT 35 microns at shop, second coat of Zinc phosphate primer of DFT 35 microns at site after erection and two coats of finishing paint of synthetic enamel of DFT 25 microns each per coat at site (Total DFT 120 microns). The work is to be completed in all respect as per technical specification of Canopy, scope of work, detailed construction drawings and directions of the Engineer-in-charge. (rectangular plan area shall be considered for measurement) 1. The tentative weight of structural steel shall be 85 kg/m2 (only weight of Steel structures elements excluding sheeting and false ceiling) of canopy area. A variation of +/- 15% of structural steel weight shall be deemed included in the item. Any increase/decrease beyond this limit shall attract payment/deduction @ Rs. 80000/- per Tonne. 2. Rate to include cost of all labour, tools, tackles, equipment, hire charges, supply of all materials such as structural steel, purlins, nuts, bolts, washers, screws, seals, wire ropes, roof sheeting, flashing, fitting and fixtures, false ceiling system, gutter, rain water pipes, electrical cable pipe and bends, electrodes, edge colour coated sheets (for signage works), primer, paint and all consumables etc. with all bye works and sundry works complete in all respect. 3. Rate to exclude cost of electrical wiring for under lights and Signage works, supply & fixing of all electrical fixtures/materials, signage works & Civil Foundation. | 200.00 | SQM |  | Not Quoted | Not Quoted | Not Quoted | Not Quoted | 11500.00 | 2300000.00 | Not Quoted | Not Quoted | Not Quoted | Not Quoted | 18000.00 | 3600000.00 | 2300000.00 | Sacheti Infratech Private Limited
4.00 | Supply, fabrication & erection of Steel structure Supplying, Fabricating & Erecting in position steel structures fabricated from MS rolled section conforming to IS:2062 and/or from pipes conforming to IS:1161 for cascade supporting structures, loading/unloading platform, Cat Ladder, handrails, hoardings for signages, LCV stand, MS channel drain covers, column, rafter, purlins, runners, bracings, beam for monorail, etc. or any other structures required as per constructon drawings for completion of works, including surface preparation, painting as per specification, including loading, transportation and unloading delivery at erection site of all fabricated structures, storage and handling at site, site assembly and finally erection of structures at appropriate location, alignment and welding of all structures true to line, level, plumb and dimension. The work shall be completed in all respect as per drawings, technical specification and direction of the Engineer-in-Charge. (The cost & weight of MS bolts and nuts (permanent and service), washers, electrodes, putty, gases, shims, packs, cost of straightening of raw materials, Built up section at any shape, cutting of flats from plates and providing splices, paints, tools, plants, testing of materials, etc and all other consumables as required for the work shall be deemed to be included in the quoted rates.) | 15500.00 | KG |  | Not Quoted | Not Quoted | Not Quoted | Not Quoted | 100.00 | 1550000.00 | Not Quoted | Not Quoted | Not Quoted | Not Quoted | 150.00 | 2325000.00 | 1550000.00 | Sacheti Infratech Private Limited
5.00 | Supply and erection of Zincalume high tensile colour coated sheet on roof and sides: Supply and erection of 0.5mm TCT zincalume high tensile colour coated steel sheets (fy=550MPa) conforming to IS:15961 having trapezoidal profile with a cover width of 930-1020 mm and 28-32 mm deep crest at pitch of 186-250mmc/c with minimum two ribs at centre for stiffening. with zincalume coating 150gsm. The sheet shall have a total coating thickness of 35 micron,super durable polyester colorbond XRW quality paint system of 20 microns on exposed surface and 5 micron reverse polyester coat on back surface over 5 micron primer coat on both side surface as per IS:15965. The paint system should have stable resin & inorganic pigments for paint durability and lead free for water harvesting The sheet shall have anti-capillary groove to avoid any seepage of water through lateral over lap, compatible flashing, Trims, ridge panel and fixtures, accessories, sealing tape etc., including transportation and delivery at site, storage and handling at site, cutting and bending of sheets to required shapes and sizes and erecting them on roof and sides using self-drilling, self-tapping fasteners which shall be hot dip galvanized with Xylon coated with EPDM Seals conforming to AS: 3566 class 3 at proper position. Roof sheet shall be laid in colours as per approved colours scheme. All works shall be completed in all respect as per specification, scope and description of works and as per direction of the Engineer-In-Charge. Mode of measurement shall be total covering area of sheeting. Lapping of sheets, ridges and flashes shall not be paid extra. (Only net laid area to be measured for payment) | 80.00 | SQM |  | Not Quoted | Not Quoted | Not Quoted | Not Quoted | 1500.00 | 120000.00 | Not Quoted | Not Quoted | Not Quoted | Not Quoted | 1500.00 | 120000.00 | 120000.00 | Sacheti Infratech Private Limited, M/S JAI MAA CONSTRUCTIONS
6.00 | Supply, fabrication & erection of MS Gate Supply, fabrication and fixing in position steel entrance gate (as per the design shown in the tender drawing) supply of raw materials, transportation and delivery at site, unloading, storage and handling at site, site assembly and finally erection at appropriate locations. gates shall be fabricated out of channel and Sq Bar with all fixtures like MS Pivot, M.S sheet boxing ,locking arrangement, MS tower bolts, gate stopper, hold fast, MS wheel with ball bearing , MS tee bend to shape and embedded in the road surface for gate opening track , etc. including painting as per specification. The work is to be completed in all respect as per drawings and techanical specification and direction of the Engineer-in-Charge. a) 5.5m clear opening width of gate in two panels | 2.00 | No. |  | Not Quoted | Not Quoted | Not Quoted | Not Quoted | 60000.00 | 120000.00 | Not Quoted | Not Quoted | Not Quoted | Not Quoted | 25000.00 | 50000.00 | 50000.00 | M/S JAI MAA CONSTRUCTIONS
7.00 | Providing and Fixing Fencing Structure Supplying, fabricating & fixing of steel structural fencing fabricated from pipes conforming to IS:1161 and plates conforming to IS:2062 & fixing of GI weldmesh made from 3mm GI wire @ 75 mm bothways to structural steel frame by means of welding/bolting, including surface prepartion by mechanical claening including application of two coats of approved quality of synthetic enamel paint over a two coat of primer in approved shade including loading, transportation and unloading delivery at erection site, of all fabricated structures ,storage and handling at site, site assembly and finally erection of structures at appropriate location, alignment and welding of all structures true to line, level, plumb and dimension including making pokets & pouring with PCC (1:2:4) in of block 500x500x500 for fixing of posts etc complete as per drawing, technical specifications,scope of works and directions of the Engineer-In-Charge. a) Fencing height 2.1m | 55.00 | M |  | Not Quoted | Not Quoted | Not Quoted | Not Quoted | 4000.00 | 220000.00 | Not Quoted | Not Quoted | Not Quoted | Not Quoted | 10000.00 | 550000.00 | 220000.00 | Sacheti Infratech Private Limited
8.00 | Providing and Fixing Fencing Gates Supply, fabrication & fixing of fencing gates fabricated from pipes conforming to IS:1161, plates conforming to IS:2062 & fixing of GI weldmesh made from 3mm GI wire @ 75 mm bothways to structural steel frame by means of welding/bolting, locking arrangement, etc., including surface prepartion by mechanical claening including application of two coats of approved quality of synthetic enamel paint over two coats of primer in approved shade including loading, transportation and unloading delivery at erection site of all fabricated structures, storage and handling at site, site assembly and finally erection of structures at appropriate location, alignment and welding of all structures true to line, level, plumb and dimension including making pokets & pouring with PCC (1:2:4) in block of size 500x500x500mm for fixing of posts etc. complete as per drawings, technical specifications, scope of works and directions of the Engineer-In-Charge. a) 2m Wide x 2.1m High | 1.00 | No. |  | Not Quoted | Not Quoted | Not Quoted | Not Quoted | 45000.00 | 45000.00 | Not Quoted | Not Quoted | Not Quoted | Not Quoted | 25000.00 | 25000.00 | 25000.00 | M/S JAI MAA CONSTRUCTIONS
9.00 | Providing and fixing chequered plate covers Providing and fixing chequered plate in panel over cable trench, man hole cover & over steel structure platform including cutting, welding of stiffners, hoisting, fixing in position, and applying two or more coats of approved quality synthetic enamel over a priming coat of approved colour etc. complete as per scope, detailed drawings, technical specifications and directions of the Engineer-In-Charge. | 1900.00 | KG |  | Not Quoted | Not Quoted | Not Quoted | Not Quoted | 100.00 | 190000.00 | Not Quoted | Not Quoted | Not Quoted | Not Quoted | 200.00 | 380000.00 | 190000.00 | Sacheti Infratech Private Limited
10.00 | Providing and fixing safety guard Providing and fixing safety guard with 80 mm heavy duty G.I. Pipe (size 600 deep and 500 width inside) grouted with ready mix high strength grout mortar of approved manufacturer and painted with approved quality paint as per scope of work, detailed construction drawings, technical specifications and directions of Engineer-In-Charge. | 12.00 | No. |  | Not Quoted | Not Quoted | Not Quoted | Not Quoted | 5000.00 | 60000.00 | Not Quoted | Not Quoted | Not Quoted | Not Quoted | 5000.00 | 60000.00 | 60000.00 | Sacheti Infratech Private Limited, M/S JAI MAA CONSTRUCTIONS
11.00 | Part III- Fire Protection System
12.00 | MECHANICAL WORKS
13.00 | PLANT PIPING (ABOVEGROUND) SUPPLY, FABRICATION, ERECTION, INSTALLATION, PAINTING AND TESTING OF PIPING :
14.00 | SUPPLY OF PIPES: Complete work of supply of ERW pipes with fittings, Flanges etc., including all taxes, duties, transportation and inspection charges but not limited to, the following items in accordance with relevant specifications , drawings, specification and instructions of Engineer-in-charge and as per all provisions of the CONTRACT DOCUMENT.
15.00 | FABRICATION, ERECTION, INSTALLATION, PAINTING AND TESTING OF Above Ground pipes: Receiving and taking over / handling of all supplied materials from Contractor's / Owner's designated place(s), transportation including loading, unloading, handling from Contractor's /Owner's designated place(s) to Contractor's own stock yard(s)/ work site(s)/ work shop(s) including arranging all necessary storage area(s) thereof, as required; supply of all balance materials (except supply of those specified subsequently in SOR), equipment, consumables as defined in Contractor's scope of supply and their transportation to the work site(s); performing all above ground piping fabrication works including cutting,edge preparation (inclusive of grinding the edges of pipes, fittings etc. to match with the matching edges of uneven/ different thickness wherever required) including, fit up, bending, pre-heating wherever required, welding, threading etc.; fabrication of fittings like miter bends, tees, reducers etc other than those in the scope of contractor and erection of the same, erection of pipes of all types and thickness over sleepers, overhead on racks and at all elevations; hook-up with, existing header, equipments etc, fittings of all sizes i.e.elbows, reducers, tees, 'blind flanges, including fixing of all types of gaskets , bolts, studs and nuts of all sizes; cleaning and flushing, carrying out hydrostatic test at 15 kg/cm2 (g) (minimum 1.50 times the design pressure) ,carrying out 10% non-destructive testing of each size such as radiography by gamma ray, magnetic particle, liquid penetration etc., pre-commissioning and commissioning; surface preparation, primer, painting complete of pipeline with fittings as per MECON painting specification no. MEC/S/05/21/07, Painting to be done by spray only, clean-up and restoration of site, preparation of as built drawings, documents and project records; transportation of surplus free issue materials to Owner's designated place(s); completing all works in all respects as per the AFC drawings, specifications, standards and other provisions of Contract and instruction of Engineer-in-Charge. Supply of paints, solvents and primers , preparation of surfaces by sand/grit blasting using one of the abrasives and application of Zinc Ethyl Silicate Primer (P1- One coat @ 75 microns DFT / coat), Two pack epoxy – polyamid mio Intermediate / undercoat paint (U1- One coat @ 100 microns DFT/coat minimum) and Two pack aliphatic acrylic polyurethane finish paint ( F2-Two Coats @ 40 microns DFT /coat minimum) suitable for normal corrosive painting environment as defined in contract document. Identification, lettering/ numbering, colour coding and colour bands as per Industry Quality Control manual etc. as specified including rub down and touch up of shop primer or scrapping of shop primer wherever required and providing of scaffolding for all heights, labour, materials, tools and tackles, consumables, supervision etc. to complete the work in all respect as per Specification, Drawings,Standards and instruction of Engineer-in-Charge. Painting shall be done by spray only.
16.00 | 10 INCH, IS: 3589,Thk.-7.1 mm | 20.00 | RM |  | Not Quoted | Not Quoted | Not Quoted | Not Quoted | 5000.00 | 100000.00 | Not Quoted | Not Quoted | Not Quoted | Not Quoted | 6500.00 | 130000.00 | 100000.00 | Sacheti Infratech Private Limited
17.00 | 8 INCH, IS: 3589,Thk.-6.3 mm | 30.00 | RM |  | Not Quoted | Not Quoted | Not Quoted | Not Quoted | 5000.00 | 150000.00 | Not Quoted | Not Quoted | Not Quoted | Not Quoted | 4000.00 | 120000.00 | 120000.00 | M/S JAI MAA CONSTRUCTIONS
18.00 | 6 INCH, IS: 1239,Thk.- Heavy | 120.00 | RM |  | Not Quoted | Not Quoted | Not Quoted | Not Quoted | 4000.00 | 480000.00 | Not Quoted | Not Quoted | Not Quoted | Not Quoted | 3000.00 | 360000.00 | 360000.00 | M/S JAI MAA CONSTRUCTIONS
19.00 | 4 INCH, IS: 1239,Thk.- Heavy | 30.00 | RM |  | Not Quoted | Not Quoted | Not Quoted | Not Quoted | 3000.00 | 90000.00 | Not Quoted | Not Quoted | Not Quoted | Not Quoted | 2000.00 | 60000.00 | 60000.00 | M/S JAI MAA CONSTRUCTIONS
20.00 | 3 INCH, IS: 1239,Thk.- Heavy | 12.00 | RM |  | Not Quoted | Not Quoted | Not Quoted | Not Quoted | 3000.00 | 36000.00 | Not Quoted | Not Quoted | Not Quoted | Not Quoted | 1500.00 | 18000.00 | 18000.00 | M/S JAI MAA CONSTRUCTIONS
21.00 | 2 INCH, IS: 1239,Thk.- Heavy | 12.00 | RM |  | Not Quoted | Not Quoted | Not Quoted | Not Quoted | 3000.00 | 36000.00 | Not Quoted | Not Quoted | Not Quoted | Not Quoted | 1000.00 | 12000.00 | 12000.00 | M/S JAI MAA CONSTRUCTIONS
22.00 | 1 INCH, IS: 1239,Thk.- Heavy | 12.00 | RM |  | Not Quoted | Not Quoted | Not Quoted | Not Quoted | 3000.00 | 36000.00 | Not Quoted | Not Quoted | Not Quoted | Not Quoted | 600.00 | 7200.00 | 7200.00 | M/S JAI MAA CONSTRUCTIONS
23.00 | 3/4 INCH, IS: 1239,Thk.- Heavy | 6.00 | RM |  | Not Quoted | Not Quoted | Not Quoted | Not Quoted | 3000.00 | 18000.00 | Not Quoted | Not Quoted | Not Quoted | Not Quoted | 500.00 | 3000.00 | 3000.00 | M/S JAI MAA CONSTRUCTIONS
24.00 | PLANT PIPING (UNDER GROUND) SUPPLY, FABRICATION, ERECTION, INSTALLATION, WRAPPING & COATING AND TESTING OF PIPING :
25.00 | SUPPLY OF PIPES: Complete work of supply of ERW pipes with fittings, flanges etc., including all taxes, duties, transportation and inspection charges but not limited to, the following items in accordance with relevant specifications indicated in scope of work indicated in SCC, drawings, specification and instructions of Engineer-in-charge and as per all provisions of the CONTRACT DOCUMENT.
26.00 | FABRICATION, ERECTION, INSTALLATION, PAINTING AND TESTING OF Under Ground pipes: Receiving and taking over of all Owner supplied materials from Owner's designated place(s) of issue, transportation including loading, unloading, handling from Owner's designated place(s) of issue to Contractor's own stock yard(s)/ work site(s)/ work shop(s) including arranging all necessary storage area(s) thereof, as required; supply of all balance materials (except those specified subsequently in SOR), equipment, consumables as defined in Contractor's scope of supply and their transportation to the work site(s); performing all under ground piping fabrication works including cutting,edge preparation (inclusive of grinding the edges of pipes, fittings etc. to match with the matching edges of uneven/ different thickness wherever required) including, fit up, bending, pre-heating wherever required, welding, threading /tapping etc.,; hook-up with, existing header, equipments etc, fittings of all sizes i.e.elbows, reducers, tees, 'blind flanges, including fixing of all types of gaskets , bolts, studs and nuts of all sizes;
27.00 | Cleaning and flushing, carrying out hydrostatic test at 15 kg/cm2 (g) (minimum 1.50 times the design pressure) ,carrying out 10% non-destructive testing of each size such as radiography by gamma ray, magnetic particle, liquid penetration etc., pre-commissioning and commissioning; clean-up and restoration of site, preparation of as built drawings, documents and project records; transportation of surplus free issue materials to Owner's designated place(s); completing all works in all respects as per the AFC drawings, specifications, standards and other provisions of Contract and instruction of Engineer-in-Charge. Job also includes trenching to all types of soil to specified depth, laying the already wrapped and coated pipes, back filling the trenches with available approved soil and also laying the pipes through hume pipes/culverts. Cost of wrapping as per IS: 10221 to be included in the cost including supply of wrapping materials. Cost of supply of hume pipes for road crossing also to be included.
28.00 | 8 INCH, IS: 3589,Thk.-6.3 mm,A33A, | 6.00 | RM |  | Not Quoted | Not Quoted | Not Quoted | Not Quoted | 8000.00 | 48000.00 | Not Quoted | Not Quoted | Not Quoted | Not Quoted | 6000.00 | 36000.00 | 36000.00 | M/S JAI MAA CONSTRUCTIONS
29.00 | 6 INCH, IS: 1239,Thk.- Heavy, A33A | 20.00 | RM |  | Not Quoted | Not Quoted | Not Quoted | Not Quoted | 6000.00 | 120000.00 | Not Quoted | Not Quoted | Not Quoted | Not Quoted | 5000.00 | 100000.00 | 100000.00 | M/S JAI MAA CONSTRUCTIONS
30.00 | 4 INCH, IS: 1239,Thk.- Heavy, A33A | 6.00 | RM |  | Not Quoted | Not Quoted | Not Quoted | Not Quoted | 4000.00 | 24000.00 | Not Quoted | Not Quoted | Not Quoted | Not Quoted | 3500.00 | 21000.00 | 21000.00 | M/S JAI MAA CONSTRUCTIONS
31.00 | SUPPLY AND ERECTION OF VALVES Complete work of supply & erection of valves including Design, Engineering, Manufacturing, Testing, Inspection, Packaging, Forwarding, Transportation to store, supply and erection of matching companion flanges, gaskets, fasteners, nuts & studs, etc. but not limited to, the following items in accordance with relevant specifications indicated in scope of work, drawings, specification and instructions of Engineer-in-charge and as per all provisions of the CONTRACT DOCUMENT.Handling including lifting and transportation from Owner's/ Contractor's own storage yard to work site and installation of all types of valve by bolting, threading or welding,including supply of gaskets, nuts & studs, etc. and insertion/ erection of the same on either side of flanged valve at all elevations of pipe sleepers, supports or overhead on racks, equipments nozzle, pumps & painting etc. supply of all consumables, manpower, equipment, etc. for completion of all works as per scope of work and as per drawings, specifications and instructions of Engineer-in-charge including servicing/ cleaning of valves wherever requried.
32.00 | Gate Valves as per details below:
33.00 | Size - 8 INCH, Rating - 150 | 1.00 | Nos. |  | Not Quoted | Not Quoted | Not Quoted | Not Quoted | 25000.00 | 25000.00 | Not Quoted | Not Quoted | Not Quoted | Not Quoted | 70000.00 | 70000.00 | 25000.00 | Sacheti Infratech Private Limited
34.00 | Size - 6 INCH, Rating - 150 | 2.00 | Nos. |  | Not Quoted | Not Quoted | Not Quoted | Not Quoted | 25000.00 | 50000.00 | Not Quoted | Not Quoted | Not Quoted | Not Quoted | 65000.00 | 130000.00 | 50000.00 | Sacheti Infratech Private Limited
35.00 | Size - 2 INCH, Rating - 150 | 1.00 | Nos. |  | Not Quoted | Not Quoted | Not Quoted | Not Quoted | 25000.00 | 25000.00 | Not Quoted | Not Quoted | Not Quoted | Not Quoted | 50000.00 | 50000.00 | 25000.00 | Sacheti Infratech Private Limited
36.00 | Tripple Offset Butterfly Valves as per details below:
37.00 | Size - 6 INCH, Rating - 150 | 6.00 | Nos. |  | Not Quoted | Not Quoted | Not Quoted | Not Quoted | 25000.00 | 150000.00 | Not Quoted | Not Quoted | Not Quoted | Not Quoted | 65000.00 | 390000.00 | 150000.00 | Sacheti Infratech Private Limited
38.00 | Size - 4 INCH, Rating - 150 | 5.00 | Nos. |  | Not Quoted | Not Quoted | Not Quoted | Not Quoted | 25000.00 | 125000.00 | Not Quoted | Not Quoted | Not Quoted | Not Quoted | 50000.00 | 250000.00 | 125000.00 | Sacheti Infratech Private Limited
39.00 | Ball Valves as per details below:
40.00 | Size - 2 INCH, Rating - 150 | 1.00 | Nos |  | Not Quoted | Not Quoted | Not Quoted | Not Quoted | 25000.00 | 25000.00 | Not Quoted | Not Quoted | Not Quoted | Not Quoted | 50000.00 | 50000.00 | 25000.00 | Sacheti Infratech Private Limited
41.00 | Size - 1 INCH, Rating - 150 | 2.00 | Nos |  | Not Quoted | Not Quoted | Not Quoted | Not Quoted | 25000.00 | 50000.00 | Not Quoted | Not Quoted | Not Quoted | Not Quoted | 20000.00 | 40000.00 | 40000.00 | M/S JAI MAA CONSTRUCTIONS
42.00 | Size - 3/4 INCH, Rating - 150 | 5.00 | Nos |  | Not Quoted | Not Quoted | Not Quoted | Not Quoted | 25000.00 | 125000.00 | Not Quoted | Not Quoted | Not Quoted | Not Quoted | 15000.00 | 75000.00 | 75000.00 | M/S JAI MAA CONSTRUCTIONS
43.00 | Size - 1/2 INCH, Rating - 150 | 2.00 | Nos |  | Not Quoted | Not Quoted | Not Quoted | Not Quoted | 25000.00 | 50000.00 | Not Quoted | Not Quoted | Not Quoted | Not Quoted | 12000.00 | 24000.00 | 24000.00 | M/S JAI MAA CONSTRUCTIONS
44.00 | Non Return Valves as per details below
45.00 | Size - 6 INCH, Rating - 150 | 2.00 | Nos. |  | Not Quoted | Not Quoted | Not Quoted | Not Quoted | 25000.00 | 50000.00 | Not Quoted | Not Quoted | Not Quoted | Not Quoted | 80000.00 | 160000.00 | 50000.00 | Sacheti Infratech Private Limited
46.00 | Size - 2 INCH, Rating - 150 | 1.00 | Nos. |  | Not Quoted | Not Quoted | Not Quoted | Not Quoted | 25000.00 | 25000.00 | Not Quoted | Not Quoted | Not Quoted | Not Quoted | 50000.00 | 50000.00 | 25000.00 | Sacheti Infratech Private Limited
47.00 | Pressure Safety Valve (Max pressure=10 kg/cm2)
48.00 | Size - 6 INCH, Rating - 150 | 2.00 | Nos |  | Not Quoted | Not Quoted | Not Quoted | Not Quoted | 25000.00 | 50000.00 | Not Quoted | Not Quoted | Not Quoted | Not Quoted | 80000.00 | 160000.00 | 50000.00 | Sacheti Infratech Private Limited
49.00 | Expansion Bellow as per details below:-
50.00 | Size - 6 INCH, Rating - 150 | 2.00 | Nos. |  | Not Quoted | Not Quoted | Not Quoted | Not Quoted | 25000.00 | 50000.00 | Not Quoted | Not Quoted | Not Quoted | Not Quoted | 75000.00 | 150000.00 | 50000.00 | Sacheti Infratech Private Limited
51.00 | Size - 2 INCH, Rating - 150 | 1.00 | Nos. |  | Not Quoted | Not Quoted | Not Quoted | Not Quoted | 25000.00 | 25000.00 | Not Quoted | Not Quoted | Not Quoted | Not Quoted | 50000.00 | 50000.00 | 25000.00 | Sacheti Infratech Private Limited
52.00 | SUPPLY & ERECTION OF Y /T TYPE STRAINER Design, Engineering, Manufacturing, Testing, Inspection, supply & erection including Packaging, Forwarding, Transportation, supply and erection of matching companion flanges, gaskets, fasteners, nuts & Stud , etc. to store of "Y / T" type strainer with cast Steel body & SS strainer as per approved Drg.,/ Data Sheet/ PJS etc but not limited to, the following in accordance with relevant specifications , drawings, specification and instructions of Engineer-in-charge and as per all provisions of the CONTRACT DOCUMENT as per details below. Handling including lifting and transportation from Owner's/ Contractor's own storage yard to work site and installation & commissioning of "Y / T" type strainer with cast Steel body & SS strainer by bolting, threading or welding,including supply of gaskets, nuts & bolts, etc. and insertion/ erection of the same on either side of flanged valve at all elevations of pipe sleepers, supports or overhead on racks,pumps & painting etc. supply of all consumables, manpower, equipment, etc. for completion of all works as per scope of work and as per drawings, specifications and instructions of Engineer-in-charge including servicing/ cleaning wherever requried as per details below.
53.00 | 4" T/Y Type Strainer - 150# | 2.00 | Nos. |  | Not Quoted | Not Quoted | Not Quoted | Not Quoted | 25000.00 | 50000.00 | Not Quoted | Not Quoted | Not Quoted | Not Quoted | 100000.00 | 200000.00 | 50000.00 | Sacheti Infratech Private Limited
54.00 | HYDRANT SYSTEM Complete work of supply & erection including Design, Engineering, Manufacturing, Testing, Inspection, Packaging, Forwarding, Transportation to store, gaskets, fasteners, nuts & bolts, etc but not limited to, the following items in accordance with relevant specifications indicated in scope of work, SCC, drawings, specification and instructions of Engineer-in-charge and as per all provisions of the CONTRACT DOCUMENT.
55.00 | Supply & Erection of stand post type hydrant with single outlet 3" inlet bronze landing valve (conforming to IS : 5290 : 1993 ) with matching flanges (Conforming to IS : 6392 Table-17 / ANSI B 16.5), with control fitted with 63 mm dia instantaneous female coupling on the outlet complete with orifice flange as required for network pressure ranging from 9 to 10.5 Kg/cm2, blank cap and chain. bolts, nuts and gaskets, etc., complete as per data sheet & technical specification . (1 set consists of 1 no. of single valves with stand post & matching flange, gaskets, nut & bolt all complete). The assembly shall be suitable for direct erection over companion flange on branch outlet from main header. Handling including lifting and transportation from Owner's/ Contractor's own storage yard to work site and installation by bolting, threading or welding,including insertion/ erection of matching companion flanges, gaskets, fasteners, nuts & bolts, etc supply of all consumables, manpower, equipment, etc. for completion of all works as per scope of work and as per drawings, specifications and instructions of Engineer-in-charge including servicing/ cleaning wherever requried. | 4.00 | Set |  | Not Quoted | Not Quoted | Not Quoted | Not Quoted | 15000.00 | 60000.00 | Not Quoted | Not Quoted | Not Quoted | Not Quoted | 50000.00 | 200000.00 | 60000.00 | Sacheti Infratech Private Limited
56.00 | Supply & Erection of 1750 LPM stand post type water cum foam monitor (UL Listed / FM Approved) as per Data sheet & Technical Specification with jet / spray nozzle with drain provision and all other accessories including suitable orifice plate for network pressure ranging from 8 to 10.5 Kg/cm2 and matching flanges of 4" size confirming to IS: 6392 Table - 17, bolts, nuts and gaskets complete including painting as specified & directed by EIC. Handling including lifting and transportation from Owner's/ Contractor's own storage yard to work site and Erection by bolting, threading or welding,including insertion/ erection of matching companion flanges, gaskets, fasteners, nuts & bolts etc supply of all consumables, manpower, equipment, etc. for completion of all works as per scope of work and as per drawings, specifications and instructions of Engineer-in-charge including servicing/ cleaning wherever requried. | 2.00 | Nos. |  | Not Quoted | Not Quoted | Not Quoted | Not Quoted | 50000.00 | 100000.00 | Not Quoted | Not Quoted | Not Quoted | Not Quoted | 200000.00 | 400000.00 | 100000.00 | Sacheti Infratech Private Limited
57.00 | Supply & Erection of FRP fire hose cabinet suitable for accommodating 2 nos of 15 mtrs long canvas hose with coupling, branch pipe and nozzle for external hydrants with double glass door, lock & key including outdoor mounting arrangement complete as specified. Necessary hangers and brackets for hose, nozzle and branch pipe or universal branch pipe to be provided within the cabinet. Provision for putting key of the cabinet shall also be provided.Handling including lifting and transportation from Owner's/ Contractor's own storage yard to work site and Erection of FRP fire hose cabinet including supply of all consumables, manpower, equipment, etc. for completion of all works as per scope of work and as per drawings, specifications and instructions of Engineer-in-charge including servicing/ cleaning wherever requried. | 4.00 | Nos. |  | Not Quoted | Not Quoted | Not Quoted | Not Quoted | 15000.00 | 60000.00 | Not Quoted | Not Quoted | Not Quoted | Not Quoted | 50000.00 | 200000.00 | 60000.00 | Sacheti Infratech Private Limited
58.00 | Supply of 63 mm dia 15 m long RRL Hose including gunmetal male and female instanteneous type coupling , machine wound with GI wire complete in all respects. Hose to IS:636 type A, UL Listed / FM Approved and coupling to IS:903:1984 with ISI certification. (One set consists of 2 nos each of 15m length) | 4.00 | Set |  | Not Quoted | Not Quoted | Not Quoted | Not Quoted | 10000.00 | 40000.00 | Not Quoted | Not Quoted | Not Quoted | Not Quoted | 14000.00 | 56000.00 | 40000.00 | Sacheti Infratech Private Limited
59.00 | Supply of Jet Nozzle with branch pipe ( IS 903) | 6.00 | Nos. |  | Not Quoted | Not Quoted | Not Quoted | Not Quoted | 25000.00 | 150000.00 | Not Quoted | Not Quoted | Not Quoted | Not Quoted | 7500.00 | 45000.00 | 45000.00 | M/S JAI MAA CONSTRUCTIONS
60.00 | 4 way Fire Brigade Inlet | 1.00 | Nos. |  | Not Quoted | Not Quoted | Not Quoted | Not Quoted | 15000.00 | 15000.00 | Not Quoted | Not Quoted | Not Quoted | Not Quoted | 25000.00 | 25000.00 | 15000.00 | Sacheti Infratech Private Limited
61.00 | HIGH EXPANSION FOAM GENERATORS
62.00 | Complete work comprising of Design, Engineering, Supply, Inspection, Erection, testing & commissioning of Water Turbine Powered based High Expansion Foam Generators (Fixed Type) with by-pass system along with inlet coupling & pressure gauge, Fixed Inline foam Inductor ,Foam pick up tube, strainer & ball valve complete as per the technical specificatrion . The Generator shall meet the stipulations of OISD / technical specification . | 1.00 | Nos |  | Not Quoted | Not Quoted | Not Quoted | Not Quoted | 300000.00 | 300000.00 | Not Quoted | Not Quoted | Not Quoted | Not Quoted | 700000.00 | 700000.00 | 300000.00 | Sacheti Infratech Private Limited
63.00 | Complete work comprising of Design, Engineering, Supply, Inspection, Erection, testing & commissioning of Water Turbine Powered based High Expansion Foam Generators (Portable Type) along with by-pass system inlet coupling, portable type Inline Foam Inductor, Foam pick up tube, strainer & ball valve complete as per the technical specificatrion . The Generator shall meet the stipulations of OISD / technical specification. | 1.00 | Nos |  | Not Quoted | Not Quoted | Not Quoted | Not Quoted | 200000.00 | 200000.00 | Not Quoted | Not Quoted | Not Quoted | Not Quoted | 700000.00 | 700000.00 | 200000.00 | Sacheti Infratech Private Limited
64.00 | SUPPLY & ERECTION OF ITEMS/COMPONENTS RELATED TO FIXED FOAM SYSTEM
65.00 | Foam Solution per tender spec. confirming to IS-4989 Part-II & UL listed, 3% concentrate filled in 200/210 ltr HDPE barrels. | 400.00 | Ltrs |  | Not Quoted | Not Quoted | Not Quoted | Not Quoted | 200.00 | 80000.00 | Not Quoted | Not Quoted | Not Quoted | Not Quoted | 200.00 | 80000.00 | 80000.00 | Sacheti Infratech Private Limited, M/S JAI MAA CONSTRUCTIONS
66.00 | Foam Solution per tender spec. confirming to IS-4989 Part-II & UL listed, 3% concentrate filled in 1000 ltr HDPE Tote. The outer frame shall be Rigid welded hot dipped galvanized tubular steel cage. Bottom plate shall be galvanized steel base shaped for inner container support and stability. | 2000.00 | Ltrs |  | Not Quoted | Not Quoted | Not Quoted | Not Quoted | 200.00 | 400000.00 | Not Quoted | Not Quoted | Not Quoted | Not Quoted | 500.00 | 1000000.00 | 400000.00 | Sacheti Infratech Private Limited
67.00 | ROTATING EQUIPMENT WORKS - MECHANICAL WORKS (SUPPLY & ERECTION)
68.00 | DIESEL ENGINE DRIVEN FIRE MAIN PUMP
69.00 | Design, Engineering, Manufacturing, Supply, Installation and commissioning (including packaging and forwarding, insurance, handling and unloading at Neemrana elaborated in tender and elsewhere) of Diesel engine driven Vertical Turbine single outlet pumping set with bronze impeller with C.I. Body and pump accessories complete and connected by a flexible coupling to a water cooled diesel engine (Conforming to IS : 10002) mounted on a common structural base plate with anti- vibration pads and foundation complete with AMF panel, battery (including one spare battery) battery charging, cooling system, fuel tank, fuel system, automatic starting arrangement, exhaust pipe of required length to discharge at suitable height with muffler to meet latest environmental norms, day oil tank (storage of 8 hrs. running capacity) mounted on suitable structural supports, matching flanges (conforming to IS:6392 table - 17), SS bolts, nuts, gaskets, common base plate, flexible coupling, coupling guard, power and control cable, consumables, compulsory erection & commissioning spares, first fill of lubricants, fuels, Special Tools Tackles etc., Configuration, Interfacing, erection at site, Integrated Testing & Commissioning as per Job specifications and Special Instructions enclosed. The main pump shall be started automatically through a pressure transmitter and stopped manually. Provision of signal output to control room shall be there in the pump panel to be installed in pump house. The work shall be carried out as per direction of Engineer in Charge. Capacity of Pump : 75 m3/hr. Head : 80 mwc Engine BHP : Suitable size to be furnished by the bidder with sizing calculation. | 1.00 | Nos. |  | Not Quoted | Not Quoted | Not Quoted | Not Quoted | 550000.00 | 550000.00 | Not Quoted | Not Quoted | Not Quoted | Not Quoted | 700000.00 | 700000.00 | 550000.00 | Sacheti Infratech Private Limited
70.00 | ELECTRICAL MOTOR DRIVEN MAIN FIRE PUMP.
71.00 | Design, Engineering, Manufacturing, Supply , Installation and commissioning (including packaging and forwarding, insurance, handling and unloading at at various locations of IGL sites elaborated in tender and elsewhere) of Electirc motor driven Vertical Turbine single outlet pumping set including electric motor, Cable, common base frame, matching flanges (conforming to IS:6392 table - 17), SS bolts, nuts, gaskets, coupling, coupling guard, foundation bolts, nuts and gaskets, electrics, instrumentation, cable laying, starting panels with soft starter, consumables, compulsory erection & commissioning spares, first fill of lubricants, special tools tackles, configuration, interfacing, integrated testing & commissioning as per job specifications and special instructions enclosed. The main pump shall be started automatically through a pressure transmitter and stopped manually. Provision of signal output to control room shall be there in the pump panel to be installed in pump house. The work shall be carried out as per direction of Engineer in Charge. Capacity of Pump : 75 m3/hr Head : 80 mwc Motor KW : Suitable size to be furnished by bidder with sizing calculation | 1.00 | Nos. |  | Not Quoted | Not Quoted | Not Quoted | Not Quoted | 500000.00 | 500000.00 | Not Quoted | Not Quoted | Not Quoted | Not Quoted | 500000.00 | 500000.00 | 500000.00 | Sacheti Infratech Private Limited, M/S JAI MAA CONSTRUCTIONS
72.00 | ELECTRIC MOTOR JOCKEY PUMP
73.00 | Design, Engineering, Manufacturing, Supply and commissioning (including packaging and forwarding, insurance, handling and unloading at various locations of IGL sites elaborated in tender and elsewhere) of Vertical Turbine Jockey pump. including electric motor,VFD (Varaiable frequency drive ), Cable, common base frame, matching flanges (conforming to IS:6392 table - 17), SS bolts, nuts, gaskets, coupling, coupling guard, foundation bolts, nuts and gaskets, electrics, instrumentation, cable laying, starting panels with soft starter, consumables, compulsory erection & commissioning spares, first fill of lubricants, special tools tackles, configuration, interfacing, integrated testing & commissioning as per job specifications and special instructions enclosed. The Jockey pump shall be started and stopped automatically through pressure transmitter. Provision of signal output to control room shall be there in the pump panel to be installed in pump house. The work shall be carried out as per direction of Engineer in Charge. Fire Jockey Pump Capacity of Pump : 10 m3/hr Head : 88 mwc Motor KW : Suitable size to be furnished by bidder with sizing calculation | 1.00 | Nos. |  | Not Quoted | Not Quoted | Not Quoted | Not Quoted | 500000.00 | 500000.00 | Not Quoted | Not Quoted | Not Quoted | Not Quoted | 125000.00 | 125000.00 | 125000.00 | M/S JAI MAA CONSTRUCTIONS
74.00 | NOTES: 1. Price for Erection and Commissioning spares (As per Vendor’s recommendation) is to be included in the above mentioned SOR Items of Pumps. 2. Bidder shall also furnish details of special tools and tackles considered by them. Rates for all these items shall be included in the quoted rates for Pumps and shall not be paid separately. 3. The Vendor shall be completely responsible for the design, materials, manufacture & fabrication, testing, inspection, preparation for shipment,transport of the above equipment, erection, testing & commissioning strictly in accordance with the SOR and all attachment thereto. All items shall be provided with test certificates. 4. Inspection shall also be performed by Owner’s delegate, as set out and specified in the codes and particular documents forming part of this SOR
75.00 | Supply, fabrication and erection of steel Structures for Crossovers & Structural works in & around Fire Water Pump House
76.00 | Prepartion of fabrication drawings including bill of materials, getting approval from consultant including supply of raw materials, fabrication of steel structures such as columns, column bracings, roof girder/truss, roof bracings, struts, roof purlins, side girts, sag angles/rods, monorail beams, stair cases, ladders, crossover,valve operting platforms, handrailing, pipe supports, gratings, chequred plate, etc to complete the terminal work including surface preparation by sand blasting confirming to Swedish Standard SA 2½ for painting, supply and application of 1st coat of Inorganic Zinc Silicate 75 microns DFT , 2nd coat of Intermediate of Epoxy High Build Micaceous Iron Oxide(MIO) 100 microns DFT, 3rd coat Finishing paint of Acrylic Polyurethane 40 microns DFT and 4th coat Finishing Paint of Acrylic Polyurethane 40 microns DFT(Total DFT=255 microns minimum) of approved colour .Finishing coat shall be applied one before erection and one coat after erection, including loading, transportation and unloading delivery at erection site, of all fabricated structures ,storage and handling at site, site assembly and finally erection of structures at appropriate location, alignment and welding of all structures true to line, level, plumb and dimension.The work shall be completed in all respect as per drawings ,technical specification and direction of the Engineer-in-Charge. | 2.00 | MT |  | Not Quoted | Not Quoted | Not Quoted | Not Quoted | 100000.00 | 200000.00 | Not Quoted | Not Quoted | Not Quoted | Not Quoted | 150000.00 | 300000.00 | 200000.00 | Sacheti Infratech Private Limited
77.00 | Design, Engineering, Manufacturing, Testing, Inspection, Supply, erection testing & commissioning including Packaging, Forwarding, Transportation to store of Monorail with Guided Chain pulley block & Trolley of 5T capacity as per approved Drg.,/ Data Sheet/ PJS etc in accordance with relevant specifications indicated in PJS, drawings, specification and instructions of Engineer-in-charge and as per all provisions of the CONTRACT DOCUMENT. | 1.00 | Nos. |  | Not Quoted | Not Quoted | Not Quoted | Not Quoted | 10000.00 | 10000.00 | Not Quoted | Not Quoted | Not Quoted | Not Quoted | 625000.00 | 625000.00 | 10000.00 | Sacheti Infratech Private Limited
78.00 | INSTRUMENTATION WORKS (FOR FIRE PROTECTION SYSTEM) Complete Instrumentation work comprising of Design, Engineering, supply, erection, testing, commissioning, Inspection, Packaging, Forwarding, Transportation etc for the complete fire protection system which includes instruments (not limited to P&ID, piping GAD & other relevant documents), FRLS cables, Ex-proof JBs, Ex-proof glands,Pressure Guages,Pressure Transmiiters, Pressure Switches,Level Transmitters, SOVs. cable tray, U/G cable trench, canopies, earthing wire/ strip, logic / graphics development / modification as per site requirement in the PLC (common for plant & fire fighting system), etc. as per site requirement. | 1.00 | Lumpsum |  | Not Quoted | Not Quoted | Not Quoted | Not Quoted | 500000.00 | 500000.00 | Not Quoted | Not Quoted | Not Quoted | Not Quoted | 1000000.00 | 1000000.00 | 500000.00 | Sacheti Infratech Private Limited
79.00 | ELECTRICAL WORKS (FOR FIRE PROTECTION SYSTEM) Complete Electrical work comprising of Design, Engineering, supply, erection, testing, commissioning, Inspection, Packaging, Forwarding, Transportation etc for the complete fire protection system which includes instruments (not limited to P&ID, piping GAD & other relevant documents), cables, LT Panel, Ex-proof glands, cable tray, U/G cable trench, canopies, earthing wire/ strip etc. as per site requirement to complete the project in all respect. | 1.00 | Lumpsum |  | Not Quoted | Not Quoted | Not Quoted | Not Quoted | 500000.00 | 500000.00 | Not Quoted | Not Quoted | Not Quoted | Not Quoted | 1000000.00 | 1000000.00 | 500000.00 | Sacheti Infratech Private Limited
80.00 | FIRE ALARM & CLEAN AGENT SYSTEM
81.00 | DESIGN, ENGINEERING, SUPPLY, HANDLING, TRANSPORTATION, INSTALLATION, TESTING & COMMISSIONING OF HIGH PRESSURE CLEAN AGENT (INERT GAS) FIRE SUPPRESSION SYSTEM Clean Gas Fire Suppression Centralised System (Inert Gas High Pressure) complete with required accessories with main and standby bank of cylinders & each cylinder filled with Clean agent Fire extinguishing Agent (Inert Gas) as Main Bank and Standby Bank (As per NFPA 2001 & UL Listed / FM / VDS / LPCB approved) with Pressure Switch & Locking Device, Discharge Nozzles designed to provide the proper flow rate and distribution of Clean Agent to total flood the hazard area: 180 deg. / 360 deg. ( As per NFPA 2001 & UL Listed / FM / VDS / LPCB approved ), ASTM A106 Gr. B Piping, fittings & supports, etc. , Manifold fabricated from seamless pipe, A106 Gr. B having inlets with supports etc. with activation through intelligent addressable Fire Detection and Alarm System panels after receiving signals from detectors, response indicators etc. all complete supply as per approved scheme & Tender and instructions of Engineer-in-charge. The bidder shall include mandatory spares as described in PJS along with recommended list of spares required for 2 years trouble free operation. Inert gas shall be used as Clean Gas Agent. Complete work of supply, installation, testing, commissioning includes Handling including lifting and transportation from Owner's / Contractor's own storage yard to work site and inspection charges, installation, testing, commissioning & handing over in accordance with relevant Specifications & relevant Data Sheets indicated in PJS, scope of work, SCC, drawings, specification and instructions of EIC and as per all provisions of the CONTRACT DOCUMENT. The areas of rooms to be protected are listed below:
82.00 | Control Room building as comprising control room of size 4 m X 3.2 m X 4 m (h), Electrical Room of Size 4.5 m X 3.2 m X 4m (h) and Battery room of size 2.5 m X 2 m X 4 m (h | 1.00 | L.S. |  | Not Quoted | Not Quoted | Not Quoted | Not Quoted | 500000.00 | 500000.00 | Not Quoted | Not Quoted | Not Quoted | Not Quoted | 2000000.00 | 2000000.00 | 500000.00 | Sacheti Infratech Private Limited
83.00 | Note - 1. Design shall be done based on largest room size with provision to discharge gas in affected room through directional valves including Room void, Ceiling Void & Floor void/ Cable trenches. Balancing of gas discharge in rooms shall be done keeping in NOAEL level as per NFPA2001.
84.00 | DESIGN, ENGINEERING, SUPPLY, ERECTION, TESTING & COMMISSIONING OF FIRE DETECTION & ALARM SYSTEM FOR CONTROL ROOM BUILDING Intelligent addressable Fire Detection and Alarm System with fire alarm cum gas release panels which will also have provision to receive signals from LHD system in cable trenches, detectors, response indicators, cabling , cable trays, manual gas release switch , manual gas abort switch, hooter with flasher, manual call points etc. all complete as per approved scheme & enclosed drawings. Work shall be carried out as per direction of EIC. Manual call points shall be installed at strategic operating locations. Provision of AC / Exhaust Tripping alongwith supply of cables, relays, glands etc. also be considred under this scope. Complete work of supply includes transportation to store and inspection charges but not limited to, the following items in accordance with relevant Specifications & relevant Data Sheets indicated in scope of work, SCC, drawings, specification and instructions of EIC and as per all provisions of the CONTRACT DOCUMENT. Handling including lifting and transportation from Owner's/ Contractor's own storage yard to work site and installation & commissioning of FIRE DETECTION & ALARM SYSTEM including performance testing of the system, painting etc. supply of all consumables, manpower, equipment, etc. for completion of all works as per scope of work and as per drawings, specifications and instructions of Engineer-in-charge including servicing/ cleaning wherever required. The area of control room buildings to be protected are listed below:
85.00 | Control Room building as comprising control room of size 4 m X 3.2 m X 4 m (h), Electrical Room of Size 4.5 m X 3.2 m X 4m (h), Battery room of size 2.5 m X 2 m X 4 m (h) and officeR room of size 4 m X 3.2 m X 4 m (h) | 1.00 | L.S. |  | Not Quoted | Not Quoted | Not Quoted | Not Quoted | 500000.00 | 500000.00 | Not Quoted | Not Quoted | Not Quoted | Not Quoted | 2000000.00 | 2000000.00 | 500000.00 | Sacheti Infratech Private Limited
86.00 | Note: Fire Alarm Panel & Gas Release Panel shall have provision to work on 230 V AC / 24VDC (Input Power supply ) as per availabilty of Input power at Stations.
87.00 | MANUAL CALL POINTS Complete work of Design, Engineering, Supply, Handling, Transportation, Installation, Testing & Commissioning of Exproof & IP 67 Manual Call Points. The MCP shall be break Glass Type in Red Colour and are located at the following locations in the LCNG Terminal Area: (i) Security room,(ii) Loading /unloading Pump area, (iii) Truck Unloading area (iv) Outside the Dyke area towards LCNG storage tank. These manual call points shall be hard wired to PLC.The scope of work also includes supply,inspection,laying,termination & testing of required quantities of cable as per MCP location along with necessary hardware or other accessories required to enhance the functionality,operation of the complete system. | 4.00 | Nos |  | Not Quoted | Not Quoted | Not Quoted | Not Quoted | 10000.00 | 40000.00 | Not Quoted | Not Quoted | Not Quoted | Not Quoted | 35800.00 | 143200.00 | 40000.00 | Sacheti Infratech Private Limited
88.00 | SUPPLY OF SAFETY EQUIPMENTS & HAND APPLIANCES
89.00 | DRY CHEMICAL POWDER TYPE FIRE EXTINGUISHER (STORED PRESSURE TYPE) Supply & Installation of Dry Chemical Powder type fire extinguisher as per IS: 15683-2006 & MECON TS no. MEC/TS/05/28/081/26 suitable for inverted operation with anticorrosive treatment and hydraulically tested to a pressure of 25 kg/ sq.cm . Extinguishers externally painted with red enamel and fixed to wall with brackets complete with internal charge and spanner complete. Complete work of supply includes transportation to store and inspection charges but not limited to, the following items in accordance with relevant Specifications & relevant Data Sheets indicated in scope of work,SCC, drawings, specification and instructions of EIC and as per all provisions of the CONTRACT DOCUMENT
90.00 | 4 Kg Capacity | 4.00 | Nos. |  | Not Quoted | Not Quoted | Not Quoted | Not Quoted | 5000.00 | 20000.00 | Not Quoted | Not Quoted | Not Quoted | Not Quoted | 5000.00 | 20000.00 | 20000.00 | Sacheti Infratech Private Limited, M/S JAI MAA CONSTRUCTIONS
91.00 | 9 Kg Capacity | 2.00 | Nos. |  | Not Quoted | Not Quoted | Not Quoted | Not Quoted | 7000.00 | 14000.00 | Not Quoted | Not Quoted | Not Quoted | Not Quoted | 15000.00 | 30000.00 | 14000.00 | Sacheti Infratech Private Limited
92.00 | 25 Kg Capacity (Trolley mounted) | 2.00 | Nos. |  | Not Quoted | Not Quoted | Not Quoted | Not Quoted | 15000.00 | 30000.00 | Not Quoted | Not Quoted | Not Quoted | Not Quoted | 20000.00 | 40000.00 | 30000.00 | Sacheti Infratech Private Limited
93.00 | CO2 TYPE FIRE EXTINGUISHERS Supply & Installation of CO2 type fire extinguishers with steel cylinder with dischange valve as per MECON TS no. MEC/TS/05/28/081/25 and conforming to IS:15683. Extinguisher shall be painted with red enamel paint. Complete work of supply includes transportation to store and inspection charges but not limited to, the following items in accordance with relevant Specifications & relevant Data Sheets indicated in scope of work,SCC, drawings, specification and instructions of EIC and as per all provisions of the CONTRACT DOCUMENT
94.00 | Capacity 4.5 kg. | 2.00 | Nos. |  | Not Quoted | Not Quoted | Not Quoted | Not Quoted | 8000.00 | 16000.00 | Not Quoted | Not Quoted | Not Quoted | Not Quoted | 10000.00 | 20000.00 | 16000.00 | Sacheti Infratech Private Limited
95.00 | MECHANICAL FOAM TYPE FIRE EXTINGUISHER Supply & Installation of Portable fire extinguisher mechanical form (Gas cartridge) type of 9 litres capacity with initial charge manufactured as per IS 15683 with ISI mark.The refills shall be manufactured as per IS 4989 (Part-II)- 1984 with ISI marked. The cartridge shall be manufactured as per IS:4947- 1985 with ISI mark. The extinguisher will be painted with fire red colour and will be provided with all accessories, wall mounting brackets and screws. Complete work of supply includes transportation to store and inspection charges but not limited to, the following items in accordance with relevant Specifications & relevant Data Sheets indicated in scope of work,SCC, drawings, specification and instructions of EIC and as per all provisions of the CONTRACT DOCUMENT
96.00 | Capacity 9 Ltr | 2.00 | Nos. |  | Not Quoted | Not Quoted | Not Quoted | Not Quoted | 10000.00 | 20000.00 | Not Quoted | Not Quoted | Not Quoted | Not Quoted | 15000.00 | 30000.00 | 20000.00 | Sacheti Infratech Private Limited
97.00 | FIRE BUCKETS Supply and installation of galvenised steel set of 4 fire buckets (9 Ltrs. Cap) as per technical specification no. MEC/TS/05/28/081/03 and confirming to IS: 2546-1974 RA2000.Buckets shall be painted with red enamel paint and fixed to suitable location . Complete work of supply includes transportation to store and inspection charges but not limited to, the following items in accordance with relevant Specifications & relevant Data Sheets indicated in scope of work,SCC, drawings, specification and instructions of EIC and as per all provisions of the CONTRACT DOCUMENT | 2.00 | Nos. |  | Not Quoted | Not Quoted | Not Quoted | Not Quoted | 15000.00 | 30000.00 | Not Quoted | Not Quoted | Not Quoted | Not Quoted | 10000.00 | 20000.00 | 20000.00 | M/S JAI MAA CONSTRUCTIONS
98.00 | EYE WASH SHOWER (STAINLESS STEEL) Complete work of supply & installation including Design, Engineering, Manufacturing, Testing, Inspection, Packaging, Forwarding, Transportation to store, of Eye Wash shower pedestal mounted along with supply & laying of required GI Heavy Pipes, fittings Isolation valves , etc but not limited to, the following items in accordance with relevant specifications indicated in scope of work, SCC, drawings, specification and instructions of Engineer-in-charge and as per all provisions of the CONTRACT DOCUMENT. Supply & laying of GI Pipe (Heavy Grade ) of Size (25 NB) minimum,Fittings,isolation valves for water connection to the Eye Wash Shower (Near Odorising Skid) from the avaialable nearest tapping point of Portable water are deemed to be included in the quoted price. | 1.00 | Nos |  | Not Quoted | Not Quoted | Not Quoted | Not Quoted | 30000.00 | 30000.00 | Not Quoted | Not Quoted | Not Quoted | Not Quoted | 35800.00 | 35800.00 | 30000.00 | Sacheti Infratech Private Limited
99.00 | SUPPLY OF SAFETY EQUIPMENT Complete work of supply includes transportation to store and inspection charges but not limited to, the following items in accordance with relevant Specifications & relevant Data Sheets indicated in scope of work,SCC, drawings, specification and instructions of EIC and as per all provisions of the CONTRACT DOCUMENT
100.00 | Goggles for Eye Protection from LNG Spray | 2.00 | Nos. |  | Not Quoted | Not Quoted | Not Quoted | Not Quoted | 1000.00 | 2000.00 | Not Quoted | Not Quoted | Not Quoted | Not Quoted | 5000.00 | 10000.00 | 2000.00 | Sacheti Infratech Private Limited
101.00 | Protective Apron for cryogenic liquid handling | 2.00 | Nos. |  | Not Quoted | Not Quoted | Not Quoted | Not Quoted | 20000.00 | 40000.00 | Not Quoted | Not Quoted | Not Quoted | Not Quoted | 18500.00 | 37000.00 | 37000.00 | M/S JAI MAA CONSTRUCTIONS
102.00 | Safety Helmet with IGL Logo - IS-2925-1984 RA2000 | 10.00 | Nos. |  | Not Quoted | Not Quoted | Not Quoted | Not Quoted | 1000.00 | 10000.00 | Not Quoted | Not Quoted | Not Quoted | Not Quoted | 650.00 | 6500.00 | 6500.00 | M/S JAI MAA CONSTRUCTIONS
103.00 | Gumboots for protection during LNG Spillage | 2.00 | Set |  | Not Quoted | Not Quoted | Not Quoted | Not Quoted | 1000.00 | 2000.00 | Not Quoted | Not Quoted | Not Quoted | Not Quoted | 1580.00 | 3160.00 | 2000.00 | Sacheti Infratech Private Limited
104.00 | Stretcher with blanket- IS-4037-1967 RA-2001. | 1.00 | Nos. |  | Not Quoted | Not Quoted | Not Quoted | Not Quoted | 15000.00 | 15000.00 | Not Quoted | Not Quoted | Not Quoted | Not Quoted | 15200.00 | 15200.00 | 15000.00 | Sacheti Infratech Private Limited
105.00 | First Aid Box | 1.00 | Nos. |  | Not Quoted | Not Quoted | Not Quoted | Not Quoted | 2000.00 | 2000.00 | Not Quoted | Not Quoted | Not Quoted | Not Quoted | 5000.00 | 5000.00 | 2000.00 | Sacheti Infratech Private Limited
106.00 | Supply,Installation,Testing and Commissioining of Electrical Siren (1 Km Diametrical range) & Interfacing with Fire Alarm Panel/Gas Release Panel | 1.00 | Nos. |  | Not Quoted | Not Quoted | Not Quoted | Not Quoted | 10000.00 | 10000.00 | Not Quoted | Not Quoted | Not Quoted | Not Quoted | 12360.00 | 12360.00 | 10000.00 | Sacheti Infratech Private Limited
107.00 | Hand operated siren (1 Km Diametrical range) IS-6194-1971 RA- 2006 | 1.00 | Nos. |  | Not Quoted | Not Quoted | Not Quoted | Not Quoted | 5000.00 | 5000.00 | Not Quoted | Not Quoted | Not Quoted | Not Quoted | 13260.00 | 13260.00 | 5000.00 | Sacheti Infratech Private Limited
108.00 | Portable Gas Detectors / Explosive meter | 2.00 | Nos. |  | Not Quoted | Not Quoted | Not Quoted | Not Quoted | 5000.00 | 10000.00 | Not Quoted | Not Quoted | Not Quoted | Not Quoted | 35000.00 | 70000.00 | 10000.00 | Sacheti Infratech Private Limited
109.00 | Wind Shock | 1.00 | Nos. |  | Not Quoted | Not Quoted | Not Quoted | Not Quoted | 300.00 | 300.00 | Not Quoted | Not Quoted | Not Quoted | Not Quoted | 3250.00 | 3250.00 | 300.00 | Sacheti Infratech Private Limited
110.00 | Part IV- Architectural Works
111.00 | PYLON (Monolith Tower) 1.5 m X 5 m, located midway between ingress and egress. Supplying & Installing Monolith as per approved design by RSGL/MECON. The item is lump sum and shall include all relevant costs associated with putting up such facility including supply, fabrication, erection, assembly, commissioning the MONOLITH (with client's name & logo) including electrical cabling and lighting etc. for the same. The specifications are as follows: • Made out of MS hollow pipe framework (hollow steel sections as per design requirement) with epoxy primer and paint. • Structure covered with PVDF coated 4 mm thick ACM (Alstrong/ Aludecor/ Alucobond) sheet cladding duly by cold forming, CNC machine routed and fold with retro reflective graphics and vinyl for backlit purpose. • ACM shall have a Total Thickness of 4mm : Top Coil 0.5mm ( 3003/3105 Grade as per IS - 737 1986 with minimum 25 microns PVdF Coating on top coil and Polyester / Epoxy coating on Back Coil ( 4 -7 microns PVDF ACM in colour and shape as per approved design. ACM to be cut in shapes as indicated. • COMPANY LOGO: 770mm in ht. & 50mm projected Acrylic / PETG (Eastman / Bayer / equ.) thermoformed shape & letters (as per art work) covered with vinyl of approved make with the provisions of illuminations during night with LED lights (Osram / Neenja / equ.) with necessary electrical fittings. • LNG LOGO: 440mm in ht. & 50 mm projected Acrylic / PETG thermoformed letters(as letters(as per art work) covered covered with vinyl of approved make with the provisions of illuminations during night. • Cut Retro reflective vinyl (Avery / 3M / equ.) on ACM top to be paste as per artwork and fixed as per the details on both sides with provision of the LED numbers for rate indication. • Retro Reflective Sheeting shall be Type XI DG3 Microprismetice as per ASTM D 4956-09 in required colour & Size on both sides and cutouts for product names, logos, etc. duly CNC Plotted. • Special spot lights (2 nos.- 400 watts with metal halide lights of Philips make) to be incorporated in design to light up the entire tower with throw from base. • The backlit portion of the monolith to be lit with sufficient numbers T5 (28 W) tube lights (Philips make) with electronic choke, mounted on MS tube frames with plastic holders. • Multi-strand copper conductors with PVC insulation to be used. • Steel structural frame to be installed on RCC foundations. Top and exposed sides of the foundation to be cladded in 18 mm thick black polished granite. • All work to be done in line, level and plumb, all complete with by works, as approved. | 1.00 | Lot |  | Not Quoted | Not Quoted | Not Quoted | Not Quoted | 300000.00 | 300000.00 | Not Quoted | Not Quoted | Not Quoted | Not Quoted | 1000000.00 | 1000000.00 | 300000.00 | Sacheti Infratech Private Limited
112.00 | CANOPY FASCIA: 800 mm wide (in corporate colours on canopy vertical faces.Supplying & Installing Canopy Fascia with following specifications: • 900 mm height canopy fascia with PVDF coated 4 mm thick ACM sheet cladding duly CNC machine machine routed and fold as per drawing mounted on 150 mm depth box made out of 25 mm x 25 mm MS hollow pipe frame with powder coating and top GI sheet cover. • 4mm thick ACM (Alstrong/ Aludecor/ Alucobond) cladding in a combination of corporate colours with the use of Retro Reflective Sheeting (Avery / 3M / equ.) Type XI DG3 Microprismetice duly pasted on ACM in required size & shape (colour scheme and design to be approved) on mild steel framework with part backlit for company logo and name. • LED Lighting modules or encased LED light strips (Osram / Neenja / equ.) and power supply. • The letters sh all be in 30 mm thick Acrylic/ PC duly CNC Routed in require shape & Size as per direction of concerned engineer. • Structural frame to be welded rigidly/ Bolted to the structural member of existing canopy structures. • FASCIA BAND: 300mm in ht. Acrylic / PETG thermoformed band with necessary support covered with vinyl of approved make with the provisions of illuminations during night with LED of approved make. • COMPANY LOGO: 900mm in ht. Acrylic / PETG (Eastman / Bayer / equ.) thermoformed shape & letters (as per art work) covered with vinyl of approved make with the provisions of illuminations during night. Logo on all 4 sides. • Company Name: 450mm in ht. 040 white Acrylic / PETG thermoformed letters (as per art work) covered with vinyl of approved make with the provisions of illuminations during night. Logo on front right as per DWG. • Canopy fascia to be made in 12 m. (min.) long straight panels factory plan/processed at converters factory and assembled/installed at site. Corner piece (1 metre both sides) on both sides (as required), also to be factory plan/processed/assembled and installed at site. Only bottom trim and top flashing is to be Plan/processed and installed at site. • All work to be done in line, level and plumb. • Backlit section of the fascia shall be of 4 meters length and one/ two logos (depending on design) and shall have sufficient number of LED/T5 (28 W) tube light with electronic chokes mounted with plastic holders to structural frame. • The top of the fascia shall have 4 mm thick ACM with hinged GI service door in backlit part. The back of the fascia to have 18 gauge GI sheets. • Multi-strand copper conductors with PVC insulation to be used. • The bottom and top of the fascia shall have a white ACM trim to cover the gap between the canopy and fascia. • The contractor should make suitable fixing arrangement, which should be duly vetted by a certified structural engineer as per the actual dimensions of the canopy structure. | 60.00 | RM |  | Not Quoted | Not Quoted | Not Quoted | Not Quoted | 4000.00 | 240000.00 | Not Quoted | Not Quoted | Not Quoted | Not Quoted | 15000.00 | 900000.00 | 240000.00 | Sacheti Infratech Private Limited
113.00 | CANOPY COLUMN CLADDINGSupplying & Installing Column Cladding: • Using PVDF coated 4 mm ACM (Alstrong/ Aludecor/ Alucobond), mounted on box made out of 20 mm x 20 mm MS square pipe hollow section with powder coating. • Backlit design band in the centre in PET G (Eastman / Bayer / equ.) with yellow vinyl, LED lighting modules (Osram / Neenja / equ.) and power supply according to the design. • The structural framework shall be fixed securely to existing canopy column by welding at site. • ACM panel fixing to ensure consistent joint gaps and panel size. • All grooves shall be sealed with sealant material of approved colour, all complete with by works, as approved. | 13.00 | Sqm |  | Not Quoted | Not Quoted | Not Quoted | Not Quoted | 3500.00 | 45500.00 | Not Quoted | Not Quoted | Not Quoted | Not Quoted | 5000.00 | 65000.00 | 45500.00 | Sacheti Infratech Private Limited
114.00 | SAFETY SIGN200 mm X 200 mm Supplying & Installing safety sign stickers of retro reflective vinyl (Avery / 3M / equ.) as per design pasted on column cladding. | 8.00 | No. |  | Not Quoted | Not Quoted | Not Quoted | Not Quoted | 4000.00 | 32000.00 | Not Quoted | Not Quoted | Not Quoted | Not Quoted | 5000.00 | 40000.00 | 32000.00 | Sacheti Infratech Private Limited
115.00 | DISPENSER STICKERSupplying & Installing stickers of retro reflective vinyl (Avery / 3M / equ.) as per design pasted on dispensers. | 4.00 | No. |  | Not Quoted | Not Quoted | Not Quoted | Not Quoted | 5000.00 | 20000.00 | Not Quoted | Not Quoted | Not Quoted | Not Quoted | 5000.00 | 20000.00 | 20000.00 | Sacheti Infratech Private Limited, M/S JAI MAA CONSTRUCTIONS
116.00 | SPREADER450 mm X 450 mm Supplying & Installing Pump Spreader: • Made of 25 mm x 25 mm MS hollow pipe frame box with powder coating & cladding on both sides of PVDF coated 4 mm ACM (Alstrong/ Aludecor/ Alucobond) • CNC Router cut graphics in 040 white acrylic with LED modules (Osram / Neenja / equ.) for lighting • Spreader frame to be fixed securely to canopy columns with box & cap arrangement. • Sufficient no. of LED/ CFL lights and electronic chokes fixed with plastic holders. • Multi-strand copper conductors with PVC insulation to be used. • AII work to be done in line, level and plumb, all complete with by works, as approved. | 4.00 | No. |  | Not Quoted | Not Quoted | Not Quoted | Not Quoted | 5000.00 | 20000.00 | Not Quoted | Not Quoted | Not Quoted | Not Quoted | 15000.00 | 60000.00 | 20000.00 | Sacheti Infratech Private Limited
117.00 | CRASH GUARDSupplying & Installing 80mm dia MS pipe or as per design with two coat of zinc oxide primer and metallic paint as per the design. | 4.00 | No. |  | Not Quoted | Not Quoted | Not Quoted | Not Quoted | 5000.00 | 20000.00 | Not Quoted | Not Quoted | Not Quoted | Not Quoted | 10000.00 | 40000.00 | 20000.00 | Sacheti Infratech Private Limited
118.00 | BUILDING FASCIA700 mm wide on top of building faces in elevation.Supplying & Installing Building Fascia with following specifications: • 4mm thick ACM (Alstrong/ Aludecor/ Alucobond) cladding in a combination of corporate colours with the use of Retro Reflective Sheeting (Avery / 3M / equ.) Type XI DG3 Microprismetice as per ASTM D 4956-09 duly pasted on ACM in required size & shape (colour scheme to be approved) on mild steel framework. • Structural frame to be fasteners/ Nut Bolted to the building walls with dash fasteners and leveling 'arrangement. • Building fascia to be made in maximum length of straight panels (with minimum no. of joints) straight panels factory plan/processed at converters factory and assembled/installed at site. • Corner piece (1 metre both sides) on both sides, also to be factory plan/processed/assembled and installed at site. • Only bottom trim and top flashing is to be Plan/processed and installed at site. • All work to be done in line, level and plumb, all complete with by works, as approved. | 76.00 | RM |  | Not Quoted | Not Quoted | Not Quoted | Not Quoted | 3500.00 | 266000.00 | Not Quoted | Not Quoted | Not Quoted | Not Quoted | 15000.00 | 1140000.00 | 266000.00 | Sacheti Infratech Private Limited
119.00 | MANDATORY SIGN300X 450mm (on toilets) & 300X 600mm (in compressor and LCV area) - rectangular or trapezoidal in shape.Supplying and Installing Mandatory Sign made of 4mm thick. ACM (Alstrong/ Aludecor/ Alucobond) sheets cladded on structural framework. Matter/Logo in Retro Reflective Sheeting (Avery / 3M / equ.)Type XI DG3 Microprismetice as per ASTM D 4956-09 duly pasted on ACM in required size & shape, all complete with by works, as approved. | 2.00 | Sqm |  | Not Quoted | Not Quoted | Not Quoted | Not Quoted | 2000.00 | 4000.00 | Not Quoted | Not Quoted | Not Quoted | Not Quoted | 5000.00 | 10000.00 | 4000.00 | Sacheti Infratech Private Limited
120.00 | DIRECTION SIGN400 mm X 1000 mm heightSupplying & Installing Entry-Exit sign: • Made out of 25 mm x 25 mm MS hollow pipe frame box with powder coating and covered with 4 mm thick ACM sheet (Alstrong/ Aludecor/ Alucobond) and CNC router cut graphics in 040 white acrylicwith LED modules (Osram / Neenja / equ.) for lighting and base foundation. • The sign frame to be fixed securely to CC foundation. • The CC foundation shall have 8mm thick polished black granite tiles cladding on top and all exposed side surfaces. • All work to be done in line, level and plumb, all complete with by works, as approved. | 3.00 | No. |  | Not Quoted | Not Quoted | Not Quoted | Not Quoted | 10000.00 | 30000.00 | Not Quoted | Not Quoted | Not Quoted | Not Quoted | 5000.00 | 15000.00 | 15000.00 | M/S JAI MAA CONSTRUCTIONS
121.00 | HOARDING3000 mm wideSupplying and installing Printed Flex sheet (make LG / 3M / Avery) with approved Art work (suitable for front lit) to be Fitted to the steel sheet of existing Hoarding structure in aluminium frame using Klick Rail System & as per direction of concerned Engineer/ client. | 36.00 | Sqm |  | Not Quoted | Not Quoted | Not Quoted | Not Quoted | 5000.00 | 180000.00 | Not Quoted | Not Quoted | Not Quoted | Not Quoted | 5000.00 | 180000.00 | 180000.00 | Sacheti Infratech Private Limited, M/S JAI MAA CONSTRUCTIONS
122.00 | SPOT HALOGEN LIGHTSAt an interval of 2 m C/C on top of existing steel hoarding. Supplying and installing Spot halogen lights (150 watts of Philips make) at an interval of 2 m center to center on top of existing hoarding including supply with steel bracket and laying of cable upto electrical panel of Electrical room (in Utility building) complete in all respect. | 4.00 | No. |  | Not Quoted | Not Quoted | Not Quoted | Not Quoted | 5000.00 | 20000.00 | Not Quoted | Not Quoted | Not Quoted | Not Quoted | 100000.00 | 400000.00 | 20000.00 | Sacheti Infratech Private Limited
123.00 | Part V- Electrical Works
124.00 | A. Electrical Supply
125.00 | 415 V LT PDB and APFC Panel
126.00 | Design, engineering, manufacture, shop testing, supply including packing and forwarding, transportation, delivery at storage and from storage to site of electrical panels :
127.00 | 415 V, 36 KA single front type indoor PDB to receive input power consisting of bus bar chamber, cable alley,outgoing with Fuse complete with wiring, indication lamp, ammeter, voltmeter, MFM (Multi Function Meter) etc including all labour and materials with operating mechanism, all accessories, mandatory spares as per data sheet, auxiliaries with FLP LCS(Local Control switch) for tripping the main incomer of PDB etc complete in all respects as specified in technical specification, data sheet & SLD no. MEC/0030/05/E9/E/1081A & as per standard Specification. Dual incomer of 250Amp & 125Amps (with Single phase preventer & VMR) 4P MCCB (with Micro processor and based O/C,S/C & E/F RELASE with LSIG & Shunt trip) with necessary(Electrical & Mechanical) interlock through 4P power contactors and PLC with 8 DIs and 8 DOs. Buscoupler of 125A 4P power contactor. Outgoing with 01 no. 125 Amp TPN MCCB (with TM based O/C,S/C & E/F RELASE). Outgoing with 02 nos. 80 Amp TPN MCCB (with TM based O/C,S/C & E/F RELASE). Outgoing with 08 no. 63 Amp TPN MCCB (with TM based O/C,S/C & E/F RELASE). Outgoing with 03 nos. 32 Amp TPN MCCB (with TM based O/C & S/C RELASE). Outgoing with 3 nos. 80A Fuse and 3 nos. 32A TPN MCB. Outgoing with 3 nos. 80A Fuse and 3 nos. 20A DP MCB. | 1.00 | Set |  | Not Quoted | Not Quoted | Not Quoted | Not Quoted | 450000.00 | 450000.00 | Not Quoted | Not Quoted | Not Quoted | Not Quoted | 300000.00 | 300000.00 | 300000.00 | M/S JAI MAA CONSTRUCTIONS
128.00 | Floor mounted APFC Panel of 40KVAR capacitor bank in steps of (1x10)+(4x5)+(4x2.5)KVAR capacitors consisting of bus bar chamber, cable alley incoming (MCCB), outgoing feeder (MCBs) as specified in tender specification & SLD no. MEC/0030/05/E9/E/1081A.. | 1.00 | Set |  | Not Quoted | Not Quoted | Not Quoted | Not Quoted | 250000.00 | 250000.00 | Not Quoted | Not Quoted | Not Quoted | Not Quoted | 200000.00 | 200000.00 | 200000.00 | M/S JAI MAA CONSTRUCTIONS
129.00 | LIGHTING DISTRIBUTION BOARDS
130.00 | Design, engineering, manufacture, shop testing,supply, 415V/240V lighting/power panels, Surface/Recess mounting type in weather/flame proof (with hinged cover) sheet steel enclosure of approved make having 4 Pole MCCB(LSIG)/RCCB (MCB + ELCB) as incoming and SP/DP/TP MCB (9KA type) for out going circuit complete with wiring,indication lamp, ammeter etc including all labour and materials as per specification and the direction of Engineer-in-charge.
131.00 | Surface/Recess mounted Lighting Panel (I/E-LDB) for Building Lighting and Power point consisting two incomers of 63 Amps and 32 Amps (300mA sensitivity) 4/2 Pole RCCB (Grid+Invertor supply) along with necessary interlock through contactor with two isolated Cu busbar and 6 Nos. 16A DP MCBs, 10 Nos. 10A DP MCBs & 08 Nos. 6A DP MCBs as out goings complete with ammeter ,indication lamp etc as per specification, data sheet & SLD no. MEC/0030/05/E9/E/1081B and the direction of Engineer-in-charge. | 1.00 | Set |  | Not Quoted | Not Quoted | Not Quoted | Not Quoted | 100000.00 | 100000.00 | Not Quoted | Not Quoted | Not Quoted | Not Quoted | 100000.00 | 100000.00 | 100000.00 | Sacheti Infratech Private Limited, M/S JAI MAA CONSTRUCTIONS
132.00 | Outdoor Lighting Panel (O-LDB) consisting of 63 Amp (300mA sensitivity) 4 Pole RCCB as incomer and 12 nos. 20A TPN MCBs,06 nos. 16A TPN MCBs as out goings complete with Contactor(4P ,63A Contactor with 24Hrs timer), timer, A/M switch, PB with timer and 5 Nos. 20 Amp TPN MCB, 2 Nos. 16A TPN MCB are without timer etc indication lamp as per specification, data sheet & SLD no. MEC/0030/05/E9/E/1081C and the direction of Engineer-in-charge. | 1.00 | Set |  | Not Quoted | Not Quoted | Not Quoted | Not Quoted | 75000.00 | 75000.00 | Not Quoted | Not Quoted | Not Quoted | Not Quoted | 100000.00 | 100000.00 | 75000.00 | Sacheti Infratech Private Limited
133.00 | INVERTER SYSTEM
134.00 | Supply including packing and forwarding, transportation, delivery at storage of 1100VA sine wave Inverter system with 1x150Ah Battery backup, completely maintenance free lead-acid battery along with Battery stand for critical lighting in control room building & outdoor area (Make Inverter: Su-Kam, Genius, Microtek, Battery: Exide, Amaraja). | 1.00 | Set |  | Not Quoted | Not Quoted | Not Quoted | Not Quoted | 50000.00 | 50000.00 | Not Quoted | Not Quoted | Not Quoted | Not Quoted | 100000.00 | 100000.00 | 50000.00 | Sacheti Infratech Private Limited
135.00 | UPS SYSTEM
136.00 | Design, engineering, manufacture, shop testing, Supply, packing and forwarding, transportation, delivery at storage and from storage to site of following :
137.00 | 5KVA, 230 V Single phase, 50 Hz, single industrial type, UPS system suitable for input Power supply voltage of 320V-460V-TPN with healthy single-Phase Selection, Output 230V +/-1%, AC with Bypass supply, Battery Bank, ACDB (Incomer 32A DP MCB & Outgoing 6 Nos. of 6A, 6 Nos. of 10A and 6 Nos. of 16A DP MCBs) and 2.0 hrs. Battery backup (VRLA, 12V) and battery capacity shall not be less than 22.0 KVAh (where KVAH = battery AH x 12 V x No. of Batteries). As per enclosed Specification, Block diagram & Data sheet and shall be complete in all respect. Including All interconnecting cables among UPS, Rectifier, battery stand, ACDB etc (30 mtr shall be considered between battery bank and UPS panel, 30 mtr cable shall be considered between ACDB and UPS panel. | 1.00 | Set |  | Not Quoted | Not Quoted | Not Quoted | Not Quoted | 500000.00 | 500000.00 | Not Quoted | Not Quoted | Not Quoted | Not Quoted | 1500000.00 | 1500000.00 | 500000.00 | Sacheti Infratech Private Limited
138.00 | Supply of 1.1kV, Aluminium/Copper conductor, XLPE/PVC insulated, extruded PVC inner sheathed, PVC outer sheath and G.I. armoured FRLS Power and HR+FRLS Control Cable confirming to specification of below mentioned sizes as per datasheet, specifications of this tender and as per approved vendor list. Note that these quantities are approximate and payment shall be made for actual equipment / materials installed by the Contractor as part of permanent installation based on Issued for Construction drawings. Actual billing shall be done only on permanently installed quantities and not on supplied quantities. Any balance material supplied by Contractor but not permanently installed at site shall be taken back by Contractor and shall not be billed to Purchaser and/or Consultant. Contractor shall consider all associated work as indicated in respective installation standard drawings, scope of work and as per the directions of the Engineer-in-charge.
139.00 | 3.5Cx 120 mm2 A2XFY. | 300.00 | Mtrs. |  | Not Quoted | Not Quoted | Not Quoted | Not Quoted | 750.00 | 225000.00 | Not Quoted | Not Quoted | Not Quoted | Not Quoted | 760.50 | 228150.00 | 225000.00 | Sacheti Infratech Private Limited
140.00 | 3.5Cx 50 mm2 A2XFY. | 100.00 | Mtrs. |  | Not Quoted | Not Quoted | Not Quoted | Not Quoted | 350.00 | 35000.00 | Not Quoted | Not Quoted | Not Quoted | Not Quoted | 603.00 | 60300.00 | 35000.00 | Sacheti Infratech Private Limited
141.00 | 3.5Cx 35 mm2 A2XFY. | 100.00 | Mtrs. |  | Not Quoted | Not Quoted | Not Quoted | Not Quoted | 250.00 | 25000.00 | Not Quoted | Not Quoted | Not Quoted | Not Quoted | 333.00 | 33300.00 | 25000.00 | Sacheti Infratech Private Limited
142.00 | 3.5Cx 25 mm2 A2XFY. | 50.00 | Mtrs. |  | Not Quoted | Not Quoted | Not Quoted | Not Quoted | 215.00 | 10750.00 | Not Quoted | Not Quoted | Not Quoted | Not Quoted | 235.00 | 11750.00 | 10750.00 | Sacheti Infratech Private Limited
143.00 | 4Cx10 mm2 2XWY. | 400.00 | Mtrs. |  | Not Quoted | Not Quoted | Not Quoted | Not Quoted | 550.00 | 220000.00 | Not Quoted | Not Quoted | Not Quoted | Not Quoted | 800.00 | 320000.00 | 220000.00 | Sacheti Infratech Private Limited
144.00 | 4Cx 2.5 mm2 2XWY. | 2000.00 | Mtrs. |  | Not Quoted | Not Quoted | Not Quoted | Not Quoted | 200.00 | 400000.00 | Not Quoted | Not Quoted | Not Quoted | Not Quoted | 300.00 | 600000.00 | 400000.00 | Sacheti Infratech Private Limited
145.00 | 3Cx 2.5 mm2 2XWY. | 100.00 | Mtrs. |  | Not Quoted | Not Quoted | Not Quoted | Not Quoted | 200.00 | 20000.00 | Not Quoted | Not Quoted | Not Quoted | Not Quoted | 250.00 | 25000.00 | 20000.00 | Sacheti Infratech Private Limited
146.00 | 7Cx 2.5 mm2 2XWY. | 100.00 | Mtrs. |  | Not Quoted | Not Quoted | Not Quoted | Not Quoted | 400.00 | 40000.00 | Not Quoted | Not Quoted | Not Quoted | Not Quoted | 500.00 | 50000.00 | 40000.00 | Sacheti Infratech Private Limited
147.00 | Design, engineering,supply including packing and forwarding, transportation, delivery at storage, of the complete earthing and lightning protection system, earth electrodes/ pit, earth main ring , test link, earthing of electrical equipments, instrument panels, field instruments, process equipments and pipes/ flanges including all associated civil work with all material (Like Bitumen coating) and labour as per specification and drawings approved by the company in with IS 3043.
148.00 | Earth Pits- GI PIPE Electrode with 6 mm thick chequered plate cover(MS)/ SFRC cover as per std drg | 16.00 | Nos. |  | Not Quoted | Not Quoted | Not Quoted | Not Quoted | 10000.00 | 160000.00 | Not Quoted | Not Quoted | Not Quoted | Not Quoted | 20000.00 | 320000.00 | 160000.00 | Sacheti Infratech Private Limited
149.00 | Earth Pits- Copper plate Electrode with 6 mm thick chequered plate cover (MS)/ SFRC cover as per std drg | 3.00 | Nos. |  | Not Quoted | Not Quoted | Not Quoted | Not Quoted | 20000.00 | 60000.00 | Not Quoted | Not Quoted | Not Quoted | Not Quoted | 30000.00 | 90000.00 | 60000.00 | Sacheti Infratech Private Limited
150.00 | GI Strip (50X6) mm | 200.00 | Mtrs. |  | Not Quoted | Not Quoted | Not Quoted | Not Quoted | 100.00 | 20000.00 | Not Quoted | Not Quoted | Not Quoted | Not Quoted | 350.00 | 70000.00 | 20000.00 | Sacheti Infratech Private Limited
151.00 | GI Strip (25X3) mm | 400.00 | Mtrs. |  | Not Quoted | Not Quoted | Not Quoted | Not Quoted | 250.00 | 100000.00 | Not Quoted | Not Quoted | Not Quoted | Not Quoted | 100.00 | 40000.00 | 40000.00 | M/S JAI MAA CONSTRUCTIONS
152.00 | Copper Strip (25X6) mm | 50.00 | Mtrs. |  | Not Quoted | Not Quoted | Not Quoted | Not Quoted | 300.00 | 15000.00 | Not Quoted | Not Quoted | Not Quoted | Not Quoted | 1000.00 | 50000.00 | 15000.00 | Sacheti Infratech Private Limited
153.00 | No. 8 SWG Solid GI Wire | 1.00 | Lot |  | Not Quoted | Not Quoted | Not Quoted | Not Quoted | 10000.00 | 10000.00 | Not Quoted | Not Quoted | Not Quoted | Not Quoted | 10000.00 | 10000.00 | 10000.00 | Sacheti Infratech Private Limited, M/S JAI MAA CONSTRUCTIONS
154.00 | Static discharge retractable earthing reels for LNG Tanker Earthing with approx. 15 mtrs cable and heavy duty clamp suitable for tanker earthing along with canopy suitable for outdoor installation and all other necessary hardware to make it complete in all respect for earthing/grounding of LNG tanker | 2.00 | Set |  | Not Quoted | Not Quoted | Not Quoted | Not Quoted | 25000.00 | 50000.00 | Not Quoted | Not Quoted | Not Quoted | Not Quoted | 20000.00 | 40000.00 | 40000.00 | M/S JAI MAA CONSTRUCTIONS
155.00 | OUTDOOR LIGHTING
156.00 | Design, engineering, shop testing, Supply , packing and forwarding, transportation, delivery at storage and from storage to site lighting fixtures complete with mounting bracket, flame proof/non flame proof, control gear box as per the type of fixture, lamps etc. including civil work with pipe inserts for cables and connecting work, with all material and labour as per specifications, drawings and instruction of Engineer-in-charge. Work to be completed in all respects.
157.00 | Street lighting, integral flame proof well glass fixture (CMIFR approved for Zone-1/2 gas group IIA & IIB) with 72 W LED luminaire with flame proof control gear/JB (Model no. WG-1240 of Sudhir make or equivalent) | 25.00 | Nos. |  | Not Quoted | Not Quoted | Not Quoted | Not Quoted | 10000.00 | 250000.00 | Not Quoted | Not Quoted | Not Quoted | Not Quoted | 15000.00 | 375000.00 | 250000.00 | Sacheti Infratech Private Limited
158.00 | Supply of Integral flame proof Flood Light fixture (CMIFR approved for Zone-1/2 gas group IIA & IIB) with 72 W LED luminaire with flame proof control gear/JB (Model no. WG-1240 of Sudhir make or equivalent) | 4.00 | Nos. |  | Not Quoted | Not Quoted | Not Quoted | Not Quoted | 12000.00 | 48000.00 | Not Quoted | Not Quoted | Not Quoted | Not Quoted | 15000.00 | 60000.00 | 48000.00 | Sacheti Infratech Private Limited
159.00 | Supply of the underlights for the canopy as specified including lighting fixture flame proof enclosure for Bulk Head Fitting(CRS-1273, 1 x LED, 90W)of Sudhir make or equivalent, juction boxes etc. as requried. | 20.00 | Nos. |  | Not Quoted | Not Quoted | Not Quoted | Not Quoted | 15000.00 | 300000.00 | Not Quoted | Not Quoted | Not Quoted | Not Quoted | 10000.00 | 200000.00 | 200000.00 | M/S JAI MAA CONSTRUCTIONS
160.00 | Street lighting pole 6mtr high GI octagonal pole (Type BOP-6030 of Bajaj make or equivalent) complete with bracket, GI clamps for fixing flame proof control gear box as per standard drawing (MEC/SD/05/E9/77/04) & specification (MEC/TS/05/E9/077B). | 25.00 | Nos. |  | Not Quoted | Not Quoted | Not Quoted | Not Quoted | 15000.00 | 375000.00 | Not Quoted | Not Quoted | Not Quoted | Not Quoted | 20000.00 | 500000.00 | 375000.00 | Sacheti Infratech Private Limited
161.00 | Air Conditioners
162.00 | Design, engineering, shop testing, Supply, packing and forwarding, transportation, delivery at storage and from storage to site latest model (5 stars BEE certified ,Inverter AC) 2.0 T split AC complete with remote, MS Stand for outdoor unit etc. | 4.00 | Nos. |  | Not Quoted | Not Quoted | Not Quoted | Not Quoted | 75000.00 | 300000.00 | Not Quoted | Not Quoted | Not Quoted | Not Quoted | 100000.00 | 400000.00 | 300000.00 | Sacheti Infratech Private Limited
163.00 | Supply of Flame Proof Welding Socket including structure,Civil Foundation and hardware etc complete in all respect.
164.00 | Flame proof type 63 Amp. Welding socket | 1.00 | No. |  | Not Quoted | Not Quoted | Not Quoted | Not Quoted | 10000.00 | 10000.00 | Not Quoted | Not Quoted | Not Quoted | Not Quoted | 10000.00 | 10000.00 | 10000.00 | Sacheti Infratech Private Limited, M/S JAI MAA CONSTRUCTIONS
165.00 | UPVC Pipe
166.00 | Supply of UPVC Pipes in required length for fixing on steel, concrete or similar sructure, laid in trenches, ready to be buried in concrete including cutting, threading, bending and similar works, supply of clamps, small iron structures, spacers, seats, plugs, bushings etc. and all other materials as per approved drawings and directions of Engineer-In-Charge.
167.00 | 50 mm NB | 100.00 | Mtrs. |  | Not Quoted | Not Quoted | Not Quoted | Not Quoted | 200.00 | 20000.00 | Not Quoted | Not Quoted | Not Quoted | Not Quoted | 300.00 | 30000.00 | 20000.00 | Sacheti Infratech Private Limited
168.00 | 100 mm NB | 200.00 | Mtrs. |  | Not Quoted | Not Quoted | Not Quoted | Not Quoted | 300.00 | 60000.00 | Not Quoted | Not Quoted | Not Quoted | Not Quoted | 600.00 | 120000.00 | 60000.00 | Sacheti Infratech Private Limited
169.00 | 200 mm NB | 100.00 | Mtrs. |  | Not Quoted | Not Quoted | Not Quoted | Not Quoted | 400.00 | 40000.00 | Not Quoted | Not Quoted | Not Quoted | Not Quoted | 900.00 | 90000.00 | 40000.00 | Sacheti Infratech Private Limited
170.00 | Cable Tray
171.00 | Supply of Hot Dip Galvanized Perforated Type, 50mm height, 2.5 mm thick sheet steel & galvanized (86 microns) cable trays (as per IS 2629) of required sizes including tray cover, bends, tee, crosses, horizontal and vertical splices , structural support(suitable for three/four tier),hardware,civil work etc,complete in all respect.
172.00 | 50mm wide | 50.00 | Mtrs. |  | Not Quoted | Not Quoted | Not Quoted | Not Quoted | 1500.00 | 75000.00 | Not Quoted | Not Quoted | Not Quoted | Not Quoted | 500.00 | 25000.00 | 25000.00 | M/S JAI MAA CONSTRUCTIONS
173.00 | 150mm wide | 50.00 | Mtrs. |  | Not Quoted | Not Quoted | Not Quoted | Not Quoted | 2000.00 | 100000.00 | Not Quoted | Not Quoted | Not Quoted | Not Quoted | 1000.00 | 50000.00 | 50000.00 | M/S JAI MAA CONSTRUCTIONS
174.00 | 300mm wide | 50.00 | Mtrs. |  | Not Quoted | Not Quoted | Not Quoted | Not Quoted | 3000.00 | 150000.00 | Not Quoted | Not Quoted | Not Quoted | Not Quoted | 1500.00 | 75000.00 | 75000.00 | M/S JAI MAA CONSTRUCTIONS
175.00 | Erection Material
176.00 | Supply and Fabrication of MS base frame support for switch gear and bracket for misc. electrical equipment, cable and cable tray support out of roled MS section,pipes,plates etc including welding, bolting, reveting, supply of necessary anchor bolts and grouting etc supply of paints applying one coat of anti rust primer two finish coats of approved synthetic enamel paints including bracking walls, floors etc for structure as required including supply of all GI hardware materials including all labour and materials complete as required and the direction of Engineer-in-charge. | 1.00 | Lot |  | Not Quoted | Not Quoted | Not Quoted | Not Quoted | 50000.00 | 50000.00 | Not Quoted | Not Quoted | Not Quoted | Not Quoted | 50000.00 | 50000.00 | 50000.00 | Sacheti Infratech Private Limited, M/S JAI MAA CONSTRUCTIONS
177.00 | Safety Items
178.00 | Supply of the following including the supply of necessary clamp, bolts, rawl plugs etc. breaking and making good of walls, if required , and including all labour and materials complete as per directions of Engineer-In-Charge, applicable standards and Indian Electricity rules.
179.00 | Shock hazard charts complete with frame and glass | 2.00 | Nos. |  | Not Quoted | Not Quoted | Not Quoted | Not Quoted | 2000.00 | 4000.00 | Not Quoted | Not Quoted | Not Quoted | Not Quoted | 5000.00 | 10000.00 | 4000.00 | Sacheti Infratech Private Limited
180.00 | First Aid Boxes | 1.00 | Nos. |  | Not Quoted | Not Quoted | Not Quoted | Not Quoted | 2000.00 | 2000.00 | Not Quoted | Not Quoted | Not Quoted | Not Quoted | 5000.00 | 5000.00 | 2000.00 | Sacheti Infratech Private Limited
181.00 | Carbon-di-oxide(CO2) type fire extinguisher 4.5 Kg capacity Complete with gunmetal valve conforming to IS : 3224 With ISI mark , Discharge horn with bend & wall fixing Bracket, stand etc With Mfg. Test certificate. | 2.00 | Nos. |  | Not Quoted | Not Quoted | Not Quoted | Not Quoted | 8000.00 | 16000.00 | Not Quoted | Not Quoted | Not Quoted | Not Quoted | 5000.00 | 10000.00 | 10000.00 | M/S JAI MAA CONSTRUCTIONS
182.00 | Caution boards including necessary clamps, bolts and other hardware. | 2.00 | Nos. |  | Not Quoted | Not Quoted | Not Quoted | Not Quoted | 2000.00 | 4000.00 | Not Quoted | Not Quoted | Not Quoted | Not Quoted | 5000.00 | 10000.00 | 4000.00 | Sacheti Infratech Private Limited
183.00 | As built Single Line Diagram complete with frame and glass including hardware etc. | 1.00 | Nos. |  | Not Quoted | Not Quoted | Not Quoted | Not Quoted | 2000.00 | 2000.00 | Not Quoted | Not Quoted | Not Quoted | Not Quoted | 10000.00 | 10000.00 | 2000.00 | Sacheti Infratech Private Limited
184.00 | Insulating Mats
185.00 | Supply of Insulating Mats 11kV grade (as per IS:15652 - 2006) of 1000mm width, required for maintenance of electrical equipment in substation as required including cutting to required shape in running length and including all labour and materials etc. complete and as per directions of Engineer-In-Charge as per applicable Indian or International standards and Indian Electricity Rules.
186.00 | 11 KV grade of 2.5 mm thick | 20.00 | Mtrs. |  | Not Quoted | Not Quoted | Not Quoted | Not Quoted | 20000.00 | 400000.00 | Not Quoted | Not Quoted | Not Quoted | Not Quoted | 1000.00 | 20000.00 | 20000.00 | M/S JAI MAA CONSTRUCTIONS
187.00 | Supply of point wiring as per details in construction drawing & specification includes PVC conduits in ceiling, complete wiring including Wiring for main/ submain from DBs to switchboard and from switchboard to light/power points with 6/4/2.5/1.5 sq.mm. FR PVC insulated copper conductor multi starnd wire in PVC conduit in recess/ trench as required, switch boxes & switches (ANCHOR ROMA make or equivalent) for following items-
188.00 | Surface/ recess mounted LED light fixrure with LED lamp (type LCTL-36 -CDL of CG make or equivalent). | 12.00 | Nos. |  | Not Quoted | Not Quoted | Not Quoted | Not Quoted | 5000.00 | 60000.00 | Not Quoted | Not Quoted | Not Quoted | Not Quoted | 10000.00 | 120000.00 | 60000.00 | Sacheti Infratech Private Limited
189.00 | Surface/ recess mounted LED light fixrure with LED lamp (type LCTL-18 -CDL of CG make or equivalent). | 4.00 | Nos. |  | Not Quoted | Not Quoted | Not Quoted | Not Quoted | 5000.00 | 20000.00 | Not Quoted | Not Quoted | Not Quoted | Not Quoted | 10000.00 | 40000.00 | 20000.00 | Sacheti Infratech Private Limited
190.00 | Industrial Flame proof fluorescent lamp/LED fitting with lamp (type EXTL 240 of CG make or equivalent). | 2.00 | Nos. |  | Not Quoted | Not Quoted | Not Quoted | Not Quoted | 5000.00 | 10000.00 | Not Quoted | Not Quoted | Not Quoted | Not Quoted | 10000.00 | 20000.00 | 10000.00 | Sacheti Infratech Private Limited
191.00 | Exhaust fan (Industrial type 300/450 mm) with louvers,950 rpm,55watt with flap. | 4.00 | Nos. |  | Not Quoted | Not Quoted | Not Quoted | Not Quoted | 5000.00 | 20000.00 | Not Quoted | Not Quoted | Not Quoted | Not Quoted | 10000.00 | 40000.00 | 20000.00 | Sacheti Infratech Private Limited
192.00 | Flame Proof (CMIFR approved) 12" Exhaust Fan.0.25HP motor,1440 rpm. (Preferred Make: Baliga, FCG, CGL, Prompt) | 2.00 | Nos. |  | Not Quoted | Not Quoted | Not Quoted | Not Quoted | 5000.00 | 10000.00 | Not Quoted | Not Quoted | Not Quoted | Not Quoted | 15000.00 | 30000.00 | 10000.00 | Sacheti Infratech Private Limited
193.00 | Socket outlet (5/15 Amp combination) of ANCHOR ROMA make or equivalent | 10.00 | Nos. |  | Not Quoted | Not Quoted | Not Quoted | Not Quoted | 5000.00 | 50000.00 | Not Quoted | Not Quoted | Not Quoted | Not Quoted | 5000.00 | 50000.00 | 50000.00 | Sacheti Infratech Private Limited, M/S JAI MAA CONSTRUCTIONS
194.00 | 20 Amp sheet steel enclosed industrial type socket with 20 Amp DP MCB for AC. | 4.00 | Nos. |  | Not Quoted | Not Quoted | Not Quoted | Not Quoted | 5000.00 | 20000.00 | Not Quoted | Not Quoted | Not Quoted | Not Quoted | 2500.00 | 10000.00 | 10000.00 | M/S JAI MAA CONSTRUCTIONS
195.00 | Ceiling fan with electronic regulator ( Energy efficent, 50W, 1200 mm sweep) | 3.00 | Nos. |  | Not Quoted | Not Quoted | Not Quoted | Not Quoted | 5000.00 | 15000.00 | Not Quoted | Not Quoted | Not Quoted | Not Quoted | 5000.00 | 15000.00 | 15000.00 | Sacheti Infratech Private Limited, M/S JAI MAA CONSTRUCTIONS
196.00 | Wall mounted fan with electronic regulator ( Energy efficent, 50W,) etc complete in all respect for wall mounting | 4.00 | Nos. |  | Not Quoted | Not Quoted | Not Quoted | Not Quoted | 5000.00 | 20000.00 | Not Quoted | Not Quoted | Not Quoted | Not Quoted | 5000.00 | 20000.00 | 20000.00 | Sacheti Infratech Private Limited, M/S JAI MAA CONSTRUCTIONS
197.00 | Wall mounted fixture above Mirror/Wash basin of 10/15W LED etc complete in all respect. | 4.00 | Nos. |  | Not Quoted | Not Quoted | Not Quoted | Not Quoted | 5000.00 | 20000.00 | Not Quoted | Not Quoted | Not Quoted | Not Quoted | 5000.00 | 20000.00 | 20000.00 | Sacheti Infratech Private Limited, M/S JAI MAA CONSTRUCTIONS
198.00 | SOLAR SYSTEM FOR OUTDOOR EMERGENCY LIGHTING
199.00 | Design, manufacture, testing at works, supply, storage, transportation to site of Solar Street lighting system complete with GI pole and GI mounting bracket, control gear box, internal cable from fitting to junction box, and 15W LED fixture (Fixtures Bajaj Make or equvalent and Battery make Exide, Amron etc), three days battery backup with solar Module, earthing, electronics, dusk-dawn operation etc including pipe inserts for cables and connecting work and commissioning spares as required, with all material and labour as per specifications, drawings and instruction of Engineer-in-charge. Nominal height of GI pole shall be 6m. Work to be completed in all respects. | 2.00 | Set |  | Not Quoted | Not Quoted | Not Quoted | Not Quoted | 20000.00 | 40000.00 | Not Quoted | Not Quoted | Not Quoted | Not Quoted | 50000.00 | 100000.00 | 40000.00 | Sacheti Infratech Private Limited
200.00 | ELECTRICAL ACCESSORIES
201.00 | Supply of electrical accessories including, cable tags, cable tie ,Flexible pvc conduit,cable marker, nickle plated lugs, double compressed brass cable glands,brass adaptar/reducers/nipples, fixing of metallic anchor fasteners for supporting of cable trays including all labour and materials complete as required and as per directions of Engineer-In-Charge. | 1.00 | Lot |  | Not Quoted | Not Quoted | Not Quoted | Not Quoted | 50000.00 | 50000.00 | Not Quoted | Not Quoted | Not Quoted | Not Quoted | 25000.00 | 25000.00 | 25000.00 | M/S JAI MAA CONSTRUCTIONS
202.00 | Telephone & LAN
203.00 | Supply of telephone sockets (Piano reed Type) in recess PVC conduit including PVC conduit,telephone socket,cable,accessories etc as required. | 6.00 | Nos. |  | Not Quoted | Not Quoted | Not Quoted | Not Quoted | 1000.00 | 6000.00 | Not Quoted | Not Quoted | Not Quoted | Not Quoted | 500.00 | 3000.00 | 3000.00 | M/S JAI MAA CONSTRUCTIONS
204.00 | Supply of LAN sockets in recess PVC conduit including PVC conduit,telephone socket,cable,accessories etc as required. | 6.00 | Nos. |  | Not Quoted | Not Quoted | Not Quoted | Not Quoted | 1000.00 | 6000.00 | Not Quoted | Not Quoted | Not Quoted | Not Quoted | 500.00 | 3000.00 | 3000.00 | M/S JAI MAA CONSTRUCTIONS
205.00 | Supply of 2 pairs,0.61mm, Telephone Cable/Wire, including accessories etc as required. | 50.00 | Mtrs. |  | Not Quoted | Not Quoted | Not Quoted | Not Quoted | 100.00 | 5000.00 | Not Quoted | Not Quoted | Not Quoted | Not Quoted | 200.00 | 10000.00 | 5000.00 | Sacheti Infratech Private Limited
206.00 | Supply of UTP cable (CAT 6), Make : D Link/Amp/Lucent | 50.00 | Mtrs. |  | Not Quoted | Not Quoted | Not Quoted | Not Quoted | 200.00 | 10000.00 | Not Quoted | Not Quoted | Not Quoted | Not Quoted | 200.00 | 10000.00 | 10000.00 | Sacheti Infratech Private Limited, M/S JAI MAA CONSTRUCTIONS
207.00 | Supply of Main Distribution Frame - 12 pair | 1.00 | No. |  | Not Quoted | Not Quoted | Not Quoted | Not Quoted | 5000.00 | 5000.00 | Not Quoted | Not Quoted | Not Quoted | Not Quoted | 10000.00 | 10000.00 | 5000.00 | Sacheti Infratech Private Limited
208.00 | Supply of LAN switch with single incomer and min 10-port out going port complete in all respect. | 1.00 | No. |  | Not Quoted | Not Quoted | Not Quoted | Not Quoted | 5000.00 | 5000.00 | Not Quoted | Not Quoted | Not Quoted | Not Quoted | 10000.00 | 10000.00 | 5000.00 | Sacheti Infratech Private Limited
209.00 | Supply of required material for Construction of Cable pit with pit cover (SFRC cover HD-20 of IS-12592) including civil works, concrete wall/brick wall & its materials, cable conduits interface & its water sealing, cable support structure including all labour and materials complete in all aspect as per approved drawings and directions of Engineer-In-Charge.
210.00 | 500X500(of inside clearance)X 600(Depth) | 10.00 | Nos. |  | Not Quoted | Not Quoted | Not Quoted | Not Quoted | 15000.00 | 150000.00 | Not Quoted | Not Quoted | Not Quoted | Not Quoted | 15000.00 | 150000.00 | 150000.00 | Sacheti Infratech Private Limited, M/S JAI MAA CONSTRUCTIONS
211.00 | 750X750(of inside clearance)X800(Depth) | 4.00 | Nos. |  | Not Quoted | Not Quoted | Not Quoted | Not Quoted | 20000.00 | 80000.00 | Not Quoted | Not Quoted | Not Quoted | Not Quoted | 20000.00 | 80000.00 | 80000.00 | Sacheti Infratech Private Limited, M/S JAI MAA CONSTRUCTIONS
212.00 | 1000X1000(of inside clearance)X1000(Depth) | 2.00 | Nos. |  | Not Quoted | Not Quoted | Not Quoted | Not Quoted | 25000.00 | 50000.00 | Not Quoted | Not Quoted | Not Quoted | Not Quoted | 25000.00 | 50000.00 | 50000.00 | Sacheti Infratech Private Limited, M/S JAI MAA CONSTRUCTIONS
213.00 | DISTRIBUTION TRANSFORMER
214.00 | Supply including packing and forwarding, transportation, delivery at storage to site of 11 kv/433 V outdoor type, 3Ph, 50Hz,copper wound, Dyn11, ONAN distribution transformer with off-load tap changer complete with all accessories as per REC specification 11/1976 and/or IS 2026/1180. and latest amendments there of and first oil filled. Termination arrangement for HV side : HT bushing & LV side Cable end box/Terminal box of following rating (Make of Transformer shall be approved from State Electricity Board/MECON.)
215.00 | 125 KVA | 1.00 | No. |  | Not Quoted | Not Quoted | Not Quoted | Not Quoted | 800000.00 | 800000.00 | Not Quoted | Not Quoted | Not Quoted | Not Quoted | 100000.00 | 100000.00 | 100000.00 | M/S JAI MAA CONSTRUCTIONS
216.00 | Supply of all the items listed below, all miscellaneous materials etc as required to complete the HT & LT installation as per the tender. (All electrical equipments shall be approved from State Electricity Board/MECON.)
217.00 | Double pole Structure with MS joist ISMB 200 x 100 mm, 9 m long complete with 100 x 50 mm MS channels of required length and size ; 11 kV 3 Ph. horizontal Gang operated Air Break switch, DO fuse, lightning arrestors of suitable ampere rating, pin insulators, disc insulators, operating rod, handle, locking arrangement, copper wire for jumper connection, stay set complete with all accessories etc as required inclusive of paint (two coats of primer & two coats of final aluminum paint) and concrete foundation.It shall be complete in all respect as per Mecon/SEB std. | 1.00 | Set |  | Not Quoted | Not Quoted | Not Quoted | Not Quoted | 100000.00 | 100000.00 | Not Quoted | Not Quoted | Not Quoted | Not Quoted | 125000.00 | 125000.00 | 100000.00 | Sacheti Infratech Private Limited
218.00 | Supply, of 11 kV, ACSR weasel conductor, insulator, cross arms, all necessary hardware as required for stringing between State Electricity Board Double pole and consumer double pole structures. | 90.00 | Mtrs. |  | Not Quoted | Not Quoted | Not Quoted | Not Quoted | 280.00 | 25200.00 | Not Quoted | Not Quoted | Not Quoted | Not Quoted | 1000.00 | 90000.00 | 25200.00 | Sacheti Infratech Private Limited
219.00 | Chain link fencing of (height 2.5 m) for the sub station area with ISA 50 x 50 x 6 mm angle and 4 mm thick welded wire mesh and 1 no. gate ( 3x3 mtr.) complete with all material, welding and labour etc (20 mtrs/set)/ As per SEB. | 1.00 | Set |  | Not Quoted | Not Quoted | Not Quoted | Not Quoted | 125000.00 | 125000.00 | Not Quoted | Not Quoted | Not Quoted | Not Quoted | 50000.00 | 50000.00 | 50000.00 | M/S JAI MAA CONSTRUCTIONS
220.00 | 40 mm blue granite metal for spreading in the fenced area . | 13.00 | M3 |  | Not Quoted | Not Quoted | Not Quoted | Not Quoted | 2000.00 | 26000.00 | Not Quoted | Not Quoted | Not Quoted | Not Quoted | 1000.00 | 13000.00 | 13000.00 | M/S JAI MAA CONSTRUCTIONS
221.00 | GAS GENERATOR SET
222.00 | Supply of Min 58.5 to 63KVA KVA Prime Power Gas Genset including AMF Panel with auto start/stop through Pressure transmitter switch as well as through grid failure with MCCB of suitable rating, suitable size of Power & Control cables, hook-up Pipe (Approx. length 50Mts.) from existing BOG management skid of pressure range 1-2 bar, Metering, PRV, Piping, dial Pressure Gauge, Flanges, etc with Ethernet communication& Latest CPCB norms as applicable during supply of equipment complete in all respect suitable for Greenfield LNG station. | 1.00 | Set |  | Not Quoted | Not Quoted | Not Quoted | Not Quoted | 1250000.00 | 1250000.00 | Not Quoted | Not Quoted | Not Quoted | Not Quoted | 1000000.00 | 1000000.00 | 1000000.00 | M/S JAI MAA CONSTRUCTIONS
223.00 | Supply of Tools and Instrument as per Annexure - A of scope of work. | 1.00 | Set |  | Not Quoted | Not Quoted | Not Quoted | Not Quoted | 25000.00 | 25000.00 | Not Quoted | Not Quoted | Not Quoted | Not Quoted | 200000.00 | 200000.00 | 25000.00 | Sacheti Infratech Private Limited
224.00 | Flame Proof Tool Box Set as per Annexure - A of scope of work. | 1.00 | Set |  | Not Quoted | Not Quoted | Not Quoted | Not Quoted | 25000.00 | 25000.00 | Not Quoted | Not Quoted | Not Quoted | Not Quoted | 200000.00 | 200000.00 | 25000.00 | Sacheti Infratech Private Limited
225.00 | B. Erection, Testing & Commissioning
226.00 | 415 V LT PDB and APFC Panel
227.00 | Erection, testing & Commissioning of electrical panels :
228.00 | 415 V, 36 KA single front type indoor PDB to receive input power consisting of bus bar chamber, cable alley,outgoing with Fuse complete with wiring, indication lamp, ammeter, voltmeter, MFM (Multi Function Meter) etc including all labour and materials with operating mechanism, all accessories, mandatory spares as per data sheet, auxiliaries with FLP LCS(Local Control switch) for tripping the main incomer of PDB etc complete in all respects as specified in technical specification, data sheet & SLD no. MEC/0030/05/E9/E/1081A & as per standard Specification. Dual incomer of 250Amp & 125Amps (with Single phase preventer & VMR) 4P MCCB (with Micro processor and based O/C,S/C & E/F RELASE with LSIG & Shunt trip) with necessary(Electrical & Mechanical) interlock through 4P power contactors and PLC with 8 DIs and 8 DOs. Buscoupler of 125A 4P power contactor. Outgoing with 01 no. 125 Amp TPN MCCB (with TM based O/C,S/C & E/F RELASE). Outgoing with 02 nos. 80 Amp TPN MCCB (with TM based O/C,S/C & E/F RELASE). Outgoing with 08 no. 63 Amp TPN MCCB (with TM based O/C,S/C & E/F RELASE). Outgoing with 03 nos. 32 Amp TPN MCCB (with TM based O/C & S/C RELASE). Outgoing with 3 nos. 80A Fuse and 3 nos. 32A TPN MCB. Outgoing with 3 nos. 80A Fuse and 3 nos. 20A DP MCB. | 1.00 | Set |  | Not Quoted | Not Quoted | Not Quoted | Not Quoted | 50000.00 | 50000.00 | Not Quoted | Not Quoted | Not Quoted | Not Quoted | 20000.00 | 20000.00 | 20000.00 | M/S JAI MAA CONSTRUCTIONS
229.00 | Floor mounted APFC Panel of 40KVAR capacitor bank in steps of (1x10)+(4x5)+(4x2.5)KVAR capacitors consisting of bus bar chamber, cable alley incoming (MCCB), outgoing feeder (MCBs) as specified in tender specification & SLD no. MEC/0030/05/E9/E/1081A. | 1.00 | Set |  | Not Quoted | Not Quoted | Not Quoted | Not Quoted | 50000.00 | 50000.00 | Not Quoted | Not Quoted | Not Quoted | Not Quoted | 10000.00 | 10000.00 | 10000.00 | M/S JAI MAA CONSTRUCTIONS
230.00 | LIGHTING DISTRIBUTION BOARDS
231.00 | Erection, testing & Commissioning of 415V/240V lighting/power panels, Surface/Recess mounting type in weather/flame proof (with hinged cover) sheet steel enclosure of approved make having 4 Pole MCCB(LSIG)/RCCB (MCB + ELCB) as incoming and SP/DP/TP MCB (9KA type) for out going circuit complete with wiring,indication lamp, ammeter etc including all labour and materials as per specification, data sheet and the direction of Engineer-in-charge.
232.00 | Surface/Recess mounted Lighting Panel (I/E-LDB) for Building Lighting and Power point consisting two incomers of 63 Amps and 32 Amps (300mA sensitivity) 4/2 Pole RCCB (Grid+Invertor supply) along with necessary interlock through contactor with two isolated Cu busbar and 6 Nos. 16A DP MCBs, 10 Nos. 10A DP MCBs & 08 Nos. 6A DP MCBs as out goings complete with ammeter ,indication lamp etc including all labour and materials as per specification, data sheet & SLD no. MEC/0030/05/E9/E/1081B and the direction of Engineer-in-charge. | 1.00 | Set |  | Not Quoted | Not Quoted | Not Quoted | Not Quoted | 10000.00 | 10000.00 | Not Quoted | Not Quoted | Not Quoted | Not Quoted | 10000.00 | 10000.00 | 10000.00 | Sacheti Infratech Private Limited, M/S JAI MAA CONSTRUCTIONS
233.00 | Outdoor Lighting Panel (O-LDB) consisting of 63 Amp (300mA sensitivity) 4 Pole RCCB as incomer and 12 nos. 20A TPN MCBs,06 nos. 16A TPN MCBs as out goings complete with Contactor(4P ,63A Contactor with 24Hrs timer), timer, A/M switch, PB with timer and 5 Nos. 20 Amp TPN MCB, 2 Nos. 16A TPN MCB are without timer etc indication lamp as per specification, data sheet & SLD no. MEC/0030/05/E9/E/1081C and the direction of Engineer-in-charge. | 1.00 | Set |  | Not Quoted | Not Quoted | Not Quoted | Not Quoted | 10000.00 | 10000.00 | Not Quoted | Not Quoted | Not Quoted | Not Quoted | 10000.00 | 10000.00 | 10000.00 | Sacheti Infratech Private Limited, M/S JAI MAA CONSTRUCTIONS
234.00 | INVERTER SYSTEM
235.00 | Erection, testing & Commissioning of 1100VA sine wave Inverter system with 1x150Ah Battery backup, completely maintenance free lead-acid battery along with Battery stand for critical lighting in control room building & outdoor area (Make Inverter: Su-Kam, Genius, Microtek, Battery: Exide, Amaraja). | 1.00 | Set |  | Not Quoted | Not Quoted | Not Quoted | Not Quoted | 5000.00 | 5000.00 | Not Quoted | Not Quoted | Not Quoted | Not Quoted | 10000.00 | 10000.00 | 5000.00 | Sacheti Infratech Private Limited
236.00 | UPS SYSTEM
237.00 | Erection, testing & Commissioning of following :
238.00 | 5KVA, 230 V Single phase, 50 Hz, single industrial type, UPS system suitable for input Power supply voltage of 320V-460V-TPN with healthy single-Phase Selection, Output 230V +/-1%, AC with Bypass supply, Battery Bank, ACDB (Incomer 32A DP MCB & Outgoing 6 Nos. of 6A, 6 Nos. of 10A and 6 Nos. of 16A DP MCBs) and 2.0 hrs. Battery backup (VRLA, 12V) and battery capacity shall not be less than 22.0 KVAh (where KVAH = battery AH x 12 V x No. of Batteries). As per enclosed Specification, Block diagram & Data sheet and shall be complete in all respect. Including All interconnecting cables among UPS, Rectifier, battery stand, ACDB etc (30 mtr shall be considered between battery bank and UPS panel, 30 mtr cable shall be considered between ACDB and UPS panel. | 1.00 | Set |  | Not Quoted | Not Quoted | Not Quoted | Not Quoted | 500000.00 | 500000.00 | Not Quoted | Not Quoted | Not Quoted | Not Quoted | 25000.00 | 25000.00 | 25000.00 | M/S JAI MAA CONSTRUCTIONS
239.00 | Laying of 1.1kV, Aluminium/Copper conductor, XLPE/PVC insulated, extruded PVC inner sheathed, PVC outer sheath and G.I. armoured FRLS Power and HR+FRLS Control Cable confirming to specification of below mentioned sizes as per datasheet, specifications of this tender and as per approved vendor list. Note that these quantities are approximate and payment shall be made for actual equipment / materials installed by the Contractor as part of permanent installation based on Issued for Construction drawings. Actual billing shall be done only on permanently installed quantities and not on supplied quantities. Any balance material supplied by Contractor but not permanently installed at site shall be taken back by Contractor and shall not be billed to Purchaser and/or Consultant. Contractor shall consider all associated work as indicated in respective installation standard drawings, scope of work and as per the directions of the Engineer-in-charge.
240.00 | 3.5Cx 120 mm2 A2XFY. | 300.00 | Mtrs. |  | Not Quoted | Not Quoted | Not Quoted | Not Quoted | 20.00 | 6000.00 | Not Quoted | Not Quoted | Not Quoted | Not Quoted | 100.00 | 30000.00 | 6000.00 | Sacheti Infratech Private Limited
241.00 | 3.5Cx 50 mm2 A2XFY. | 100.00 | Mtrs. |  | Not Quoted | Not Quoted | Not Quoted | Not Quoted | 20.00 | 2000.00 | Not Quoted | Not Quoted | Not Quoted | Not Quoted | 100.00 | 10000.00 | 2000.00 | Sacheti Infratech Private Limited
242.00 | 3.5Cx 35 mm2 A2XFY. | 100.00 | Mtrs. |  | Not Quoted | Not Quoted | Not Quoted | Not Quoted | 20.00 | 2000.00 | Not Quoted | Not Quoted | Not Quoted | Not Quoted | 100.00 | 10000.00 | 2000.00 | Sacheti Infratech Private Limited
243.00 | 3.5Cx 25 mm2 A2XFY. | 50.00 | Mtrs. |  | Not Quoted | Not Quoted | Not Quoted | Not Quoted | 20.00 | 1000.00 | Not Quoted | Not Quoted | Not Quoted | Not Quoted | 100.00 | 5000.00 | 1000.00 | Sacheti Infratech Private Limited
244.00 | 4Cx10 mm2 2XWY. | 400.00 | Mtrs. |  | Not Quoted | Not Quoted | Not Quoted | Not Quoted | 20.00 | 8000.00 | Not Quoted | Not Quoted | Not Quoted | Not Quoted | 100.00 | 40000.00 | 8000.00 | Sacheti Infratech Private Limited
245.00 | 4Cx 2.5 mm2 2XWY. | 2000.00 | Mtrs. |  | Not Quoted | Not Quoted | Not Quoted | Not Quoted | 50.00 | 100000.00 | Not Quoted | Not Quoted | Not Quoted | Not Quoted | 100.00 | 200000.00 | 100000.00 | Sacheti Infratech Private Limited
246.00 | 3Cx 2.5 mm2 2XWY. | 100.00 | Mtrs. |  | Not Quoted | Not Quoted | Not Quoted | Not Quoted | 20.00 | 2000.00 | Not Quoted | Not Quoted | Not Quoted | Not Quoted | 100.00 | 10000.00 | 2000.00 | Sacheti Infratech Private Limited
247.00 | 7Cx 2.5 mm2 2XWY. | 100.00 | Mtrs. |  | Not Quoted | Not Quoted | Not Quoted | Not Quoted | 20.00 | 2000.00 | Not Quoted | Not Quoted | Not Quoted | Not Quoted | 100.00 | 10000.00 | 2000.00 | Sacheti Infratech Private Limited
248.00 | Erection, testing & Commissioning of the complete earthing and lightning protection system, earth electrodes/ pit, earth main ring, test link, earthing of electrical equipments, instrument panels, field instruments, process equipments and pipes/ flanges including all associated civil work with all material (Like Bitumen coating) and labour as per specification and drawings approved by the company in with IS 3043.
249.00 | Earth Pits- GI PIPE Electrode with 6 mm thick chequered plate cover(MS)/ SFRC cover as per std drg | 16.00 | Nos. |  | Not Quoted | Not Quoted | Not Quoted | Not Quoted | 5000.00 | 80000.00 | Not Quoted | Not Quoted | Not Quoted | Not Quoted | 5000.00 | 80000.00 | 80000.00 | Sacheti Infratech Private Limited, M/S JAI MAA CONSTRUCTIONS
250.00 | Earth Pits- Copper plate Electrode with 6 mm thick chequered plate cover (MS)/ SFRC cover as per std drg | 3.00 | Nos. |  | Not Quoted | Not Quoted | Not Quoted | Not Quoted | 5000.00 | 15000.00 | Not Quoted | Not Quoted | Not Quoted | Not Quoted | 5000.00 | 15000.00 | 15000.00 | Sacheti Infratech Private Limited, M/S JAI MAA CONSTRUCTIONS
251.00 | GI Strip (50X6) mm | 200.00 | Mtrs. |  | Not Quoted | Not Quoted | Not Quoted | Not Quoted | 100.00 | 20000.00 | Not Quoted | Not Quoted | Not Quoted | Not Quoted | 200.00 | 40000.00 | 20000.00 | Sacheti Infratech Private Limited
252.00 | GI Strip (25X3) mm | 400.00 | Mtrs. |  | Not Quoted | Not Quoted | Not Quoted | Not Quoted | 100.00 | 40000.00 | Not Quoted | Not Quoted | Not Quoted | Not Quoted | 200.00 | 80000.00 | 40000.00 | Sacheti Infratech Private Limited
253.00 | Copper Strip (25X6) mm | 50.00 | Mtrs. |  | Not Quoted | Not Quoted | Not Quoted | Not Quoted | 5000.00 | 250000.00 | Not Quoted | Not Quoted | Not Quoted | Not Quoted | 200.00 | 10000.00 | 10000.00 | M/S JAI MAA CONSTRUCTIONS
254.00 | No. 8 SWG Solid GI Wire | 1.00 | Lot |  | Not Quoted | Not Quoted | Not Quoted | Not Quoted | 5000.00 | 5000.00 | Not Quoted | Not Quoted | Not Quoted | Not Quoted | 1000.00 | 1000.00 | 1000.00 | M/S JAI MAA CONSTRUCTIONS
255.00 | Static discharge retractable earthing reels for LNG Tanker Earthing with approx. 15 mtrs cable and heavy duty clamp suitable for tanker earthing along with canopy suitable for outdoor installation and all other necessary hardware to make it complete in all respect for earthing/grounding of LNG tanker | 2.00 | Set |  | Not Quoted | Not Quoted | Not Quoted | Not Quoted | 10000.00 | 20000.00 | Not Quoted | Not Quoted | Not Quoted | Not Quoted | 1000.00 | 2000.00 | 2000.00 | M/S JAI MAA CONSTRUCTIONS
256.00 | OUTDOOR LIGHTING
257.00 | Erection, testing & Commissioning of lighting fixtures complete with mounting bracket, flame proof/non flame proof, control gear box as per the type of fixture, lamps etc. including civil work with pipe inserts for cables and connecting work, with all material and labour as per specifications, drawings and instruction of Engineer-in-charge. Work to be completed in all respects.
258.00 | Street lighting, integral flame proof well glass fixture (CMIFR approved for Zone-1/2 gas group IIA & IIB) with 72 W LED luminaire with flame proof control gear/JB (Model no. WG-1240 of Sudhir make or equivalent) | 25.00 | Nos. |  | Not Quoted | Not Quoted | Not Quoted | Not Quoted | 5000.00 | 125000.00 | Not Quoted | Not Quoted | Not Quoted | Not Quoted | 2000.00 | 50000.00 | 50000.00 | M/S JAI MAA CONSTRUCTIONS
259.00 | Integral flame proof Flood Light fixture (CMIFR approved for Zone-1/2 gas group IIA & IIB) with 72 W LED luminaire with flame proof control gear/JB (Model no. WG-1240 of Sudhir make or equivalent) | 4.00 | Nos. |  | Not Quoted | Not Quoted | Not Quoted | Not Quoted | 5000.00 | 20000.00 | Not Quoted | Not Quoted | Not Quoted | Not Quoted | 2000.00 | 8000.00 | 8000.00 | M/S JAI MAA CONSTRUCTIONS
260.00 | Underlights for the canopy as specified including lighting fixture flame proof enclosure for Bulk Head Fitting(CRS-1273, 1 x LED, 90W)of Sudhir make or equivalent, juction boxes etc. as requried. | 20.00 | Nos. |  | Not Quoted | Not Quoted | Not Quoted | Not Quoted | 5000.00 | 100000.00 | Not Quoted | Not Quoted | Not Quoted | Not Quoted | 2000.00 | 40000.00 | 40000.00 | M/S JAI MAA CONSTRUCTIONS
261.00 | Street lighting pole 6mtr high GI octagonal pole (Type BOP-6030 of Bajaj make or equivalent) complete with bracket, GI clamps for fixing flame proof control gear box as per standard drawing (MEC/SD/05/E9/77/04) & specification (MEC/TS/05/E9/077B). | 25.00 | Nos. |  | Not Quoted | Not Quoted | Not Quoted | Not Quoted | 5000.00 | 125000.00 | Not Quoted | Not Quoted | Not Quoted | Not Quoted | 2000.00 | 50000.00 | 50000.00 | M/S JAI MAA CONSTRUCTIONS
262.00 | Air Conditioners
263.00 | Erection, testing & Commissioning of latest model (5 stars BEE certified ,Inverter AC) 2.0 T split AC complete with remote, MS Stand for outdoor unit etc. | 4.00 | Nos. |  | Not Quoted | Not Quoted | Not Quoted | Not Quoted | 15000.00 | 60000.00 | Not Quoted | Not Quoted | Not Quoted | Not Quoted | 25000.00 | 100000.00 | 60000.00 | Sacheti Infratech Private Limited
264.00 | Erection, testing & Commissioning of Flame Proof Welding Socket including structure,Civil Foundation and hardware etc complete in all respect.
265.00 | Flame proof type 63 Amp. Welding socket | 1.00 | No. |  | Not Quoted | Not Quoted | Not Quoted | Not Quoted | 1000.00 | 1000.00 | Not Quoted | Not Quoted | Not Quoted | Not Quoted | 500.00 | 500.00 | 500.00 | M/S JAI MAA CONSTRUCTIONS
266.00 | UPVC Pipe
267.00 | Erection, testing & Commissioning of UPVC Pipes in required length for fixing on steel, concrete or similar sructure, laid in trenches, ready to be buried in concrete including cutting, threading, bending and similar works, installation of clamps, small iron structures, spacers, seats, plugs, bushings etc. and all other materials as per approved drawings and directions of Engineer-In-Charge.
268.00 | 50 mm NB | 100.00 | Mtrs. |  | Not Quoted | Not Quoted | Not Quoted | Not Quoted | 100.00 | 10000.00 | Not Quoted | Not Quoted | Not Quoted | Not Quoted | 100.00 | 10000.00 | 10000.00 | Sacheti Infratech Private Limited, M/S JAI MAA CONSTRUCTIONS
269.00 | 100 mm NB | 200.00 | Mtrs. |  | Not Quoted | Not Quoted | Not Quoted | Not Quoted | 100.00 | 20000.00 | Not Quoted | Not Quoted | Not Quoted | Not Quoted | 100.00 | 20000.00 | 20000.00 | Sacheti Infratech Private Limited, M/S JAI MAA CONSTRUCTIONS
270.00 | 200 mm NB | 100.00 | Mtrs. |  | Not Quoted | Not Quoted | Not Quoted | Not Quoted | 100.00 | 10000.00 | Not Quoted | Not Quoted | Not Quoted | Not Quoted | 100.00 | 10000.00 | 10000.00 | Sacheti Infratech Private Limited, M/S JAI MAA CONSTRUCTIONS
271.00 | Cable Tray
272.00 | Erection, testing & Commissioning of Hot Dip Galvanized Perforated Type, 50mm height, 2.5 mm thick sheet steel & galvanized (86 microns) cable trays (as per IS 2629) of required sizes including tray cover, bends, tee, crosses, horizontal and vertical splices , structural support(suitable for three/four tier),hardware,civil work etc,complete in all respect.
273.00 | 50mm wide | 50.00 | Mtrs. |  | Not Quoted | Not Quoted | Not Quoted | Not Quoted | 500.00 | 25000.00 | Not Quoted | Not Quoted | Not Quoted | Not Quoted | 100.00 | 5000.00 | 5000.00 | M/S JAI MAA CONSTRUCTIONS
274.00 | 150mm wide | 50.00 | Mtrs. |  | Not Quoted | Not Quoted | Not Quoted | Not Quoted | 500.00 | 25000.00 | Not Quoted | Not Quoted | Not Quoted | Not Quoted | 100.00 | 5000.00 | 5000.00 | M/S JAI MAA CONSTRUCTIONS
275.00 | 300mm wide | 50.00 | Mtrs. |  | Not Quoted | Not Quoted | Not Quoted | Not Quoted | 500.00 | 25000.00 | Not Quoted | Not Quoted | Not Quoted | Not Quoted | 100.00 | 5000.00 | 5000.00 | M/S JAI MAA CONSTRUCTIONS
276.00 | Erection Material
277.00 | Installation of MS base frame support for switch gear and bracket for misc. electrical equipment, cable and cable tray support out of roled MS section,pipes,plates etc including welding, bolting, reveting, installation of necessary anchor bolts and grouting etc, applying one coat of anti rust primer, two finish coats of approved synthetic enamel paints including bracking walls, floors etc for structure as required including all GI hardware materials including all labour and materials complete as required and the direction of Engineer-in-charge. | 1.00 | Lot |  | Not Quoted | Not Quoted | Not Quoted | Not Quoted | 15000.00 | 15000.00 | Not Quoted | Not Quoted | Not Quoted | Not Quoted | 100000.00 | 100000.00 | 15000.00 | Sacheti Infratech Private Limited
278.00 | Safety Items
279.00 | Installation of the following including the necessary clamp, bolts, rawl plugs etc. breaking and making good of walls, if required , and including all labour and materials complete as per directions of Engineer-In-Charge, applicable standards and Indian Electricity rules.
280.00 | Shock hazard charts complete with frame and glass | 2.00 | Nos. |  | Not Quoted | Not Quoted | Not Quoted | Not Quoted | 1000.00 | 2000.00 | Not Quoted | Not Quoted | Not Quoted | Not Quoted | 1000.00 | 2000.00 | 2000.00 | Sacheti Infratech Private Limited, M/S JAI MAA CONSTRUCTIONS
281.00 | First Aid Boxes | 1.00 | Nos. |  | Not Quoted | Not Quoted | Not Quoted | Not Quoted | 1000.00 | 1000.00 | Not Quoted | Not Quoted | Not Quoted | Not Quoted | 1000.00 | 1000.00 | 1000.00 | Sacheti Infratech Private Limited, M/S JAI MAA CONSTRUCTIONS
282.00 | Carbon-di-oxide(CO2) type fire extinguisher 4.5 Kg capacity Complete with gunmetal valve conforming to IS : 3224 With ISI mark , Discharge horn with bend & wall fixing Bracket, stand etc With Mfg. Test certificate. | 2.00 | Nos. |  | Not Quoted | Not Quoted | Not Quoted | Not Quoted | 1000.00 | 2000.00 | Not Quoted | Not Quoted | Not Quoted | Not Quoted | 1000.00 | 2000.00 | 2000.00 | Sacheti Infratech Private Limited, M/S JAI MAA CONSTRUCTIONS
283.00 | Caution boards including necessary clamps, bolts and other hardware. | 2.00 | Nos. |  | Not Quoted | Not Quoted | Not Quoted | Not Quoted | 1000.00 | 2000.00 | Not Quoted | Not Quoted | Not Quoted | Not Quoted | 1000.00 | 2000.00 | 2000.00 | Sacheti Infratech Private Limited, M/S JAI MAA CONSTRUCTIONS
284.00 | As built Single Line Diagram complete with frame and glass including hardware etc. | 1.00 | Nos. |  | Not Quoted | Not Quoted | Not Quoted | Not Quoted | 1000.00 | 1000.00 | Not Quoted | Not Quoted | Not Quoted | Not Quoted | 1000.00 | 1000.00 | 1000.00 | Sacheti Infratech Private Limited, M/S JAI MAA CONSTRUCTIONS
285.00 | Insulating Mats
286.00 | Laying of Insulating Mats 11kV grade (as per IS:15652 - 2006) of 1000mm width, required for maintenance of electrical equipment in substation as required including cutting to required shape in running length and including all labour and materials etc. complete and as per directions of Engineer-In-Charge as per applicable Indian or International standards and Indian Electricity Rules.
287.00 | 11 KV grade of 2.5 mm thick | 20.00 | Mtrs. |  | Not Quoted | Not Quoted | Not Quoted | Not Quoted | 1000.00 | 20000.00 | Not Quoted | Not Quoted | Not Quoted | Not Quoted | 100.00 | 2000.00 | 2000.00 | M/S JAI MAA CONSTRUCTIONS
288.00 | Erection, testing & Commissioning of point wiring as per details in construction drawing & specification includes PVC conduits in ceiling, complete wiring including Wiring for main/ submain from DBs to switchboard and from switchboard to light/power points with 6/4/2.5/1.5 sq.mm. FR PVC insulated copper conductor multi starnd wire in PVC conduit in recess/ trench as required, switch boxes & switches (ANCHOR ROMA make or equivalent) for following items-
289.00 | Surface/ recess mounted LED light fixrure with LED lamp (type LCTL-36 -CDL of CG make or equivalent). | 12.00 | Nos. |  | Not Quoted | Not Quoted | Not Quoted | Not Quoted | 2000.00 | 24000.00 | Not Quoted | Not Quoted | Not Quoted | Not Quoted | 1000.00 | 12000.00 | 12000.00 | M/S JAI MAA CONSTRUCTIONS
290.00 | Surface/ recess mounted LED light fixrure with LED lamp (type LCTL-18 -CDL of CG make or equivalent). | 4.00 | Nos. |  | Not Quoted | Not Quoted | Not Quoted | Not Quoted | 2000.00 | 8000.00 | Not Quoted | Not Quoted | Not Quoted | Not Quoted | 1000.00 | 4000.00 | 4000.00 | M/S JAI MAA CONSTRUCTIONS
291.00 | Industrial Flame proof fluorescent lamp/LED fitting with lamp (type EXTL 240 of CG make or equivalent). | 2.00 | Nos. |  | Not Quoted | Not Quoted | Not Quoted | Not Quoted | 2000.00 | 4000.00 | Not Quoted | Not Quoted | Not Quoted | Not Quoted | 1000.00 | 2000.00 | 2000.00 | M/S JAI MAA CONSTRUCTIONS
292.00 | Exhaust fan (Industrial type 300/450 mm) with louvers,950 rpm,55watt with flap. | 4.00 | Nos. |  | Not Quoted | Not Quoted | Not Quoted | Not Quoted | 2000.00 | 8000.00 | Not Quoted | Not Quoted | Not Quoted | Not Quoted | 1000.00 | 4000.00 | 4000.00 | M/S JAI MAA CONSTRUCTIONS
293.00 | Flame Proof (CMIFR approved) 12" Exhaust Fan.0.25HP motor,1440 rpm. (Preferred Make: Baliga, FCG, CGL, Prompt) | 2.00 | Nos. |  | Not Quoted | Not Quoted | Not Quoted | Not Quoted | 2000.00 | 4000.00 | Not Quoted | Not Quoted | Not Quoted | Not Quoted | 1000.00 | 2000.00 | 2000.00 | M/S JAI MAA CONSTRUCTIONS
294.00 | Socket outlet (5/15 Amp combination) of ANCHOR ROMA make or equivalent | 10.00 | Nos. |  | Not Quoted | Not Quoted | Not Quoted | Not Quoted | 2000.00 | 20000.00 | Not Quoted | Not Quoted | Not Quoted | Not Quoted | 1000.00 | 10000.00 | 10000.00 | M/S JAI MAA CONSTRUCTIONS
295.00 | 20 Amp sheet steel enclosed industrial type socket with 20 Amp DP MCB for AC. | 4.00 | Nos. |  | Not Quoted | Not Quoted | Not Quoted | Not Quoted | 2000.00 | 8000.00 | Not Quoted | Not Quoted | Not Quoted | Not Quoted | 1000.00 | 4000.00 | 4000.00 | M/S JAI MAA CONSTRUCTIONS
296.00 | Ceiling fan with electronic regulator ( Energy efficent, 50W, 1200 mm sweep) | 3.00 | Nos. |  | Not Quoted | Not Quoted | Not Quoted | Not Quoted | 2000.00 | 6000.00 | Not Quoted | Not Quoted | Not Quoted | Not Quoted | 1000.00 | 3000.00 | 3000.00 | M/S JAI MAA CONSTRUCTIONS
297.00 | Wall mounted fan with electronic regulator ( Energy efficent, 50W,) etc complete in all respect for wall mounting | 4.00 | Nos. |  | Not Quoted | Not Quoted | Not Quoted | Not Quoted | 2000.00 | 8000.00 | Not Quoted | Not Quoted | Not Quoted | Not Quoted | 1000.00 | 4000.00 | 4000.00 | M/S JAI MAA CONSTRUCTIONS
298.00 | Wall mounted fixture above Mirror/Wash basin of 10/15W LED etc complete in all respect. | 4.00 | Nos. |  | Not Quoted | Not Quoted | Not Quoted | Not Quoted | 2000.00 | 8000.00 | Not Quoted | Not Quoted | Not Quoted | Not Quoted | 1000.00 | 4000.00 | 4000.00 | M/S JAI MAA CONSTRUCTIONS
299.00 | SOLAR SYSTEM FOR OUTDOOR EMERGENCY LIGHTING
300.00 | Erection, testing & Commissioning of Solar Street lighting system complete with GI pole and GI mounting bracket, control gear box, internal cable from fitting to junction box, and 15W LED fixture (Fixtures Bajaj Make or equvalent and Battery make Exide, Amron etc), three days battery backup with solar Module, earthing, electronics, dusk-dawn operation etc including pipe inserts for cables and connecting work and commissioning spares as required, with all material and labour as per specifications, drawings and instruction of Engineer-in-charge. Nominal height of GI pole shall be 6m. Work to be completed in all respects. | 2.00 | Set |  | Not Quoted | Not Quoted | Not Quoted | Not Quoted | 5000.00 | 10000.00 | Not Quoted | Not Quoted | Not Quoted | Not Quoted | 25000.00 | 50000.00 | 10000.00 | Sacheti Infratech Private Limited
301.00 | ELECTRICAL ACCESSORIES
302.00 | Installation of electrical accessories including, cable tags, cable tie ,Flexible pvc conduit,cable marker, nickle plated lugs, double compressed brass cable glands,brass adaptar/reducers/nipples, fixing of metallic anchor fasteners for supporting of cable trays including all labour and materials complete as required and as per directions of Engineer-In-Charge. | 1.00 | Lot |  | Not Quoted | Not Quoted | Not Quoted | Not Quoted | 15000.00 | 15000.00 | Not Quoted | Not Quoted | Not Quoted | Not Quoted | 10000.00 | 10000.00 | 10000.00 | M/S JAI MAA CONSTRUCTIONS
303.00 | Telephone & LAN
304.00 | Erection, testing & Commissioning of telephone sockets (Piano reed Type) in recess PVC conduit including PVC conduit,telephone socket,cable,accessories etc as required. | 6.00 | Nos. |  | Not Quoted | Not Quoted | Not Quoted | Not Quoted | 1000.00 | 6000.00 | Not Quoted | Not Quoted | Not Quoted | Not Quoted | 100.00 | 600.00 | 600.00 | M/S JAI MAA CONSTRUCTIONS
305.00 | Erection, testing & Commissioning of LAN sockets in recess PVC conduit including PVC conduit,telephone socket,cable,accessories etc as required. | 6.00 | Nos. |  | Not Quoted | Not Quoted | Not Quoted | Not Quoted | 1000.00 | 6000.00 | Not Quoted | Not Quoted | Not Quoted | Not Quoted | 100.00 | 600.00 | 600.00 | M/S JAI MAA CONSTRUCTIONS
306.00 | Laying of 2 pairs,0.61mm, Telephone Cable/Wire, including accessories etc as required. | 50.00 | Mtrs. |  | Not Quoted | Not Quoted | Not Quoted | Not Quoted | 100.00 | 5000.00 | Not Quoted | Not Quoted | Not Quoted | Not Quoted | 100.00 | 5000.00 | 5000.00 | Sacheti Infratech Private Limited, M/S JAI MAA CONSTRUCTIONS
307.00 | Laying of UTP cable (CAT 6), Make : D Link/Amp/Lucent | 50.00 | Mtrs. |  | Not Quoted | Not Quoted | Not Quoted | Not Quoted | 100.00 | 5000.00 | Not Quoted | Not Quoted | Not Quoted | Not Quoted | 100.00 | 5000.00 | 5000.00 | Sacheti Infratech Private Limited, M/S JAI MAA CONSTRUCTIONS
308.00 | Erection, testing & Commissioning of Main Distribution Frame - 12 pair | 1.00 | No. |  | Not Quoted | Not Quoted | Not Quoted | Not Quoted | 1000.00 | 1000.00 | Not Quoted | Not Quoted | Not Quoted | Not Quoted | 100.00 | 100.00 | 100.00 | M/S JAI MAA CONSTRUCTIONS
309.00 | Erection, testing & Commissioning of LAN switch with single incomer and min 10-port out going port complete in all respect. | 1.00 | No. |  | Not Quoted | Not Quoted | Not Quoted | Not Quoted | 1000.00 | 1000.00 | Not Quoted | Not Quoted | Not Quoted | Not Quoted | 100.00 | 100.00 | 100.00 | M/S JAI MAA CONSTRUCTIONS
310.00 | Construction of Cable pit with pit cover (SFRC cover HD-20 of IS-12592) including civil works repair, concrete wall/brick wall & its materials, cable conduits interface & its water sealing, cable support structure including all labour and materials complete in all aspect as per approved drawings and directions of Engineer-In-Charge.
311.00 | 500X500(of inside clearance)X 600(Depth) | 10.00 | Nos. |  | Not Quoted | Not Quoted | Not Quoted | Not Quoted | 25000.00 | 250000.00 | Not Quoted | Not Quoted | Not Quoted | Not Quoted | 5000.00 | 50000.00 | 50000.00 | M/S JAI MAA CONSTRUCTIONS
312.00 | 750X750(of inside clearance)X800(Depth) | 4.00 | Nos. |  | Not Quoted | Not Quoted | Not Quoted | Not Quoted | 20000.00 | 80000.00 | Not Quoted | Not Quoted | Not Quoted | Not Quoted | 5000.00 | 20000.00 | 20000.00 | M/S JAI MAA CONSTRUCTIONS
313.00 | 1000X1000(of inside clearance)X1000(Depth) | 2.00 | Nos. |  | Not Quoted | Not Quoted | Not Quoted | Not Quoted | 15000.00 | 30000.00 | Not Quoted | Not Quoted | Not Quoted | Not Quoted | 5000.00 | 10000.00 | 10000.00 | M/S JAI MAA CONSTRUCTIONS
314.00 | DISTRIBUTION TRANSFORMER
315.00 | Erection, testing & Commissioning of 11 kv/433 V outdoor type, 3Ph, 50Hz, copper wound, Dyn11, ONAN distribution transformer r with off-load tap changer complete with all accessories as per REC specification 11/1976 and/or IS 2026/1180. and latest amendments there of and first oil filled. Termination arrangement for HV side : HT bushing & LV side Cable end box/Terminal box of following rating (Make of Transformer shall be approved from State Electricity Board/MECON.)
316.00 | 125KVA | 1.00 | No. |  | Not Quoted | Not Quoted | Not Quoted | Not Quoted | 100000.00 | 100000.00 | Not Quoted | Not Quoted | Not Quoted | Not Quoted | 100000.00 | 100000.00 | 100000.00 | Sacheti Infratech Private Limited, M/S JAI MAA CONSTRUCTIONS
317.00 | Erection, testing & Commissioning of all the items listed below, all miscellaneous materials etc as required to complete the HT & LT installation as per the tender. (All electrical equipments shall be approved from State Electricity Board/MECON.)
318.00 | Double pole Structure with MS joist ISMB 200 x 100 mm, 9 m long complete with 100 x 50 mm MS channels of required length and size ; 11 kV 3 Ph. horizontal Gang operated Air Break switch, DO fuse, lightning arrestors of suitable ampere rating;pin insulators, disc insulators, operating rod, handle, locking arrangement, copper wire for jumper connection, stay set complete with all accessories etc as required inclusive of paint (two coats of primer & two coats of final aluminum paint) and concrete foundation.It shall be complete in all respect as per Mecon/SEB std. | 1.00 | Set |  | Not Quoted | Not Quoted | Not Quoted | Not Quoted | 50000.00 | 50000.00 | Not Quoted | Not Quoted | Not Quoted | Not Quoted | 10000.00 | 10000.00 | 10000.00 | M/S JAI MAA CONSTRUCTIONS
319.00 | 11 kV, ACSR weasel conductor, insulator, cross arms, all necessary hardware as required for stringing between State Electricity Board Double pole and consumer double pole structures. | 90.00 | Mtrs. |  | Not Quoted | Not Quoted | Not Quoted | Not Quoted | 100.00 | 9000.00 | Not Quoted | Not Quoted | Not Quoted | Not Quoted | 200.00 | 18000.00 | 9000.00 | Sacheti Infratech Private Limited
320.00 | Chain link fencing of (height 2.5 m) for the sub station area with ISA 50 x 50 x 6 mm angle and 4 mm thick welded wire mesh and 1 no. gate ( 3x3 mtr.) complete with all material, welding and labour etc (20 mtrs/set)/ As per SEB std. | 1.00 | Set |  | Not Quoted | Not Quoted | Not Quoted | Not Quoted | 25000.00 | 25000.00 | Not Quoted | Not Quoted | Not Quoted | Not Quoted | 25000.00 | 25000.00 | 25000.00 | Sacheti Infratech Private Limited, M/S JAI MAA CONSTRUCTIONS
321.00 | 40 mm blue granite metal for spreading in the fenced area . | 13.00 | M3 |  | Not Quoted | Not Quoted | Not Quoted | Not Quoted | 1000.00 | 13000.00 | Not Quoted | Not Quoted | Not Quoted | Not Quoted | 1000.00 | 13000.00 | 13000.00 | Sacheti Infratech Private Limited, M/S JAI MAA CONSTRUCTIONS
322.00 | GAS GENERATOR SET
323.00 | Erection, testing & Commissioning of Min 58.5 to 63KVA KVA Prime Power Gas Genset including AMF Panel with auto start/stop through Pressure transmitter switch as well as through grid failure with MCCB of suitable rating, suitable size of Power & Control cables, hook-up Pipe (Approx. length 50Mts.) from existing BOG management skid of pressure range 1-2 bar, Metering, PRV, Piping, dial Pressure Gauge, Flanges, etc with Ethernet communication& Latest CPCB norms as applicable during supply of equipment complete in all respect suitable for Greenfield LNG station. | 1.00 | Set |  | Not Quoted | Not Quoted | Not Quoted | Not Quoted | 100000.00 | 100000.00 | Not Quoted | Not Quoted | Not Quoted | Not Quoted | 200000.00 | 200000.00 | 100000.00 | Sacheti Infratech Private Limited
324.00 | All works relating to statutory approvals of the installation from competent authority like Electrical Inspectorate, CEA, DGMS, SEB etc. including carrying out of all required modifications in design / Manufacturer / Installation to meet the requirement of Indian Electricity rules and other statutory regulations in force, carrying out necessary paper work and liasion with the authorities to obtain all necessary clearances for charging of installation as per relevant national standards for LNG station. However the official fees towards the approvals shall be reimbursed by the client. | 1.00 | Lumpsum |  | Not Quoted | Not Quoted | Not Quoted | Not Quoted | 200000.00 | 200000.00 | Not Quoted | Not Quoted | Not Quoted | Not Quoted | 100000.00 | 100000.00 | 100000.00 | M/S JAI MAA CONSTRUCTIONS
325.00 | Kindly quote in Percentage in M column on total Estimate Amount of Percentage part (Civil Work SOR Part -D (item CIV-01 to CIV -48) refer sheet4. Note: Bidders shall quote percentage in plus ( '+ ') or minus (' - ') in column M by which total estimated price in the Sheet4 shall be increased or decreased to arrive at bidder‘s quoted price (excluding GST) for Sheet4. Bidder's quoted item rates shall be arrived by applying offered percentage on estimated rates of all BoQ items given in Sheet4. | 1.00 | Lumpsum | 28332250.00 | Not Quoted | Not Quoted | Not Quoted | Not Quoted | .15 | 32582087.50 | Not Quoted | Not Quoted | Not Quoted | Not Quoted | .08 | 30533665.82 | 30533665.82 | M/S JAI MAA CONSTRUCTIONS
| Total in Figures | [8 empty] | 56659837.50 | [5 empty] | 67000995.83
Lowest Amount Quoted BY: Sacheti Infratech Private Limited(56659837.50)

## BOQ Summary
BOQ Summary Details Tender Title: CIVIL CONSTRUCTION WORK INCLUDING ELECTRICAL AND FIREFIGHTING WORKS FOR LNG STORAGE AND LNG DISPENSING FACILITIES Tender ID: 2025_GAIL_224483_1
Sheet Name | Sl.No | Bidder Name | Amount | Bid Rank
BoQ1 | 1 | RGI ENTERPRISES (BID ID -816410) | 54800645.00 | L1
| 2 | Sacheti Infratech Private Limited (BID ID -820327) | 56887100.00 | L2
| 3 | M/s. JYOTI SARUP MITTAL (BID ID -819965) | 65024768.72 | L3
| 4 | M/S JAI MAA CONSTRUCTIONS (BID ID -820404) | 73622037.00 | L4
| 5 | ENTECK TRADE LINK (BID ID -820339) |  | No Rank
| 6 | SANJIV SAHAI SHARMA (BID ID -820171) |  | No Rank
BoQ2 | 1 | Sacheti Infratech Private Limited (BID ID -820327) | 38350413.34 | L1
| 2 | SANJIV SAHAI SHARMA (BID ID -820171) | 47359299.05 | L2
| 3 | ENTECK TRADE LINK (BID ID -820339) |  | No Rank
| 4 | M/s. JYOTI SARUP MITTAL (BID ID -819965) |  | No Rank
| 5 | RGI ENTERPRISES (BID ID -816410) |  | No Rank
| 6 | M/S JAI MAA CONSTRUCTIONS (BID ID -820404) |  | No Rank
BoQ3 | 1 | ENTECK TRADE LINK (BID ID -820339) | 46902645.12 | L1
| 2 | SANJIV SAHAI SHARMA (BID ID -820171) | 53127602.50 | L2
| 3 | Sacheti Infratech Private Limited (BID ID -820327) | 54979962.38 | L3
| 4 | M/s. JYOTI SARUP MITTAL (BID ID -819965) | 59506570.00 | L4
| 5 | RGI ENTERPRISES (BID ID -816410) |  | No Rank
| 6 | M/S JAI MAA CONSTRUCTIONS (BID ID -820404) |  | No Rank
BoQ4 | 1 | Sacheti Infratech Private Limited (BID ID -820327) | 56659837.50 | L1
| 2 | M/S JAI MAA CONSTRUCTIONS (BID ID -820404) | 67000995.83 | L2
| 3 | SANJIV SAHAI SHARMA (BID ID -820171) |  | No Rank
| 4 | ENTECK TRADE LINK (BID ID -820339) |  | No Rank
| 5 | M/s. JYOTI SARUP MITTAL (BID ID -819965) |  | No Rank
| 6 | RGI ENTERPRISES (BID ID -816410) |  | No Rank