## BoQ1
Government eProcurement System Created By: ALLAN TOMY Created Date/Time: 12-Jul-2025 03:53 PM Tender Title: PIPELINE LAYING AND ASSOCIATED WORKS FOR C2/C3 PIPELINE PROJECT FROM VIJAIPUR TO PATA Tender ID: 2025_GAIL_229266_1
Tender Inviting Authority: GAIL India Ltd
Name of Work: PIPELINE LAYING AND ASSOCIATED WORKS FOR C2/C3 PIPELINE PROJECT FROM VIJAIPUR TO PATA (SECTON-1)
TENDER ID- 2025_GAIL_229266_1 (Ref. No. GAIL/NOD/CP/PRJ/C2C3/LYG/24-76)
SCHEDULE OF WORK / ITEM(S)
Sl.No | Description of Work / Item(s) | No.of Qty | Units | Estimated Rate | Advance Infrastrurctures Pvt Ltd (GSTN-NA) BID ID -838351 |  | JSIW INFRASTRUCTURE PRIVATE LIMITED (GSTN-NA) BID ID -843936 |  | Om Yash Projects Limited (GSTN-NA) BID ID -839550 |  | TOLANI PROJECTS PVT LTD (GSTN-NA) BID ID -844391 |  | PRATHAM EPC PROJECTS LTD (GSTN-NA) BID ID -839201 |  | M/s. Megha Engineering and Infrastructures Ltd (GSTN-NA) BID ID -838182 |  | Ace Pipeline Contracts Pvt Ltd (GSTN-NA) BID ID -841328 |  | AMPSEPC PVT LTD (GSTN-NA) BID ID -843529 |  | KEC Spur Infrastructure Pvt. Ltd. (GSTN-NA) BID ID -844412
[5 empty] | Rate | Amount | Rate | Amount | Rate | Amount | Rate | Amount | Rate | Amount | Rate | Amount | Rate | Amount | Rate | Amount | Rate | Amount | L1 Amount | L1 Vendor
1.00 | METALLIC MATERIALS AND CORROSION
2.00 | Magnetic Cleaning and Electronic Geometry Pigging
3.00 | Mobilisation/ Demobilisation of pigging tools, tackles, consumables, accessories and personnel by Contractor at work site including but not limited to magnet pigs, electronic geometry pigs and pig tracking device, temporary launcher and receiver as per Specification and other provision of the bid document including supply of material, equipment, manpower, etc. as required for geometry inspection and magnet cleaning in accordance with the EIL Specification C007-000-06-41-EGP-0001: A) Mobilisation B) Demobilisation NOTE: Lumpsum charge is applicable for Mobilization and Demobilization charge only, and not for the entire Magnetic Cleaning and EGP charge. | 1.00 | Lumpsum |  | 500000.00 | 500000.00 | 115000.00 | 115000.00 | 75000.00 | 75000.00 | 50000.00 | 50000.00 | Not Quoted | Not Quoted | 285000.00 | 285000.00 | Not Quoted | Not Quoted | 75000.00 | 75000.00 | 290562.53 | 290562.53 | 50000.00 | TOLANI PROJECTS PVT LTD
4.00 | Magnetic Cleaning: Running of adequate no. of Magnet Pigs for pipeline including pig tracking for each segment, preparation of site report as per Specification and provisions of the bid document. | 79000.00 | m |  | 32.00 | 2528000.00 | 17.25 | 1362750.00 | 12.00 | 948000.00 | 10.00 | 790000.00 | Not Quoted | Not Quoted | 11.40 | 900600.00 | Not Quoted | Not Quoted | 18.00 | 1422000.00 | 5.68 | 448720.00 | 448720.00 | KEC Spur Infrastructure Pvt. Ltd.
5.00 | Electronic Geometry Pigging: Running of adequate no. of Electronic Geometry Pig (Caliper) including pig tracking for each segment, preparation of site report on pipeline, data analysis at Contractors facility as per Specification and provisions of the bid document. | 79000.00 | m |  | 35.00 | 2765000.00 | 23.00 | 1817000.00 | 13.00 | 1027000.00 | 15.00 | 1185000.00 | Not Quoted | Not Quoted | 22.80 | 1801200.00 | Not Quoted | Not Quoted | 35.00 | 2765000.00 | 14.77 | 1166830.00 | 1027000.00 | Om Yash Projects Limited
6.00 | Defect Verification: Defect verification at a max. of 3 locations for each segment inspected including supply of all tools, tackles, instruments, personnel and their transportation, all earth work, repair of pipeline coating wherever exposed, backfilling, work complete in all respect as per direction of engineer-in-charge. NOTE: Unit EACH signifies each segment of the pipeline. | 1.00 | each |  | 100000.00 | 100000.00 | 34500.00 | 34500.00 | 5000.00 | 5000.00 | 500.00 | 500.00 | Not Quoted | Not Quoted | 57000.00 | 57000.00 | Not Quoted | Not Quoted | 75000.00 | 75000.00 | 290562.53 | 290562.53 | 500.00 | TOLANI PROJECTS PVT LTD
7.00 | Final Report: Preparation of final work report as per agreed format and submission to Client / Client's Consultant in total of 4 copies. | 1.00 | Lumpsum |  | 100000.00 | 100000.00 | 57500.00 | 57500.00 | 15000.00 | 15000.00 | 5000.00 | 5000.00 | Not Quoted | Not Quoted | 57000.00 | 57000.00 | Not Quoted | Not Quoted | 50000.00 | 50000.00 | 290562.53 | 290562.53 | 5000.00 | TOLANI PROJECTS PVT LTD
8.00 | CATHODIC PROTECTION
9.00 | Temporary Cathodic Preotection System for pipeline
10.00 | Survey, Design, Detail Engineering, Supply, installation, testing and commissioning, Post commissioning surveys, interference mitigation(CDEGS Modelling/Utility Modelling) of the cathodic protection system of the pipeline. All work shall be carried out conforming to the scope of work, design basis, data sheets, specifications, standards, drawings, etc as per the provisions of GCC, SCC and specification no: C007-000-06-45-CSW-01 Rev.0 | 1.00 | Lumpsum |  | 23000000.00 | 23000000.00 | 10002746.00 | 10002746.00 | 10000000.00 | 10000000.00 | 8502905.00 | 8502905.00 | Not Quoted | Not Quoted | 4275000.00 | 4275000.00 | Not Quoted | Not Quoted | 10038151.50 | 10038151.50 | 10506425.51 | 10506425.51 | 4275000.00 | M/s. Megha Engineering and Infrastructures Ltd
11.00 | Permanent Cathodic Preotection System for pipeline
12.00 | Survey, Design, Detail Engineering, Supply, installation, testing and commissioning, Post commissioning surveys, interference mitigation(CDEGS Modelling/Utility Modelling) of the cathodic protection system of the pipeline. All work shall be carried out conforming to the scope of work, design basis, data sheets, specifications, standards, drawings, etc as per the provisions of GCC, SCC and specification no: C007-000-06-45-CSW-01 Rev.0 | 1.00 | Lumpsum |  | 21662225.00 | 21662225.00 | 6287736.55 | 6287736.55 | 7250000.00 | 7250000.00 | 5947488.00 | 5947488.00 | Not Quoted | Not Quoted | 7125000.00 | 7125000.00 | Not Quoted | Not Quoted | 7021340.00 | 7021340.00 | 7348881.49 | 7348881.49 | 5947488.00 | TOLANI PROJECTS PVT LTD
13.00 | ELECTRICAL WORKS
14.00 | FIRE ALARM SYSTEM
15.00 | Supply, installation, termination, termination, connection, testing and commissioning of addressable multi sensor detectors with junction box as per data sheets, EIL standard specification no. 6-51-0076, approved drawings, specifications of this tender and directions of Engineer-incharge. | 110.00 | nos |  | 3900.00 | 429000.00 | 3000.00 | 330000.00 | 2576.00 | 283360.00 | 2657.00 | 292270.00 | Not Quoted | Not Quoted | 2375.00 | 261250.00 | Not Quoted | Not Quoted | 2950.00 | 324500.00 | 3486.75 | 383542.50 | 261250.00 | M/s. Megha Engineering and Infrastructures Ltd
16.00 | Supply, installation, termination, connection, testing andcommissioning of hazardous area addressable typebreak glass type fire alarm boxes (Manual call point-MCP) as per data sheets, EIL standard specification no.6-51-0076, approved drawings, specifications ofthistender and directions of Engineer-in-charge. | 15.00 | nos |  | 9100.00 | 136500.00 | 7000.00 | 105000.00 | 14146.00 | 212190.00 | 13851.00 | 207765.00 | Not Quoted | Not Quoted | 7410.00 | 111150.00 | Not Quoted | Not Quoted | 4400.00 | 66000.00 | 8135.75 | 122036.25 | 66000.00 | AMPSEPC PVT LTD
17.00 | Supply, installation, termination, connection, testing andcommissioning of safe area addressable typebreak glasstype fire alarm boxes (Manual call point-MCP) as per datasheets, EIL standard specification no. 6-51-0076,approved drawings, specifications of this tender anddirections of Engineer-in-charge. | 45.00 | nos |  | 4550.00 | 204750.00 | 3500.00 | 157500.00 | 9245.00 | 416025.00 | 9118.00 | 410310.00 | Not Quoted | Not Quoted | 4560.00 | 205200.00 | Not Quoted | Not Quoted | 4400.00 | 198000.00 | 4067.88 | 183054.60 | 157500.00 | JSIW INFRASTRUCTURE PRIVATE LIMITED
18.00 | Supply, installation, termination, connection, testing andcommissioning of hooter suitable for indoor location asper data sheets, EIL standard specification no. 6-51-0076, approved drawings, specifications of this tenderand directions of Engineer-in-charge. | 10.00 | nos |  | 4550.00 | 45500.00 | 3500.00 | 35000.00 | 6615.00 | 66150.00 | 6461.00 | 64610.00 | Not Quoted | Not Quoted | 7410.00 | 74100.00 | Not Quoted | Not Quoted | 1950.00 | 19500.00 | 4067.88 | 40678.80 | 19500.00 | AMPSEPC PVT LTD
19.00 | Supply, installation, termination, connection, testing andcommissioning of hooter acknowledgement box suitablefor indoor location as per data sheets, EIL standardspecification no. 6-51-0076, approved drawings,specifications of this tender and directions ofEngineerincharge. | 5.00 | nos |  | 3900.00 | 19500.00 | 3000.00 | 15000.00 | 1692.00 | 8460.00 | 1643.00 | 8215.00 | Not Quoted | Not Quoted | 9500.00 | 47500.00 | Not Quoted | Not Quoted | 1450.00 | 7250.00 | 3486.75 | 17433.75 | 7250.00 | AMPSEPC PVT LTD
20.00 | Supply, installation, termination, connection, testing and commissioning of Fault isolator modules for loops connecting break glass units/detectors as per datasheets, EIL standard specification no. 6-51-0076,approved drawings, specifications of this tender and directions of Engineer-in-charge. | 10.00 | nos |  | 4550.00 | 45500.00 | 3500.00 | 35000.00 | 5137.00 | 51370.00 | 5055.00 | 50550.00 | Not Quoted | Not Quoted | 4655.00 | 46550.00 | Not Quoted | Not Quoted | 35000.00 | 350000.00 | 4067.88 | 40678.80 | 35000.00 | JSIW INFRASTRUCTURE PRIVATE LIMITED
21.00 | Supply, installation, termination, connection, testing and commissioning of Fault isolator modules for loops connecting outdoor break glass units as per data sheets,EIL standard specification no. 6-51-0076, approved drawings, specifications of this tender and directions of Engineer-in-charge. | 5.00 | nos |  | 4550.00 | 22750.00 | 3500.00 | 17500.00 | 5017.00 | 25085.00 | 5055.00 | 25275.00 | Not Quoted | Not Quoted | 7410.00 | 37050.00 | Not Quoted | Not Quoted | 2950.00 | 14750.00 | 4067.88 | 20339.40 | 14750.00 | AMPSEPC PVT LTD
22.00 | Supply, installation, termination, connection, testing and commissioning of of input/monitor relay as per data sheets, EIL standard specification no. 6-51-0076, approved drawings, Specifications of this tender and directions of Engineer-incharge. | 10.00 | nos |  | 9100.00 | 91000.00 | 7000.00 | 70000.00 | 6083.00 | 60830.00 | 6053.00 | 60530.00 | Not Quoted | Not Quoted | 4987.50 | 49875.00 | Not Quoted | Not Quoted | 15800.00 | 158000.00 | 8135.75 | 81357.50 | 49875.00 | M/s. Megha Engineering and Infrastructures Ltd
23.00 | Supply, installation, termination, connection, testing and commissioning of of output/control relay module as per data sheets, EIL standard specification no. 6-51-0076, approved drawings, Specifications of this tender and directions of Engineer-incharge. | 10.00 | nos |  | 9100.00 | 91000.00 | 7000.00 | 70000.00 | 6167.00 | 61670.00 | 6053.00 | 60530.00 | Not Quoted | Not Quoted | 4655.00 | 46550.00 | Not Quoted | Not Quoted | 18800.00 | 188000.00 | 8135.75 | 81357.50 | 46550.00 | M/s. Megha Engineering and Infrastructures Ltd
24.00 | "Supply, installation, termination, connection, testing and commissioning of Analogue addressable type Heat Detectors intrinsically safe type Ex (i) type suitable for gas group IIC, temp class T3 as per data sheets, EIL standard specification no. 6-51-0076, approved drawings, specifications of this tender and directions of Engineer-in-charge." | 20.00 | nos |  | 32500.00 | 650000.00 | 25000.00 | 500000.00 | 7229.00 | 144580.00 | 7427.00 | 148540.00 | Not Quoted | Not Quoted | 21660.00 | 433200.00 | Not Quoted | Not Quoted | 1550.00 | 31000.00 | 29056.25 | 581125.00 | 31000.00 | AMPSEPC PVT LTD
25.00 | Supply and installation of safe area FA Junction Boxes with 16 terminals and 4 cable entries as per data sheets, EIL standard specification no. 6-51-0076, approved drawings, specifications of this tender and directions of Engineer-in-charge. | 5.00 | nos |  | 2600.00 | 13000.00 | 2000.00 | 10000.00 | 48396.00 | 241980.00 | 47889.00 | 239445.00 | Not Quoted | Not Quoted | 9215.00 | 46075.00 | Not Quoted | Not Quoted | 22500.00 | 112500.00 | 2324.50 | 11622.50 | 10000.00 | JSIW INFRASTRUCTURE PRIVATE LIMITED
26.00 | Supply, installation, termination, testing, commissioning of 2 loop microprocessor based analogue Addressable data gathering fire alarm panel (DGFAP) as per data sheets, EIL standard specification no. 6-51-0076, approved drawings, including supply, laying and termination of all cables required for the same, supply of all hardware, software, cards, material, components, wiring etc as required. | 5.00 | nos |  | 520000.00 | 2600000.00 | 400000.00 | 2000000.00 | 637920.00 | 3189600.00 | 614515.00 | 3072575.00 | Not Quoted | Not Quoted | 285000.00 | 1425000.00 | Not Quoted | Not Quoted | 65000.00 | 325000.00 | 475963.83 | 2379819.15 | 325000.00 | AMPSEPC PVT LTD
27.00 | Supply, installation, termination, testing, commissioning of microprocessor based fire alarm repeater panel with inbuilt hooter, suitable for wall mounting as per data sheets, EIL standard specification no. 6-51-0076, approved drawings,specifications of this tender and directions of Engineerincharge. | 5.00 | nos |  | 260000.00 | 1300000.00 | 200000.00 | 1000000.00 | 295999.00 | 1479995.00 | 296716.00 | 1483580.00 | Not Quoted | Not Quoted | 285000.00 | 1425000.00 | Not Quoted | Not Quoted | 9500.00 | 47500.00 | 237981.91 | 1189909.55 | 47500.00 | AMPSEPC PVT LTD
28.00 | Supply, installation, termination, connection, testing and commissioning of wall mounted exit signs as per datasheets, EIL standard specification no. 6-51-0076,approved drawings, specifications of this tender and directions of Engineerincharge. | 10.00 | nos |  | 3250.00 | 32500.00 | 2500.00 | 25000.00 | 2648.00 | 26480.00 | 2720.00 | 27200.00 | Not Quoted | Not Quoted | 4892.50 | 48925.00 | Not Quoted | Not Quoted | 1350.00 | 13500.00 | 2905.63 | 29056.30 | 13500.00 | AMPSEPC PVT LTD
29.00 | Supply, installation, termination, testing, commissioning of microprocessor based Electrical operated siren for diametrical range of 2.5 kms (roof-top type) as per data sheets, EIL standard specification no. 6-51-0076, approved drawings,specifications of this tender and directions of Engineerincharge. The same shall be suitable for single phase (i.e. SPN) input power supply. | 5.00 | nos |  | 26000.00 | 130000.00 | 20000.00 | 100000.00 | 45997.00 | 229985.00 | 46129.00 | 230645.00 | Not Quoted | Not Quoted | 18810.00 | 94050.00 | Not Quoted | Not Quoted | 19500.00 | 97500.00 | 23245.00 | 116225.00 | 94050.00 | M/s. Megha Engineering and Infrastructures Ltd
30.00 | Supply, installation, termination, testing, commissioning of microprocessor based fire alarm linear heat sensing cable, suitable for cable trench area as per data sheets, EIL standard specification no. 6-51-0076, approved drawings,specifications of this tender and directions of Engineerincharge. | 750.00 | m |  | 1170.00 | 877500.00 | 900.00 | 675000.00 | 224.00 | 168000.00 | 226.00 | 169500.00 | Not Quoted | Not Quoted | 570.00 | 427500.00 | Not Quoted | Not Quoted | 495.00 | 371250.00 | 1046.03 | 784522.50 | 168000.00 | Om Yash Projects Limited
31.00 | MISCELLANEOUS CONTROL GEAR
32.00 | Installation, testing and commissioning of miscellaneous surface mounted industrial/FLP control gear such as lighting/power panel, push button stations, motor starter, communication equipment, junction boxes, panels, plugs, sockets, including supply of necessary hardware, touch up painting including supply of paint, including transportation from store/yard to site at the place of installation, unpacking, (excluding fixing of cable glands and cable terminations), including all labour and materials, as per approved drawings, specifications of this tender and directions of Engineer-in-Charge.
33.00 | Weight of the unit up to 5 kg. | 2.00 | nos |  | 2925.00 | 5850.00 | 3105.00 | 6210.00 | 2595.00 | 5190.00 | 2536.00 | 5072.00 | Not Quoted | Not Quoted | 3990.00 | 7980.00 | Not Quoted | Not Quoted | 5500.00 | 11000.00 | 2963.74 | 5927.48 | 5072.00 | TOLANI PROJECTS PVT LTD
34.00 | Weight of the unit above 5 kg. but upto 20 kg. | 15.00 | nos |  | 11700.00 | 175500.00 | 4905.00 | 73575.00 | 3980.00 | 59700.00 | 4006.00 | 60090.00 | Not Quoted | Not Quoted | 7980.00 | 119700.00 | Not Quoted | Not Quoted | 10000.00 | 150000.00 | 4939.56 | 74093.40 | 59700.00 | Om Yash Projects Limited
35.00 | Weight of the unit above 20 kg. but upto 100 kg. | 15.00 | nos |  | 58500.00 | 877500.00 | 7171.20 | 107568.00 | 5755.00 | 86325.00 | 5856.00 | 87840.00 | Not Quoted | Not Quoted | 39900.00 | 598500.00 | Not Quoted | Not Quoted | 15000.00 | 225000.00 | 10169.69 | 152545.35 | 86325.00 | Om Yash Projects Limited
36.00 | Supply of Industrial, weather proof type Push Button stations as per EIL specification No. 6-51-0014, as per approved drawings, specifications of this tender and directions of Engineer-in-Charge.
37.00 | With stop (latching type) push button. | 2.00 | nos |  | 4901.00 | 9802.00 | 6075.00 | 12150.00 | 4823.00 | 9646.00 | 4961.00 | 9922.00 | Not Quoted | Not Quoted | 2470.00 | 4940.00 | Not Quoted | Not Quoted | 22500.00 | 45000.00 | 4980.24 | 9960.48 | 4940.00 | M/s. Megha Engineering and Infrastructures Ltd
38.00 | PLUGS, SOCKETS AND JUNCTION BOXES
39.00 | Supply of weatherproof metal clad 415V, TPN, industrial type socket and plug with heavy duty interlocking switch, with adequately sized cable adaptor box for incoming and outgoing cable terminations, including supply of double compression brass nickel plated cable glands, tinned copper lugs, including all labours and materials, as per approved drawings, specifications of this tender and directions of Engineer-in-Charge.
40.00 | 63 A, 415 V, 5 pin sockets along with associated 5 pin plugs. | 4.00 | nos |  | 20410.00 | 81640.00 | 9405.00 | 37620.00 | 7308.00 | 29232.00 | 7681.00 | 30724.00 | Not Quoted | Not Quoted | 3990.00 | 15960.00 | Not Quoted | Not Quoted | 21500.00 | 86000.00 | 5753.14 | 23012.56 | 15960.00 | M/s. Megha Engineering and Infrastructures Ltd
41.00 | Supply of following types of FLP(II A/II B) and WP sockets, plugs and handlamps as per EIL specification No. 6-51-0021, including all labours and materials, as per approved drawings, specifications of this tender and directions of Engineer-in-Charge.
42.00 | 63 A, 415 V, 5 pin socket. | 6.00 | nos |  | 21840.00 | 131040.00 | 14805.00 | 88830.00 | 11853.00 | 71118.00 | 12091.00 | 72546.00 | Not Quoted | Not Quoted | 3990.00 | 23940.00 | Not Quoted | Not Quoted | 28500.00 | 171000.00 | 15109.25 | 90655.50 | 23940.00 | M/s. Megha Engineering and Infrastructures Ltd
43.00 | 63 A, 415 V, 5 pin Plugs for item no. 01EE.1060.20.10 | 6.00 | nos |  | 2535.00 | 15210.00 | 2110.50 | 12663.00 | 1765.00 | 10590.00 | 1724.00 | 10344.00 | Not Quoted | Not Quoted | 570.00 | 3420.00 | Not Quoted | Not Quoted | 21500.00 | 129000.00 | 11041.38 | 66248.28 | 3420.00 | M/s. Megha Engineering and Infrastructures Ltd
44.00 | Supply of following types of FLP (II C) and WP sockets, plugs and handlamps as per EIL specification No. 6-51-0021, including all labours and materials, as per approved drawings, specifications of this tender and directions of Engineer-in-Charge.
45.00 | 240 V, 15 A, 3 pin socket. | 4.00 | nos |  | 5031.00 | 20124.00 | 8770.50 | 35082.00 | 6992.00 | 27968.00 | 7163.00 | 28652.00 | Not Quoted | Not Quoted | 2375.00 | 9500.00 | Not Quoted | Not Quoted | 4869.00 | 19476.00 | 9298.00 | 37192.00 | 9500.00 | M/s. Megha Engineering and Infrastructures Ltd
46.00 | 240 V, 15 A, 3 pin Plugs for item no. 01EE.1060.30.70 | 4.00 | nos |  | 2038.40 | 8153.60 | 1570.50 | 6282.00 | 1264.00 | 5056.00 | 1283.00 | 5132.00 | Not Quoted | Not Quoted | 2375.00 | 9500.00 | Not Quoted | Not Quoted | 4869.00 | 19476.00 | 2556.95 | 10227.80 | 5056.00 | Om Yash Projects Limited
47.00 | 24 V, 5 A, 3 pin socket. | 2.00 | nos |  | 5031.00 | 10062.00 | 6070.50 | 12141.00 | 5012.00 | 10024.00 | 4958.00 | 9916.00 | Not Quoted | Not Quoted | 2185.00 | 4370.00 | Not Quoted | Not Quoted | 4869.00 | 9738.00 | 9298.00 | 18596.00 | 4370.00 | M/s. Megha Engineering and Infrastructures Ltd
48.00 | 24 V, 5 A, 3 pin Plugs for item no. 01EE.1060.30.90 | 2.00 | nos |  | 2038.40 | 4076.80 | 1120.50 | 2241.00 | 899.00 | 1798.00 | 915.00 | 1830.00 | Not Quoted | Not Quoted | 2185.00 | 4370.00 | Not Quoted | Not Quoted | 4869.00 | 9738.00 | 2556.95 | 5113.90 | 1798.00 | Om Yash Projects Limited
49.00 | CANOPIES
50.00 | Supply, fabrication and installation of GI canopies for outdoor electrical miscellaneous equipments such as lighting/power panels and distribution junction boxes, local panels , PB stations etc. to render them weather proof including supply of necessary hardware for fixing and clamping with the equipment, including all labour and materials, as per approved drawings, specifications of this tender and directions of Engineer-in-Charge.
51.00 | Lighting Panel/Power panel/distribution junctions boxes. | 10.00 | nos |  | 5850.00 | 58500.00 | 9450.00 | 94500.00 | 7916.00 | 79160.00 | 7718.00 | 77180.00 | Not Quoted | Not Quoted | 1710.00 | 17100.00 | Not Quoted | Not Quoted | 11500.00 | 115000.00 | 8135.75 | 81357.50 | 17100.00 | M/s. Megha Engineering and Infrastructures Ltd
52.00 | Manual call points/field call stations. | 25.00 | nos |  | 4940.00 | 123500.00 | 6165.00 | 154125.00 | 4927.00 | 123175.00 | 5035.00 | 125875.00 | Not Quoted | Not Quoted | 798.00 | 19950.00 | Not Quoted | Not Quoted | 9000.00 | 225000.00 | 3777.31 | 94432.75 | 19950.00 | M/s. Megha Engineering and Infrastructures Ltd
53.00 | ANCHOR FASTENERS
54.00 | Supply, drilling in RCC and fixing of metallic anchor fasteners for supporting of cable trays and miscellaneous electrical switchgear of following sizes, including all labour and materials, as per approved drawings, specifications of this tender and directions of Engineer-in-Charge.
55.00 | 3/16" BSW. | 50.00 | nos |  | 175.00 | 8750.00 | 40.50 | 2025.00 | 32.00 | 1600.00 | 33.00 | 1650.00 | Not Quoted | Not Quoted | 161.50 | 8075.00 | Not Quoted | Not Quoted | 665.00 | 33250.00 | 92.98 | 4649.00 | 1600.00 | Om Yash Projects Limited
56.00 | 5/16" BSW. | 50.00 | nos |  | 253.50 | 12675.00 | 58.50 | 2925.00 | 47.00 | 2350.00 | 48.00 | 2400.00 | Not Quoted | Not Quoted | 161.50 | 8075.00 | Not Quoted | Not Quoted | 695.00 | 34750.00 | 127.85 | 6392.50 | 2350.00 | Om Yash Projects Limited
57.00 | 1/4" BSW. | 50.00 | nos |  | 192.40 | 9620.00 | 76.50 | 3825.00 | 61.00 | 3050.00 | 62.00 | 3100.00 | Not Quoted | Not Quoted | 171.00 | 8550.00 | Not Quoted | Not Quoted | 550.00 | 27500.00 | 104.60 | 5230.00 | 3050.00 | Om Yash Projects Limited
58.00 | 3/8" BSW. | 50.00 | nos |  | 283.40 | 14170.00 | 94.50 | 4725.00 | 77.00 | 3850.00 | 77.00 | 3850.00 | Not Quoted | Not Quoted | 188.10 | 9405.00 | Not Quoted | Not Quoted | 535.00 | 26750.00 | 151.09 | 7554.50 | 3850.00 | Om Yash Projects Limited, TOLANI PROJECTS PVT LTD
59.00 | 5/8" BSW. | 50.00 | nos |  | 513.50 | 25675.00 | 112.50 | 5625.00 | 91.00 | 4550.00 | 92.00 | 4600.00 | Not Quoted | Not Quoted | 199.50 | 9975.00 | Not Quoted | Not Quoted | 455.00 | 22750.00 | 185.96 | 9298.00 | 4550.00 | Om Yash Projects Limited
60.00 | 1/2" BSW. | 50.00 | nos |  | 647.40 | 32370.00 | 126.00 | 6300.00 | 106.00 | 5300.00 | 103.00 | 5150.00 | Not Quoted | Not Quoted | 237.50 | 11875.00 | Not Quoted | Not Quoted | 480.00 | 24000.00 | 174.34 | 8717.00 | 5150.00 | TOLANI PROJECTS PVT LTD
61.00 | TESTING AND COMMISSIONING OF MOTORS
62.00 | Testing and commissioning of MV motors of following ratings and checking of all interface connections, change of grease, wherever required, including supply of approved type of grease, no load/full load running of motor, including all labour and materials, as per approved drawings, specifications of this tender and directions of Engineer-in-Charge.
63.00 | Upto 5.5 kW. | 2.00 | nos |  | 15931.00 | 31862.00 | 11587.50 | 23175.00 | 8993.00 | 17986.00 | 9463.00 | 18926.00 | Not Quoted | Not Quoted | 1710.00 | 3420.00 | Not Quoted | Not Quoted | 58500.00 | 117000.00 | 3486.75 | 6973.50 | 3420.00 | M/s. Megha Engineering and Infrastructures Ltd
64.00 | Above 11 kW but upto 22 kW. | 2.00 | nos |  | 33670.00 | 67340.00 | 17806.50 | 35613.00 | 14497.00 | 28994.00 | 14542.00 | 29084.00 | Not Quoted | Not Quoted | 22800.00 | 45600.00 | Not Quoted | Not Quoted | 65000.00 | 130000.00 | 4649.00 | 9298.00 | 9298.00 | KEC Spur Infrastructure Pvt. Ltd.
65.00 | Above 22 kW but upto 45 kW. | 2.00 | nos |  | 46280.00 | 92560.00 | 18436.50 | 36873.00 | 14389.00 | 28778.00 | 15056.00 | 30112.00 | Not Quoted | Not Quoted | 62700.00 | 125400.00 | Not Quoted | Not Quoted | 95000.00 | 190000.00 | 6392.38 | 12784.76 | 12784.76 | KEC Spur Infrastructure Pvt. Ltd.
66.00 | Testing and commissioning of safe area/ FLP motor operated valve actuators with integral starter of different sizes, checking of all interface connections, local/remote controls, settings of limit and torque switches, no load/full load running, including all labour and materials, as per specifications of this tender and directions of Engineer-in-Charge.
67.00 | Safe area/FLP motor operated valve actuators. | 3.00 | nos |  | 45500.00 | 136500.00 | 29250.00 | 87750.00 | 23368.00 | 70104.00 | 23888.00 | 71664.00 | Not Quoted | Not Quoted | 85500.00 | 256500.00 | Not Quoted | Not Quoted | 35000.00 | 105000.00 | 17433.75 | 52301.25 | 52301.25 | KEC Spur Infrastructure Pvt. Ltd.
68.00 | SAFETY EQUIPMENT
69.00 | Supply and installation of the following, including the supply of necessary clamps, bolts, rawl plugs etc., breaking and making good of walls, if required, mounting, including all labour and materials, complete and as per applicable standards and CEA Guidelines and as per directions of Engineer-in-Charge.
70.00 | Shock hazard charts complete with frame and glass. | 5.00 | nos |  | 3510.00 | 17550.00 | 2920.50 | 14602.50 | 2277.00 | 11385.00 | 2385.00 | 11925.00 | Not Quoted | Not Quoted | 5700.00 | 28500.00 | Not Quoted | Not Quoted | 3200.00 | 16000.00 | 2092.05 | 10460.25 | 10460.25 | KEC Spur Infrastructure Pvt. Ltd.
71.00 | First Aid Boxes. | 10.00 | nos |  | 9100.00 | 91000.00 | 5805.00 | 58050.00 | 4798.00 | 47980.00 | 4741.00 | 47410.00 | Not Quoted | Not Quoted | 7410.00 | 74100.00 | Not Quoted | Not Quoted | 850.00 | 8500.00 | 5811.25 | 58112.50 | 8500.00 | AMPSEPC PVT LTD
72.00 | 4.5 kg capacity CO2 type fire extinguishers. | 20.00 | nos |  | 5200.00 | 104000.00 | 6705.00 | 134100.00 | 5350.00 | 107000.00 | 5476.00 | 109520.00 | Not Quoted | Not Quoted | 4750.00 | 95000.00 | Not Quoted | Not Quoted | 7500.00 | 150000.00 | 8135.75 | 162715.00 | 95000.00 | M/s. Megha Engineering and Infrastructures Ltd
73.00 | Sand buckets with stand (Each with at least 3 sand buckets). | 4.00 | nos |  | 15340.00 | 61360.00 | 7155.00 | 28620.00 | 5772.00 | 23088.00 | 5843.00 | 23372.00 | Not Quoted | Not Quoted | 513.00 | 2052.00 | Not Quoted | Not Quoted | 1150.00 | 4600.00 | 2092.05 | 8368.20 | 2052.00 | M/s. Megha Engineering and Infrastructures Ltd
74.00 | Anti-climbing device of barbed wire of 12 SWG three ply galvanised, around poles. | 50.00 | m |  | 188.50 | 9425.00 | 580.50 | 29025.00 | 479.00 | 23950.00 | 474.00 | 23700.00 | Not Quoted | Not Quoted | 912.00 | 45600.00 | Not Quoted | Not Quoted | 14.50 | 725.00 | 290.56 | 14528.00 | 725.00 | AMPSEPC PVT LTD
75.00 | Supply and laying of 900 mm wide safety insulation mats complying to IS-15652, of following grades required for maintenance of electrical equipment in substation, including cutting to required shape in running length, including all labour and materials, as per applicable Indian or International standards and CEA Guidelines and as per directions of Engineer-in-Charge.
76.00 | 3.3 kV grade. | 100.00 | m |  | 3185.00 | 318500.00 | 1665.00 | 166500.00 | 1302.00 | 130200.00 | 1360.00 | 136000.00 | Not Quoted | Not Quoted | 40.00 | 4000.00 | Not Quoted | Not Quoted | 1450.00 | 145000.00 | 1627.15 | 162715.00 | 4000.00 | M/s. Megha Engineering and Infrastructures Ltd
77.00 | Supply of following items as per applicable Indian standards/CEA Guidelines.
78.00 | Rubber hand gloves (11 kV grade). | 10.00 | pair |  | 1633.92 | 16339.20 | 6165.00 | 61650.00 | 4995.00 | 49950.00 | 5035.00 | 50350.00 | Not Quoted | Not Quoted | 912.00 | 9120.00 | Not Quoted | Not Quoted | 11300.00 | 113000.00 | 3486.75 | 34867.50 | 9120.00 | M/s. Megha Engineering and Infrastructures Ltd
79.00 | Enamelled caution boards. | 10.00 | nos |  | 3510.00 | 35100.00 | 945.00 | 9450.00 | 785.00 | 7850.00 | 772.00 | 7720.00 | Not Quoted | Not Quoted | 1710.00 | 17100.00 | Not Quoted | Not Quoted | 850.00 | 8500.00 | 871.69 | 8716.90 | 7720.00 | TOLANI PROJECTS PVT LTD
80.00 | SUPPLY OF MV CABLES
81.00 | Supply of 1100 V grade, Copper Conductor,XLPE insulated and armoured, cables of following sizes as per EIL standard specification No. 6-51-0051, data sheets, specifications of this tender and directions of Engineer-in-Charge.
82.00 | 2 C x 2.5 sq. mm | 250.00 | m |  | 176.37 | 44092.50 | 105.00 | 26250.00 | 140.00 | 35000.00 | 159.00 | 39750.00 | Not Quoted | Not Quoted | 74.10 | 18525.00 | Not Quoted | Not Quoted | 129.78 | 32445.00 | 190.61 | 47652.50 | 18525.00 | M/s. Megha Engineering and Infrastructures Ltd
83.00 | 3 C x 2.5 sq. mm | 3250.00 | m |  | 148.37 | 482202.50 | 135.00 | 438750.00 | 78.00 | 253500.00 | 90.00 | 292500.00 | Not Quoted | Not Quoted | 97.85 | 318012.50 | Not Quoted | Not Quoted | 167.16 | 543270.00 | 220.83 | 717697.50 | 253500.00 | Om Yash Projects Limited
84.00 | 3 C x 4 sq. mm | 3000.00 | m |  | 203.25 | 609750.00 | 205.00 | 615000.00 | 112.00 | 336000.00 | 125.00 | 375000.00 | Not Quoted | Not Quoted | 163.40 | 490200.00 | Not Quoted | Not Quoted | 235.62 | 706860.00 | 232.45 | 697350.00 | 336000.00 | Om Yash Projects Limited
85.00 | 3 C x 6 sq. mm | 150.00 | m |  | 281.87 | 42280.50 | 280.00 | 42000.00 | 332.00 | 49800.00 | 378.00 | 56700.00 | Not Quoted | Not Quoted | 213.75 | 32062.50 | Not Quoted | Not Quoted | 339.78 | 50967.00 | 264.99 | 39748.50 | 32062.50 | M/s. Megha Engineering and Infrastructures Ltd
86.00 | 4 C x 6 sq. mm | 100.00 | m |  | 360.78 | 36078.00 | 360.00 | 36000.00 | 322.00 | 32200.00 | 367.00 | 36700.00 | Not Quoted | Not Quoted | 228.00 | 22800.00 | Not Quoted | Not Quoted | 444.36 | 44436.00 | 378.89 | 37889.00 | 22800.00 | M/s. Megha Engineering and Infrastructures Ltd
87.00 | 4 C x 16 sq. mm | 100.00 | m |  | 1099.54 | 109954.00 | 850.00 | 85000.00 | 733.00 | 73300.00 | 851.00 | 85100.00 | Not Quoted | Not Quoted | 475.00 | 47500.00 | Not Quoted | Not Quoted | 1043.70 | 104370.00 | 769.41 | 76941.00 | 47500.00 | M/s. Megha Engineering and Infrastructures Ltd
88.00 | Supply of 1100 V grade, Copper Conductor, Overall shielded, twisted pair/triad, PVC insulated and armoured, cables of following sizes as per EIL standard specification No. 6-51-0052, data sheets, specifications of this tender and directions of Engineer-in-Charge.
89.00 | 2 Pair x 1.5 sq. mm | 100.00 | m |  | 258.03 | 25803.00 | 189.00 | 18900.00 | 291.00 | 29100.00 | 323.00 | 32300.00 | Not Quoted | Not Quoted | 128.25 | 12825.00 | Not Quoted | Not Quoted | 169.92 | 16992.00 | 168.53 | 16853.00 | 12825.00 | M/s. Megha Engineering and Infrastructures Ltd
90.00 | 6 Pair x 1.5 sq. mm | 100.00 | m |  | 455.39 | 45539.00 | 358.20 | 35820.00 | 389.00 | 38900.00 | 432.00 | 43200.00 | Not Quoted | Not Quoted | 296.40 | 29640.00 | Not Quoted | Not Quoted | 400.80 | 40080.00 | 387.03 | 38703.00 | 29640.00 | M/s. Megha Engineering and Infrastructures Ltd
91.00 | 2 Pair x 2.5 sq. mm | 900.00 | m |  | 190.34 | 171306.00 | 296.10 | 266490.00 | 136.00 | 122400.00 | 155.00 | 139500.00 | Not Quoted | Not Quoted | 207.10 | 186390.00 | Not Quoted | Not Quoted | 169.92 | 152928.00 | 251.05 | 225945.00 | 122400.00 | Om Yash Projects Limited
92.00 | 4 Pair x 2.5 sq. mm | 4500.00 | m |  | 459.20 | 2066400.00 | 360.00 | 1620000.00 | 193.00 | 868500.00 | 219.00 | 985500.00 | Not Quoted | Not Quoted | 399.00 | 1795500.00 | Not Quoted | Not Quoted | 243.36 | 1095120.00 | 426.55 | 1919475.00 | 868500.00 | Om Yash Projects Limited
93.00 | 6 Pair x 2.5 sq. mm | 5000.00 | m |  | 693.00 | 3465000.00 | 500.00 | 2500000.00 | 271.00 | 1355000.00 | 313.00 | 1565000.00 | Not Quoted | Not Quoted | 513.00 | 2565000.00 | Not Quoted | Not Quoted | 615.84 | 3079200.00 | 447.47 | 2237350.00 | 1355000.00 | Om Yash Projects Limited
94.00 | 12 Pair x 2.5 sq. mm | 100.00 | m |  | 817.46 | 81746.00 | 1345.50 | 134550.00 | 849.00 | 84900.00 | 946.00 | 94600.00 | Not Quoted | Not Quoted | 855.00 | 85500.00 | Not Quoted | Not Quoted | 1156.32 | 115632.00 | 715.95 | 71595.00 | 71595.00 | KEC Spur Infrastructure Pvt. Ltd.
95.00 | Supply of 1100 V grade, Aluminium Conductor, XLPE insulated and armoured, cables of following sizes as per EIL standard specification No. 6-51-0051, data sheets, specifications of this tender and directions of Engineer-in-Charge.
96.00 | 2 C x 25 sq. mm | 300.00 | m |  | 576.80 | 173040.00 | 120.00 | 36000.00 | 142.00 | 42600.00 | 166.00 | 49800.00 | Not Quoted | Not Quoted | 408.50 | 122550.00 | Not Quoted | Not Quoted | 186.72 | 56016.00 | 215.02 | 64506.00 | 36000.00 | JSIW INFRASTRUCTURE PRIVATE LIMITED
97.00 | 3 C x 25 sq. mm | 300.00 | m |  | 237.09 | 71127.00 | 165.00 | 49500.00 | 167.00 | 50100.00 | 189.00 | 56700.00 | Not Quoted | Not Quoted | 570.00 | 171000.00 | Not Quoted | Not Quoted | 245.28 | 73584.00 | 282.43 | 84729.00 | 49500.00 | JSIW INFRASTRUCTURE PRIVATE LIMITED
98.00 | 3.5 C x 25 sq. mm | 3500.00 | m |  | 245.95 | 860825.00 | 190.00 | 665000.00 | 106.00 | 371000.00 | 120.00 | 420000.00 | Not Quoted | Not Quoted | 679.25 | 2377375.00 | Not Quoted | Not Quoted | 284.64 | 996240.00 | 327.75 | 1147125.00 | 371000.00 | Om Yash Projects Limited
99.00 | 2 C x 35 sq. mm | 200.00 | m |  | 576.80 | 115360.00 | 150.00 | 30000.00 | 205.00 | 41000.00 | 233.00 | 46600.00 | Not Quoted | Not Quoted | 560.50 | 112100.00 | Not Quoted | Not Quoted | 232.80 | 46560.00 | 268.48 | 53696.00 | 30000.00 | JSIW INFRASTRUCTURE PRIVATE LIMITED
100.00 | 3 C x 35 sq. mm | 900.00 | m |  | 329.00 | 296100.00 | 210.00 | 189000.00 | 128.00 | 115200.00 | 145.00 | 130500.00 | Not Quoted | Not Quoted | 817.00 | 735300.00 | Not Quoted | Not Quoted | 311.52 | 280368.00 | 359.14 | 323226.00 | 115200.00 | Om Yash Projects Limited
101.00 | 3.5 C x 35 sq. mm | 850.00 | m |  | 451.48 | 383758.00 | 240.00 | 204000.00 | 143.00 | 121550.00 | 164.00 | 139400.00 | Not Quoted | Not Quoted | 845.50 | 718675.00 | Not Quoted | Not Quoted | 346.08 | 294168.00 | 398.65 | 338852.50 | 121550.00 | Om Yash Projects Limited
102.00 | 2 C x 50 sq. mm | 1500.00 | m |  | 623.00 | 934500.00 | 200.00 | 300000.00 | 115.00 | 172500.00 | 128.00 | 192000.00 | Not Quoted | Not Quoted | 741.00 | 1111500.00 | Not Quoted | Not Quoted | 301.44 | 452160.00 | 347.51 | 521265.00 | 172500.00 | Om Yash Projects Limited
103.00 | 3 C x 50 sq. mm | 900.00 | m |  | 469.00 | 422100.00 | 275.00 | 247500.00 | 155.00 | 139500.00 | 177.00 | 159300.00 | Not Quoted | Not Quoted | 950.00 | 855000.00 | Not Quoted | Not Quoted | 405.12 | 364608.00 | 467.22 | 420498.00 | 139500.00 | Om Yash Projects Limited
104.00 | 3.5 C x 50 sq. mm | 10000.00 | m |  | 451.48 | 4514800.00 | 315.00 | 3150000.00 | 169.00 | 1690000.00 | 188.00 | 1880000.00 | Not Quoted | Not Quoted | 1026.00 | 10260000.00 | Not Quoted | Not Quoted | 468.96 | 4689600.00 | 540.45 | 5404500.00 | 1690000.00 | Om Yash Projects Limited
105.00 | 3.5 C x 70 sq. mm | 100.00 | m |  | 494.49 | 49449.00 | 425.00 | 42500.00 | 546.00 | 54600.00 | 627.00 | 62700.00 | Not Quoted | Not Quoted | 1496.25 | 149625.00 | Not Quoted | Not Quoted | 631.68 | 63168.00 | 607.86 | 60786.00 | 42500.00 | JSIW INFRASTRUCTURE PRIVATE LIMITED
106.00 | 2 C x 95 sq. mm | 100.00 | m |  | 441.39 | 44139.00 | 340.00 | 34000.00 | 496.00 | 49600.00 | 572.00 | 57200.00 | Not Quoted | Not Quoted | 1187.50 | 118750.00 | Not Quoted | Not Quoted | 498.24 | 49824.00 | 574.15 | 57415.00 | 34000.00 | JSIW INFRASTRUCTURE PRIVATE LIMITED
107.00 | 3 C x 95 sq. mm | 500.00 | m |  | 552.97 | 276485.00 | 475.00 | 237500.00 | 292.00 | 146000.00 | 335.00 | 167500.00 | Not Quoted | Not Quoted | 1615.00 | 807500.00 | Not Quoted | Not Quoted | 684.48 | 342240.00 | 789.17 | 394585.00 | 146000.00 | Om Yash Projects Limited
108.00 | 3.5 C x 120 sq. mm | 500.00 | m |  | 837.20 | 418600.00 | 695.00 | 347500.00 | 419.00 | 209500.00 | 485.00 | 242500.00 | Not Quoted | Not Quoted | 2337.00 | 1168500.00 | Not Quoted | Not Quoted | 987.84 | 493920.00 | 1139.01 | 569505.00 | 209500.00 | Om Yash Projects Limited
109.00 | 3.5 C x 185 sq. mm | 100.00 | m |  | 995.93 | 99593.00 | 1030.00 | 103000.00 | 1059.00 | 105900.00 | 1197.00 | 119700.00 | Not Quoted | Not Quoted | 3515.00 | 351500.00 | Not Quoted | Not Quoted | 1482.24 | 148224.00 | 1708.51 | 170851.00 | 99593.00 | Advance Infrastrurctures Pvt Ltd
110.00 | 3.5 C x 240 sq. mm | 1500.00 | m |  | 1398.11 | 2097165.00 | 1295.00 | 1942500.00 | 726.00 | 1089000.00 | 823.00 | 1234500.00 | Not Quoted | Not Quoted | 4370.00 | 6555000.00 | Not Quoted | Not Quoted | 1861.44 | 2792160.00 | 2145.51 | 3218265.00 | 1089000.00 | Om Yash Projects Limited
111.00 | LAYING OF CABLES
112.00 | Laying of cables of different voltage grade and types of the following overall diameters in ready trays/trenches/ supported on structure/pull through pipes including supply and fixing of stainless steel strip number tags, supply and applying of fireproofing paint to meet OISD requirement (for 1m length near terminations), supply and fixing of GI saddles & saddle bars, trefoil clamps (for single core cables) etc., including transportation from store/yard to site at the place of installation, unpacking, including all labour and materials, as per approved drawings, specifications of this tender and directions of Engineer-in-Charge
113.00 | Cables with OD upto 20 mm. | 7000.00 | m |  | 60.00 | 420000.00 | 48.60 | 340200.00 | 41.00 | 287000.00 | 40.00 | 280000.00 | Not Quoted | Not Quoted | 39.90 | 279300.00 | Not Quoted | Not Quoted | 100.00 | 700000.00 | 63.92 | 447440.00 | 279300.00 | M/s. Megha Engineering and Infrastructures Ltd
114.00 | Cables with OD above 20 mm but upto 30 mm. | 21800.00 | m |  | 73.00 | 1591400.00 | 52.20 | 1137960.00 | 44.00 | 959200.00 | 43.00 | 937400.00 | Not Quoted | Not Quoted | 51.30 | 1118340.00 | Not Quoted | Not Quoted | 100.00 | 2180000.00 | 77.74 | 1694732.00 | 937400.00 | TOLANI PROJECTS PVT LTD
115.00 | Cables with OD above 30 mm but upto 40 mm. | 600.00 | m |  | 112.00 | 67200.00 | 55.80 | 33480.00 | 45.00 | 27000.00 | 46.00 | 27600.00 | Not Quoted | Not Quoted | 74.10 | 44460.00 | Not Quoted | Not Quoted | 100.00 | 60000.00 | 92.98 | 55788.00 | 27000.00 | Om Yash Projects Limited
116.00 | Cables with OD above 40 mm but upto 50 mm. | 100.00 | m |  | 121.00 | 12100.00 | 61.20 | 6120.00 | 51.00 | 5100.00 | 50.00 | 5000.00 | Not Quoted | Not Quoted | 123.50 | 12350.00 | Not Quoted | Not Quoted | 100.00 | 10000.00 | 151.09 | 15109.00 | 5000.00 | TOLANI PROJECTS PVT LTD
117.00 | Cables with OD above 50 mm but upto 60 mm. | 1500.00 | m |  | 154.00 | 231000.00 | 99.00 | 148500.00 | 81.00 | 121500.00 | 81.00 | 121500.00 | Not Quoted | Not Quoted | 136.80 | 205200.00 | Not Quoted | Not Quoted | 100.00 | 150000.00 | 241.75 | 362625.00 | 121500.00 | Om Yash Projects Limited, TOLANI PROJECTS PVT LTD
118.00 | Cables with OD above 60 mm but upto 80 mm. | 100.00 | m |  | 177.00 | 17700.00 | 112.50 | 11250.00 | 88.00 | 8800.00 | 92.00 | 9200.00 | Not Quoted | Not Quoted | 136.80 | 13680.00 | Not Quoted | Not Quoted | 100.00 | 10000.00 | 385.87 | 38587.00 | 8800.00 | Om Yash Projects Limited
119.00 | END TERMINATIONS
120.00 | Termination of XLPE insulated armoured power cables (up to 1100 V grade) and connection of leads excluding the supply of cable glands and lugs but including fixing of cable glands, supply and fixing of PVC shrouds for outdoor terminations, cutting and stripping of cable insulation, crimping the lug on to the conductor, clamping of the cable-cores, marking with wire number, ferrules etc., including all labour and materials, as per approved drawings, specifications of this tender and directions of Engineer-in-Charge.
121.00 | Cables with OD upto 20 mm. | 50.00 | nos |  | 95.00 | 4750.00 | 130.50 | 6525.00 | 105.00 | 5250.00 | 107.00 | 5350.00 | Not Quoted | Not Quoted | 237.50 | 11875.00 | Not Quoted | Not Quoted | 100.00 | 5000.00 | 185.96 | 9298.00 | 4750.00 | Advance Infrastrurctures Pvt Ltd
122.00 | Cables with OD above 20 mm but upto 30 mm. | 50.00 | nos |  | 105.00 | 5250.00 | 157.50 | 7875.00 | 131.00 | 6550.00 | 129.00 | 6450.00 | Not Quoted | Not Quoted | 399.00 | 19950.00 | Not Quoted | Not Quoted | 100.00 | 5000.00 | 232.45 | 11622.50 | 5000.00 | AMPSEPC PVT LTD
123.00 | Cables with OD above 30 mm but upto 40 mm. | 50.00 | nos |  | 115.00 | 5750.00 | 178.20 | 8910.00 | 145.00 | 7250.00 | 146.00 | 7300.00 | Not Quoted | Not Quoted | 513.00 | 25650.00 | Not Quoted | Not Quoted | 100.00 | 5000.00 | 348.68 | 17434.00 | 5000.00 | AMPSEPC PVT LTD
124.00 | Cables with OD above 40 mm but upto 50 mm. | 50.00 | nos |  | 128.00 | 6400.00 | 202.50 | 10125.00 | 167.00 | 8350.00 | 165.00 | 8250.00 | Not Quoted | Not Quoted | 741.00 | 37050.00 | Not Quoted | Not Quoted | 100.00 | 5000.00 | 435.84 | 21792.00 | 5000.00 | AMPSEPC PVT LTD
125.00 | Cables with OD above 50 mm but upto 60 mm. | 20.00 | nos |  | 145.00 | 2900.00 | 225.00 | 4500.00 | 187.00 | 3740.00 | 184.00 | 3680.00 | Not Quoted | Not Quoted | 741.00 | 14820.00 | Not Quoted | Not Quoted | 100.00 | 2000.00 | 697.35 | 13947.00 | 2000.00 | AMPSEPC PVT LTD
126.00 | Cables with OD above 60 mm but upto 80 mm. | 20.00 | nos |  | 158.00 | 3160.00 | 270.00 | 5400.00 | 226.00 | 4520.00 | 221.00 | 4420.00 | Not Quoted | Not Quoted | 912.00 | 18240.00 | Not Quoted | Not Quoted | 100.00 | 2000.00 | 1115.76 | 22315.20 | 2000.00 | AMPSEPC PVT LTD
127.00 | Termination of communication, fire alarm & control paired cables and connection of leads excluding the supply of cable glands and lugs but including fixing of cable glands, supply and fixing of PVC shrouds for outdoor terminations, cutting, stripping of cable insulation, crimping the lug on to the conductor, clamping of the cable- cores, marking with wire number, ferrules etc., including all labour and materials, as per approved drawings, specifications of this tender and directions of Engineer-in-Charge.
128.00 | All sizes from 1P to 4P and upto 2.5 sq. mm | 200.00 | nos |  | 95.00 | 19000.00 | 130.50 | 26100.00 | 108.00 | 21600.00 | 107.00 | 21400.00 | Not Quoted | Not Quoted | 142.50 | 28500.00 | Not Quoted | Not Quoted | 100.00 | 20000.00 | 185.96 | 37192.00 | 19000.00 | Advance Infrastrurctures Pvt Ltd
129.00 | All sizes from 5P to 10P and upto 2.5 sq. mm | 80.00 | nos |  | 108.00 | 8640.00 | 157.50 | 12600.00 | 123.00 | 9840.00 | 129.00 | 10320.00 | Not Quoted | Not Quoted | 237.50 | 19000.00 | Not Quoted | Not Quoted | 100.00 | 8000.00 | 232.45 | 18596.00 | 8000.00 | AMPSEPC PVT LTD
130.00 | All sizes from 11P to 15P and upto 2.5 sq. mm | 40.00 | nos |  | 125.00 | 5000.00 | 225.00 | 9000.00 | 178.00 | 7120.00 | 184.00 | 7360.00 | Not Quoted | Not Quoted | 285.00 | 11400.00 | Not Quoted | Not Quoted | 100.00 | 4000.00 | 371.92 | 14876.80 | 4000.00 | AMPSEPC PVT LTD
131.00 | STRAIGHT THROUGH JOINTS
132.00 | Supply and Making of heat shrinkable type straight through joints for 1100 volt grade power cables as per EIL standard specification No. 6-51-0051, including cutting, stripping of cable insulation complete with supply of compression / crimping type ferrules, plastic mould and epoxy resin compound etc., including all labour and materials, as per approved drawings, specifications of this tender and directions of Engineer-in-Charge.
133.00 | Cables with OD upto 20 mm. | 5.00 | nos |  | 59.00 | 295.00 | 3190.50 | 15952.50 | 2623.00 | 13115.00 | 2606.00 | 13030.00 | Not Quoted | Not Quoted | 1881.00 | 9405.00 | Not Quoted | Not Quoted | 1900.00 | 9500.00 | 6500.46 | 32502.30 | 295.00 | Advance Infrastrurctures Pvt Ltd
134.00 | Cables with OD above 20 mm but upto 30 mm. | 5.00 | nos |  | 72.00 | 360.00 | 4090.50 | 20452.50 | 3366.00 | 16830.00 | 3341.00 | 16705.00 | Not Quoted | Not Quoted | 18810.00 | 94050.00 | Not Quoted | Not Quoted | 2200.00 | 11000.00 | 13039.28 | 65196.40 | 360.00 | Advance Infrastrurctures Pvt Ltd
135.00 | Cables with OD above 30 mm but upto 40 mm. | 5.00 | nos |  | 89.00 | 445.00 | 7065.00 | 35325.00 | 5547.00 | 27735.00 | 5770.00 | 28850.00 | Not Quoted | Not Quoted | 2042.50 | 10212.50 | Not Quoted | Not Quoted | 2700.00 | 13500.00 | 17864.95 | 89324.75 | 445.00 | Advance Infrastrurctures Pvt Ltd
136.00 | Cables with OD above 40 mm but upto 50 mm. | 5.00 | nos |  | 103.00 | 515.00 | 8775.00 | 43875.00 | 7337.00 | 36685.00 | 7166.00 | 35830.00 | Not Quoted | Not Quoted | 2042.50 | 10212.50 | Not Quoted | Not Quoted | 2950.00 | 14750.00 | 28297.30 | 141486.50 | 515.00 | Advance Infrastrurctures Pvt Ltd
137.00 | Cables with OD above 50 mm but upto 60 mm. | 5.00 | nos |  | 107.00 | 535.00 | 11308.50 | 56542.50 | 9370.00 | 46850.00 | 9235.00 | 46175.00 | Not Quoted | Not Quoted | 2375.00 | 11875.00 | Not Quoted | Not Quoted | 3200.00 | 16000.00 | 33791.26 | 168956.30 | 535.00 | Advance Infrastrurctures Pvt Ltd
138.00 | Cables with OD above 60 mm but upto 80 mm. | 5.00 | nos |  | 124.00 | 620.00 | 14355.00 | 71775.00 | 11467.00 | 57335.00 | 11723.00 | 58615.00 | Not Quoted | Not Quoted | 2850.00 | 14250.00 | Not Quoted | Not Quoted | 3700.00 | 18500.00 | 37627.85 | 188139.25 | 620.00 | Advance Infrastrurctures Pvt Ltd
139.00 | G.I. & PVC PIPES
140.00 | Supply and laying of following sizes of G.I. Pipes (medium) in required length fixed on steel, concrete or similar structure, laid in trenches, ready to be buried in concrete including cutting, threading, bending and similar works, supply of clamps, small iron structures, spacers and installation of seats, plugs, bushings etc., small civil works, including all labour and materials, as per approved drawings, specifications of this tender and directions of Engineer-in-Charge.
141.00 | 50 mm NB. | 450.00 | m |  | 845.00 | 380250.00 | 670.50 | 301725.00 | 548.00 | 246600.00 | 548.00 | 246600.00 | Not Quoted | Not Quoted | 1482.00 | 666900.00 | Not Quoted | Not Quoted | 650.00 | 292500.00 | 726.41 | 326884.50 | 246600.00 | Om Yash Projects Limited, TOLANI PROJECTS PVT LTD
142.00 | 100 mm NB. | 360.00 | m |  | 1400.00 | 504000.00 | 1215.00 | 437400.00 | 1008.00 | 362880.00 | 992.00 | 357120.00 | Not Quoted | Not Quoted | 2850.00 | 1026000.00 | Not Quoted | Not Quoted | 720.00 | 259200.00 | 1133.19 | 407948.40 | 259200.00 | AMPSEPC PVT LTD
143.00 | 150 mm NB. | 60.00 | m |  | 2033.00 | 121980.00 | 1507.50 | 90450.00 | 1176.00 | 70560.00 | 1231.00 | 73860.00 | Not Quoted | Not Quoted | 3420.00 | 205200.00 | Not Quoted | Not Quoted | 980.00 | 58800.00 | 1685.26 | 101115.60 | 58800.00 | AMPSEPC PVT LTD
144.00 | STRUCTURAL STEEL
145.00 | Supply, fabrication and installation of MS base frames, supports for switchgear, and brackets for miscellaneous electrical equipments, cable and cable tray supports out of rolled MS sections, pipes, plates etc. including shot blasting, welding, bolting, riveting, supply of necessary anchor bolts and grouting etc., supply of paint and applying of anti-rust primer coat and finished coats of approved synthetic enamel paint as per Table-10 of specification 6-79-0020 suitable for highly corrosive environment, including breaking walls, floors etc. for structures as required including supply of all GI hardware materials, all labour and materials complete as per approved drawings, specifications of this tender and directions of Engineer-in-Charge. (Any item weighing up to 1 kg. or less shall neither be measured nor paid). | 4000.00 | kg |  | 124.00 | 496000.00 | 118.80 | 475200.00 | 95.00 | 380000.00 | 97.00 | 388000.00 | Not Quoted | Not Quoted | 513.00 | 2052000.00 | Not Quoted | Not Quoted | 132.00 | 528000.00 | 127.85 | 511400.00 | 380000.00 | Om Yash Projects Limited
146.00 | CABLE - TRAYS
147.00 | Supply and installation of prefabricated hot dip galvanised steel cable trays, fabricated out of hot rolled sheet steel with rigid welded construction ladder type with a rung as per std. 7-51-0333, of approved make and cable tray fittings, including all labour and materials, as per approved drawings, specifications of this tender and directions of Engineer-in-Charge.
148.00 | 300 mm wide Straight run cable tray. | 250.00 | m |  | 1430.00 | 357500.00 | 877.50 | 219375.00 | 706.00 | 176500.00 | 717.00 | 179250.00 | Not Quoted | Not Quoted | 921.50 | 230375.00 | Not Quoted | Not Quoted | 1145.00 | 286250.00 | 1685.26 | 421315.00 | 176500.00 | Om Yash Projects Limited
149.00 | Horizontal bends for 300 mm wide tray with 1000 mm bending radius. | 10.00 | nos |  | 5850.00 | 58500.00 | 495.00 | 4950.00 | 392.00 | 3920.00 | 404.00 | 4040.00 | Not Quoted | Not Quoted | 2736.00 | 27360.00 | Not Quoted | Not Quoted | 2150.00 | 21500.00 | 4649.00 | 46490.00 | 3920.00 | Om Yash Projects Limited
150.00 | Vertical outside bends for 300 mm wide tray with 1000 mm bending radius | 10.00 | nos |  | 5850.00 | 58500.00 | 495.00 | 4950.00 | 407.00 | 4070.00 | 404.00 | 4040.00 | Not Quoted | Not Quoted | 2622.00 | 26220.00 | Not Quoted | Not Quoted | 2150.00 | 21500.00 | 5026.73 | 50267.30 | 4040.00 | TOLANI PROJECTS PVT LTD
151.00 | Vertical inside bends for 300 mm wide tray with 1000 mm bending radius | 10.00 | nos |  | 5850.00 | 58500.00 | 495.00 | 4950.00 | 407.00 | 4070.00 | 404.00 | 4040.00 | Not Quoted | Not Quoted | 2622.00 | 26220.00 | Not Quoted | Not Quoted | 2150.00 | 21500.00 | 5026.73 | 50267.30 | 4040.00 | TOLANI PROJECTS PVT LTD
152.00 | Supply and installation of following galvanised slotted channel trays of 2 mm thickness and 50 mm high for supporting cables, including all labour and materials, as per approved drawings, specifications of this tender and directions of Engineer-in-Charge.
153.00 | 100 mm wide. | 150.00 | m |  | 359.00 | 53850.00 | 517.50 | 77625.00 | 429.00 | 64350.00 | 423.00 | 63450.00 | Not Quoted | Not Quoted | 408.50 | 61275.00 | Not Quoted | Not Quoted | 1130.00 | 169500.00 | 1016.97 | 152545.50 | 53850.00 | Advance Infrastrurctures Pvt Ltd
154.00 | 150 mm wide. | 50.00 | m |  | 590.00 | 29500.00 | 621.00 | 31050.00 | 519.00 | 25950.00 | 507.00 | 25350.00 | Not Quoted | Not Quoted | 484.50 | 24225.00 | Not Quoted | Not Quoted | 1950.00 | 97500.00 | 1305.21 | 65260.50 | 24225.00 | M/s. Megha Engineering and Infrastructures Ltd
155.00 | 60 mm wide. | 50.00 | m |  | 267.00 | 13350.00 | 337.50 | 16875.00 | 268.00 | 13400.00 | 276.00 | 13800.00 | Not Quoted | Not Quoted | 370.50 | 18525.00 | Not Quoted | Not Quoted | 950.00 | 47500.00 | 886.80 | 44340.00 | 13350.00 | Advance Infrastrurctures Pvt Ltd
156.00 | Supply, fabrication and installation of 0.91 mm (20 gauge) GI sheet covers for cable trays, including necessary hardwares, including all labour and materials, as per approved drawings, specifications of this tender and directions of Engineer-in-Charge. | 70.00 | m² |  | 1235.00 | 86450.00 | 2205.00 | 154350.00 | 1854.00 | 129780.00 | 1801.00 | 126070.00 | Not Quoted | Not Quoted | 475.00 | 33250.00 | Not Quoted | Not Quoted | 1450.00 | 101500.00 | 1098.33 | 76883.10 | 33250.00 | M/s. Megha Engineering and Infrastructures Ltd
157.00 | CABLE GLANDS
158.00 | Supply of nickel-plated, flame proof IIA/IIB double compression type brass cable glands, suitable for out door terminations of armoured PVC cables of following overall diameter (excluding termination and connection of cables), including all labour and materials, as per approved drawings, specifications of this tender and directions of Engineer-in-Charge.
159.00 | Cables with OD upto 20 mm. | 50.00 | nos |  | 297.00 | 14850.00 | 250.20 | 12510.00 | 207.00 | 10350.00 | 204.00 | 10200.00 | Not Quoted | Not Quoted | 209.00 | 10450.00 | Not Quoted | Not Quoted | 486.00 | 24300.00 | 575.31 | 28765.50 | 10200.00 | TOLANI PROJECTS PVT LTD
160.00 | Cables with OD above 20 mm but upto 30 mm. | 50.00 | nos |  | 556.00 | 27800.00 | 607.50 | 30375.00 | 476.00 | 23800.00 | 496.00 | 24800.00 | Not Quoted | Not Quoted | 399.00 | 19950.00 | Not Quoted | Not Quoted | 510.00 | 25500.00 | 1040.21 | 52010.50 | 19950.00 | M/s. Megha Engineering and Infrastructures Ltd
161.00 | Cables with OD above 30 mm but upto 40 mm. | 10.00 | nos |  | 1074.00 | 10740.00 | 787.50 | 7875.00 | 635.00 | 6350.00 | 643.00 | 6430.00 | Not Quoted | Not Quoted | 750.50 | 7505.00 | Not Quoted | Not Quoted | 525.00 | 5250.00 | 1888.66 | 18886.60 | 5250.00 | AMPSEPC PVT LTD
162.00 | Cables with OD above 40 mm but upto 50 mm. | 10.00 | nos |  | 1202.00 | 12020.00 | 945.00 | 9450.00 | 753.00 | 7530.00 | 772.00 | 7720.00 | Not Quoted | Not Quoted | 997.50 | 9975.00 | Not Quoted | Not Quoted | 545.00 | 5450.00 | 2161.79 | 21617.90 | 5450.00 | AMPSEPC PVT LTD
163.00 | Cables with OD above 50 mm but upto 60 mm. | 10.00 | nos |  | 1975.00 | 19750.00 | 1305.00 | 13050.00 | 1096.00 | 10960.00 | 1066.00 | 10660.00 | Not Quoted | Not Quoted | 1596.00 | 15960.00 | Not Quoted | Not Quoted | 565.00 | 5650.00 | 2417.48 | 24174.80 | 5650.00 | AMPSEPC PVT LTD
164.00 | Supply of nickel plated brass double compression cable glands suitable for outdoor installations (WP) of following overall diameter (excluding termination and connections of cables), including drilling of suitable holes in equipments for fixing purposes etc., including all labour and materials, as per approved drawings, specifications of this tender and directions of Engineer-in-Charge.
165.00 | Cables with OD upto 20 mm. | 50.00 | nos |  | 450.00 | 22500.00 | 250.20 | 12510.00 | 207.00 | 10350.00 | 204.00 | 10200.00 | Not Quoted | Not Quoted | 261.25 | 13062.50 | Not Quoted | Not Quoted | 475.00 | 23750.00 | 517.20 | 25860.00 | 10200.00 | TOLANI PROJECTS PVT LTD
166.00 | Cables with OD above 20 mm but upto 30 mm. | 50.00 | nos |  | 764.00 | 38200.00 | 607.50 | 30375.00 | 495.00 | 24750.00 | 496.00 | 24800.00 | Not Quoted | Not Quoted | 332.50 | 16625.00 | Not Quoted | Not Quoted | 495.00 | 24750.00 | 935.61 | 46780.50 | 16625.00 | M/s. Megha Engineering and Infrastructures Ltd
167.00 | Cables with OD above 30 mm but upto 40 mm. | 50.00 | nos |  | 1374.00 | 68700.00 | 787.50 | 39375.00 | 611.00 | 30550.00 | 643.00 | 32150.00 | Not Quoted | Not Quoted | 522.50 | 26125.00 | Not Quoted | Not Quoted | 510.00 | 25500.00 | 1699.21 | 84960.50 | 25500.00 | AMPSEPC PVT LTD
168.00 | Cables with OD above 40 mm but upto 50 mm. | 10.00 | nos |  | 1430.00 | 14300.00 | 945.00 | 9450.00 | 749.00 | 7490.00 | 772.00 | 7720.00 | Not Quoted | Not Quoted | 807.50 | 8075.00 | Not Quoted | Not Quoted | 525.00 | 5250.00 | 1945.61 | 19456.10 | 5250.00 | AMPSEPC PVT LTD
169.00 | Cables with OD above 50 mm but upto 60 mm. | 20.00 | nos |  | 2475.00 | 49500.00 | 1305.00 | 26100.00 | 1027.00 | 20540.00 | 1066.00 | 21320.00 | Not Quoted | Not Quoted | 1596.00 | 31920.00 | Not Quoted | Not Quoted | 535.00 | 10700.00 | 2175.73 | 43514.60 | 10700.00 | AMPSEPC PVT LTD
170.00 | Cables with OD above 60 mm but upto 80 mm. | 10.00 | nos |  | 2535.00 | 25350.00 | 1665.00 | 16650.00 | 1324.00 | 13240.00 | 1360.00 | 13600.00 | Not Quoted | Not Quoted | 2736.00 | 27360.00 | Not Quoted | Not Quoted | 555.00 | 5550.00 | 2393.07 | 23930.70 | 5550.00 | AMPSEPC PVT LTD
171.00 | Supply of nickel plated brass single compression cable glands of following overall diameter (excluding termination and connections of cables), including drilling of suitable holes in equipments for fixing purposes etc., including all labour and materials, as per approved drawings, specifications of this tender and directions of Engineer-in-Charge.
172.00 | Cables with OD upto 20 mm. | 50.00 | nos |  | 74.00 | 3700.00 | 157.50 | 7875.00 | 130.00 | 6500.00 | 129.00 | 6450.00 | Not Quoted | Not Quoted | 39.90 | 1995.00 | Not Quoted | Not Quoted | 475.00 | 23750.00 | 310.32 | 15516.00 | 1995.00 | M/s. Megha Engineering and Infrastructures Ltd
173.00 | Cables with OD above 20 mm but upto 30 mm. | 50.00 | nos |  | 219.00 | 10950.00 | 247.50 | 12375.00 | 208.00 | 10400.00 | 202.00 | 10100.00 | Not Quoted | Not Quoted | 118.75 | 5937.50 | Not Quoted | Not Quoted | 495.00 | 24750.00 | 561.37 | 28068.50 | 5937.50 | M/s. Megha Engineering and Infrastructures Ltd
174.00 | Cables with OD above 30 mm but upto 40 mm. | 50.00 | nos |  | 390.00 | 19500.00 | 427.50 | 21375.00 | 333.00 | 16650.00 | 349.00 | 17450.00 | Not Quoted | Not Quoted | 171.00 | 8550.00 | Not Quoted | Not Quoted | 510.00 | 25500.00 | 1019.29 | 50964.50 | 8550.00 | M/s. Megha Engineering and Infrastructures Ltd
175.00 | Cables with OD above 40 mm but upto 50 mm. | 25.00 | nos |  | 708.00 | 17700.00 | 562.50 | 14062.50 | 438.00 | 10950.00 | 459.00 | 11475.00 | Not Quoted | Not Quoted | 261.25 | 6531.25 | Not Quoted | Not Quoted | 525.00 | 13125.00 | 1166.90 | 29172.50 | 6531.25 | M/s. Megha Engineering and Infrastructures Ltd
176.00 | Cables with OD above 50 mm but upto 60 mm. | 10.00 | nos |  | 838.00 | 8380.00 | 607.50 | 6075.00 | 511.00 | 5110.00 | 496.00 | 4960.00 | Not Quoted | Not Quoted | 365.75 | 3657.50 | Not Quoted | Not Quoted | 535.00 | 5350.00 | 1305.21 | 13052.10 | 3657.50 | M/s. Megha Engineering and Infrastructures Ltd
177.00 | Cables with OD above 60 mm but upto 80 mm. | 10.00 | nos |  | 968.00 | 9680.00 | 765.00 | 7650.00 | 618.00 | 6180.00 | 625.00 | 6250.00 | Not Quoted | Not Quoted | 688.75 | 6887.50 | Not Quoted | Not Quoted | 555.00 | 5550.00 | 1435.38 | 14353.80 | 5550.00 | AMPSEPC PVT LTD
178.00 | Supply and fixing of FLP(IIA/IIB) blocking plugs for blocking unused cable entries with following diameter in outdoor electrical equipment including all labour and materials, as per approved drawings, specifications of this tender and directions of Engineer-in-Charge.
179.00 | Cables with OD up to 20 mm | 10.00 | nos |  | 296.00 | 2960.00 | 76.50 | 765.00 | 61.00 | 610.00 | 62.00 | 620.00 | Not Quoted | Not Quoted | 435.10 | 4351.00 | Not Quoted | Not Quoted | 210.00 | 2100.00 | 127.85 | 1278.50 | 610.00 | Om Yash Projects Limited
180.00 | Cables with OD above 20 mm but upto 30 mm | 10.00 | nos |  | 556.00 | 5560.00 | 130.50 | 1305.00 | 105.00 | 1050.00 | 107.00 | 1070.00 | Not Quoted | Not Quoted | 513.00 | 5130.00 | Not Quoted | Not Quoted | 225.00 | 2250.00 | 220.83 | 2208.30 | 1050.00 | Om Yash Projects Limited
181.00 | Cables with OD above 30 mm but upto 40 mm | 5.00 | nos |  | 685.00 | 3425.00 | 202.50 | 1012.50 | 166.00 | 830.00 | 165.00 | 825.00 | Not Quoted | Not Quoted | 718.20 | 3591.00 | Not Quoted | Not Quoted | 245.00 | 1225.00 | 383.54 | 1917.70 | 825.00 | TOLANI PROJECTS PVT LTD
182.00 | Cables with OD above 40 mm but upto 50 mm | 5.00 | nos |  | 1073.00 | 5365.00 | 247.50 | 1237.50 | 196.00 | 980.00 | 202.00 | 1010.00 | Not Quoted | Not Quoted | 741.00 | 3705.00 | Not Quoted | Not Quoted | 265.00 | 1325.00 | 464.90 | 2324.50 | 980.00 | Om Yash Projects Limited
183.00 | Cables with OD above 50 mm but upto 60 mm | 5.00 | nos |  | 1975.00 | 9875.00 | 265.50 | 1327.50 | 217.00 | 1085.00 | 217.00 | 1085.00 | Not Quoted | Not Quoted | 775.20 | 3876.00 | Not Quoted | Not Quoted | 275.00 | 1375.00 | 633.43 | 3167.15 | 1085.00 | Om Yash Projects Limited, TOLANI PROJECTS PVT LTD
184.00 | MARKERS
185.00 | Supply and installation of cable markers as per std. 7-51-0301, for underground cable runs with 14 SWG enamelled steel plate with white lettering on jade green background inclusive of providing and fixing supports, including all labour and materials, as per approved drawings, specifications of this tender and directions of Engineer-in-Charge. | 25.00 | nos |  | 1500.00 | 37500.00 | 3825.00 | 95625.00 | 3036.00 | 75900.00 | 3124.00 | 78100.00 | Not Quoted | Not Quoted | 513.00 | 12825.00 | Not Quoted | Not Quoted | 2100.00 | 52500.00 | 4649.00 | 116225.00 | 12825.00 | M/s. Megha Engineering and Infrastructures Ltd
186.00 | Supply and installation of earth pit markers for directly buried GI pipe electrodes with 14 SWG enamelled steel plate engraved with white letters BURIED, EARTH ELECTRODE on JADE green background complete with support and foundation as per approved drawings, specifications of this tender and direction of Engineer-in-Charge. | 50.00 | nos |  | 1650.00 | 82500.00 | 2925.00 | 146250.00 | 2366.00 | 118300.00 | 2389.00 | 119450.00 | Not Quoted | Not Quoted | 741.00 | 37050.00 | Not Quoted | Not Quoted | 1750.00 | 87500.00 | 4649.00 | 232450.00 | 37050.00 | M/s. Megha Engineering and Infrastructures Ltd
187.00 | CABLE LUGS
188.00 | Supply of crimping type long barrel tinned copper lugs with circular/sector shaped barrel for following conductor sizes, as per approved drawings, specifications of this tender and directions of Engineer-in-Charge.
189.00 | All sizes upto 10 sq. mm | 600.00 | nos |  | 15.00 | 9000.00 | 10.80 | 6480.00 | 10.00 | 6000.00 | 9.00 | 5400.00 | Not Quoted | Not Quoted | 39.90 | 23940.00 | Not Quoted | Not Quoted | 59.00 | 35400.00 | 25.57 | 15342.00 | 5400.00 | TOLANI PROJECTS PVT LTD
190.00 | All sizes from 16 to 35 sq. mm | 250.00 | nos |  | 48.00 | 12000.00 | 31.50 | 7875.00 | 26.00 | 6500.00 | 26.00 | 6500.00 | Not Quoted | Not Quoted | 74.10 | 18525.00 | Not Quoted | Not Quoted | 80.00 | 20000.00 | 34.87 | 8717.50 | 6500.00 | Om Yash Projects Limited, TOLANI PROJECTS PVT LTD
191.00 | All sizes from 50 to 185 sq. mm | 25.00 | nos |  | 490.00 | 12250.00 | 94.50 | 2362.50 | 78.00 | 1950.00 | 77.00 | 1925.00 | Not Quoted | Not Quoted | 342.00 | 8550.00 | Not Quoted | Not Quoted | 481.00 | 12025.00 | 104.60 | 2615.00 | 1925.00 | TOLANI PROJECTS PVT LTD
192.00 | All sizes from 240 to 400 sq. mm | 25.00 | nos |  | 1352.00 | 33800.00 | 189.00 | 4725.00 | 155.00 | 3875.00 | 154.00 | 3850.00 | Not Quoted | Not Quoted | 1026.00 | 25650.00 | Not Quoted | Not Quoted | 1014.00 | 25350.00 | 139.47 | 3486.75 | 3486.75 | KEC Spur Infrastructure Pvt. Ltd.
193.00 | Supply of crimping type long barrel aluminium lugs with circular/sector shaped barrel for following conductor sizes, as per approved drawings, specifications of this tender and directions of Engineer-in-Charge.
194.00 | All sizes upto 10 sq. mm | 2.00 | nos |  | 5.00 | 10.00 | 9.00 | 18.00 | 7.00 | 14.00 | 7.00 | 14.00 | Not Quoted | Not Quoted | 11.40 | 22.80 | Not Quoted | Not Quoted | 55.00 | 110.00 | 26.73 | 53.46 | 10.00 | Advance Infrastrurctures Pvt Ltd
195.00 | All sizes from 16 to 35 sq. mm | 250.00 | nos |  | 11.00 | 2750.00 | 27.00 | 6750.00 | 21.00 | 5250.00 | 22.00 | 5500.00 | Not Quoted | Not Quoted | 14.25 | 3562.50 | Not Quoted | Not Quoted | 85.00 | 21250.00 | 37.19 | 9297.50 | 2750.00 | Advance Infrastrurctures Pvt Ltd
196.00 | All sizes from 50 to 185 sq. mm | 50.00 | nos |  | 60.00 | 3000.00 | 85.50 | 4275.00 | 67.00 | 3350.00 | 70.00 | 3500.00 | Not Quoted | Not Quoted | 51.30 | 2565.00 | Not Quoted | Not Quoted | 110.00 | 5500.00 | 112.74 | 5637.00 | 2565.00 | M/s. Megha Engineering and Infrastructures Ltd
197.00 | All sizes from 240 to 400 sq. mm | 25.00 | nos |  | 201.00 | 5025.00 | 166.50 | 4162.50 | 136.00 | 3400.00 | 136.00 | 3400.00 | Not Quoted | Not Quoted | 188.10 | 4702.50 | Not Quoted | Not Quoted | 125.00 | 3125.00 | 149.93 | 3748.25 | 3125.00 | AMPSEPC PVT LTD
198.00 | Supply of crimping type long barrel Bimetallic lugs with Al barrel & tinned Cu palm with circular/sector shaped barrel for following conductor sizes, as per approved drawings, specifications of this tender and directions of Engineer-in-Charge.
199.00 | All sizes upto 10 sq. mm | 10.00 | nos |  | 220.00 | 2200.00 | 13.50 | 135.00 | 12.00 | 120.00 | 11.00 | 110.00 | Not Quoted | Not Quoted | 5.70 | 57.00 | Not Quoted | Not Quoted | 55.00 | 550.00 | 29.06 | 290.60 | 57.00 | M/s. Megha Engineering and Infrastructures Ltd
200.00 | All sizes from 16 to 35 sq. mm | 10.00 | nos |  | 243.00 | 2430.00 | 40.50 | 405.00 | 33.00 | 330.00 | 33.00 | 330.00 | Not Quoted | Not Quoted | 12.35 | 123.50 | Not Quoted | Not Quoted | 85.00 | 850.00 | 40.68 | 406.80 | 123.50 | M/s. Megha Engineering and Infrastructures Ltd
201.00 | All sizes from 50 to 185 sq. mm | 10.00 | nos |  | 696.00 | 6960.00 | 112.50 | 1125.00 | 94.00 | 940.00 | 92.00 | 920.00 | Not Quoted | Not Quoted | 49.40 | 494.00 | Not Quoted | Not Quoted | 110.00 | 1100.00 | 122.04 | 1220.40 | 494.00 | M/s. Megha Engineering and Infrastructures Ltd
202.00 | All sizes from 240 to 400 sq. mm | 10.00 | nos |  | 918.00 | 9180.00 | 211.50 | 2115.00 | 173.00 | 1730.00 | 173.00 | 1730.00 | Not Quoted | Not Quoted | 237.50 | 2375.00 | Not Quoted | Not Quoted | 125.00 | 1250.00 | 162.72 | 1627.20 | 1250.00 | AMPSEPC PVT LTD
203.00 | ADAPTORS / REDUCERS / NIPPLES ETC.
204.00 | Supply and fixing nickel-plated brass adaptors/ reducers for cable glands of following sizes including all labour and materials complete as per approved drawings, specifications of this tender and directions of Engineer-in-Charge. Adaptors shall have male part threaded as per Eqpt. threads and the other end to receive glands having E.T. thread.
205.00 | Eqpt. Thread 3/4" PF (J.I.S.)-E.T. Thread 3/4"ET | 5.00 | nos |  | 221.00 | 1105.00 | 198.00 | 990.00 | 166.00 | 830.00 | 162.00 | 810.00 | Not Quoted | Not Quoted | 102.60 | 513.00 | Not Quoted | Not Quoted | 65.00 | 325.00 | 987.91 | 4939.55 | 325.00 | AMPSEPC PVT LTD
206.00 | Eqpt. Thread 1" PF (J.I.S.) - E.T. Thread 3/4"ET | 5.00 | nos |  | 372.00 | 1860.00 | 292.50 | 1462.50 | 240.00 | 1200.00 | 239.00 | 1195.00 | Not Quoted | Not Quoted | 102.60 | 513.00 | Not Quoted | Not Quoted | 75.00 | 375.00 | 1249.42 | 6247.10 | 375.00 | AMPSEPC PVT LTD
207.00 | Eqpt. Thread 1" PF (J.I.S.) -E.T. Thread 1"ET | 5.00 | nos |  | 553.00 | 2765.00 | 337.50 | 1687.50 | 268.00 | 1340.00 | 276.00 | 1380.00 | Not Quoted | Not Quoted | 123.50 | 617.50 | Not Quoted | Not Quoted | 85.00 | 425.00 | 2388.42 | 11942.10 | 425.00 | AMPSEPC PVT LTD
208.00 | Eqpt. Thread 1-1/2" PF (J.I.S.)- E.T. Thread 1-1/4"ET | 5.00 | nos |  | 635.00 | 3175.00 | 472.50 | 2362.50 | 378.00 | 1890.00 | 386.00 | 1930.00 | Not Quoted | Not Quoted | 123.50 | 617.50 | Not Quoted | Not Quoted | 105.00 | 525.00 | 2496.51 | 12482.55 | 525.00 | AMPSEPC PVT LTD
209.00 | Eqpt. Thread 1-1/2" PF (J.I.S.)- E.T. Thread 1-1/2"ET | 5.00 | nos |  | 697.00 | 3485.00 | 562.50 | 2812.50 | 453.00 | 2265.00 | 459.00 | 2295.00 | Not Quoted | Not Quoted | 136.80 | 684.00 | Not Quoted | Not Quoted | 110.00 | 550.00 | 2634.82 | 13174.10 | 550.00 | AMPSEPC PVT LTD
210.00 | Supply and installation of GI reducers/enlargers of following sizes for cable glands of following sizes including all labour and materials complete as per approved drawings, specifications of this tender and directions of Engineer-in-Charge. Adaptors shall have male part threaded as per Eqpt. threads and the other end to receive glands having E.T. thread.
211.00 | Eqpt. Thread PG 13.5(DIN) - E.T. Thread 3/4" ET | 5.00 | nos |  | 195.00 | 975.00 | 157.50 | 787.50 | 133.00 | 665.00 | 129.00 | 645.00 | Not Quoted | Not Quoted | 171.00 | 855.00 | Not Quoted | Not Quoted | 85.00 | 425.00 | 1094.84 | 5474.20 | 425.00 | AMPSEPC PVT LTD
212.00 | Eqpt. Thread PG 16 (DIN) -E.T. Thread 3/4" ET | 5.00 | nos |  | 246.00 | 1230.00 | 247.50 | 1237.50 | 208.00 | 1040.00 | 202.00 | 1010.00 | Not Quoted | Not Quoted | 285.00 | 1425.00 | Not Quoted | Not Quoted | 95.00 | 475.00 | 1373.78 | 6868.90 | 475.00 | AMPSEPC PVT LTD
213.00 | Eqpt. Thread PG 21 (DIN) -E.T. Thread 1"ET | 5.00 | nos |  | 371.00 | 1855.00 | 292.50 | 1462.50 | 231.00 | 1155.00 | 239.00 | 1195.00 | Not Quoted | Not Quoted | 399.00 | 1995.00 | Not Quoted | Not Quoted | 105.00 | 525.00 | 2629.01 | 13145.05 | 525.00 | AMPSEPC PVT LTD
214.00 | Eqpt. Thread 1" ET (IS) -E.T. Thread 3/4" ET | 5.00 | nos |  | 760.00 | 3800.00 | 292.50 | 1462.50 | 232.00 | 1160.00 | 239.00 | 1195.00 | Not Quoted | Not Quoted | 399.00 | 1995.00 | Not Quoted | Not Quoted | 85.00 | 425.00 | 2777.78 | 13888.90 | 425.00 | AMPSEPC PVT LTD
215.00 | Supply and fixing FLP(IIA/IIB), weatherproof, nickel-plated brass adaptors/reducers for cable glands of following sizes including all labour and materials complete as per approved drawings, specifications of this tender and directions of Engineer-in-Charge. Adaptors shall have male part threaded as per Eqpt. threads and the other end to receive glands having E.T. thread.
216.00 | Eqpt. Thread 3/4" PF (J.I.S.)-E.T. Thread 3/4"ET | 5.00 | nos |  | 293.00 | 1465.00 | 198.00 | 990.00 | 162.00 | 810.00 | 162.00 | 810.00 | Not Quoted | Not Quoted | 114.00 | 570.00 | Not Quoted | Not Quoted | 85.00 | 425.00 | 1305.21 | 6526.05 | 425.00 | AMPSEPC PVT LTD
217.00 | Eqpt. Thread 1" PF (J.I.S.) -E.T. Thread 3/4"ET | 5.00 | nos |  | 388.00 | 1940.00 | 292.50 | 1462.50 | 230.00 | 1150.00 | 239.00 | 1195.00 | Not Quoted | Not Quoted | 136.80 | 684.00 | Not Quoted | Not Quoted | 95.00 | 475.00 | 1646.91 | 8234.55 | 475.00 | AMPSEPC PVT LTD
218.00 | Eqpt. Thread 1" PF (J.I.S.) -E.T. Thread 1"ET | 5.00 | nos |  | 630.00 | 3150.00 | 337.50 | 1687.50 | 284.00 | 1420.00 | 276.00 | 1380.00 | Not Quoted | Not Quoted | 147.25 | 736.25 | Not Quoted | Not Quoted | 105.00 | 525.00 | 3167.13 | 15835.65 | 525.00 | AMPSEPC PVT LTD
219.00 | Eqpt. Thread 1-1/2" PF (J.I.S.)- E.T. Thread 1-1/4"ET | 5.00 | nos |  | 890.00 | 4450.00 | 472.50 | 2362.50 | 393.00 | 1965.00 | 386.00 | 1930.00 | Not Quoted | Not Quoted | 152.00 | 760.00 | Not Quoted | Not Quoted | 115.00 | 575.00 | 3321.71 | 16608.55 | 575.00 | AMPSEPC PVT LTD
220.00 | Eqpt. Thread 1-1/2" PF (J.I.S.)- E.T. Thread 1-1/2"ET | 5.00 | nos |  | 1105.00 | 5525.00 | 562.50 | 2812.50 | 437.00 | 2185.00 | 459.00 | 2295.00 | Not Quoted | Not Quoted | 159.60 | 798.00 | Not Quoted | Not Quoted | 125.00 | 625.00 | 3984.19 | 19920.95 | 625.00 | AMPSEPC PVT LTD
221.00 | FLOOD LIGHT MASTS
222.00 | Design, supply, installation, testing and commissioning of high mast lighting system as per EIL specification No. 6-51-0039, data sheet, including all civil works, excavation, foundation, disposal of surplus earth, providing shoring, strutting and dewatering if required and including supply of cement, steel, GI pipes and all other sundry materials, special cables etc. as required for each high masts, including fixing and connection of fixtures, cables, earthing, lightning rods and all mounting accessories and hardware as required, including all labour and materials, as per approved drawings, specifications of this tender and directions of Engineer-in-Charge.
223.00 | 20M high flood light mast for Safe Area, including supply of WP glands, lugs, 12Nos LED fixture of 250 Watt. | 6.00 | nos |  | 845000.00 | 5070000.00 | 550000.00 | 3300000.00 | 580096.00 | 3480576.00 | 606375.00 | 3638250.00 | Not Quoted | Not Quoted | 912000.00 | 5472000.00 | Not Quoted | Not Quoted | 1150000.00 | 6900000.00 | 924202.76 | 5545216.56 | 3300000.00 | JSIW INFRASTRUCTURE PRIVATE LIMITED
224.00 | LIGHTING POLES
225.00 | Supply and installation of Lighting Poles for floor mounting as per std. 7-51-0201, including all civil works, excavation, foundation, disposal of surplus earth, providing shoring, strutting and dewatering if required and including supply of cement, steel, GI pipes, base plates, paint and all sundry materials as required, including painting, (excluding supply and installation of control gear box/junction box), but including all labour and materials, as per approved drawings, specifications of this tender and directions of Engineer-in-Charge.
226.00 | Lighting poles for hazardous areas. | 36.00 | nos |  | 29250.00 | 1053000.00 | 10179.00 | 366444.00 | 7937.00 | 285732.00 | 8313.00 | 299268.00 | Not Quoted | Not Quoted | 15960.00 | 574560.00 | Not Quoted | Not Quoted | 17000.00 | 612000.00 | 33317.47 | 1199428.92 | 285732.00 | Om Yash Projects Limited
227.00 | Supply and installation of Poles for post top lantern as per std. 7-51-0210 with marshalling box, necessary wires/cable running from marshalling box to the lighting fixtures, cable termination and connection, fixing of cable glands and lugs, , including all civil works, excavation, foundation, disposal of surplus earth, providing shoring, strutting and dewatering if required and supply of cement, steel, GI pipes, base plates, paint and all sundry materials as required, painting, including all labour and materials, as per approved drawings, specifications of this tender and directions of Engineer-in-Charge.
228.00 | Post top lantern. | 12.00 | nos |  | 24050.00 | 288600.00 | 11250.00 | 135000.00 | 9336.00 | 112032.00 | 9188.00 | 110256.00 | Not Quoted | Not Quoted | 5700.00 | 68400.00 | Not Quoted | Not Quoted | 24500.00 | 294000.00 | 20339.38 | 244072.56 | 68400.00 | M/s. Megha Engineering and Infrastructures Ltd
229.00 | Supply and installation of street lighting poles (single bracket/double bracket) including built in marshalling box and necessary wire/cable running from marshalling box to the lighting fixture, cable termination and connection, fixing of cable glands and lugs, including all civil works, excavation, foundation, disposal of surplus earth, providing shoring, strutting and dewatering if required and including supply of cement, steel, GI pipes, base plates, paint and all sundry materials as required, including painting, including all labour and materials, as per approved drawings, specifications of this tender and directions of Engineer-in-Charge.
230.00 | Poles as per std. 7-51-0234 sht. 1 of 2 (Single bracket) | 42.00 | nos |  | 25740.00 | 1081080.00 | 16650.00 | 699300.00 | 13794.00 | 579348.00 | 13598.00 | 571116.00 | Not Quoted | Not Quoted | 16530.00 | 694260.00 | Not Quoted | Not Quoted | 23430.00 | 984060.00 | 30008.33 | 1260349.86 | 571116.00 | TOLANI PROJECTS PVT LTD
231.00 | Poles as per std. 7-51-0234 sht. 1 of 2 (Double bracket) | 5.00 | nos |  | 27040.00 | 135200.00 | 19350.00 | 96750.00 | 15153.00 | 75765.00 | 15803.00 | 79015.00 | Not Quoted | Not Quoted | 18240.00 | 91200.00 | Not Quoted | Not Quoted | 24500.00 | 122500.00 | 37773.13 | 188865.65 | 75765.00 | Om Yash Projects Limited
232.00 | Poles as per std. 7-51-0235 sht. 1 of 2 | 24.00 | nos |  | 29250.00 | 702000.00 | 25650.00 | 615600.00 | 20730.00 | 497520.00 | 20948.00 | 502752.00 | Not Quoted | Not Quoted | 30780.00 | 738720.00 | Not Quoted | Not Quoted | 26600.00 | 638400.00 | 61366.02 | 1472784.48 | 497520.00 | Om Yash Projects Limited
233.00 | Poles as per std. 7-51-0235 sht. 2 of 2 | 5.00 | nos |  | 31070.00 | 155350.00 | 29250.00 | 146250.00 | 24181.00 | 120905.00 | 23888.00 | 119440.00 | Not Quoted | Not Quoted | 34200.00 | 171000.00 | Not Quoted | Not Quoted | 28500.00 | 142500.00 | 69735.01 | 348675.05 | 119440.00 | TOLANI PROJECTS PVT LTD
234.00 | HAZARDOUS AREA LIGHTING FIXTURES AND ACCESSORIES
235.00 | Installation, connection, testing and commissioning of following types of flame proof/Div.2 lighting fixtures and accessories, including cable termination and connection, fixing of cable glands, lugs, including supply of necessary hardwares, including transportation from store/yard to site at the place of installation, unpacking, including all labour and materials, as per approved drawings, specifications of this tender and directions of Engineer-in-Charge.
236.00 | 3-way, junction box. | 68.00 | nos |  | 1950.00 | 132600.00 | 1125.00 | 76500.00 | 915.00 | 62220.00 | 919.00 | 62492.00 | Not Quoted | Not Quoted | 745.75 | 50711.00 | Not Quoted | Not Quoted | 6800.00 | 462400.00 | 2731.29 | 185727.72 | 50711.00 | M/s. Megha Engineering and Infrastructures Ltd
237.00 | 4-way, junction box. | 5.00 | nos |  | 2210.00 | 11050.00 | 1305.00 | 6525.00 | 1014.00 | 5070.00 | 1066.00 | 5330.00 | Not Quoted | Not Quoted | 570.00 | 2850.00 | Not Quoted | Not Quoted | 7450.00 | 37250.00 | 3196.19 | 15980.95 | 2850.00 | M/s. Megha Engineering and Infrastructures Ltd
238.00 | Supply of following FLP/Div.2 lighting fixtures complete with lamps, requisite FLP cable glands, plugs and necessary control gear as per EIL standard specification No. 6-51-0061, data sheet for lighting fixture schedule, including all albour and materials, specifications of this tender and directions of Engineer-in-Charge.
239.00 | FLP-LED-9 IIA/IIB | 5.00 | nos |  | 14040.00 | 70200.00 | 11250.00 | 56250.00 | 8960.00 | 44800.00 | 9188.00 | 45940.00 | Not Quoted | Not Quoted | 17424.00 | 87120.00 | Not Quoted | Not Quoted | 3100.00 | 15500.00 | 20048.81 | 100244.05 | 15500.00 | AMPSEPC PVT LTD
240.00 | FLP LED-4 IIA/IIB | 36.00 | nos |  | 9490.00 | 341640.00 | 7650.00 | 275400.00 | 6076.00 | 218736.00 | 6248.00 | 224928.00 | Not Quoted | Not Quoted | 10925.00 | 393300.00 | Not Quoted | Not Quoted | 3150.00 | 113400.00 | 10750.81 | 387029.16 | 113400.00 | AMPSEPC PVT LTD
241.00 | LED FLP IIC - 3 | 5.00 | nos |  | 14040.00 | 70200.00 | 13050.00 | 65250.00 | 10737.00 | 53685.00 | 10658.00 | 53290.00 | Not Quoted | Not Quoted | 13205.00 | 66025.00 | Not Quoted | Not Quoted | 3350.00 | 16750.00 | 22663.88 | 113319.40 | 16750.00 | AMPSEPC PVT LTD
242.00 | Supply and installation of Type-`A' clamps(for bracket mounted lighting fixtures) including bolt (MOC SS304) for fixing the fixture to the clamp as per EIL std.no.7-51-0221, including supply and fixing of anchor fasteners, nuts and bolts, washers etc. as per approved drawings, specifications of this tender and directions of Engineer-in-Charge. | 50.00 | nos |  | 3250.00 | 162500.00 | 3105.00 | 155250.00 | 2447.00 | 122350.00 | 2536.00 | 126800.00 | Not Quoted | Not Quoted | 3629.00 | 181450.00 | Not Quoted | Not Quoted | 3750.00 | 187500.00 | 2963.74 | 148187.00 | 122350.00 | Om Yash Projects Limited
243.00 | Supply and installation of adapters for Platform and ground pole mounted lighting fixtures as per EIL std.no.7-51-0221, approved drawings, specifications of this tender and directions of Engineer-in-Charge. | 75.00 | nos |  | 3640.00 | 273000.00 | 1125.00 | 84375.00 | 896.00 | 67200.00 | 919.00 | 68925.00 | Not Quoted | Not Quoted | 627.00 | 47025.00 | Not Quoted | Not Quoted | 3850.00 | 288750.00 | 2963.74 | 222280.50 | 47025.00 | M/s. Megha Engineering and Infrastructures Ltd
244.00 | SAFE AREA LIGHTING FIXTURES
245.00 | Supply, installation, testing and commissioning of following lighting fixtures and connecting to wiring junction box/marshalling box complete with lamps and necessary control gear including supply of all connected materials like flexible conduit, clamps, supports, chains, anchor fastners, bolts, nuts and washers etc. as required, including supply and fixing of cable glands, lugs, including all labour and materials, as per approved drawings, data sheet for lighting fixture schedule, EIL installation standards, specifications of this tender and directions of Engineer-in-Charge.
246.00 | Type LED PT 1 Fixtures | 12.00 | nos |  | 4800.00 | 57600.00 | 11250.00 | 135000.00 | 9145.00 | 109740.00 | 9188.00 | 110256.00 | Not Quoted | Not Quoted | 580.00 | 6960.00 | Not Quoted | Not Quoted | 3800.00 | 45600.00 | 4875.64 | 58507.68 | 6960.00 | M/s. Megha Engineering and Infrastructures Ltd
247.00 | Supply, installation, testing and commissioning of following energy efficient lighting fixtures and connecting to wiring junction box/marshalling box complete with lamps and necessary control gear including supply of all connected materials like flexible conduit, clamps, supports, chains, anchor fastners, bolts, nuts and washers etc. as required, including supply and fixing of cable glands, lugs, including all labour and materials, as per approved drawings, data sheet for lighting fixture schedule, EIL installation standards, specifications of this tender and directions of Engineer-in-Charge.
248.00 | Type LED 2 Fixtures. | 64.00 | nos |  | 2340.00 | 149760.00 | 4365.00 | 279360.00 | 3591.00 | 229824.00 | 3565.00 | 228160.00 | Not Quoted | Not Quoted | 693.50 | 44384.00 | Not Quoted | Not Quoted | 3100.00 | 198400.00 | 2007.21 | 128461.44 | 44384.00 | M/s. Megha Engineering and Infrastructures Ltd
249.00 | Type LED 3 Fixtures. | 5.00 | nos |  | 4160.00 | 20800.00 | 4275.00 | 21375.00 | 3546.00 | 17730.00 | 3491.00 | 17455.00 | Not Quoted | Not Quoted | 745.75 | 3728.75 | Not Quoted | Not Quoted | 3350.00 | 16750.00 | 887.96 | 4439.80 | 3728.75 | M/s. Megha Engineering and Infrastructures Ltd
250.00 | Type LED 5 Fixtures. | 5.00 | nos |  | 4602.00 | 23010.00 | 4365.00 | 21825.00 | 3454.00 | 17270.00 | 3565.00 | 17825.00 | Not Quoted | Not Quoted | 978.50 | 4892.50 | Not Quoted | Not Quoted | 3750.00 | 18750.00 | 958.86 | 4794.30 | 4794.30 | KEC Spur Infrastructure Pvt. Ltd.
251.00 | Type LED 6 Fixtures. | 5.00 | nos |  | 5460.00 | 27300.00 | 4275.00 | 21375.00 | 3425.00 | 17125.00 | 3491.00 | 17455.00 | Not Quoted | Not Quoted | 1444.00 | 7220.00 | Not Quoted | Not Quoted | 3850.00 | 19250.00 | 1133.19 | 5665.95 | 5665.95 | KEC Spur Infrastructure Pvt. Ltd.
252.00 | Type LED 8 Fixtures. | 5.00 | nos |  | 5460.00 | 27300.00 | 3825.00 | 19125.00 | 3014.00 | 15070.00 | 3124.00 | 15620.00 | Not Quoted | Not Quoted | 1729.00 | 8645.00 | Not Quoted | Not Quoted | 4250.00 | 21250.00 | 1133.19 | 5665.95 | 5665.95 | KEC Spur Infrastructure Pvt. Ltd.
253.00 | Type LED IND-1 Fixtures. | 40.00 | nos |  | 1625.00 | 65000.00 | 1215.00 | 48600.00 | 952.00 | 38080.00 | 992.00 | 39680.00 | Not Quoted | Not Quoted | 289.75 | 11590.00 | Not Quoted | Not Quoted | 3250.00 | 130000.00 | 742.68 | 29707.20 | 11590.00 | M/s. Megha Engineering and Infrastructures Ltd
254.00 | Type LED IND-3 Fixtures. | 5.00 | nos |  | 2028.00 | 10140.00 | 1687.50 | 8437.50 | 1320.00 | 6600.00 | 1378.00 | 6890.00 | Not Quoted | Not Quoted | 361.00 | 1805.00 | Not Quoted | Not Quoted | 3475.00 | 17375.00 | 900.74 | 4503.70 | 1805.00 | M/s. Megha Engineering and Infrastructures Ltd
255.00 | Type LED IND-4 Fixtures. | 50.00 | nos |  | 2145.00 | 107250.00 | 1282.50 | 64125.00 | 1074.00 | 53700.00 | 1047.00 | 52350.00 | Not Quoted | Not Quoted | 745.75 | 37287.50 | Not Quoted | Not Quoted | 3675.00 | 183750.00 | 1016.97 | 50848.50 | 37287.50 | M/s. Megha Engineering and Infrastructures Ltd
256.00 | Type LED RSD-10 Fixtures. | 5.00 | nos |  | 4550.00 | 22750.00 | 1813.50 | 9067.50 | 1525.00 | 7625.00 | 1481.00 | 7405.00 | Not Quoted | Not Quoted | 18392.00 | 91960.00 | Not Quoted | Not Quoted | 5250.00 | 26250.00 | 2004.88 | 10024.40 | 7405.00 | TOLANI PROJECTS PVT LTD
257.00 | Type LED SFD-12 Fixtures. | 5.00 | nos |  | 5005.00 | 25025.00 | 1813.50 | 9067.50 | 1445.00 | 7225.00 | 1481.00 | 7405.00 | Not Quoted | Not Quoted | 18392.00 | 91960.00 | Not Quoted | Not Quoted | 5750.00 | 28750.00 | 2353.56 | 11767.80 | 7225.00 | Om Yash Projects Limited
258.00 | Type LED ST-4 Fixtures. | 42.00 | nos |  | 4225.00 | 177450.00 | 6525.00 | 274050.00 | 5104.00 | 214368.00 | 5329.00 | 223818.00 | Not Quoted | Not Quoted | 4322.50 | 181545.00 | Not Quoted | Not Quoted | 6175.00 | 259350.00 | 3138.08 | 131799.36 | 131799.36 | KEC Spur Infrastructure Pvt. Ltd.
259.00 | Type LED ST-10 Fixtures. | 2.00 | nos |  | 4797.00 | 9594.00 | 6255.00 | 12510.00 | 5021.00 | 10042.00 | 5108.00 | 10216.00 | Not Quoted | Not Quoted | 4322.50 | 8645.00 | Not Quoted | Not Quoted | 6200.00 | 12400.00 | 4393.31 | 8786.62 | 8645.00 | M/s. Megha Engineering and Infrastructures Ltd
260.00 | Type LED FD-1 Fixtures. | 20.00 | nos |  | 3894.00 | 77880.00 | 6435.00 | 128700.00 | 5283.00 | 105660.00 | 5255.00 | 105100.00 | Not Quoted | Not Quoted | 4275.00 | 85500.00 | Not Quoted | Not Quoted | 6230.00 | 124600.00 | 8379.82 | 167596.40 | 77880.00 | Advance Infrastrurctures Pvt Ltd
261.00 | Type LED FD-2 Fixtures. | 50.00 | nos |  | 6955.00 | 347750.00 | 8622.00 | 431100.00 | 7060.00 | 353000.00 | 7041.00 | 352050.00 | Not Quoted | Not Quoted | 5795.00 | 289750.00 | Not Quoted | Not Quoted | 6250.00 | 312500.00 | 7279.17 | 363958.50 | 289750.00 | M/s. Megha Engineering and Infrastructures Ltd
262.00 | FANS AND EXHAUST FANS
263.00 | Supply, installation, connection, testing and commissioning of following types of exhaust fans including supply of all necessary supports etc., including fixing of cable glands, lugs with BEE(Bureau of Energy Efficiency) rating of minimum 3 star including all labour and materials and accessories like mounting frame, fixing bolt, wire guard/louvres etc., as per approved drawings, specifications of this tender and directions of Engineer-in-Charge.
264.00 | 300 mm dia., 1 phase, 900 rpm, wall mounting type epoxy painted exhaust fan with louvres. | 2.00 | nos |  | 14040.00 | 28080.00 | 4365.00 | 8730.00 | 3580.00 | 7160.00 | 3565.00 | 7130.00 | Not Quoted | Not Quoted | 4370.00 | 8740.00 | Not Quoted | Not Quoted | 5550.00 | 11100.00 | 6276.15 | 12552.30 | 7130.00 | TOLANI PROJECTS PVT LTD
265.00 | 450 mm dia., 1 phase, 900 rpm, wall mounting type epoxy painted exhaust fan with louvres. | 8.00 | nos |  | 15535.00 | 124280.00 | 5625.00 | 45000.00 | 4555.00 | 36440.00 | 4594.00 | 36752.00 | Not Quoted | Not Quoted | 5225.00 | 41800.00 | Not Quoted | Not Quoted | 6450.00 | 51600.00 | 12087.40 | 96699.20 | 36440.00 | Om Yash Projects Limited
266.00 | 450 mm dia., 1 phase, 900 rpm, wall mounting type epoxy painted exhaust fan with louvres suitable for Gas group IIC, temperature class T3. | 12.00 | nos |  | 14300.00 | 171600.00 | 14850.00 | 178200.00 | 12164.00 | 145968.00 | 12128.00 | 145536.00 | Not Quoted | Not Quoted | 17242.50 | 206910.00 | Not Quoted | Not Quoted | 18500.00 | 222000.00 | 19758.25 | 237099.00 | 145536.00 | TOLANI PROJECTS PVT LTD
267.00 | Supply, installation, connection, testing and commissioning of 240 V AC, 410 mm sweep wall mounting type, single phase, 3 blade fan with oscillation facility and built in speed regulator including fixing, wiring with BEE (Bureau of Energy Efficiency)rating of minimum 3 star including all labour and materials, as per approved drawings, specifications of this tender and directions of Engineer-in-Charge. | 2.00 | nos |  | 5460.00 | 10920.00 | 4050.00 | 8100.00 | 3170.00 | 6340.00 | 3308.00 | 6616.00 | Not Quoted | Not Quoted | 2090.00 | 4180.00 | Not Quoted | Not Quoted | 3250.00 | 6500.00 | 6392.38 | 12784.76 | 4180.00 | M/s. Megha Engineering and Infrastructures Ltd
268.00 | Supply, installation, connection, testing and commissioning of 240 V AC, 1200 mm sweep ceiling fan with regulator (labeled as minimum 3-star by Bureau of Energy Efficiency)including providing clamp/hook in RCC slab, if necessary, providing, fixing, ceiling, rose, wiring, including all labour and materials, as per approved drawings, specifications of this tender and directions of Engineer-in-Charge. | 1.00 | nos |  | 6760.00 | 6760.00 | 3825.00 | 3825.00 | 3005.00 | 3005.00 | 3124.00 | 3124.00 | Not Quoted | Not Quoted | 4180.00 | 4180.00 | Not Quoted | Not Quoted | 5150.00 | 5150.00 | 3196.19 | 3196.19 | 3005.00 | Om Yash Projects Limited
269.00 | SOCKETS / RECEPTACLES AND SWITCHES / MCB UNITS
270.00 | Supply, installation, connection, testing and commissioning of following ratings of 240 V, single phase, sockets/receptacles and metallic outlet boxes as described below including supply of all connected materials, including all labour and materials, as per approved drawings, specifications of this tender and directions of Engineer-in-Charge.
271.00 | 6 A, 5 pin plate type flush/ surface mounting sockets/receptacles. | 30.00 | nos |  | 3770.00 | 113100.00 | 265.50 | 7965.00 | 222.00 | 6660.00 | 217.00 | 6510.00 | Not Quoted | Not Quoted | 118.75 | 3562.50 | Not Quoted | Not Quoted | 1275.00 | 38250.00 | 871.69 | 26150.70 | 3562.50 | M/s. Megha Engineering and Infrastructures Ltd
272.00 | 16/6 A, 6 pin plate type flush/ surface mounting sockets/receptacles. | 23.00 | nos |  | 8450.00 | 194350.00 | 328.50 | 7555.50 | 271.00 | 6233.00 | 268.00 | 6164.00 | Not Quoted | Not Quoted | 184.30 | 4238.90 | Not Quoted | Not Quoted | 1495.00 | 34385.00 | 1162.25 | 26731.75 | 4238.90 | M/s. Megha Engineering and Infrastructures Ltd
273.00 | 20 A, 3 pin surface mounted industrial type switch socket with plug and sheet steel painted box. | 6.00 | nos |  | 6812.00 | 40872.00 | 1930.50 | 11583.00 | 1504.00 | 9024.00 | 1577.00 | 9462.00 | Not Quoted | Not Quoted | 212.80 | 1276.80 | Not Quoted | Not Quoted | 3450.00 | 20700.00 | 1336.59 | 8019.54 | 1276.80 | M/s. Megha Engineering and Infrastructures Ltd
274.00 | Supply, installation, connection, testing and commissioning of following ratings of 240 V, single phase switches/MCB units, including outlet boxes and associated accessories, including all labour and materials, as per approved drawings, specifications of this tender and directions of Engineer-in-Charge.
275.00 | 5 A, piano type flush/surface mounted switches. | 115.00 | nos |  | 3640.00 | 418600.00 | 130.50 | 15007.50 | 105.00 | 12075.00 | 107.00 | 12305.00 | Not Quoted | Not Quoted | 104.50 | 12017.50 | Not Quoted | Not Quoted | 450.00 | 51750.00 | 122.04 | 14034.60 | 12017.50 | M/s. Megha Engineering and Infrastructures Ltd
276.00 | 5 A, plate type flush/surface mounted switches. | 5.00 | nos |  | 5746.00 | 28730.00 | 130.50 | 652.50 | 107.00 | 535.00 | 107.00 | 535.00 | Not Quoted | Not Quoted | 123.50 | 617.50 | Not Quoted | Not Quoted | 475.00 | 2375.00 | 122.04 | 610.20 | 535.00 | Om Yash Projects Limited, TOLANI PROJECTS PVT LTD
277.00 | 15 A, piano type flush/surface mounted switches. | 5.00 | nos |  | 5746.00 | 28730.00 | 175.50 | 877.50 | 138.00 | 690.00 | 143.00 | 715.00 | Not Quoted | Not Quoted | 218.50 | 1092.50 | Not Quoted | Not Quoted | 495.00 | 2475.00 | 244.07 | 1220.35 | 690.00 | Om Yash Projects Limited
278.00 | 15 A, plate type flush/surface mounted switches. | 5.00 | nos |  | 5746.00 | 28730.00 | 175.50 | 877.50 | 145.00 | 725.00 | 143.00 | 715.00 | Not Quoted | Not Quoted | 888.25 | 4441.25 | Not Quoted | Not Quoted | 510.00 | 2550.00 | 244.07 | 1220.35 | 715.00 | TOLANI PROJECTS PVT LTD
279.00 | 20A, DP MCB unit in moulded case enclosure for window type air conditioner. | 8.00 | nos |  | 5239.00 | 41912.00 | 2308.50 | 18468.00 | 1813.00 | 14504.00 | 1885.00 | 15080.00 | Not Quoted | Not Quoted | 888.25 | 7106.00 | Not Quoted | Not Quoted | 3550.00 | 28400.00 | 1685.26 | 13482.08 | 7106.00 | M/s. Megha Engineering and Infrastructures Ltd
280.00 | 32A, DP MCB unit in moulded case enclosure for window / split type air conditioner. | 5.00 | nos |  | 6084.00 | 30420.00 | 3105.00 | 15525.00 | 2504.00 | 12520.00 | 2536.00 | 12680.00 | Not Quoted | Not Quoted | 888.25 | 4441.25 | Not Quoted | Not Quoted | 4575.00 | 22875.00 | 1685.26 | 8426.30 | 4441.25 | M/s. Megha Engineering and Infrastructures Ltd
281.00 | 5A, 240V, piano type Weather proof switch | 5.00 | nos |  | 5005.00 | 25025.00 | 418.50 | 2092.50 | 328.00 | 1640.00 | 342.00 | 1710.00 | Not Quoted | Not Quoted | 52.25 | 261.25 | Not Quoted | Not Quoted | 1850.00 | 9250.00 | 244.07 | 1220.35 | 261.25 | M/s. Megha Engineering and Infrastructures Ltd
282.00 | JUNCTION BOXES (OUTDOOR / INDOOR TYPE)
283.00 | Supply and installation of dust and vermin proof G.I. sheet steel (1.6 mm thick) junction box WP type suitable for outdoor/indoor installation with number of outgoing ways as under, complete with PVC connectors, supply and fixing of cable glands, including supply of required size and number of terminals, including all labour and materials, as per approved drawings, specifications of this tender and directions of Engineer-in-Charge.
284.00 | 3 way. | 90.00 | nos |  | 7150.00 | 643500.00 | 1125.00 | 101250.00 | 938.00 | 84420.00 | 919.00 | 82710.00 | Not Quoted | Not Quoted | 627.00 | 56430.00 | Not Quoted | Not Quoted | 1950.00 | 175500.00 | 4358.44 | 392259.60 | 56430.00 | M/s. Megha Engineering and Infrastructures Ltd
285.00 | 4 way. | 20.00 | nos |  | 7540.00 | 150800.00 | 1485.00 | 29700.00 | 1238.00 | 24760.00 | 1213.00 | 24260.00 | Not Quoted | Not Quoted | 760.00 | 15200.00 | Not Quoted | Not Quoted | 2070.00 | 41400.00 | 5753.14 | 115062.80 | 15200.00 | M/s. Megha Engineering and Infrastructures Ltd
286.00 | Supply and installation of dust and vermin proof G.I. sheet steel (1.6 mm thick) junction box suitable for indoor installation, complete with 15A, 20 terminals, supply and fixing of cable glands for incoming cable and knock outs for conduit entry for outgoing circuits, including all labour and materials, as per approved drawings, specifications of this tender and directions of Engineer-in-Charge.
287.00 | Junction box. | 1.00 | nos |  | 8450.00 | 8450.00 | 5890.50 | 5890.50 | 4635.00 | 4635.00 | 4811.00 | 4811.00 | Not Quoted | Not Quoted | 2850.00 | 2850.00 | Not Quoted | Not Quoted | 3200.00 | 3200.00 | 6101.81 | 6101.81 | 2850.00 | M/s. Megha Engineering and Infrastructures Ltd
288.00 | LIGHTING / POWER PANELS AND DISTRIBUTION BOARDS
289.00 | Supply, installation, connection, testing and commissioning of flame proof weather proof lighting/power panels (for gas group IIA/IIB) as per EIL std. spec. 6-51-0008, including all labour and materials, as per approved drawings, specifications of this tender and directions of Engineer-in-Charge.
290.00 | 40 A, 4 pole incomer MCB isolator and ELCB and 6 Nos. outgoing double pole MCBs (upto 20 A). | 1.00 | nos |  | 46150.00 | 46150.00 | 70650.00 | 70650.00 | 55746.00 | 55746.00 | 57698.00 | 57698.00 | Not Quoted | Not Quoted | 109250.00 | 109250.00 | Not Quoted | Not Quoted | 142000.00 | 142000.00 | 84844.26 | 84844.26 | 46150.00 | Advance Infrastrurctures Pvt Ltd
291.00 | 40 A, 4 pole incomer MCB isolator and ELCB and 12 Nos. outgoing double pole MCBs (upto 20 A). | 12.00 | nos |  | 55510.00 | 666120.00 | 99000.00 | 1188000.00 | 79361.00 | 952332.00 | 80850.00 | 970200.00 | Not Quoted | Not Quoted | 137750.00 | 1653000.00 | Not Quoted | Not Quoted | 121500.00 | 1458000.00 | 139814.37 | 1677772.44 | 666120.00 | Advance Infrastrurctures Pvt Ltd
292.00 | Supply, installation, connection, testing and commissioning of safe area lighting/power panels, surface/flush mounting type, wall mounting type in dust tight (with hinged cover) sheet steel enclosure having 4 pole incomer and single pole MCB (9 kA type) for outgoing circuit control with complete wiring, including cable termination, connection and fixing of cable glands, including all labour and materials, as per approved drawings, specifications of this tender and directions of Engineer-in-Charge.
293.00 | 40 A, 4 pole incomer MCB isolator and ELCB and 6 Nos. outgoing single pole MCBs (upto 20 A). | 2.00 | nos |  | 18980.00 | 37960.00 | 14850.00 | 29700.00 | 12000.00 | 24000.00 | 12128.00 | 24256.00 | Not Quoted | Not Quoted | 57000.00 | 114000.00 | Not Quoted | Not Quoted | 99500.00 | 199000.00 | 67875.41 | 135750.82 | 24000.00 | Om Yash Projects Limited
294.00 | 40 A, 4 pole incomer MCB isolator and ELCB and 12 Nos. outgoing single pole MCBs (upto 20 A). | 8.00 | nos |  | 28210.00 | 225680.00 | 19350.00 | 154800.00 | 15377.00 | 123016.00 | 15803.00 | 126424.00 | Not Quoted | Not Quoted | 57000.00 | 456000.00 | Not Quoted | Not Quoted | 121000.00 | 968000.00 | 111851.50 | 894812.00 | 123016.00 | Om Yash Projects Limited
295.00 | WIRING
296.00 | Circuit wiring in non-hazardous areas using (size given below), copper conductor, PVC insulated, FRLS outer sleeve cables (third core for earthing), from lighting/power panel/distribution junction box, excluding the supply of cable, junction boxes and cable glands but including termination and connection, including all labour and materials, as per approved drawings, specifications of this tender and directions of Engineer-in-Charge.
297.00 | 3 C x 2.5 sq. mm | 520.00 | m |  | 95.00 | 49400.00 | 130.50 | 67860.00 | 107.00 | 55640.00 | 107.00 | 55640.00 | Not Quoted | Not Quoted | 261.00 | 135720.00 | Not Quoted | Not Quoted | 41.00 | 21320.00 | 168.53 | 87635.60 | 21320.00 | AMPSEPC PVT LTD
298.00 | Circuit wiring in hazardous areas using (sizes given below) copper conductor, PVC insulated, FRLS outer sleeve armoured cables (third core for earthing) from lighting/power panel/distribution junction box onwards, excluding the supply of cables, junction boxes and cable glands but including fixing of cable glands, supply and fixing of clamps, cable terminations and connections, including all labour and materials, as per approved drawings, specifications of this tender and directions of Engineer-in-Charge.
299.00 | 3 C x 2.5 sq. mm | 2100.00 | m |  | 95.00 | 199500.00 | 178.20 | 374220.00 | 151.00 | 317100.00 | 146.00 | 306600.00 | Not Quoted | Not Quoted | 409.00 | 858900.00 | Not Quoted | Not Quoted | 41.00 | 86100.00 | 226.64 | 475944.00 | 86100.00 | AMPSEPC PVT LTD
300.00 | Circuit wiring with 660 V grade, (sizes given below), FRLS PVC insulated copper wires in already laid surface/concealed conduit from lighting panel/power panel onwards including the supply of wires, termination and connection, including all labour and materials, as per approved drawings, specifications of this tender and directions of Engineer-in-Charge.
301.00 | 3 Nos x 1.5 sq. mm | 700.00 | m |  | 52.00 | 36400.00 | 75.60 | 52920.00 | 61.00 | 42700.00 | 62.00 | 43400.00 | Not Quoted | Not Quoted | 195.70 | 136990.00 | Not Quoted | Not Quoted | 58.00 | 40600.00 | 139.47 | 97629.00 | 36400.00 | Advance Infrastrurctures Pvt Ltd
302.00 | 3 Nos x 2.5 sq. mm | 300.00 | m |  | 62.00 | 18600.00 | 99.90 | 29970.00 | 82.00 | 24600.00 | 82.00 | 24600.00 | Not Quoted | Not Quoted | 218.50 | 65550.00 | Not Quoted | Not Quoted | 88.00 | 26400.00 | 203.39 | 61017.00 | 18600.00 | Advance Infrastrurctures Pvt Ltd
303.00 | 5 Nos x 1.5 sq. mm | 215.00 | m |  | 85.00 | 18275.00 | 117.00 | 25155.00 | 93.00 | 19995.00 | 96.00 | 20640.00 | Not Quoted | Not Quoted | 332.50 | 71487.50 | Not Quoted | Not Quoted | 165.00 | 35475.00 | 203.39 | 43728.85 | 18275.00 | Advance Infrastrurctures Pvt Ltd
304.00 | 5 Nos x 2.5 sq. mm | 210.00 | m |  | 92.00 | 19320.00 | 175.50 | 36855.00 | 137.00 | 28770.00 | 143.00 | 30030.00 | Not Quoted | Not Quoted | 380.00 | 79800.00 | Not Quoted | Not Quoted | 245.00 | 51450.00 | 319.62 | 67120.20 | 19320.00 | Advance Infrastrurctures Pvt Ltd
305.00 | 7 Nos x 1.5 sq. mm | 110.00 | m |  | 115.00 | 12650.00 | 163.80 | 18018.00 | 135.00 | 14850.00 | 134.00 | 14740.00 | Not Quoted | Not Quoted | 446.50 | 49115.00 | Not Quoted | Not Quoted | 235.00 | 25850.00 | 267.32 | 29405.20 | 12650.00 | Advance Infrastrurctures Pvt Ltd
306.00 | 7 Nos x 2.5 sq. mm | 50.00 | m |  | 125.00 | 6250.00 | 247.50 | 12375.00 | 198.00 | 9900.00 | 202.00 | 10100.00 | Not Quoted | Not Quoted | 529.15 | 26457.50 | Not Quoted | Not Quoted | 245.00 | 12250.00 | 383.54 | 19177.00 | 6250.00 | Advance Infrastrurctures Pvt Ltd
307.00 | 3 Nos x 4 sq. mm | 60.00 | m |  | 95.00 | 5700.00 | 220.50 | 13230.00 | 172.00 | 10320.00 | 180.00 | 10800.00 | Not Quoted | Not Quoted | 252.70 | 15162.00 | Not Quoted | Not Quoted | 295.00 | 17700.00 | 319.62 | 19177.20 | 5700.00 | Advance Infrastrurctures Pvt Ltd
308.00 | Circuit wiring in non-hazardous areas using (size given below), copper conductor, PVC insulated, FRLS outer sleeve cables (third core for earthing) from lighting panel/distribution junction box onwards including the supply of cable, junction boxes and cable glands, including termination and connection, including all labour and materials, as per approved drawings, specifications of this tender and directions of Engineer-in-Charge.
309.00 | 3 C x 2.5 sq. mm unarmoured Cu cables. | 10.00 | m |  | 450.00 | 4500.00 | 130.50 | 1305.00 | 109.00 | 1090.00 | 107.00 | 1070.00 | Not Quoted | Not Quoted | 240.00 | 2400.00 | Not Quoted | Not Quoted | 165.00 | 1650.00 | 122.04 | 1220.40 | 1070.00 | TOLANI PROJECTS PVT LTD
310.00 | 3 C x 2.5 sq. mm armoured Cu cables. | 10.00 | m |  | 450.00 | 4500.00 | 193.50 | 1935.00 | 155.00 | 1550.00 | 158.00 | 1580.00 | Not Quoted | Not Quoted | 261.00 | 2610.00 | Not Quoted | Not Quoted | 165.00 | 1650.00 | 174.34 | 1743.40 | 1550.00 | Om Yash Projects Limited
311.00 | 3 C x 4 sq. mm armoured Cu cables. | 10.00 | m |  | 560.00 | 5600.00 | 250.20 | 2502.00 | 195.00 | 1950.00 | 204.00 | 2040.00 | Not Quoted | Not Quoted | 475.00 | 4750.00 | Not Quoted | Not Quoted | 195.00 | 1950.00 | 261.51 | 2615.10 | 1950.00 | Om Yash Projects Limited, AMPSEPC PVT LTD
312.00 | Supply and laying of (surface type) approved make of black enamelled steel conduit of following diameter and associated fittings from lighting/power panel, telephone, fire alarm/plant communication points etc., including supply of G.I. sheet steel junction boxes with acrylic cover, pull wire, including all labour and materials, as per approved drawings, specifications of this tender and directions of Engineer-in-Charge.
313.00 | 25 mm diameter. | 210.00 | m |  | 195.00 | 40950.00 | 157.50 | 33075.00 | 131.00 | 27510.00 | 129.00 | 27090.00 | Not Quoted | Not Quoted | 190.00 | 39900.00 | Not Quoted | Not Quoted | 235.00 | 49350.00 | 334.73 | 70293.30 | 27090.00 | TOLANI PROJECTS PVT LTD
314.00 | 40 mm diameter. | 400.00 | m |  | 225.00 | 90000.00 | 292.50 | 117000.00 | 232.00 | 92800.00 | 239.00 | 95600.00 | Not Quoted | Not Quoted | 275.00 | 110000.00 | Not Quoted | Not Quoted | 435.00 | 174000.00 | 485.82 | 194328.00 | 90000.00 | Advance Infrastrurctures Pvt Ltd
315.00 | Supply and installation of 50 mm x 50 mm, (18 SWG) 'METSEC' channel with removable cover, including supply of all connected hardware, supports, all labour and materials, as per approved drawings, specifications of this tender and directions of Engineer-in-Charge. | 160.00 | m |  | 850.00 | 136000.00 | 562.50 | 90000.00 | 467.00 | 74720.00 | 459.00 | 73440.00 | Not Quoted | Not Quoted | 475.00 | 76000.00 | Not Quoted | Not Quoted | 645.00 | 103200.00 | 842.63 | 134820.80 | 73440.00 | TOLANI PROJECTS PVT LTD
316.00 | Circuit wiring with 660 V grade (sizes given below) PVC insulated copper conductor wires in already installed metsec channel including the supply of wires, termination, connection and harnessing of wires etc., including all labour and materials, as per approved drawings, specifications of this tender and directions of Engineer-in-Charge.
317.00 | 1.5 sq. mm wires. | 600.00 | m |  | 95.00 | 57000.00 | 28.80 | 17280.00 | 25.00 | 15000.00 | 24.00 | 14400.00 | Not Quoted | Not Quoted | 196.65 | 117990.00 | Not Quoted | Not Quoted | 80.00 | 48000.00 | 17.43 | 10458.00 | 10458.00 | KEC Spur Infrastructure Pvt. Ltd.
318.00 | 2.5 sq. mm wires. | 20.00 | m |  | 110.00 | 2200.00 | 37.80 | 756.00 | 32.00 | 640.00 | 31.00 | 620.00 | Not Quoted | Not Quoted | 218.50 | 4370.00 | Not Quoted | Not Quoted | 85.00 | 1700.00 | 24.41 | 488.20 | 488.20 | KEC Spur Infrastructure Pvt. Ltd.
319.00 | Supply and laying of (concealed type) PVC conduit of following diameter and associated fittings in brick walls, RCC slabs/ceilings for lighting/ power/telephone, fire alarm/plant communication points etc., including supply of G.I. sheet steel junction boxes with acrylic cover, pull wire, making cuts and chasis in built up brick work, RCC slabs/ceilings and making good the same, including all labour and materials, as per approved drawings, specifications of this tender and directions of Engineer-in-Charge.
320.00 | 25 mm diameter. | 620.00 | m |  | 225.00 | 139500.00 | 70.20 | 43524.00 | 55.00 | 34100.00 | 57.00 | 35340.00 | Not Quoted | Not Quoted | 76.00 | 47120.00 | Not Quoted | Not Quoted | 85.00 | 52700.00 | 87.17 | 54045.40 | 34100.00 | Om Yash Projects Limited
321.00 | 40 mm diameter. | 100.00 | m |  | 396.00 | 39600.00 | 108.00 | 10800.00 | 89.00 | 8900.00 | 88.00 | 8800.00 | Not Quoted | Not Quoted | 156.75 | 15675.00 | Not Quoted | Not Quoted | 135.00 | 13500.00 | 133.66 | 13366.00 | 8800.00 | TOLANI PROJECTS PVT LTD
322.00 | Circuit wiring in hazardous areas using (sizes given below) copper conductor, XLPE insulated, FRLS outer sleeve armoured cables (third core for earthing) from lighting/power panel/distribution junction box onwards, excluding the supply of cables, junction boxes and cable glands but including fixing of cable glands, supply and fixing of clamps, cable terminations and connections, including all labour and materials, as per approved drawings, specifications of this tender and directions of Engineer-in-Charge.
323.00 | 3 C x 2.5 sq. mm | 160.00 | m |  | 95.00 | 15200.00 | 130.50 | 20880.00 | 106.00 | 16960.00 | 107.00 | 17120.00 | Not Quoted | Not Quoted | 219.00 | 35040.00 | Not Quoted | Not Quoted | 314.00 | 50240.00 | 226.64 | 36262.40 | 15200.00 | Advance Infrastrurctures Pvt Ltd
324.00 | SOLAR LIGHTING SYSTEM
325.00 | Design, supply, installation, testing and commissioning of standalone solar photovoltaic street lighting system (SLS) complete with pole with built in marshalling box and necessary wire/ cable running from marshalling box to the lighting fixture and battery bank, White LED fixture, PV Module, Battery, including fixing and connection of fixtures, cable termination and connection, fixing of cable glands and lugs and all mounting accessories and hardware as required, including all civil works, excavation, pre-cast foundation, disposal of surplus earth, etc. and including supply of cement, steel, GI pipes and, base plates, paint all other sundry materials, special cables etc. as required for each SLS system, including painting, all labour and materials, as per approved drawings, specifications of this tender and directions of Engineer-in-Charge.
326.00 | Standalone Solar Photovoltaic Street Lighting System (SLS) comprising of 40 W LED light, 150 Wp PV Module, 12 V battery of 200 Ah capacity Lead-Acid type with 7 meter high pole with single bracket as per Sheet 1 of 2 of 7-51-0234 and complete with PV module and Battery Box mounting arrangement, Battery box of 18 SWG Sheet Steel, Charge control unit with all protection feature including lightning protection and charge indication, all other control electronics, inter-connecting wires/cables, etc. All items shall be MNRE approved | 24.00 | nos |  | 120000.00 | 2880000.00 | 126000.00 | 3024000.00 | 104172.00 | 2500128.00 | 102900.00 | 2469600.00 | Not Quoted | Not Quoted | 34675.00 | 832200.00 | Not Quoted | Not Quoted | 75000.00 | 1800000.00 | 52443.24 | 1258637.76 | 832200.00 | M/s. Megha Engineering and Infrastructures Ltd
327.00 | Design, supply, installation, testing and commissioning of hybrid solar photovoltaic street lighting system (SLS) with provision of external power supply from owner's substation complete with pole with built in marshalling box and necessary wire/ cable running from marshalling box to the lighting fixture and battery bank, White LED fixture, PV Module, Battery, including fixing and connection of fixtures, cable termination and connection, fixing of cable glands and lugs and all mounting accessories and hardware as required, including all civil works, excavation, pre-cast foundation, disposal of surplus earth, etc. and including supply of cement, steel, GI pipes and, base plates, paint all other sundry materials, special cables etc. as required for each SLS system, including painting, all labour and materials, as per approved drawings, specifications of this tender and directions of Engineer-in-Charge.
328.00 | Hybrid Solar Photovoltaic Street Lighting System (SLS) comprising of 40 W LED light, 150 Wp PV Module, 12 V battery of 200 Ah capacity Lead-Acid type and external supply of 240 V with 7 meter high pole with single bracket as per Sheet 1 of 2 of 7-51-0234 and complete with PV module and Battery Box mounting arrangement, Battery box of 18 SWG Sheet Steel, Charge control unit(s) with changeover facility having provision to receive following external alternate supply from Owner with all protection feature including lightning protection and charge indication, all other control electronics, interconnecting wires/cables, etc. All items shall be MNRE approved. | 2.00 | nos |  | 135000.00 | 270000.00 | 88650.00 | 177300.00 | 73710.00 | 147420.00 | 72398.00 | 144796.00 | Not Quoted | Not Quoted | 40375.00 | 80750.00 | Not Quoted | Not Quoted | 75000.00 | 150000.00 | 61018.13 | 122036.26 | 80750.00 | M/s. Megha Engineering and Infrastructures Ltd
329.00 | EARTH ELECTRODES
330.00 | Supply, installation, testing and commissioning of GI earth electrodes, complete with earth pit as per std. 7-51-0102 and all necessary materials including excavation of earth pit, filling with charcoal and salt, back filling, providing necessary brickwork, connections, including all labour and materials, as per approved drawings, specifications of this tender and directions of Engineer-in-Charge.
331.00 | GI earth electrode as per std. 7-51-0102. | 58.00 | nos |  | 18850.00 | 1093300.00 | 15000.00 | 870000.00 | 16613.00 | 963554.00 | 16795.00 | 974110.00 | Not Quoted | Not Quoted | 9215.00 | 534470.00 | Not Quoted | Not Quoted | 8650.00 | 501700.00 | 28557.83 | 1656354.14 | 501700.00 | AMPSEPC PVT LTD
332.00 | EARTH STRIPS
333.00 | Supply, installation and connection of following GI earthing strip along the cable trenches or cable trays or fixing to walls or structures including welding at joints, providing anti-corrosive paint or bitumen and jute covering for welded portion, clamping and necessary hardware for connecting, etc., including all labour and materials, as per approved drawings, specifications of this tender and directions of Engineer-in-Charge.
334.00 | 50 x 6 mm | 200.00 | m |  | 267.00 | 53400.00 | 310.50 | 62100.00 | 245.00 | 49000.00 | 254.00 | 50800.00 | Not Quoted | Not Quoted | 261.25 | 52250.00 | Not Quoted | Not Quoted | 255.00 | 51000.00 | 284.75 | 56950.00 | 49000.00 | Om Yash Projects Limited
335.00 | 40 x 5 mm | 80.00 | m |  | 232.00 | 18560.00 | 238.50 | 19080.00 | 200.00 | 16000.00 | 195.00 | 15600.00 | Not Quoted | Not Quoted | 209.00 | 16720.00 | Not Quoted | Not Quoted | 205.00 | 16400.00 | 206.88 | 16550.40 | 15600.00 | TOLANI PROJECTS PVT LTD
336.00 | 25 x 3 mm | 700.00 | m |  | 140.00 | 98000.00 | 142.20 | 99540.00 | 117.00 | 81900.00 | 116.00 | 81200.00 | Not Quoted | Not Quoted | 114.00 | 79800.00 | Not Quoted | Not Quoted | 195.00 | 136500.00 | 108.09 | 75663.00 | 75663.00 | KEC Spur Infrastructure Pvt. Ltd.
337.00 | Supply, installation and connection of following GI earthing strip buried individually at a depth of 500 mm including welding at joints, providing anti-corrosive paint or bitumen and jute covering for welded portion, clamping and necessary hardware for connecting, excavation and refilling etc., including all labour and materials, as per approved drawings, specifications of this tender and directions of Engineer-in-Charge.
338.00 | 50 x 6 mm | 3360.00 | m |  | 346.00 | 1162560.00 | 310.50 | 1043280.00 | 255.00 | 856800.00 | 254.00 | 853440.00 | Not Quoted | Not Quoted | 285.00 | 957600.00 | Not Quoted | Not Quoted | 225.00 | 756000.00 | 315.33 | 1059508.80 | 756000.00 | AMPSEPC PVT LTD
339.00 | 25 x 3 mm | 850.00 | m |  | 182.00 | 154700.00 | 142.20 | 120870.00 | 117.00 | 99450.00 | 116.00 | 98600.00 | Not Quoted | Not Quoted | 209.00 | 177650.00 | Not Quoted | Not Quoted | 175.00 | 148750.00 | 108.09 | 91876.50 | 91876.50 | KEC Spur Infrastructure Pvt. Ltd.
340.00 | EARTHING CONNECTION
341.00 | Connecting individual equipment to the earth strip or earth plate with following sizes of G.I. wire / G.I. wire rope including the supply of G.I. wire /G.I. wire rope, lugs, conductors, connecting to the G.I. strip or earth plate and necessary hardware for connection, including all labour and materials, as per approved drawings, specifications of this tender and directions of Engineer-in-Charge.
342.00 | 3/8" dia (10 mm) flexible rope. | 450.00 | m |  | 286.00 | 128700.00 | 88.20 | 39690.00 | 74.00 | 33300.00 | 72.00 | 32400.00 | Not Quoted | Not Quoted | 114.00 | 51300.00 | Not Quoted | Not Quoted | 165.00 | 74250.00 | 104.60 | 47070.00 | 32400.00 | TOLANI PROJECTS PVT LTD
343.00 | 5/8" dia (16 mm) flexible rope. | 25.00 | m |  | 320.00 | 8000.00 | 99.00 | 2475.00 | 83.00 | 2075.00 | 81.00 | 2025.00 | Not Quoted | Not Quoted | 285.00 | 7125.00 | Not Quoted | Not Quoted | 195.00 | 4875.00 | 133.66 | 3341.50 | 2025.00 | TOLANI PROJECTS PVT LTD
344.00 | 8 SWG GI Wire. | 250.00 | m |  | 385.00 | 96250.00 | 52.20 | 13050.00 | 42.00 | 10500.00 | 43.00 | 10750.00 | Not Quoted | Not Quoted | 114.00 | 28500.00 | Not Quoted | Not Quoted | 75.00 | 18750.00 | 68.57 | 17142.50 | 10500.00 | Om Yash Projects Limited
345.00 | Supply and installation of 25 sq. mm (168/0.01772") copper flexibles of following length with copper lugs crimped on both sides for earthing of pipeline vessels, equipments (non electrical) as per std. 7- 51-0112, including all labour and materials, as per approved drawings, specifications of this tender and directions of Engineer-in-Charge.
346.00 | 300 mm | 35.00 | nos |  | 715.00 | 25025.00 | 157.50 | 5512.50 | 133.00 | 4655.00 | 129.00 | 4515.00 | Not Quoted | Not Quoted | 114.00 | 3990.00 | Not Quoted | Not Quoted | 365.00 | 12775.00 | 767.09 | 26848.15 | 3990.00 | M/s. Megha Engineering and Infrastructures Ltd
347.00 | 500 mm | 35.00 | nos |  | 1072.50 | 37537.50 | 202.50 | 7087.50 | 169.00 | 5915.00 | 165.00 | 5775.00 | Not Quoted | Not Quoted | 152.00 | 5320.00 | Not Quoted | Not Quoted | 495.00 | 17325.00 | 1278.48 | 44746.80 | 5320.00 | M/s. Megha Engineering and Infrastructures Ltd
348.00 | 1500 mm | 35.00 | nos |  | 1670.00 | 58450.00 | 607.50 | 21262.50 | 500.00 | 17500.00 | 496.00 | 17360.00 | Not Quoted | Not Quoted | 332.00 | 11620.00 | Not Quoted | Not Quoted | 1275.00 | 44625.00 | 1917.71 | 67119.85 | 11620.00 | M/s. Megha Engineering and Infrastructures Ltd
349.00 | EARTH PLATES
350.00 | Supply, installation and connection of GI earth plates as per std. 7-51-0103, complete with anchor bolts, including all labour and materials, as per approved drawings, specifications of this tender and directions of Engineer-in-Charge.
351.00 | GI earth plate as per std. 7-51-0103. | 27.00 | nos |  | 11050.00 | 298350.00 | 1305.00 | 35235.00 | 1084.00 | 29268.00 | 1066.00 | 28782.00 | Not Quoted | Not Quoted | 608.00 | 16416.00 | Not Quoted | Not Quoted | 575.00 | 15525.00 | 2673.18 | 72175.86 | 15525.00 | AMPSEPC PVT LTD
352.00 | EARTHING CABLES
353.00 | Supply of 1100 V grade, multi stranded Copper Conductor, XLPE/PVC insulated and unarmoured cables (with green/yellow strips or green colour outer sleeve) of following sizes as per EIL standard specification No. 6-51-0051, data sheet, specifications of this tender and directions of Engineer-in-Charge.
354.00 | 1 C x 10 Sqmm | 200.00 | m |  | 385.00 | 77000.00 | 136.80 | 27360.00 | 109.00 | 21800.00 | 112.00 | 22400.00 | Not Quoted | Not Quoted | 128.00 | 25600.00 | Not Quoted | Not Quoted | 135.00 | 27000.00 | 191.77 | 38354.00 | 21800.00 | Om Yash Projects Limited
355.00 | Termination & connection of leads of 1100 V grade, multi stranded Copper Conductor, XLPE/PVC insulated and unarmoured, cables of following sizes for earthing of equipment, including supply of lugs, supply and fixing of GI saddles and saddle bars, cutting and stripping of cable insulation, crimping the lug on to the conductor, clamping of the cable, including all labour and materials as per approved drawings, specifications of this tender and directions of Engineer-in-Charge
356.00 | 1 C x 10 Sqmm | 10.00 | nos |  | 255.00 | 2550.00 | 28.80 | 288.00 | 23.00 | 230.00 | 24.00 | 240.00 | Not Quoted | Not Quoted | 285.00 | 2850.00 | Not Quoted | Not Quoted | 15500.00 | 155000.00 | 191.77 | 1917.70 | 230.00 | Om Yash Projects Limited
357.00 | TELEPHONE SYSTEM
358.00 | Supply, installation, testing and commissioning of Indoor Telephone Distribution J.B. made out of 2.03 mm (14 gauge) sheet steel, with one anti-rust coat of primer, with two finished coats of approved epoxy paint, with Krone type terminals with hinged lockable door, detachable gland plate at the bottom/top complete with termination and connections of incoming/ outgoing cables, including all labour and materials, as per specifications of this tender and directions of Engineer-in-Charge.
359.00 | TDJB Flush mounting type with an additional cable pull box at bottom for easy termination of cable suitable for 1 nos 5 Pair incoming cable(s) and 5 nos 1 Pair outgoing cable(s) | 5.00 | nos |  | 17500.00 | 87500.00 | 5625.00 | 28125.00 | 4440.00 | 22200.00 | 4594.00 | 22970.00 | Not Quoted | Not Quoted | 4038.00 | 20190.00 | Not Quoted | Not Quoted | 54500.00 | 272500.00 | 26557.42 | 132787.10 | 20190.00 | M/s. Megha Engineering and Infrastructures Ltd
360.00 | Supply, installation, connection, testing and commissioning of following plug - in type sockets for Telephones extensions including supply of sheet boxes with covers connection of socket and plug, including all labour and materials, as per approved drawings, specifications of this tender and directions of Engineer-in-Charge.
361.00 | Flush Mounting Type. | 10.00 | nos |  | 325.00 | 3250.00 | 292.50 | 2925.00 | 228.00 | 2280.00 | 239.00 | 2390.00 | Not Quoted | Not Quoted | 632.00 | 6320.00 | Not Quoted | Not Quoted | 2975.00 | 29750.00 | 3079.96 | 30799.60 | 2280.00 | Om Yash Projects Limited
362.00 | Wiring with (No. of wires given below) 660 V grade, 0.63 mm dia. annealed tinned copper conductor, PVC insulated twin flat wire as per relevant IS in already laid surface/concealed conduit from TDJB onwards to telephone sockets including supply of Wires, termination and connection, including all labour and materials, as per approved drawings, specifications of this tender and directions of Engineer-in-Charge.
363.00 | 1 No. twin flat wire. | 100.00 | m |  | 325.00 | 32500.00 | 76.50 | 7650.00 | 63.00 | 6300.00 | 62.00 | 6200.00 | Not Quoted | Not Quoted | 34.00 | 3400.00 | Not Quoted | Not Quoted | 125.00 | 12500.00 | 145.28 | 14528.00 | 3400.00 | M/s. Megha Engineering and Infrastructures Ltd
364.00 | 2 Nos. twin flat wires. | 10.00 | m |  | 552.00 | 5520.00 | 148.50 | 1485.00 | 121.00 | 1210.00 | 121.00 | 1210.00 | Not Quoted | Not Quoted | 52.00 | 520.00 | Not Quoted | Not Quoted | 225.00 | 2250.00 | 249.88 | 2498.80 | 520.00 | M/s. Megha Engineering and Infrastructures Ltd
365.00 | SUPPLY OF COMMUNICATION / FIRE ALALRM CABLE / CONDUITS / DUCTS
366.00 | Supply of communication, fire alarm & control paired cables of following sizes as per EIL standard specification No. 6-51-0052, data sheet, specifications of this tender and directions of Engineer-in-Charge.
367.00 | Non-Jelly filled fire alarm armoured cables of size 1.5 mm² 2 pair | 600.00 | m |  | 195.00 | 117000.00 | 121.50 | 72900.00 | 96.00 | 57600.00 | 99.00 | 59400.00 | Not Quoted | Not Quoted | 138.00 | 82800.00 | Not Quoted | Not Quoted | 195.00 | 117000.00 | 112.74 | 67644.00 | 57600.00 | Om Yash Projects Limited
368.00 | Non-Jelly filled fire alarm unarmoured cables of size 1.5 mm² 2 pair | 1850.00 | metre |  | 165.00 | 305250.00 | 70.20 | 129870.00 | 56.00 | 103600.00 | 57.00 | 105450.00 | Not Quoted | Not Quoted | 105.00 | 194250.00 | Not Quoted | Not Quoted | 225.00 | 416250.00 | 80.20 | 148370.00 | 103600.00 | Om Yash Projects Limited
369.00 | CIVIL WORKS/M.S. CHEQUERED PLATE
370.00 | Excavation and backfilling of trenches for cables and earth strip etc. , for a maximum depth of 1.5 m, shoring, shuttering and dewatering (if necessary) including consolidation and disposal of surplus earth up to a distance of 30 m, including all labour and materials, as per approved drawings, specifications of this tender and directions of Engineer-in-Charge. (Excavated trench dimensions shall be measured).
371.00 | Excavation and backfilling of trenches in all types of soil except rock. | 450.00 | m³ |  | 650.00 | 292500.00 | 472.50 | 212625.00 | 378.00 | 170100.00 | 386.00 | 173700.00 | Not Quoted | Not Quoted | 855.00 | 384750.00 | Not Quoted | Not Quoted | 510.00 | 229500.00 | 464.90 | 209205.00 | 170100.00 | Om Yash Projects Limited
372.00 | Supply and spreading of approved fine river sand/stone dust in cable trenches, including all labour and materials, specifications of this tender and directions of Engineer-in-Charge.
373.00 | Fine river sand. | 300.00 | m³ |  | 1750.00 | 525000.00 | 1935.00 | 580500.00 | 1508.00 | 452400.00 | 1580.00 | 474000.00 | Not Quoted | Not Quoted | 1188.00 | 356400.00 | Not Quoted | Not Quoted | 1150.00 | 345000.00 | 2324.50 | 697350.00 | 345000.00 | AMPSEPC PVT LTD
374.00 | Supply and spreading of approved FLY ASH BRICKS - TYPE-5 of 75 mm thickness in cable trenches for cable protection, including all labour and materials, as per approved drawings, specifications of this tender and directions of Engineer-in-Charge. (Actual area of laid brick surfaces shall be measured).
375.00 | Bricks. | 400.00 | m² |  | 950.00 | 380000.00 | 607.50 | 243000.00 | 494.00 | 197600.00 | 496.00 | 198400.00 | Not Quoted | Not Quoted | 348.00 | 139200.00 | Not Quoted | Not Quoted | 893.00 | 357200.00 | 755.46 | 302184.00 | 139200.00 | M/s. Megha Engineering and Infrastructures Ltd
376.00 | Providing and laying plain cement concrete for all depths below and up to a plinth level in foundations including tamping, ramming, vibrating, curing, shuttering etc. all as specified in any shape, position, thickness and finishing the top surface rough or smooth as specified and directed, including supply of all materials and all complete for concrete of M-15 grade with 20 mm and down size graded crushed stone aggregates, including all labour and materials, as per approved drawings, specifications of this tender and directions of Engineer-in-Charge.
377.00 | Plain cement concrete. | 5.00 | m³ |  | 8500.00 | 42500.00 | 310.50 | 1552.50 | 262.00 | 1310.00 | 254.00 | 1270.00 | Not Quoted | Not Quoted | 2552.00 | 12760.00 | Not Quoted | Not Quoted | 5850.00 | 29250.00 | 6392.38 | 31961.90 | 1270.00 | TOLANI PROJECTS PVT LTD
378.00 | Supply, fabrication and installation of 6 mm thick M.S. chequered plate for covering floor cut- outs/cable trenches etc., including all labour and materials, as per approved drawings, specifications of this tender and directions of Engineer-in-Charge.
379.00 | 6 mm thick M.S. chequered plate. | 40.00 | m² |  | 5850.00 | 234000.00 | 7425.00 | 297000.00 | 5954.00 | 238160.00 | 6064.00 | 242560.00 | Not Quoted | Not Quoted | 100.00 | 4000.00 | Not Quoted | Not Quoted | 4825.00 | 193000.00 | 6857.28 | 274291.20 | 4000.00 | M/s. Megha Engineering and Infrastructures Ltd
380.00 | ACSR CONDUCTORS
381.00 | Supply, installation , tensioning, and connection of ACSR conductor of sizes as given below for running over poles, structures including P.G. Clamps, connection to isolators, load break switch, drop out fuses, lightning arrestors, O/H line to cable box connector but excluding the supply of insulators, isolators, load break switch, dropout fuses, lightning arrestor, including all labour and materials, as per the routing of layout drawings, as per approved drawings, specifications of this tender and directions of Engineer-in-Charge.
382.00 | Conductor type - Dog | 1.00 | m |  | 325.00 | 325.00 | 157.50 | 157.50 | 126.00 | 126.00 | 129.00 | 129.00 | Not Quoted | Not Quoted | 288.00 | 288.00 | Not Quoted | Not Quoted | 1150.00 | 1150.00 | 1278.48 | 1278.48 | 126.00 | Om Yash Projects Limited
383.00 | Conductor type 11kV ACSR | 1.00 | nos |  | 400.00 | 400.00 | 148.50 | 148.50 | 118.00 | 118.00 | 121.00 | 121.00 | Not Quoted | Not Quoted | 461.00 | 461.00 | Not Quoted | Not Quoted | 2750.00 | 2750.00 | 1278.48 | 1278.48 | 118.00 | Om Yash Projects Limited
384.00 | LAN SYSTEMS
385.00 | Supply, installation, termination, testing and commissioning of flush mounted CAT-6 UTP JACK (Information Outlets) including supply of all connected materials(i.e Face plates, Surface mount box, patch cord at I/O end), including all labour and materials, as per approved drawings, specifications of this tender and directions of Engineer-in-charge. | 10.00 | nos |  | 715.00 | 7150.00 | 310.50 | 3105.00 | 247.00 | 2470.00 | 254.00 | 2540.00 | Not Quoted | Not Quoted | 632.00 | 6320.00 | Not Quoted | Not Quoted | 18225.00 | 182250.00 | 1220.36 | 12203.60 | 2470.00 | Om Yash Projects Limited
386.00 | Circuit wiring with following cables for LAN in already laid surface/concealed conduit from Etherswitch rack onwards to Cat-6 UTP Jack (Information outlet) including the supply of cables, termination and connection at both ends (i.e at jack panel end & at the I/O end), including all labour and materials, as per approved drawings, specifications of this tender and directions of Engineer-in-charge.
387.00 | 1 no. CAT-6 UTP cable | 20.00 | m |  | 55.00 | 1100.00 | 130.50 | 2610.00 | 109.00 | 2180.00 | 107.00 | 2140.00 | Not Quoted | Not Quoted | 24.00 | 480.00 | Not Quoted | Not Quoted | 375.00 | 7500.00 | 101.12 | 2022.40 | 480.00 | M/s. Megha Engineering and Infrastructures Ltd
388.00 | PAINTING & MARKING
389.00 | Letter painting and marking of all buses of switchboards, all incomers, bus couplers, outgoings with details of Tag No, feeder rating in KW/Amp, sending end source, in the front of the panels and bus bar, panel nos.etc. on the rear side of the panels for all switchboards, all other substation equipment viz.transformers, capacitors, neutral grounding resistors, VFD panels, other panels, etc for equipment housed in electrical substations including supply of all material such as stickers, enamel paints, stencil, etc including supply of all labour, materials as per the specification of this tender and directions of Engineer-in-Charge.
390.00 | Each alphabet/character upto 2 inch in height/length | 30.00 | nos |  | 125.00 | 3750.00 | 22.50 | 675.00 | 19.00 | 570.00 | 18.00 | 540.00 | Not Quoted | Not Quoted | 61.00 | 1830.00 | Not Quoted | Not Quoted | 225.00 | 6750.00 | 116.23 | 3486.90 | 540.00 | TOLANI PROJECTS PVT LTD
391.00 | Each alphabet/character above 2 inch and Upto 4 inch in height/length | 30.00 | nos |  | 195.00 | 5850.00 | 31.50 | 945.00 | 27.00 | 810.00 | 26.00 | 780.00 | Not Quoted | Not Quoted | 180.00 | 5400.00 | Not Quoted | Not Quoted | 275.00 | 8250.00 | 174.34 | 5230.20 | 780.00 | TOLANI PROJECTS PVT LTD
392.00 | Each alphabet/character above 4 inch and Upto 8 inch in height/length | 30.00 | nos |  | 298.00 | 8940.00 | 40.50 | 1215.00 | 33.00 | 990.00 | 33.00 | 990.00 | Not Quoted | Not Quoted | 235.00 | 7050.00 | Not Quoted | Not Quoted | 320.00 | 9600.00 | 232.45 | 6973.50 | 990.00 | Om Yash Projects Limited, TOLANI PROJECTS PVT LTD
393.00 | Letter painting of tag nos., applicable circuit nos. for identification with red/black/white paint for all outdoor equipment in safe and hazardous areas viz. light fittings, control gear boxes, lighting/power panels, welding receptacles, convenience receptacles, local control stations, fire alarm manual call points, fire alarm detectors, motors, field call stations, loud speakers, etc. including supply of enamel paint, all hardware as required, supply of all labour, materials as per the specification of this tender and directions of Engineer-in-Charge.
394.00 | Each alphabet/character upto 2 inch in height/length | 30.00 | nos |  | 125.00 | 3750.00 | 22.50 | 675.00 | 18.00 | 540.00 | 18.00 | 540.00 | Not Quoted | Not Quoted | 61.00 | 1830.00 | Not Quoted | Not Quoted | 410.00 | 12300.00 | 232.45 | 6973.50 | 540.00 | Om Yash Projects Limited, TOLANI PROJECTS PVT LTD
395.00 | Each alphabet/character above 4 inch and Upto 8 inch in height/length | 30.00 | nos |  | 298.00 | 8940.00 | 31.50 | 945.00 | 26.00 | 780.00 | 26.00 | 780.00 | Not Quoted | Not Quoted | 118.00 | 3540.00 | Not Quoted | Not Quoted | 410.00 | 12300.00 | 348.68 | 10460.40 | 780.00 | Om Yash Projects Limited, TOLANI PROJECTS PVT LTD
396.00 | MISCELLANEOUS
397.00 | Miscellaneous
398.00 | LED FLP-IIC-2 xT8 (2x 20W) : Supply, installation, testing and commissioning of following lighting fixtures and connecting to wiring junction box/marshalling box complete with lamps and necessary driver including supply of all connected materials like flexible conduit, clamps, supports, chains, anchor fasteners, bolts, nuts and washers etc. as required, including supply and fixing of cable glands, lugs, including all labour and materials, as per approved drawings, data sheet for lighting fixture schedule, EIL installation standards, specifications of this tender and directions of Engineer-in-charge | 32.00 | nos |  | 13260.00 | 424320.00 | 16875.00 | 540000.00 | 13584.00 | 434688.00 | 13781.00 | 440992.00 | Not Quoted | Not Quoted | 1368000.00 | 43776000.00 | Not Quoted | Not Quoted | 6500.00 | 208000.00 | 9123.66 | 291957.12 | 208000.00 | AMPSEPC PVT LTD
399.00 | Supply, installation and connection of COPPER earth plate of 600mmx600mmx3mm thick including accessories and providing masonry enclosure with cover plate having locking arrangement and watering pipe of 2.7meter long, with charcoal/cock and salt as required. | 2.00 | nos |  | 37050.00 | 74100.00 | 25785.00 | 51570.00 | 20572.00 | 41144.00 | 21058.00 | 42116.00 | Not Quoted | Not Quoted | 1026000.00 | 2052000.00 | Not Quoted | Not Quoted | 35000.00 | 70000.00 | 34867.50 | 69735.00 | 41144.00 | Om Yash Projects Limited
400.00 | Type -PDB1:- Design, preparation of documents and drawings, Supply, installation, testing & commissioning of 415V/240V, 300A, 50kA(1 sec.), 50Hz fixed type compartmentalized free stand alone switchboard with 2 incomers, 1 bus coupler with normal & emergency buses and associated feeders as per clause 7.0-c (Table-3) of C007-000-16-50-SP-0001, EIL Specification 6-51-0012, having TPN & SPN bus including Auto-healthy phase selector, Static Voltage Regulator of adequate rating as per data sheets, Single line diagrams attached with the tender, including transportation from store/yard to site at the place of installation, proper storage, assembly of sections, installation on concrete trenches/foundation, mounting & wiring of loose accessories supplied by equipment vendor etc., aligning, leveling, testing, calibration of meters and all other accessories including all labour & materials, as per approved drawings, specification of this tender & directions of Engineer-in-Charge. | 2.00 | nos |  | 1027988.00 | 2055976.00 | 832500.00 | 1665000.00 | 659775.00 | 1319550.00 | 679875.00 | 1359750.00 | Not Quoted | Not Quoted | 1026000.00 | 2052000.00 | Not Quoted | Not Quoted | 550000.00 | 1100000.00 | 1660816.28 | 3321632.56 | 1100000.00 | AMPSEPC PVT LTD
401.00 | Type -PDB2:- Design, preparation of documents and drawings, Supply, installation, testing & commissioning of 415V/240V, 300A, 25kA(1 sec.), 50Hz fixed type compartmentalized free stand alone switchboard with 1 incomer and associated feeders as per clause 7.0-c (Table-4) of C007-000-16-50-SP-0001, EIL Specification 6-51-0012, having TPN & SPN bus including Auto-healthy phase selector, Static Voltage Regulator of adequate rating as per data sheets, Single line diagrams attached with the tender, including transportation from store/yard to site at the place of installation, proper storage, assembly of sections, installation on concrete trenches/foundation, mounting & wiring of loose accessories supplied by equipment vendor etc., aligning, leveling, testing, calibration of meters and all other accessories including all labour & materials, as per approved drawings, specification of this tender & directions of Engineer-in-Charge. | 3.00 | Lumpsum |  | 899600.00 | 2698800.00 | 832500.00 | 2497500.00 | 658260.00 | 1974780.00 | 679875.00 | 2039625.00 | Not Quoted | Not Quoted | 1060000.00 | 3180000.00 | Not Quoted | Not Quoted | 450000.00 | 1350000.00 | 1454128.99 | 4362386.97 | 1350000.00 | AMPSEPC PVT LTD
402.00 | "Design, preparation of documents and drawings, Supply, installation, testing & commissioning of following works :- Existing 3 numbers 63A MCCB feeders of existing 415V, 300A, 25kA for 1 sec /240V, 200A, 10kAfor 1 sec, PDB shall be converted into 1 no. 300A MCCB feeder in line with 'clause 8.1-b' of C007-000-16-50-SP-0001 as per EIL Specification 6-51-0012, having TPN as per job specification, scope of work, data sheets, Single line diagrams attached with the tender, including transportation from store/yard to site at the place of installation, proper storage, assembly of sections, installation on concrete trenches/foundation, mounting & wiring of loose accessories supplied by equipment vendor etc., aligning, leveling, testing, calibration of meters and all other accessories including all labour & materials, as per approved drawings, specification of this tender & directions of Engineer-in-Charge. Details of existing panel details shall be collected from site by the contractor. OEM of the existing 415/240V, 300A board :- Nitya Electrocontrols PVT.LTD." | 1.00 | nos |  | 1058200.00 | 1058200.00 | 265500.00 | 265500.00 | 223216.00 | 223216.00 | 216825.00 | 216825.00 | Not Quoted | Not Quoted | 85000.00 | 85000.00 | Not Quoted | Not Quoted | 20000.00 | 20000.00 | 406787.54 | 406787.54 | 20000.00 | AMPSEPC PVT LTD
403.00 | Supply, installation, testing, commissioning of Outdoor type630A MCCB- Isolator box suitable for termination ofincoming and outgoing 1100V grade cables for 3 runs of 3.5Cx300 sq.mm, 1100V grade, PVC, FR, Aluminium cables with all the cable lugs and glands as required. | 2.00 | nos |  | 48000.00 | 96000.00 | 177750.00 | 355500.00 | 138140.00 | 276280.00 | 145163.00 | 290326.00 | Not Quoted | Not Quoted | 51300.00 | 102600.00 | Not Quoted | Not Quoted | 7500.00 | 15000.00 | 151092.52 | 302185.04 | 15000.00 | AMPSEPC PVT LTD
404.00 | Supply of 1100 V grade, Copper Conductor, XLPE insulated and unarmoured, cables of following sizes as per EIL standard specification No. 6-51-0051, data sheets, specifications of this tender and directions of Engineer-in- Charge. 3CX2.5sq.mm | 520.00 | m |  | 395.00 | 205400.00 | 198.00 | 102960.00 | 159.00 | 82680.00 | 162.00 | 84240.00 | Not Quoted | Not Quoted | 85.00 | 44200.00 | Not Quoted | Not Quoted | 194.00 | 100880.00 | 371.92 | 193398.40 | 44200.00 | M/s. Megha Engineering and Infrastructures Ltd
405.00 | 240V SPN DB for exhaust fan: Supply, installation, connection, testing and commissioning of safe area 240V power DB, wall mounting type, dust- tight (with hinged cover) sheet steel enclosure having 32 A, SPN DP MCB incomer and 8 Nos. outgoing single pole MCBs (upto 20 A) 9 kA type for outgoing circuit control with complete wiring, including cable termination, supply, connection and fixing of single compression Ni plated brass cable glands and copper crimping type lugs, including all labour and materials, as per approved drawings, specifications of this tender and directions of Engineer-in- Charge. | 2.00 | nos |  | 21840.00 | 43680.00 | 77085.00 | 154170.00 | 63831.00 | 127662.00 | 62953.00 | 125906.00 | Not Quoted | Not Quoted | 60000.00 | 120000.00 | Not Quoted | Not Quoted | 250000.00 | 500000.00 | 10678.75 | 21357.50 | 21357.50 | KEC Spur Infrastructure Pvt. Ltd.
406.00 | 240V SPN DB: Supply, installation, connection, testing and commissioning of safe area 240V power DB for AC, wall mounting type, dust- tight (with hinged cover) sheet steel enclosure having 63 A, SPN DP MCB incomer and 4 Nos. outgoing single pole MCBs (upto 32 A) 9 kA type for outgoing circuit control with complete wiring, including cable termination, supply, connection and fixing of single compression Ni plated brass cable glands and copper crimping type lugs, including all labour and materials, as per approved drawings, specifications of this tender and directions of Engineer-in- Charge. | 2.00 | nos |  | 16380.00 | 32760.00 | 130500.00 | 261000.00 | 105861.00 | 211722.00 | 106575.00 | 213150.00 | Not Quoted | Not Quoted | 57000.00 | 114000.00 | Not Quoted | Not Quoted | 250000.00 | 500000.00 | 9975.59 | 19951.18 | 19951.18 | KEC Spur Infrastructure Pvt. Ltd.
407.00 | 240V SPN DB for critical ltg: Supply, installation, connection, testing and commissioning of safe area 240V, 10A ( min), 25KA for 1 sec. type power DB, having CU bus bar, wall mounting type, dust- tight (with hinged cover) sheet steel enclosure having 25 A, SPN DP MCB incomer with ELCB and 12 Nos. outgoing single pole MCBs (upto 20 A) for outgoing circuit control with complete wiring, including cable termination, supply, connection and fixing of single compression Ni plated brass cable glands and copper crimping type lugs, including all labour and materials, as per approved drawings, specifications of this tender and directions of Engineer-in- Charge. [Note: Necessary interlocks with FA System shall be considered in Critical Lighting Panel.] | 2.00 | nos |  | 29484.00 | 58968.00 | 77085.00 | 154170.00 | 64053.00 | 128106.00 | 62953.00 | 125906.00 | Not Quoted | Not Quoted | 855000.00 | 1710000.00 | Not Quoted | Not Quoted | 250000.00 | 500000.00 | 13221.76 | 26443.52 | 26443.52 | KEC Spur Infrastructure Pvt. Ltd.
408.00 | Supply and installation of earthing jumper connections across the pipe flanges including supply of 25 sq mm flexible copper cable with compatible copper lugs, bolts, nuts and spring washers, etc. (sizes of studs and bolts shall be as per piping material specification) as per 7-51-0112 including all labour and material as per approved drawings, specifications of this tender and directions of Engineer-in-Charge. | 60.00 | nos |  | 8060.00 | 483600.00 | 562.50 | 33750.00 | 442.00 | 26520.00 | 459.00 | 27540.00 | Not Quoted | Not Quoted | 51300.00 | 3078000.00 | Not Quoted | Not Quoted | 4500.00 | 270000.00 | 10460.25 | 627615.00 | 26520.00 | Om Yash Projects Limited
409.00 | Design, supply, installation, testing, commissioning of 2400W solar Electric power system for SV station without CP system as indicated in datasheet doc. No. C007-000-16-50-DS-4002 and attached single line diagram doc. No. C007-000-16-50-00002 and Scope of Work document number C007-000-16-50-SOW-9510 for 48 hours back up including but not limited to solar arrays (2x50%, with mounting frames, structures, foundation, footings & module interconnection, solar module mounting structures for roof top ( including anchor bolts, fasteners etc.), Junction boxes (Array, Main & Fuse box), solar charge controller (2x100%), Ni-Cd batteries suitable for photovoltaic application complying to IEC 61427 testing requirements and construction as per IEC 62259, IEC 60623 & IS 10918 and accessories for battery set (2 x 50%) including battery isolation box, battery racks, 96V DC /240V AC (2X100%) inverter along with ACDB, 96V DC/(-)48 V DC-DC converter (2x100%), (-) 48 V DCDB (Telecom) with 63 A(min.), 25 KA for 1 sec. CU bus bar with outgoing feeders, 96V DC/(+)48 V DC-DC converter (2x100%), (+) 48 V DCDB (CP System) with 63 A(min.), 25 KA for 1 sec. CU bus bar with outgoing feeders, 96V DC/24V DC - DC Converter (2x100%), 24V DCDB , 63A (min.), 25 KA for 1 sec. CU bus bar with outgoing feeders, Grid charger ( 3 nos. single phase float cum boost charger type ), metering and protection/isolation system with associated interconnecting AC/DC cables, solar cables, Earthing and Lightning protection for the entire system as per Scope of Work, Job Specification, Datasheet, EIL standard specifications and as per directions of Engineer-in-charge at site. Note: All solar panels shall be installed on the rooftop of SV station (with CP) Repeater building (prefarably) / on ground. Therefore, contractor to select each solar module rating (Wp) accordingly subject to minimum of 500Wp. Solar modules for all SV stations shall be of same design (preferably MONO PERC type) and same rating. Customized type solar module supporting structure shall be considered by the contractor so that all solar modules can be accommodated on the roof area / ground. Ni-Cd Battery shall be suitable for PV solar application (i.e. cyclic operation) in line with respective IEC/IS requirement. Normal KPL type Ni-Cd battery is not acceptable. | 4.00 | Lot |  | 17611978.80 | 70447915.20 | 4500000.00 | 18000000.00 | 7800000.00 | 31200000.00 | 6096454.00 | 24385816.00 | Not Quoted | Not Quoted | 4085.00 | 16340.00 | Not Quoted | Not Quoted | 650000.00 | 2600000.00 | 13621392.24 | 54485568.96 | 16340.00 | M/s. Megha Engineering and Infrastructures Ltd
410.00 | Design, supply, installation, testing, commissioning of 3600W solar Electric power system for SV station without CP system as indicated in datasheet doc. No. C007-000-16-50-DS-4002 and attached single line diagram doc. No. C007-000-16-50-00001 and Scope of Work document number C007-000-16-50-SOW-9510 for 48 hours back up including but not limited to solar arrays (2x50%, with mounting frames, structures, foundation, footings & module interconnection, solar module mounting structures for roof top ( including anchor bolts, fasteners etc.), Junction boxes (Array, Main & Fuse box), solar charge controller (2x100%), Ni-Cd batteries suitable for photovoltaic application complying to IEC 61427 testing requirements and construction as per IEC 62259, IEC 60623 & IS 10918 and accessories for battery set (2 x 50%) including battery isolation box, battery racks, 96V DC /240V AC (2X100%) inverter along with ACDB, 96V DC/(-)48 V DC-DC converter (2x100%), (-) 48 V DCDB (Telecom) with 63 A(min.), 25 KA for 1 sec. CU bus bar with outgoing feeders, 96V DC/(+)48 V DC-DC converter (2x100%), (+) 48 V DCDB (CP System) with 63 A(min.), 25 KA for 1 sec. CU bus bar with outgoing feeders, 96V DC/24V DC - DC Converter (2x100%), 24V DCDB , 63A (min.), 25 KA for 1 sec. CU bus bar with outgoing feeders, Grid charger ( 3 nos. single phase float cum boost charger type ), metering and protection/isolation system with associated interconnecting AC/DC cables, solar cables, Earthing and Lightning protection for the entire system as per Scope of Work, Job Specification, Datasheet, EIL standard specifications and as per directions of Engineer-in-charge at site. Note: All solar panels shall be installed on the rooftop of SV station (with CP) building (prefarably) / on ground. Therefore, contractor to select each solar module rating (Wp) accordingly subject to minimum of 500Wp. Solar modules for all SV stations shall be of same design (preferably MONO PERC type) and same rating. Customized type solar module supporting structure shall be considered by the contractor so that all solar modules can be accommodated on the roof area / ground. Ni-Cd Battery shall be suitable for PV solar application (i.e. cyclic operation) in line with respective IEC/IS requirement. Normal KPL type Ni-Cd battery is not acceptable. | 1.00 | Lot |  | 25206918.10 | 25206918.10 | 6500000.00 | 6500000.00 | 9000000.00 | 9000000.00 | 8725472.00 | 8725472.00 | Not Quoted | Not Quoted | 1050000.00 | 1050000.00 | Not Quoted | Not Quoted | 810000.00 | 810000.00 | 19495442.39 | 19495442.39 | 810000.00 | AMPSEPC PVT LTD
411.00 | 240V SPN DB for normal ltg: Supply, installation, connection, testing and commissioning of safe area 240V, 10A ( min), 25KA for 1 sec. type power DB, having CU bus bar, wall mounting type, dust- tight (with hinged cover) sheet steel enclosure having 25 A, SPN DP MCB incomer with ELCB and 12 Nos. outgoing single pole MCBs (upto 20 A) for outgoing circuit control with complete wiring, including cable termination, supply, connection and fixing of single compression Ni plated brass cable glands and copper crimping type lugs, including all labour and materials, as per approved drawings, specifications of this tender and directions of Engineer-in- Charge. | 2.00 | nos |  | 29484.00 | 58968.00 | 78750.00 | 157500.00 | 61731.00 | 123462.00 | 64313.00 | 128626.00 | Not Quoted | Not Quoted | 60000.00 | 120000.00 | Not Quoted | Not Quoted | 150000.00 | 300000.00 | 13221.76 | 26443.52 | 26443.52 | KEC Spur Infrastructure Pvt. Ltd.
412.00 | Door Switch for Telecom/SCADA room, Electrical Room, Battery Room door with Provision of remote status indication (i.e. door OPEN or CLOSED) | 8.00 | nos |  | 9800.00 | 78400.00 | 13050.00 | 104400.00 | 10348.00 | 82784.00 | 10658.00 | 85264.00 | Not Quoted | Not Quoted | 4900.00 | 39200.00 | Not Quoted | Not Quoted | 16500.00 | 132000.00 | 1917.71 | 15341.68 | 15341.68 | KEC Spur Infrastructure Pvt. Ltd.
413.00 | ADDITION / DELETION RATE
414.00 | Supply of Fully equipped TPN (415V) outgoing feeder module with 250A , 35kA current limiting type MCCB (with thermal, magnetic and earth fault release) as per SLD ( Dwg no.C007-000-16-50-00001/0002) and component datasheet (Doc. No. C007-000-16-50-DS-4003 and electrical engineering design basis. | 1.00 | per unit |  | 15000.00 | 15000.00 | 67500.00 | 67500.00 | 54867.00 | 54867.00 | 55125.00 | 55125.00 | Not Quoted | Not Quoted | 5500.00 | 5500.00 | Not Quoted | Not Quoted | 250000.00 | 250000.00 | 98210.13 | 98210.13 | 5500.00 | M/s. Megha Engineering and Infrastructures Ltd
415.00 | Supply of Fully equipped TPN (415V) outgoing feeder module with 63A , 35kA current limiting type MCCB (with thermal, magnetic and earth fault release) as per SLD ( Dwg no.C007-000-16-50-00001/0002) and component datasheet (Doc. No. C007-000-16-50-DS-4003 )and electrical engineering design basis. | 1.00 | per unit |  | 23090.00 | 23090.00 | 40500.00 | 40500.00 | 33591.00 | 33591.00 | 33075.00 | 33075.00 | Not Quoted | Not Quoted | 4800.00 | 4800.00 | Not Quoted | Not Quoted | 180000.00 | 180000.00 | 57531.38 | 57531.38 | 4800.00 | M/s. Megha Engineering and Infrastructures Ltd
416.00 | Supply of Fully equipped TPN (415V) outgoing feeder module with 32A , 35kA current limiting type MCCB (with thermal, magnetic and earth fault release) as per SLD ( Dwg no.C007-000-16-50-00001/0002) and component datasheet (Doc. No. C007-000-16-50-DS-4003 )and electrical engineering design basis. | 1.00 | nos |  | 14050.00 | 14050.00 | 31500.00 | 31500.00 | 25042.00 | 25042.00 | 25725.00 | 25725.00 | Not Quoted | Not Quoted | 4200.00 | 4200.00 | Not Quoted | Not Quoted | 150000.00 | 150000.00 | 57531.38 | 57531.38 | 4200.00 | M/s. Megha Engineering and Infrastructures Ltd
417.00 | Supply of Fully equipped SPN (240V) outgoing feeder module with 16A , 35kA current limiting type MCCB (with thermal, magnetic and earth fault release) as per SLD ( Dwg no.C007-000-16-50-00001/0002) and component datasheet (Doc. No. C007-000-16-50-DS-4003 )and electrical engineering design basis. | 1.00 | nos |  | 10500.00 | 10500.00 | 29250.00 | 29250.00 | 22995.00 | 22995.00 | 23888.00 | 23888.00 | Not Quoted | Not Quoted | 3800.00 | 3800.00 | Not Quoted | Not Quoted | 110000.00 | 110000.00 | 45908.88 | 45908.88 | 3800.00 | M/s. Megha Engineering and Infrastructures Ltd
418.00 | Supply of fully equipped TPN (415V) outdoor lighting feeder module with 63A , 35kA (current limiting type MCCB with thermal, magnetic and earth fault release) + contactor + ELCB and astronomical timer as per SLD ( Dwg no. C007-000-16-50-00001/0002) and component datasheet (Doc. No. C007-000-16-50-DS-4003 )and electrical engineering design basis. | 1.00 | nos |  | 23090.00 | 23090.00 | 53775.00 | 53775.00 | 43628.00 | 43628.00 | 43916.00 | 43916.00 | Not Quoted | Not Quoted | 4600.00 | 4600.00 | Not Quoted | Not Quoted | 96500.00 | 96500.00 | 66248.26 | 66248.26 | 4600.00 | M/s. Megha Engineering and Infrastructures Ltd
419.00 | Supply of fully equipped TPN (415V) outdoor lighting feeder module with 32A , 35kA (current limiting type MCCB with thermal, magnetic and earth fault release) + contactor + ELCB and astronomical timer as per SLD ( Dwg no. C007-000-16-50-00001/0002) and component datasheet (Doc. No. C007-000-16-50-DS-4003 )and electrical engineering design basis. | 1.00 | nos |  | 14050.00 | 14050.00 | 43650.00 | 43650.00 | 36345.00 | 36345.00 | 35648.00 | 35648.00 | Not Quoted | Not Quoted | 4100.00 | 4100.00 | Not Quoted | Not Quoted | 65000.00 | 65000.00 | 66248.26 | 66248.26 | 4100.00 | M/s. Megha Engineering and Infrastructures Ltd
420.00 | Supply of fully equipped SPN (240V) outdoor lighting feeder module with 16A , 35kA (current limiting type MCCB with thermal, magnetic and earth fault release) + contactor + ELCB and astronomical timer as per SLD ( Dwg no. C007-000-16-50-00001/0002) and component datasheet (Doc. No. C007-000-16-50-DS-4003 )and electrical engineering design basis. | 1.00 | nos |  | 10500.00 | 10500.00 | 38250.00 | 38250.00 | 31766.00 | 31766.00 | 31238.00 | 31238.00 | Not Quoted | Not Quoted | 3600.00 | 3600.00 | Not Quoted | Not Quoted | 65000.00 | 65000.00 | 54625.76 | 54625.76 | 3600.00 | M/s. Megha Engineering and Infrastructures Ltd
421.00 | Supply of fully equipped TPN (415V) indoor lighting feeder module with 63A , 35kA (current limiting type MCCB with thermal, magnetic and earth fault release) + contactor + ELCB as per SLD ( Dwg no. C007-000-16-50-00001/0002) and component datasheet (Doc. No. C007-000-16-50-DS-4003 )and electrical engineering design basis. | 1.00 | nos |  | 23000.00 | 23000.00 | 40500.00 | 40500.00 | 33126.00 | 33126.00 | 33075.00 | 33075.00 | Not Quoted | Not Quoted | 4900.00 | 4900.00 | Not Quoted | Not Quoted | 70000.00 | 70000.00 | 69299.16 | 69299.16 | 4900.00 | M/s. Megha Engineering and Infrastructures Ltd
422.00 | Supply of fully equipped TPN (415V) indoor lighting feeder module with 32A , 35kA (current limiting type MCCB with thermal, magnetic and earth fault release) + contactor + ELCB as per SLD ( Dwg no. C007-000-16-50-00001/0002) and component datasheet (Doc. No. C007-000-16-50-DS-4003 )and electrical engineering design basis. | 1.00 | nos |  | 14000.00 | 14000.00 | 31500.00 | 31500.00 | 25212.00 | 25212.00 | 25725.00 | 25725.00 | Not Quoted | Not Quoted | 4150.00 | 4150.00 | Not Quoted | Not Quoted | 65000.00 | 65000.00 | 66248.26 | 66248.26 | 4150.00 | M/s. Megha Engineering and Infrastructures Ltd
423.00 | Supply of fully equipped SPN (240V) indoor lighting feeder module with 16A , 35kA (current limiting type MCCB with thermal, magnetic and earth fault release) + contactor + ELCB as per SLD ( Dwg no. C007-000-16-50-00001/0002) and component datasheet (Doc. No. C007-000-16-50-DS-4003 )and electrical engineering design basis. | 1.00 | nos |  | 10500.00 | 10500.00 | 29250.00 | 29250.00 | 22847.00 | 22847.00 | 23888.00 | 23888.00 | Not Quoted | Not Quoted | 3750.00 | 3750.00 | Not Quoted | Not Quoted | 55000.00 | 55000.00 | 28475.13 | 28475.13 | 3750.00 | M/s. Megha Engineering and Infrastructures Ltd
424.00 | Vertical empty panel with Busbar (300A, 25kA for 1 sec) for 415V / 240V PDB | 1.00 | nos |  | 55000.00 | 55000.00 | 38250.00 | 38250.00 | 29804.00 | 29804.00 | 31238.00 | 31238.00 | Not Quoted | Not Quoted | 18500.00 | 18500.00 | Not Quoted | Not Quoted | 30000.00 | 30000.00 | 28475.13 | 28475.13 | 18500.00 | M/s. Megha Engineering and Infrastructures Ltd
425.00 | Vertical empty panel with Busbar (300A, 50kA for 1 sec) for 415V / 240V PDB | 1.00 | nos |  | 60000.00 | 60000.00 | 38250.00 | 38250.00 | 31499.00 | 31499.00 | 31238.00 | 31238.00 | Not Quoted | Not Quoted | 21500.00 | 21500.00 | Not Quoted | Not Quoted | 30000.00 | 30000.00 | 28475.13 | 28475.13 | 21500.00 | M/s. Megha Engineering and Infrastructures Ltd
426.00 | Vertical empty panel with Busbar (200A, 10kA for 1 sec) for 415V / 240V PDB | 1.00 | nos |  | 46000.00 | 46000.00 | 26887.50 | 26887.50 | 21422.00 | 21422.00 | 21958.00 | 21958.00 | Not Quoted | Not Quoted | 12500.00 | 12500.00 | Not Quoted | Not Quoted | 25000.00 | 25000.00 | 28475.13 | 28475.13 | 12500.00 | M/s. Megha Engineering and Infrastructures Ltd
427.00 | Ammeter with Ammeter Selector Switch | 1.00 | nos |  | 650.00 | 650.00 | 1687.50 | 1687.50 | 1319.00 | 1319.00 | 1378.00 | 1378.00 | Not Quoted | Not Quoted | 12000.00 | 12000.00 | Not Quoted | Not Quoted | 8500.00 | 8500.00 | 28475.13 | 28475.13 | 650.00 | Advance Infrastrurctures Pvt Ltd
428.00 | Voltmeter with Voltmeter Selector Switch (VSS) | 1.00 | nos |  | 650.00 | 650.00 | 1687.50 | 1687.50 | 1417.00 | 1417.00 | 1378.00 | 1378.00 | Not Quoted | Not Quoted | 8500.00 | 8500.00 | Not Quoted | Not Quoted | 8500.00 | 8500.00 | 28475.13 | 28475.13 | 650.00 | Advance Infrastrurctures Pvt Ltd
429.00 | Digital Multifunction Meter (MFM) with RJ-45 port for serial interface | 1.00 | nos |  | 4080.00 | 4080.00 | 5850.00 | 5850.00 | 4745.00 | 4745.00 | 4778.00 | 4778.00 | Not Quoted | Not Quoted | 45000.00 | 45000.00 | Not Quoted | Not Quoted | 9500.00 | 9500.00 | 28475.13 | 28475.13 | 4080.00 | Advance Infrastrurctures Pvt Ltd
430.00 | ELCB (with 30mA sensitivity) | 1.00 | nos |  | 2450.00 | 2450.00 | 2475.00 | 2475.00 | 2076.00 | 2076.00 | 2021.00 | 2021.00 | Not Quoted | Not Quoted | 4500.00 | 4500.00 | Not Quoted | Not Quoted | 5500.00 | 5500.00 | 28475.13 | 28475.13 | 2021.00 | TOLANI PROJECTS PVT LTD
431.00 | Vertical empty panel with Busbar (63A, 25kA for 1 sec) for 48V DCDB | 1.00 | nos |  | 24470.00 | 24470.00 | 20250.00 | 20250.00 | 15933.00 | 15933.00 | 16538.00 | 16538.00 | Not Quoted | Not Quoted | 8500.00 | 8500.00 | Not Quoted | Not Quoted | 20000.00 | 20000.00 | 28475.13 | 28475.13 | 8500.00 | M/s. Megha Engineering and Infrastructures Ltd
432.00 | Vertical empty panel with Busbar (63A, 25kA for 1 sec) for 24V DCDB | 1.00 | nos |  | 24470.00 | 24470.00 | 20250.00 | 20250.00 | 16665.00 | 16665.00 | 16538.00 | 16538.00 | Not Quoted | Not Quoted | 6500.00 | 6500.00 | Not Quoted | Not Quoted | 15000.00 | 15000.00 | 28475.13 | 28475.13 | 6500.00 | M/s. Megha Engineering and Infrastructures Ltd
433.00 | Design, engineering, supply, installation, connection,testing & commissioning of standalone complete GI street lighting poles/ Lighting mast system including PV solar panels, battery system, DC-DC converter/ maximum power point tracker controller/ solar charge controller/ as required, robust & weatherproof container for battery &weatherproof enclosure for controller/ driver/ other components, lamps & drivers as required, pre-settable automatic on/off control of lighting with timer and necessary wire/cable, cable termination and connection,fixing of cable glands and lugs, including all civil works,excavation, foundation, disposal of surplus earth,providing shoring, strutting and de-watering if required and including supply of cement, steel, GI pipes, base plates,paint and all sundry materials as required,including painting, including all labour and materials,as per approved drawings, specifications of this tender,Scope of Work and directions of Engineer-in-Charge: 7 metre high OCTAGONAL Lighting Pole/ Lighting mast(each system with 36 hours battery backup) with 1 no.LED street light type lighting fixture with system output of3600 lumen (minimum). | 4.00 | nos |  | 165000.00 | 660000.00 | 87804.00 | 351216.00 | 72192.00 | 288768.00 | 71707.00 | 286828.00 | Not Quoted | Not Quoted | 19950.00 | 79800.00 | Not Quoted | Not Quoted | 24000.00 | 96000.00 | 49395.63 | 197582.52 | 79800.00 | M/s. Megha Engineering and Infrastructures Ltd
434.00 | INSTRUMENTATION
435.00 | TELECOMMUNICATION WORKS
436.00 | OPTICAL FIBRE CABLE INSTALLATION
437.00 | Submission of OFC alignment sheets, as-built drawings and all documentation in accordance with the specifications. | 1.00 | Lumpsum |  | 100000.00 | 100000.00 | 115000.00 | 115000.00 | 20617.00 | 20617.00 | 21000.00 | 21000.00 | Not Quoted | Not Quoted | 60800.00 | 60800.00 | Not Quoted | Not Quoted | 75000.00 | 75000.00 | 174337.52 | 174337.52 | 20617.00 | Om Yash Projects Limited
438.00 | Supply & installation of OFC distance markers (metal plates on pipeline markers) at all pipeline marker locations as per specifications and direction of CLIENT/CONSULTANT. | 80.00 | nos |  | 3800.00 | 304000.00 | 8050.00 | 644000.00 | 4239.00 | 339120.00 | 4050.00 | 324000.00 | Not Quoted | Not Quoted | 4085.00 | 326800.00 | Not Quoted | Not Quoted | 5600.00 | 448000.00 | 9298.00 | 743840.00 | 304000.00 | Advance Infrastrurctures Pvt Ltd
439.00 | OFC Route marker (Metallic Marker) on the Optical Fibre Cable laying route inside the terminals. | 30.00 | nos |  | 2800.00 | 84000.00 | 1725.00 | 51750.00 | 6729.00 | 201870.00 | 6750.00 | 202500.00 | Not Quoted | Not Quoted | 5225.00 | 156750.00 | Not Quoted | Not Quoted | 1800.00 | 54000.00 | 5811.25 | 174337.50 | 51750.00 | JSIW INFRASTRUCTURE PRIVATE LIMITED
440.00 | Supply of Jointing closures, Factory acceptance testing, storage, and transportation to site, loading, unloading, jointing of OFC all complete as per specifications provided in the bid document and direction of CLIENT/CONSULTANT. | 25.00 | nos |  | 4550.00 | 113750.00 | 5750.00 | 143750.00 | 10431.00 | 260775.00 | 10800.00 | 270000.00 | Not Quoted | Not Quoted | 3515.00 | 87875.00 | Not Quoted | Not Quoted | 3200.00 | 80000.00 | 13365.88 | 334147.00 | 80000.00 | AMPSEPC PVT LTD
441.00 | Supply and installation of Jointing Pit, including sand, OFC joint identification marker, back filling as required etc. all complete | 25.00 | nos |  | 23400.00 | 585000.00 | 13800.00 | 345000.00 | 13605.00 | 340125.00 | 13500.00 | 337500.00 | Not Quoted | Not Quoted | 5225.00 | 130625.00 | Not Quoted | Not Quoted | 18350.00 | 458750.00 | 21501.63 | 537540.75 | 130625.00 | M/s. Megha Engineering and Infrastructures Ltd
442.00 | Supply and installation of Electronic marker system consisting of:
443.00 | Electronic Marker | 25.00 | nos |  | 3250.00 | 81250.00 | 3220.00 | 80500.00 | 20230.00 | 505750.00 | 20250.00 | 506250.00 | Not Quoted | Not Quoted | 3372.50 | 84312.50 | Not Quoted | Not Quoted | 2450.00 | 61250.00 | 4300.33 | 107508.25 | 61250.00 | AMPSEPC PVT LTD
444.00 | Marker locator | 1.00 | nos |  | 383000.00 | 383000.00 | 287500.00 | 287500.00 | 183021.00 | 183021.00 | 187500.00 | 187500.00 | Not Quoted | Not Quoted | 460750.00 | 460750.00 | Not Quoted | Not Quoted | 190000.00 | 190000.00 | 447466.29 | 447466.29 | 183021.00 | Om Yash Projects Limited
445.00 | Site acceptance Testing of the laid OFC, all complete as per specification and direction of CLIENT/CONSULTANT. | 1.00 | Lumpsum |  | 250000.00 | 250000.00 | 575000.00 | 575000.00 | 39284.00 | 39284.00 | 37500.00 | 37500.00 | Not Quoted | Not Quoted | 460750.00 | 460750.00 | Not Quoted | Not Quoted | 125000.00 | 125000.00 | 29056.25 | 29056.25 | 29056.25 | KEC Spur Infrastructure Pvt. Ltd.
446.00 | Supply of following Optical Fibre Cables (OFC) including FAT, storage, transportation to site, loading, unloading etc. all complete
447.00 | 24 fibres, single mode, compliant to ITU-T G.652 , Optical Fibre Cable | 83000.00 | m |  | 85.00 | 7055000.00 | 74.75 | 6204250.00 | 120.00 | 9960000.00 | 100.00 | 8300000.00 | Not Quoted | Not Quoted | 55.00 | 4565000.00 | Not Quoted | Not Quoted | 95.00 | 7885000.00 | 74.04 | 6145320.00 | 4565000.00 | M/s. Megha Engineering and Infrastructures Ltd
448.00 | Supply and installation of Blowing pits, including sand, backfilling as required etc. all complete | 60.00 | nos |  | 23400.00 | 1404000.00 | 13800.00 | 828000.00 | 13617.00 | 817020.00 | 13500.00 | 810000.00 | Not Quoted | Not Quoted | 5225.00 | 313500.00 | Not Quoted | Not Quoted | 18350.00 | 1101000.00 | 21501.63 | 1290097.80 | 313500.00 | M/s. Megha Engineering and Infrastructures Ltd
449.00 | Supply of Permanently lubricated HDPE conduit for following sizes in required length of pressure rating 6 kgf/cm2 to be laid in pipeline trench or in separate trench directly or inside CS conduit including FAT, storage, transportation to site, loading, unloading etc. all complete
450.00 | Duct with nominal diameter 40 mm or less | 83000.00 | m |  | 75.00 | 6225000.00 | 175.00 | 14525000.00 | 120.00 | 9960000.00 | 100.00 | 8300000.00 | Not Quoted | Not Quoted | 65.00 | 5395000.00 | Not Quoted | Not Quoted | 75.00 | 6225000.00 | 67.87 | 5633210.00 | 5395000.00 | M/s. Megha Engineering and Infrastructures Ltd
451.00 | Laying, Testing and commissioning of the following sizes of HDPE duct/pipe of pressure rating 6 kgf/cm2, including supply of clamps, small iron structures, spacers, and duct accessories like push-fit couplers, bends and elbows, end plugs, simple plugs, sonic heads, etc, and including small civil works, cleaning with compressed air, calibrating, testing for air tightness, sealing of ends, including all labour and materials, as per directions of the Engineer-in-Charge.
452.00 | Duct with nominal diameter 40 mm or less | 79000.00 | m |  | 10.00 | 790000.00 | 23.00 | 1817000.00 | 20.00 | 1580000.00 | 17.00 | 1343000.00 | Not Quoted | Not Quoted | 12.00 | 948000.00 | Not Quoted | Not Quoted | 19.00 | 1501000.00 | 49.36 | 3899440.00 | 790000.00 | Advance Infrastrurctures Pvt Ltd
453.00 | Supply, installation, testing and commissioning of fibre-optic patch panel (light interface unit or fibre-termination closure), wall-mounted type in dust tight enclosure with hinged cover, end termination/splicing of fibre-optic cables, including supply & installation of loop box (1000 mm (H) x 1000 mm (W) x 200 mm (D)), patch-cord, pigtail, including all labour and materials all complete for following FO cables
454.00 | FO cable with 17 or more fibres | 25.00 | nos |  | 25000.00 | 625000.00 | 17250.00 | 431250.00 | 32205.00 | 805125.00 | 33750.00 | 843750.00 | Not Quoted | Not Quoted | 10925.00 | 273125.00 | Not Quoted | Not Quoted | 21000.00 | 525000.00 | 61697.93 | 1542448.25 | 273125.00 | M/s. Megha Engineering and Infrastructures Ltd
455.00 | Installation and Laying of OFC in pipeline trench through HDPE conduit by blowing method, trenching and excavation as required, padding, backfilling, restoration of land & other constructions, as applicable to original conditions etc. including supply and use of all materials required like couplers, end plugs etc. | 78000.00 | m |  | 45.00 | 3510000.00 | 51.75 | 4036500.00 | 35.00 | 2730000.00 | 40.00 | 3120000.00 | Not Quoted | Not Quoted | 9.50 | 741000.00 | Not Quoted | Not Quoted | 45.00 | 3510000.00 | 34.64 | 2701920.00 | 741000.00 | M/s. Megha Engineering and Infrastructures Ltd
456.00 | Installation and Laying of OFC through permanently lubricated HDPE conduit (which is sub-ducted in CS conduit) including supply and use of all materials required like couplers, end plug etc. all complete as per the job specification (Supply & Installation of CS Conduit are covered in the Pipeline laying Section of the tender) | 1000.00 | m |  | 150.00 | 150000.00 | 115.00 | 115000.00 | 86.00 | 86000.00 | 90.00 | 90000.00 | Not Quoted | Not Quoted | 29.00 | 29000.00 | Not Quoted | Not Quoted | 130.00 | 130000.00 | 581.13 | 581130.00 | 29000.00 | M/s. Megha Engineering and Infrastructures Ltd
457.00 | Installation & laying of OFC in separate trench directly or through HDPE/CS conduit by blowing method, trenching and excavation as required, padding, backfilling, restoration of land & other constructions, as applicable to original conditions etc., including supply and use of all materials required like warning mats, couplers, end plugs etc. all complete | 600.00 | m |  | 250.00 | 150000.00 | 402.50 | 241500.00 | 73.00 | 43800.00 | 75.00 | 45000.00 | Not Quoted | Not Quoted | 35.00 | 21000.00 | Not Quoted | Not Quoted | 4000.00 | 2400000.00 | 232.45 | 139470.00 | 21000.00 | M/s. Megha Engineering and Infrastructures Ltd
458.00 | PRESSURE GAUGES AND ACCESSORIES (Incl. supply of Impulse pipe/Tubing material)
459.00 | Installation of Line mounted or Remote mounted or Local Gauge Board mounted Pressure gauge/ Pressure gauge with Pulsation Dampener/ Syphon/ Overrange Protector (direct/ surface mounted/ diaphragm seal type) inclusive of mounting of instrument, supply of piping and tubing materials such as valves, fittings, pipes, tubes, compression fittings, as per specification, supply and erection of supports, mounting on support, (if support required), laying of capillary on supports, fabrication and installation of manifolds/ impulse lines with supports as per standards indicated below, hydraulic testing and painting of supports but exclusive of Supply of Instrument, Gauge Board, Yoke, and Calibration.
460.00 | In SS as per Standard 7-52-0432/1112 | 2.00 | nos |  | 5500.00 | 11000.00 | 13365.00 | 26730.00 | 11981.00 | 23962.00 | 12474.00 | 24948.00 | Not Quoted | Not Quoted | 20330.00 | 40660.00 | Not Quoted | Not Quoted | 5000.00 | 10000.00 | 9879.13 | 19758.26 | 10000.00 | AMPSEPC PVT LTD
461.00 | In Carbon Steel as per Standard 7-52-0432/1112 | 4.00 | nos |  | 5800.00 | 23200.00 | 13365.00 | 53460.00 | 12877.00 | 51508.00 | 12474.00 | 49896.00 | Not Quoted | Not Quoted | 6317.00 | 25268.00 | Not Quoted | Not Quoted | 5000.00 | 20000.00 | 9879.13 | 39516.52 | 20000.00 | AMPSEPC PVT LTD
462.00 | In Carbon Steel as per Standard 7-52-1107 | 2.00 | nos |  | 5800.00 | 11600.00 | 13365.00 | 26730.00 | 12695.00 | 25390.00 | 12474.00 | 24948.00 | Not Quoted | Not Quoted | 6312.00 | 12624.00 | Not Quoted | Not Quoted | 5000.00 | 10000.00 | 9879.13 | 19758.26 | 10000.00 | AMPSEPC PVT LTD
463.00 | PRESS.INSTRUMENTS (Incl. supply of Impulse pipe/Tubing material)
464.00 | Installation of Pressure Transmitters/ Pressure Switches (with or without Pulsation Dampener, Overrange Protector)/ Diaphragm seal type Pressure Transmitters/ Diaphragm seal type Pressure Switches including mounting on Yoke/ Surface, supply of piping & tubing materials such as valves, fittings, pipes, tubes, compression fittings as per specifications enclosed, supply of supports for capillary, supply and erection of supports for impulse lines wherever required, fabrication and installation of manifolds/ impulse lines with supports as per Standard indicated below, laying of capillary on supports, hydraulic testing and painting of supports but exclusive of Supply of Instrument, all Electrical/ Pneumatic connections, Yoke and Calibration.
465.00 | In Carbon Steel as per Standard 7-52-0437/0438/1131/1132 | 17.00 | nos |  | 8500.00 | 144500.00 | 20250.00 | 344250.00 | 19550.00 | 332350.00 | 18900.00 | 321300.00 | Not Quoted | Not Quoted | 18395.00 | 312715.00 | Not Quoted | Not Quoted | 5000.00 | 85000.00 | 20339.38 | 345769.46 | 85000.00 | AMPSEPC PVT LTD
466.00 | In Carbon Steel as per Standard 7-52-1139 | 2.00 | nos |  | 7500.00 | 15000.00 | 20250.00 | 40500.00 | 18047.00 | 36094.00 | 18900.00 | 37800.00 | Not Quoted | Not Quoted | 20690.00 | 41380.00 | Not Quoted | Not Quoted | 5000.00 | 10000.00 | 20339.38 | 40678.76 | 10000.00 | AMPSEPC PVT LTD
467.00 | In Carbon Steel as per Standard 7-52-1273 | 1.00 | nos |  | 7500.00 | 7500.00 | 20250.00 | 20250.00 | 19194.00 | 19194.00 | 18900.00 | 18900.00 | Not Quoted | Not Quoted | 20600.00 | 20600.00 | Not Quoted | Not Quoted | 5000.00 | 5000.00 | 20339.38 | 20339.38 | 5000.00 | AMPSEPC PVT LTD
468.00 | DIFFERENTIAL PRESSURE (LEVEL) TRANSMITTERS (Incl. supply of Impulse pipe/Tubing material)
469.00 | Installation of DP type/ Diaphragm Seal DP type Level Instrument including mounting on Yoke, supply of piping & tubing materials such as valves, fittings, pipes, tubes, compressive fittings, as per specifications enclosed, supply of supports for impulse line/ capillary/ manifold, fabrication of manifolds and erection wherever required, laying of capillary on supports, fabrication and installation of impulse lines with support as per Standard indicated below, hydraulic testing and painting of supports but exclusive of Supply of Instrument, all Electrical/ Pneumatic connections, Yoke and Calibration.
470.00 | In Carbon Steel as per Standard 7-52-1515 | 2.00 | nos |  | 9500.00 | 19000.00 | 26650.00 | 53300.00 | 24878.00 | 49756.00 | 23940.00 | 47880.00 | Not Quoted | Not Quoted | 120500.00 | 241000.00 | Not Quoted | Not Quoted | 2500.00 | 5000.00 | 30218.50 | 60437.00 | 5000.00 | AMPSEPC PVT LTD
471.00 | DIFFERENTIAL PRESSURE (FLOW) TRANSMITTERS (Incl. supply of Impulse pipe/Tubing material)
472.00 | Installation of Differential pressure(with or without integral manifold)/ Diaphragm Seal Type Differential Pressure flow instruments including Mounting on Yoke, supply of piping & tubing materials such as valves, fittings, pipes, tubes, compressive fittings as per specifications enclosed, supply of supports for impulse lines/ manifolds/ capillary, fabrication and Installation of manifolds/ impulse lines with supports as per Standard indicated below, laying of capillary on supports, hydraulic testing and painting of supports but exclusive of Supply of Instruments, all Electrical/ Pneumatic connections, Yoke and Calibration.
473.00 | In Carbon Steel as per Standard 7-52-0401/0402/1325/1326 | 1.00 | nos |  | 12500.00 | 12500.00 | 20250.00 | 20250.00 | 19215.00 | 19215.00 | 18900.00 | 18900.00 | Not Quoted | Not Quoted | 125200.00 | 125200.00 | Not Quoted | Not Quoted | 2000.00 | 2000.00 | 30218.50 | 30218.50 | 2000.00 | AMPSEPC PVT LTD
474.00 | CORIOLIS MASS FLOWMETERS
475.00 | Installation of Transmitters/ Preamplifiers on Yoke/ Instrument (if required), including laying and termination of inter connection cables with supports for cables, painting of supports but exclusive of Supply of Instrument, Yoke and Calibration.
476.00 | Installation of Transmitters/ Preamplifiers for Coriolis Mass Flowmeters | 2.00 | nos |  | 12500.00 | 25000.00 | 29250.00 | 58500.00 | 26882.00 | 53764.00 | 27300.00 | 54600.00 | Not Quoted | Not Quoted | 16500.00 | 33000.00 | Not Quoted | Not Quoted | 2000.00 | 4000.00 | 30218.50 | 60437.00 | 4000.00 | AMPSEPC PVT LTD
477.00 | TEMPERATURE TRANSMITTERS (REMOTE MOUNTED)
478.00 | Thermocouple/ RTD element with thermowell, along with Temperature Transmitter remote mounted. Installation of transmitter including mounting on yoke, fabrication and erection of supports with clamps and laying of extension/RTD cable upto thermocouple, termination of cables at both ends, painting of supports but exclusive of Supply of Instruments, Cable, Yoke and Calibration.
479.00 | Temperature Transmitter and RTD with flanged well | 5.00 | nos |  | 9500.00 | 47500.00 | 10350.00 | 51750.00 | 9325.00 | 46625.00 | 9660.00 | 48300.00 | Not Quoted | Not Quoted | 4037.00 | 20185.00 | Not Quoted | Not Quoted | 6500.00 | 32500.00 | 6392.38 | 31961.90 | 20185.00 | M/s. Megha Engineering and Infrastructures Ltd
480.00 | Temperature Transmitter with RTD (Skin type) | 17.00 | nos |  | 10200.00 | 173400.00 | 10350.00 | 175950.00 | 9555.00 | 162435.00 | 9660.00 | 164220.00 | Not Quoted | Not Quoted | 6317.00 | 107389.00 | Not Quoted | Not Quoted | 6500.00 | 110500.00 | 6392.38 | 108670.46 | 107389.00 | M/s. Megha Engineering and Infrastructures Ltd
481.00 | ANALYZERS AND GAS CHROMATOGRAPH
482.00 | Installation of analyzer/ Gas Chromatograph with probe, sampling system, calibration bottles and accessories including interconnecting tubing, cabling between probe, analyzer, sampling system and calibration bottles mounted in pre-installed fabricated analyzer cabinet as applicable, interconnection of all cables and tubes, supply, fabrication and erection of support for tubing/cabling, reinstallation of loose supplied items for the analyzer, but exclusive of Supply of Analyzer and all its accessories, interconnecting Piping/ Tubing materials, Calibration and Testing.
483.00 | H2S Analyser | 1.00 | nos |  | 25000.00 | 25000.00 | 38250.00 | 38250.00 | 34374.00 | 34374.00 | 35700.00 | 35700.00 | Not Quoted | Not Quoted | 12500.00 | 12500.00 | Not Quoted | Not Quoted | 1000.00 | 1000.00 | 11622.50 | 11622.50 | 1000.00 | AMPSEPC PVT LTD
484.00 | Installation of Aluminium Oxide/ Moisture on Chip (MOC)/TDLS type Analyzer including probe with monitor/ sample cell/ sampling system, pressure reducing valve, pressure relief valve, needle valve etc., and transmitter/ preamplifier with/ without pre-assembled assembly on yoke/ fabricated rack including installation/assembly of cell, sampling system, pre-amplifier/ transmitter, interconnecting tubing/ piping/ cabling, laying and interconnection of all cables/ tubes/ pipes, fabrication and installation of manifolds/ impulse lines with supports, supply and installation of supports for impulse lines, hydraulic testing of impulse lines, painting of supports but exclusive of supply of analyser and its accessories, all interconnecting piping/ tubing materials, all electrical/ pneumatic connections, yoke/ rack and calibration.
485.00 | Installation of Moisture Analyser (TDLS) | 1.00 | nos |  | 25000.00 | 25000.00 | 38250.00 | 38250.00 | 35431.00 | 35431.00 | 35700.00 | 35700.00 | Not Quoted | Not Quoted | 16200.00 | 16200.00 | Not Quoted | Not Quoted | 1000.00 | 1000.00 | 11622.50 | 11622.50 | 1000.00 | AMPSEPC PVT LTD
486.00 | DETECTOR SYSTEMS
487.00 | Installation of Fire and Gas detectors/monitors, beacon lights and hooters including earthing of Fire and Gas detector, supply of supports but exclusive of Supply of Detectors, Yoke and Calibration.
488.00 | LEL Detectors | 21.00 | nos |  | 14175.00 | 297675.00 | 11250.00 | 236250.00 | 10348.00 | 217308.00 | 10500.00 | 220500.00 | Not Quoted | Not Quoted | 52250.00 | 1097250.00 | Not Quoted | Not Quoted | 1500.00 | 31500.00 | 2324.50 | 48814.50 | 31500.00 | AMPSEPC PVT LTD
489.00 | Beacon Lights | 4.00 | nos |  | 9843.00 | 39372.00 | 8550.00 | 34200.00 | 8277.00 | 33108.00 | 7980.00 | 31920.00 | Not Quoted | Not Quoted | 8500.00 | 34000.00 | Not Quoted | Not Quoted | 1500.00 | 6000.00 | 1743.38 | 6973.52 | 6000.00 | AMPSEPC PVT LTD
490.00 | Hooters | 2.00 | nos |  | 9843.00 | 19686.00 | 8550.00 | 17100.00 | 7745.00 | 15490.00 | 7980.00 | 15960.00 | Not Quoted | Not Quoted | 6500.00 | 13000.00 | Not Quoted | Not Quoted | 1500.00 | 3000.00 | 1743.38 | 3486.76 | 3000.00 | AMPSEPC PVT LTD
491.00 | Flame Detector | 3.00 | nos |  | 14175.00 | 42525.00 | 11250.00 | 33750.00 | 10910.00 | 32730.00 | 10500.00 | 31500.00 | Not Quoted | Not Quoted | 10500.00 | 31500.00 | Not Quoted | Not Quoted | 1500.00 | 4500.00 | 2324.50 | 6973.50 | 4500.00 | AMPSEPC PVT LTD
492.00 | MISCELLANEOUS ITEMS AND DEVICES
493.00 | Mounting of Miscellaneous instrument items as listed below on Yoke; fabrication and erection of Supports and including installation of instrument items, painting of supports but exclusive of Supply of Instrument items, Piping/ Tubing material / Calibration and supply and erection of Yoke support.
494.00 | Flame-proof Push Button Station/ Selector Switches /Lamps. | 2.00 | nos |  | 4500.00 | 9000.00 | 7965.00 | 15930.00 | 7212.00 | 14424.00 | 7434.00 | 14868.00 | Not Quoted | Not Quoted | 4500.00 | 9000.00 | Not Quoted | Not Quoted | 1500.00 | 3000.00 | 2324.50 | 4649.00 | 3000.00 | AMPSEPC PVT LTD
495.00 | Purge Variable Area Flowmeter (i.e. Purge Rotameter). | 1.00 | nos |  | 4800.00 | 4800.00 | 7650.00 | 7650.00 | 7080.00 | 7080.00 | 7140.00 | 7140.00 | Not Quoted | Not Quoted | 6500.00 | 6500.00 | Not Quoted | Not Quoted | 1500.00 | 1500.00 | 5230.13 | 5230.13 | 1500.00 | AMPSEPC PVT LTD
496.00 | Installation of panels / cabinet / consoles
497.00 | Installation of panels / cabinet / consoles inside control room / Satellite rack room with or without instruments of following sizes but exclusive of pneumatic/ electrical connections, supply of panels / cabinet / consoles and installation of base frame and painting of the same.
498.00 | Size < 2200x1000x800 mm > 1000x800x600mm | 6.00 | nos |  | 45000.00 | 270000.00 | 19350.00 | 116100.00 | 17303.00 | 103818.00 | 18060.00 | 108360.00 | Not Quoted | Not Quoted | 8000.00 | 48000.00 | Not Quoted | Not Quoted | 3500.00 | 21000.00 | 8716.88 | 52301.28 | 21000.00 | AMPSEPC PVT LTD
499.00 | CALIBRATION/ TESTING
500.00 | Cleaning, calibration of the instruments listed below including removal of instrument from reinstalled locations like panels, enclosures, racks, field etc., and fixing them back in respective places, providing equipments, necessary test jig, Instrument Air, Nitrogen Cylinders, test reports, all consumable, except for special imported test equipments for electronic instruments to be supplied by owner if available. Moisture Analyser | 1.00 | nos |  | 35000.00 | 35000.00 | 16650.00 | 16650.00 | 15671.00 | 15671.00 | 15540.00 | 15540.00 | Not Quoted | Not Quoted | 4500.00 | 4500.00 | Not Quoted | Not Quoted | 1350.00 | 1350.00 | 9298.00 | 9298.00 | 1350.00 | AMPSEPC PVT LTD
501.00 | Cleaning, calibration of the instruments listed below including removal of instrument from reinstalled locations like panels, enclosures, racks, field etc., and fixing them back in respective places, providing equipments, necessary test jig, Instrument Air, Nitrogen Cylinders, test reports, all consumable, except for special imported test equipments for electronic instruments to be supplied by owner if available. H2S Analyser | 1.00 | nos |  | 35000.00 | 35000.00 | 16650.00 | 16650.00 | 15682.00 | 15682.00 | 15540.00 | 15540.00 | Not Quoted | Not Quoted | 4800.00 | 4800.00 | Not Quoted | Not Quoted | 1350.00 | 1350.00 | 9298.00 | 9298.00 | 1350.00 | AMPSEPC PVT LTD
502.00 | Cleaning, adjusting stroke/ positioner, stroke speed checking of Control and On-off (Shutdown) valves. Providing equipments, necessary test jig, Instrument Air, Nitrogen Cylinders, test reports, all consumable and loop testing. Excludes flow calibration
503.00 | Control Valves | 2.00 | nos |  | 28000.00 | 56000.00 | 9450.00 | 18900.00 | 9168.00 | 18336.00 | 8820.00 | 17640.00 | Not Quoted | Not Quoted | 5500.00 | 11000.00 | Not Quoted | Not Quoted | 2250.00 | 4500.00 | 1975.83 | 3951.66 | 3951.66 | KEC Spur Infrastructure Pvt. Ltd.
504.00 | On-off valves (SDV/ ROV) | 1.00 | nos |  | 29500.00 | 29500.00 | 5625.00 | 5625.00 | 5070.00 | 5070.00 | 5250.00 | 5250.00 | Not Quoted | Not Quoted | 6500.00 | 6500.00 | Not Quoted | Not Quoted | 2150.00 | 2150.00 | 1627.15 | 1627.15 | 1627.15 | KEC Spur Infrastructure Pvt. Ltd.
505.00 | Cleaning, set pressure tests of Pressure Relief and Thermal Relief Valves. Providing equipment, necessary test jig, Instrument Air, Nitrogen Cylinders, test reports, all consumable. Excludes flow calibration.
506.00 | Inlet Sizes upto 2" flanged, rating 150# to 2500# | 7.00 | nos |  | 28000.00 | 196000.00 | 10350.00 | 72450.00 | 9220.00 | 64540.00 | 9660.00 | 67620.00 | Not Quoted | Not Quoted | 5748.00 | 40236.00 | Not Quoted | Not Quoted | 1350.00 | 9450.00 | 3021.85 | 21152.95 | 9450.00 | AMPSEPC PVT LTD
507.00 | Cleaning, calibration of the instruments listed below including removal of instrument from reinstalled locations like panels, enclosures, racks, field etc., and fixing them back in respective places, providing equipments, necessary test jig, Instrument Air, Nitrogen Cylinders, test reports, all consumable, except for special imported test equipments for electronic instruments to be supplied by owner if available.
508.00 | Differential Pressure Transmitters for Flow, Level and D.P. | 3.00 | nos |  | 2455.00 | 7365.00 | 3105.00 | 9315.00 | 2769.00 | 8307.00 | 2898.00 | 8694.00 | Not Quoted | Not Quoted | 2550.00 | 7650.00 | Not Quoted | Not Quoted | 1800.00 | 5400.00 | 1394.70 | 4184.10 | 4184.10 | KEC Spur Infrastructure Pvt. Ltd.
509.00 | Pressure gauges | 8.00 | nos |  | 3700.00 | 29600.00 | 2205.00 | 17640.00 | 2035.00 | 16280.00 | 2058.00 | 16464.00 | Not Quoted | Not Quoted | 2090.00 | 16720.00 | Not Quoted | Not Quoted | 1350.00 | 10800.00 | 1394.70 | 11157.60 | 10800.00 | AMPSEPC PVT LTD
510.00 | Pressure transmitters | 20.00 | nos |  | 2455.00 | 49100.00 | 3105.00 | 62100.00 | 3009.00 | 60180.00 | 2898.00 | 57960.00 | Not Quoted | Not Quoted | 3230.00 | 64600.00 | Not Quoted | Not Quoted | 2250.00 | 45000.00 | 1394.70 | 27894.00 | 27894.00 | KEC Spur Infrastructure Pvt. Ltd.
511.00 | Temperature Transmitters | 22.00 | nos |  | 2455.00 | 54010.00 | 3105.00 | 68310.00 | 2900.00 | 63800.00 | 2898.00 | 63756.00 | Not Quoted | Not Quoted | 2660.00 | 58520.00 | Not Quoted | Not Quoted | 2150.00 | 47300.00 | 1394.70 | 30683.40 | 30683.40 | KEC Spur Infrastructure Pvt. Ltd.
512.00 | Pig Signaller (Ultrasonic type) | 2.00 | nos |  | 6130.00 | 12260.00 | 3825.00 | 7650.00 | 3589.00 | 7178.00 | 3570.00 | 7140.00 | Not Quoted | Not Quoted | 2090.00 | 4180.00 | Not Quoted | Not Quoted | 9500.00 | 19000.00 | 1394.70 | 2789.40 | 2789.40 | KEC Spur Infrastructure Pvt. Ltd.
513.00 | Position Transmitter | 2.00 | nos |  | 8973.00 | 17946.00 | 2565.00 | 5130.00 | 2492.00 | 4984.00 | 2394.00 | 4788.00 | Not Quoted | Not Quoted | 2850.00 | 5700.00 | Not Quoted | Not Quoted | 5500.00 | 11000.00 | 1394.70 | 2789.40 | 2789.40 | KEC Spur Infrastructure Pvt. Ltd.
514.00 | LEL Detectors | 21.00 | nos |  | 8973.00 | 188433.00 | 9450.00 | 198450.00 | 8445.00 | 177345.00 | 8820.00 | 185220.00 | Not Quoted | Not Quoted | 2090.00 | 43890.00 | Not Quoted | Not Quoted | 9500.00 | 199500.00 | 1394.70 | 29288.70 | 29288.70 | KEC Spur Infrastructure Pvt. Ltd.
515.00 | UV/IR Flame Detector | 3.00 | nos |  | 3700.00 | 11100.00 | 9450.00 | 28350.00 | 8801.00 | 26403.00 | 8820.00 | 26460.00 | Not Quoted | Not Quoted | 2455.00 | 7365.00 | Not Quoted | Not Quoted | 9500.00 | 28500.00 | 1394.70 | 4184.10 | 4184.10 | KEC Spur Infrastructure Pvt. Ltd.
516.00 | Cleaning, checking and functional tests for flowmeters. Providing equipments, necessary test jig, Instrument Air, test reports, all consumable, except for special imported test equipments for electronic instruments to be supplied by owner if available. Excludes flow calibration.
517.00 | Coriolis Mass flowmeters | 2.00 | nos |  | 2405.00 | 4810.00 | 19350.00 | 38700.00 | 18539.00 | 37078.00 | 18060.00 | 36120.00 | Not Quoted | Not Quoted | 3200.00 | 6400.00 | Not Quoted | Not Quoted | 1850.00 | 3700.00 | 2905.63 | 5811.26 | 3700.00 | AMPSEPC PVT LTD
518.00 | LOOP CHECKING
519.00 | Loop checking (excluding calibration/ testing) of the instruments listed below including verifying the functional performance of all elements comprising the loop, thereby ensuring proper interconnections and operation, with all other specifications inline with clause 4.13 of Standard specification for Erection tender 6-52-0060.
520.00 | Differential Pressure Transmitters for Flow, Level and D.P. | 3.00 | nos |  | 1235.00 | 3705.00 | 765.00 | 2295.00 | 714.00 | 2142.00 | 714.00 | 2142.00 | Not Quoted | Not Quoted | 870.00 | 2610.00 | Not Quoted | Not Quoted | 1000.00 | 3000.00 | 464.90 | 1394.70 | 1394.70 | KEC Spur Infrastructure Pvt. Ltd.
521.00 | Gas Detectors | 21.00 | nos |  | 1625.00 | 34125.00 | 765.00 | 16065.00 | 716.00 | 15036.00 | 714.00 | 14994.00 | Not Quoted | Not Quoted | 570.00 | 11970.00 | Not Quoted | Not Quoted | 1000.00 | 21000.00 | 464.90 | 9762.90 | 9762.90 | KEC Spur Infrastructure Pvt. Ltd.
522.00 | Hooter / Beacon | 6.00 | nos |  | 975.00 | 5850.00 | 765.00 | 4590.00 | 681.00 | 4086.00 | 714.00 | 4284.00 | Not Quoted | Not Quoted | 570.00 | 3420.00 | Not Quoted | Not Quoted | 1000.00 | 6000.00 | 464.90 | 2789.40 | 2789.40 | KEC Spur Infrastructure Pvt. Ltd.
523.00 | Flame detectors (UVIR, Heat, Smoke) | 3.00 | nos |  | 1625.00 | 4875.00 | 765.00 | 2295.00 | 750.00 | 2250.00 | 714.00 | 2142.00 | Not Quoted | Not Quoted | 570.00 | 1710.00 | Not Quoted | Not Quoted | 1000.00 | 3000.00 | 464.90 | 1394.70 | 1394.70 | KEC Spur Infrastructure Pvt. Ltd.
524.00 | Position Transmitter | 2.00 | nos |  | 2405.00 | 4810.00 | 765.00 | 1530.00 | 725.00 | 1450.00 | 714.00 | 1428.00 | Not Quoted | Not Quoted | 570.00 | 1140.00 | Not Quoted | Not Quoted | 1000.00 | 2000.00 | 464.90 | 929.80 | 929.80 | KEC Spur Infrastructure Pvt. Ltd.
525.00 | Push Button/Selector Switches/Lamps | 2.00 | nos |  | 975.00 | 1950.00 | 765.00 | 1530.00 | 726.00 | 1452.00 | 714.00 | 1428.00 | Not Quoted | Not Quoted | 570.00 | 1140.00 | Not Quoted | Not Quoted | 1000.00 | 2000.00 | 464.90 | 929.80 | 929.80 | KEC Spur Infrastructure Pvt. Ltd.
526.00 | Control valve positioner | 2.00 | nos |  | 1105.00 | 2210.00 | 765.00 | 1530.00 | 717.00 | 1434.00 | 714.00 | 1428.00 | Not Quoted | Not Quoted | 570.00 | 1140.00 | Not Quoted | Not Quoted | 1000.00 | 2000.00 | 464.90 | 929.80 | 929.80 | KEC Spur Infrastructure Pvt. Ltd.
527.00 | Pig Signaller (Ultrasonic type) | 2.00 | nos |  | 2268.00 | 4536.00 | 765.00 | 1530.00 | 693.00 | 1386.00 | 714.00 | 1428.00 | Not Quoted | Not Quoted | 570.00 | 1140.00 | Not Quoted | Not Quoted | 1000.00 | 2000.00 | 464.90 | 929.80 | 929.80 | KEC Spur Infrastructure Pvt. Ltd.
528.00 | Solenoid Valves | 1.00 | nos |  | 1924.00 | 1924.00 | 765.00 | 765.00 | 725.00 | 725.00 | 714.00 | 714.00 | Not Quoted | Not Quoted | 570.00 | 570.00 | Not Quoted | Not Quoted | 1000.00 | 1000.00 | 464.90 | 464.90 | 464.90 | KEC Spur Infrastructure Pvt. Ltd.
529.00 | Limit Switches | 2.00 | nos |  | 2203.00 | 4406.00 | 765.00 | 1530.00 | 699.00 | 1398.00 | 714.00 | 1428.00 | Not Quoted | Not Quoted | 570.00 | 1140.00 | Not Quoted | Not Quoted | 1000.00 | 2000.00 | 464.90 | 929.80 | 929.80 | KEC Spur Infrastructure Pvt. Ltd.
530.00 | Pressure transmitters | 20.00 | nos |  | 2340.00 | 46800.00 | 765.00 | 15300.00 | 745.00 | 14900.00 | 714.00 | 14280.00 | Not Quoted | Not Quoted | 570.00 | 11400.00 | Not Quoted | Not Quoted | 1000.00 | 20000.00 | 464.90 | 9298.00 | 9298.00 | KEC Spur Infrastructure Pvt. Ltd.
531.00 | Temperature Transmitters | 22.00 | nos |  | 2340.00 | 51480.00 | 765.00 | 16830.00 | 740.00 | 16280.00 | 714.00 | 15708.00 | Not Quoted | Not Quoted | 570.00 | 12540.00 | Not Quoted | Not Quoted | 1000.00 | 22000.00 | 464.90 | 10227.80 | 10227.80 | KEC Spur Infrastructure Pvt. Ltd.
532.00 | H2S Analyser | 1.00 | nos |  | 2285.00 | 2285.00 | 765.00 | 765.00 | 697.00 | 697.00 | 714.00 | 714.00 | Not Quoted | Not Quoted | 570.00 | 570.00 | Not Quoted | Not Quoted | 1000.00 | 1000.00 | 464.90 | 464.90 | 464.90 | KEC Spur Infrastructure Pvt. Ltd.
533.00 | Moisture Analyser | 1.00 | nos |  | 2285.00 | 2285.00 | 765.00 | 765.00 | 688.00 | 688.00 | 714.00 | 714.00 | Not Quoted | Not Quoted | 570.00 | 570.00 | Not Quoted | Not Quoted | 1000.00 | 1000.00 | 464.90 | 464.90 | 464.90 | KEC Spur Infrastructure Pvt. Ltd.
534.00 | SUPPLY ITEMS
535.00 | Hand held HART configurator as per datasheet | 1.00 | Set |  | 635245.00 | 635245.00 | 607500.00 | 607500.00 | 541413.00 | 541413.00 | 567000.00 | 567000.00 | Not Quoted | Not Quoted | 12000.00 | 12000.00 | Not Quoted | Not Quoted | 5500.00 | 5500.00 | 8716.88 | 8716.88 | 5500.00 | AMPSEPC PVT LTD
536.00 | Supply of Instrument items as per specifications enclosed elsewhere in the Tender.
537.00 | UV/ IR Flame Detector | 4.00 | nos |  | 198560.00 | 794240.00 | 405000.00 | 1620000.00 | 369213.00 | 1476852.00 | 378000.00 | 1512000.00 | Not Quoted | Not Quoted | 232750.00 | 931000.00 | Not Quoted | Not Quoted | 7200.00 | 28800.00 | 79880.29 | 319521.16 | 28800.00 | AMPSEPC PVT LTD
538.00 | Thermal Relief Valve as per Datasheet | 7.00 | nos |  | 250000.00 | 1750000.00 | 72450.00 | 507150.00 | 66676.00 | 466732.00 | 67620.00 | 473340.00 | Not Quoted | Not Quoted | 118750.00 | 831250.00 | Not Quoted | Not Quoted | 55000.00 | 385000.00 | 58112.51 | 406787.57 | 385000.00 | AMPSEPC PVT LTD
539.00 | Differential Pressure Transmitter- Level | 3.00 | nos |  | 51350.00 | 154050.00 | 94500.00 | 283500.00 | 90196.00 | 270588.00 | 88200.00 | 264600.00 | Not Quoted | Not Quoted | 15000.00 | 45000.00 | Not Quoted | Not Quoted | 3500.00 | 10500.00 | 76708.51 | 230125.53 | 10500.00 | AMPSEPC PVT LTD
540.00 | Supply of Variable Area Flowmeter | 1.00 | nos |  | 114790.00 | 114790.00 | 220500.00 | 220500.00 | 201408.00 | 201408.00 | 205800.00 | 205800.00 | Not Quoted | Not Quoted | 32500.00 | 32500.00 | Not Quoted | Not Quoted | 15000.00 | 15000.00 | 76708.51 | 76708.51 | 15000.00 | AMPSEPC PVT LTD
541.00 | Orifice Plates and Flanges | 1.00 | nos |  | 37050.00 | 37050.00 | 52200.00 | 52200.00 | 47154.00 | 47154.00 | 48720.00 | 48720.00 | Not Quoted | Not Quoted | 9500.00 | 9500.00 | Not Quoted | Not Quoted | 15000.00 | 15000.00 | 147663.88 | 147663.88 | 9500.00 | M/s. Megha Engineering and Infrastructures Ltd
542.00 | Differential Pressure (Flow) Transmitter-HART | 2.00 | nos |  | 51350.00 | 102700.00 | 88650.00 | 177300.00 | 78702.00 | 157404.00 | 82740.00 | 165480.00 | Not Quoted | Not Quoted | 52250.00 | 104500.00 | Not Quoted | Not Quoted | 15000.00 | 30000.00 | 102278.01 | 204556.02 | 30000.00 | AMPSEPC PVT LTD
543.00 | LEL Gas Detector | 23.00 | nos |  | 90285.00 | 2076555.00 | 142650.00 | 3280950.00 | 126848.00 | 2917504.00 | 133140.00 | 3062220.00 | Not Quoted | Not Quoted | 18525.00 | 426075.00 | Not Quoted | Not Quoted | 4500.00 | 103500.00 | 92546.89 | 2128578.47 | 103500.00 | AMPSEPC PVT LTD
544.00 | Beacon Lights suitable for non hazardous area | 5.00 | nos |  | 20150.00 | 100750.00 | 14850.00 | 74250.00 | 13882.00 | 69410.00 | 13860.00 | 69300.00 | Not Quoted | Not Quoted | 17575.00 | 87875.00 | Not Quoted | Not Quoted | 15000.00 | 75000.00 | 18596.00 | 92980.00 | 69300.00 | TOLANI PROJECTS PVT LTD
545.00 | Hooters suitable for non hazardous area | 3.00 | nos |  | 20150.00 | 60450.00 | 14850.00 | 44550.00 | 14079.00 | 42237.00 | 13860.00 | 41580.00 | Not Quoted | Not Quoted | 17290.00 | 51870.00 | Not Quoted | Not Quoted | 15000.00 | 45000.00 | 18596.00 | 55788.00 | 41580.00 | TOLANI PROJECTS PVT LTD
546.00 | Pressure Gauges | 10.00 | nos |  | 3185.00 | 31850.00 | 5625.00 | 56250.00 | 5045.00 | 50450.00 | 5250.00 | 52500.00 | Not Quoted | Not Quoted | 92150.00 | 921500.00 | Not Quoted | Not Quoted | 8500.00 | 85000.00 | 8833.10 | 88331.00 | 31850.00 | Advance Infrastrurctures Pvt Ltd
547.00 | Pressure Transmitter | 22.00 | nos |  | 44135.00 | 970970.00 | 59850.00 | 1316700.00 | 53390.00 | 1174580.00 | 55860.00 | 1228920.00 | Not Quoted | Not Quoted | 13775.00 | 303050.00 | Not Quoted | Not Quoted | 8500.00 | 187000.00 | 52356.02 | 1151832.44 | 187000.00 | AMPSEPC PVT LTD
548.00 | Temperature Elements - RTD with thermowell | 7.00 | nos |  | 15925.00 | 111475.00 | 16650.00 | 116550.00 | 15926.00 | 111482.00 | 15540.00 | 108780.00 | Not Quoted | Not Quoted | 13775.00 | 96425.00 | Not Quoted | Not Quoted | 8500.00 | 59500.00 | 20920.50 | 146443.50 | 59500.00 | AMPSEPC PVT LTD
549.00 | Temperature Element (Skin Type RTD) | 19.00 | nos |  | 18850.00 | 358150.00 | 15165.00 | 288135.00 | 14530.00 | 276070.00 | 14154.00 | 268926.00 | Not Quoted | Not Quoted | 40375.00 | 767125.00 | Not Quoted | Not Quoted | 6500.00 | 123500.00 | 25569.50 | 485820.50 | 123500.00 | AMPSEPC PVT LTD
550.00 | Supply of Temperature Transmitter | 24.00 | nos |  | 38675.00 | 928200.00 | 43650.00 | 1047600.00 | 39720.00 | 953280.00 | 40740.00 | 977760.00 | Not Quoted | Not Quoted | 18200.00 | 436800.00 | Not Quoted | Not Quoted | 6500.00 | 156000.00 | 34867.50 | 836820.00 | 156000.00 | AMPSEPC PVT LTD
551.00 | Emergency Push button assembly - Break Glass type,NC, Spring Return, Contact rating - 24 V /110V DC, 0.5A/ 2A (as per specification), WP to IP-55 & Explosion proof to IEC Zone 1, Gas group IIA, IIB,IIC T3 with cable entry size - 1/2" NPTF including 1/2" cable glands Ex-proof to Ex'd' - IIA, IIB,IIC and statutory certification as required. | 2.00 | nos |  | 11102.00 | 22204.00 | 14850.00 | 29700.00 | 14074.00 | 28148.00 | 13860.00 | 27720.00 | Not Quoted | Not Quoted | 4500.00 | 9000.00 | Not Quoted | Not Quoted | 2599.00 | 5198.00 | 18305.44 | 36610.88 | 5198.00 | AMPSEPC PVT LTD
552.00 | Restriction Orifice Plates | 1.00 | nos |  | 5135.00 | 5135.00 | 11565.00 | 11565.00 | 10548.00 | 10548.00 | 10794.00 | 10794.00 | Not Quoted | Not Quoted | 92.15 | 92.15 | Not Quoted | Not Quoted | 2500.00 | 2500.00 | 32543.00 | 32543.00 | 92.15 | M/s. Megha Engineering and Infrastructures Ltd
553.00 | Signal Cable as per Standard Specification 6-52-0046 size, 1P X 1.5 mm2, IS, FRLS | 3200.00 | m |  | 163.00 | 521600.00 | 133.20 | 426240.00 | 64.00 | 204800.00 | 66.00 | 211200.00 | Not Quoted | Not Quoted | 92.15 | 294880.00 | Not Quoted | Not Quoted | 152.60 | 488320.00 | 92.98 | 297536.00 | 204800.00 | Om Yash Projects Limited
554.00 | Control cables as per Standard Specification 6-52-0046 size 1P X 1.5 mm2 , NIS, FRLS | 3200.00 | m |  | 175.00 | 560000.00 | 133.20 | 426240.00 | 69.00 | 220800.00 | 66.00 | 211200.00 | Not Quoted | Not Quoted | 137.75 | 440800.00 | Not Quoted | Not Quoted | 161.00 | 515200.00 | 92.98 | 297536.00 | 211200.00 | TOLANI PROJECTS PVT LTD
555.00 | Control Cable as per Standard Specification 6-52-0046, Size 1P X 2.5 mm2 , NIS, FRLS | 1000.00 | m |  | 319.00 | 319000.00 | 162.00 | 162000.00 | 110.00 | 110000.00 | 105.00 | 105000.00 | Not Quoted | Not Quoted | 118.75 | 118750.00 | Not Quoted | Not Quoted | 209.30 | 209300.00 | 133.66 | 133660.00 | 105000.00 | TOLANI PROJECTS PVT LTD
556.00 | Triad cables as per Standard Specification 6-52-0046 size 1T X 1.5 mm2, NIS, FR | 1600.00 | m |  | 171.00 | 273600.00 | 178.20 | 285120.00 | 90.00 | 144000.00 | 87.00 | 139200.00 | Not Quoted | Not Quoted | 289.75 | 463600.00 | Not Quoted | Not Quoted | 201.60 | 322560.00 | 139.47 | 223152.00 | 139200.00 | TOLANI PROJECTS PVT LTD
557.00 | Signal Cable as per Standard Specification 6-52-0046 size 6P X 1.5 mm2, IS, FRLS | 3500.00 | m |  | 459.00 | 1606500.00 | 350.00 | 1225000.00 | 275.00 | 962500.00 | 268.00 | 938000.00 | Not Quoted | Not Quoted | 289.75 | 1014125.00 | Not Quoted | Not Quoted | 583.10 | 2040850.00 | 419.55 | 1468425.00 | 938000.00 | TOLANI PROJECTS PVT LTD
558.00 | Control cables as per Standard Specification 6-52-0046 size 6P X 1.5 mm2 , NIS, FRLS | 4000.00 | m |  | 423.00 | 1692000.00 | 350.00 | 1400000.00 | 268.00 | 1072000.00 | 266.00 | 1064000.00 | Not Quoted | Not Quoted | 460.75 | 1843000.00 | Not Quoted | Not Quoted | 590.10 | 2360400.00 | 419.55 | 1678200.00 | 1064000.00 | TOLANI PROJECTS PVT LTD
559.00 | Triad Cable as per Standard Specification 6-52-0046, Size 8 T X 1.5 mm2 , NIS, FRLS | 1000.00 | m |  | 629.00 | 629000.00 | 650.00 | 650000.00 | 441.00 | 441000.00 | 456.00 | 456000.00 | Not Quoted | Not Quoted | 232.75 | 232750.00 | Not Quoted | Not Quoted | 788.80 | 788800.00 | 743.84 | 743840.00 | 232750.00 | M/s. Megha Engineering and Infrastructures Ltd
560.00 | Quad Cable as per Standard Specification 6-52-0046 size, 1Quad X 1.5 mm2, RTD Cable | 120.00 | metre |  | 254.00 | 30480.00 | 178.20 | 21384.00 | 440.00 | 52800.00 | 449.00 | 53880.00 | Not Quoted | Not Quoted | 320.00 | 38400.00 | Not Quoted | Not Quoted | 240.10 | 28812.00 | 1255.23 | 150627.60 | 21384.00 | JSIW INFRASTRUCTURE PRIVATE LIMITED
561.00 | Supply of Junction boxes of various types and specifications
562.00 | Junction Box, Weatherproof type for 6 Pair Cable | 7.00 | nos |  | 11440.00 | 80080.00 | 13050.00 | 91350.00 | 12078.00 | 84546.00 | 12180.00 | 85260.00 | Not Quoted | Not Quoted | 6317.50 | 44222.50 | Not Quoted | Not Quoted | 5000.00 | 35000.00 | 9879.13 | 69153.91 | 35000.00 | AMPSEPC PVT LTD
563.00 | Junction Box, Weatherproof + Flameproof (Gas Groups -IIA/IIB) type for 6 Pair Cable | 8.00 | nos |  | 11440.00 | 91520.00 | 14850.00 | 118800.00 | 13270.00 | 106160.00 | 13860.00 | 110880.00 | Not Quoted | Not Quoted | 9215.00 | 73720.00 | Not Quoted | Not Quoted | 5000.00 | 40000.00 | 12842.86 | 102742.88 | 40000.00 | AMPSEPC PVT LTD
564.00 | Junction Box, Weatherproof + Flameproof (Gas Groups -IIA/IIB) type for 8 Triad Cable | 2.00 | nos |  | 11960.00 | 23920.00 | 16650.00 | 33300.00 | 15879.00 | 31758.00 | 15540.00 | 31080.00 | Not Quoted | Not Quoted | 9215.00 | 18430.00 | Not Quoted | Not Quoted | 10000.00 | 20000.00 | 14528.13 | 29056.26 | 18430.00 | M/s. Megha Engineering and Infrastructures Ltd
565.00 | Supply of Cable glands of various types and specifications
566.00 | Double compression type Cable gland, weatherproof + Flameproof (Gas Group IIA/IIB) type,Ni plated Brass material with PVC shroud, 1/2" NPTM | 250.00 | nos |  | 764.00 | 191000.00 | 268.20 | 67050.00 | 247.00 | 61750.00 | 250.00 | 62500.00 | Not Quoted | Not Quoted | 172.90 | 43225.00 | Not Quoted | Not Quoted | 320.00 | 80000.00 | 1057.65 | 264412.50 | 43225.00 | M/s. Megha Engineering and Infrastructures Ltd
567.00 | Double compression type Cable gland, weatherproof + Flameproof (Gas Group IIC) type,Ni plated Brass material with PVC shroud, 3/4" NPTM | 50.00 | nos |  | 1072.00 | 53600.00 | 292.50 | 14625.00 | 261.00 | 13050.00 | 273.00 | 13650.00 | Not Quoted | Not Quoted | 256.50 | 12825.00 | Not Quoted | Not Quoted | 385.00 | 19250.00 | 244.07 | 12203.50 | 12203.50 | KEC Spur Infrastructure Pvt. Ltd.
568.00 | Double compression type Cable gland, weatherproof + Flameproof (Gas Group IIA/IIB) type,Ni plated Brass material with PVC shroud, 1 1/2" NPTM | 5.00 | nos |  | 1202.00 | 6010.00 | 787.50 | 3937.50 | 766.00 | 3830.00 | 735.00 | 3675.00 | Not Quoted | Not Quoted | 441.75 | 2208.75 | Not Quoted | Not Quoted | 620.00 | 3100.00 | 871.69 | 4358.45 | 2208.75 | M/s. Megha Engineering and Infrastructures Ltd
569.00 | Double compression type Cable gland, weatherproof + Flameproof (Gas Group IIA/IIB) type,Ni plated Brass material with PVC shroud, 1" NPTM | 30.00 | nos |  | 1020.00 | 30600.00 | 585.00 | 17550.00 | 565.00 | 16950.00 | 546.00 | 16380.00 | Not Quoted | Not Quoted | 745.75 | 22372.50 | Not Quoted | Not Quoted | 1050.00 | 31500.00 | 489.31 | 14679.30 | 14679.30 | KEC Spur Infrastructure Pvt. Ltd.
570.00 | Multi Cable Transit frame complete with insert blocks, stay plates, end packings [6+6] x 2 | 1.00 | nos |  | 24050.00 | 24050.00 | 61650.00 | 61650.00 | 58905.00 | 58905.00 | 57540.00 | 57540.00 | Not Quoted | Not Quoted | 28975.00 | 28975.00 | Not Quoted | Not Quoted | 15000.00 | 15000.00 | 29056.25 | 29056.25 | 15000.00 | AMPSEPC PVT LTD
571.00 | Multi Cable Transit frame complete with insert blocks, stay plates, end packings [4+0] x 1 | 5.00 | nos |  | 21970.00 | 109850.00 | 38250.00 | 191250.00 | 37385.00 | 186925.00 | 35700.00 | 178500.00 | Not Quoted | Not Quoted | 17290.00 | 86450.00 | Not Quoted | Not Quoted | 20000.00 | 100000.00 | 29056.25 | 145281.25 | 86450.00 | M/s. Megha Engineering and Infrastructures Ltd
572.00 | Supply of compression tube fittings in Stainless Steel of various types and specifications
573.00 | Female Connector: Material: SS-316L : Size: 1/2" NPTM X 6 mm OD 153 Bar | 6.00 | nos |  | 591.50 | 3549.00 | 340.20 | 2041.20 | 324.00 | 1944.00 | 318.00 | 1908.00 | Not Quoted | Not Quoted | 1200.00 | 7200.00 | Not Quoted | Not Quoted | 4500.00 | 27000.00 | 313.81 | 1882.86 | 1882.86 | KEC Spur Infrastructure Pvt. Ltd.
574.00 | Male Connector: Material: SS-316 : Size: 1/2" NPTM X 12 mm OD 153 Bar | 6.00 | nos |  | 448.50 | 2691.00 | 358.20 | 2149.20 | 338.00 | 2028.00 | 334.00 | 2004.00 | Not Quoted | Not Quoted | 1150.00 | 6900.00 | Not Quoted | Not Quoted | 4500.00 | 27000.00 | 303.35 | 1820.10 | 1820.10 | KEC Spur Infrastructure Pvt. Ltd.
575.00 | Male Connector: Material: SS-316 : Size: 1/2" NPTM X 6 mm OD 153 Bar | 6.00 | nos |  | 383.50 | 2301.00 | 358.20 | 2149.20 | 347.00 | 2082.00 | 334.00 | 2004.00 | Not Quoted | Not Quoted | 800.00 | 4800.00 | Not Quoted | Not Quoted | 4500.00 | 27000.00 | 244.07 | 1464.42 | 1464.42 | KEC Spur Infrastructure Pvt. Ltd.
576.00 | Female Connector: Material: SS-316 : Size: 1/2" NPTF X 12 mm OD 153 Bar | 6.00 | nos |  | 643.50 | 3861.00 | 585.00 | 3510.00 | 565.00 | 3390.00 | 546.00 | 3276.00 | Not Quoted | Not Quoted | 1300.00 | 7800.00 | Not Quoted | Not Quoted | 4500.00 | 27000.00 | 373.08 | 2238.48 | 2238.48 | KEC Spur Infrastructure Pvt. Ltd.
577.00 | Tube Union: Material: SS-316 ; Size: 12 mm OD x 12 mm OD 153 Bar | 5.00 | nos |  | 474.50 | 2372.50 | 472.50 | 2362.50 | 421.00 | 2105.00 | 441.00 | 2205.00 | Not Quoted | Not Quoted | 2550.00 | 12750.00 | Not Quoted | Not Quoted | 4500.00 | 22500.00 | 418.41 | 2092.05 | 2092.05 | KEC Spur Infrastructure Pvt. Ltd.
578.00 | Tube Union: Material: SS-316 ; Size: 6 mm OD x 6 mm OD 153 Bar | 5.00 | nos |  | 370.50 | 1852.50 | 427.50 | 2137.50 | 414.00 | 2070.00 | 399.00 | 1995.00 | Not Quoted | Not Quoted | 2050.00 | 10250.00 | Not Quoted | Not Quoted | 4500.00 | 22500.00 | 223.15 | 1115.75 | 1115.75 | KEC Spur Infrastructure Pvt. Ltd.
579.00 | Tube Cap; Material: SS-316 ; Size : 12 mm OD 153 Bar | 5.00 | nos |  | 188.50 | 942.50 | 247.50 | 1237.50 | 227.00 | 1135.00 | 231.00 | 1155.00 | Not Quoted | Not Quoted | 4200.00 | 21000.00 | Not Quoted | Not Quoted | 4500.00 | 22500.00 | 244.07 | 1220.35 | 942.50 | Advance Infrastrurctures Pvt Ltd
580.00 | SS 316 Ball Valve 1/2" NB with NPTF ends 41 Bar | 6.00 | nos |  | 1664.00 | 9984.00 | 3465.00 | 20790.00 | 3331.00 | 19986.00 | 3234.00 | 19404.00 | Not Quoted | Not Quoted | 3600.00 | 21600.00 | Not Quoted | Not Quoted | 4500.00 | 27000.00 | 990.24 | 5941.44 | 5941.44 | KEC Spur Infrastructure Pvt. Ltd.
581.00 | 6 Way Air Manifold SS316 | 1.00 | nos |  | 7657.00 | 7657.00 | 19350.00 | 19350.00 | 18123.00 | 18123.00 | 18060.00 | 18060.00 | Not Quoted | Not Quoted | 80000.00 | 80000.00 | Not Quoted | Not Quoted | 4500.00 | 4500.00 | 13125.29 | 13125.29 | 4500.00 | AMPSEPC PVT LTD
582.00 | Supply of instrument tubes of different types and specifications
583.00 | S.S Tubes - 6 mm OD SS316L with 1 mm wall thickness | 30.00 | m |  | 1235.00 | 37050.00 | 382.50 | 11475.00 | 349.00 | 10470.00 | 357.00 | 10710.00 | Not Quoted | Not Quoted | 8000.00 | 240000.00 | Not Quoted | Not Quoted | 4500.00 | 135000.00 | 230.13 | 6903.90 | 6903.90 | KEC Spur Infrastructure Pvt. Ltd.
584.00 | SS316L tube 12 mm OD 153 Bar | 30.00 | m |  | 1885.00 | 56550.00 | 675.00 | 20250.00 | 602.00 | 18060.00 | 630.00 | 18900.00 | Not Quoted | Not Quoted | 11500.00 | 345000.00 | Not Quoted | Not Quoted | 4500.00 | 135000.00 | 482.33 | 14469.90 | 14469.90 | KEC Spur Infrastructure Pvt. Ltd.
585.00 | JUNCTION BOX INSTALLATION
586.00 | Installation of weatherproof junction boxes including supply, fabrication and installation of supports, installation of junction boxes, supply of 14 SWG GI wire (max. length 10 m per Junction Box), laying and connection, screwing plugs for unused entries and painting but exclusive of supply of junction boxes and glands/ fittings.
587.00 | For cable size 6P x 0.5/1.0/1.5/2.5 mm² / 16 AWG Signal/FF/Alarm/ Control | 7.00 | nos |  | 8450.00 | 59150.00 | 7065.00 | 49455.00 | 6340.00 | 44380.00 | 6594.00 | 46158.00 | Not Quoted | Not Quoted | 4655.00 | 32585.00 | Not Quoted | Not Quoted | 5500.00 | 38500.00 | 5230.13 | 36610.91 | 32585.00 | M/s. Megha Engineering and Infrastructures Ltd
588.00 | Installation of weatherproof and flameproof junction boxes including supply, fabrication and installation of supports, installation of junction boxes, supply of 14 SWG GI wire (max. length 10 m per Junction Box), laying and connection, screwing plugs for unused entries and painting but exclusive of supply of junction boxes and glands/ fittings.
589.00 | For cable size 8T x 1.5/ 2.5 mm² RTD/ Gas Detector | 2.00 | nos |  | 14175.20 | 28350.40 | 7065.00 | 14130.00 | 6824.00 | 13648.00 | 6594.00 | 13188.00 | Not Quoted | Not Quoted | 4655.00 | 9310.00 | Not Quoted | Not Quoted | 5500.00 | 11000.00 | 5230.13 | 10460.26 | 9310.00 | M/s. Megha Engineering and Infrastructures Ltd
590.00 | For cable size 6P x 0.5/1.0/1.5/2.5 mm²/16 AWG Signal/FF/Alarm/ Control | 8.00 | nos |  | 11960.00 | 95680.00 | 7065.00 | 56520.00 | 6842.00 | 54736.00 | 6594.00 | 52752.00 | Not Quoted | Not Quoted | 4655.00 | 37240.00 | Not Quoted | Not Quoted | 5950.00 | 47600.00 | 5230.13 | 41841.04 | 37240.00 | M/s. Megha Engineering and Infrastructures Ltd
591.00 | Installation of Multi Cable transit frames complete with all insert blocks, stay plates, unused blocks with cables piece inserted, end packing etc. on wall for Cable entry including necessary civil works, welding, supply and installation of additional steel plate for unused portion of cutouts, fixing of frames, pulling cables to blocks and installation of blocks on frames as per manufacturer's recommendation for [6+6] x 2 MCT | 1.00 | nos |  | 19500.00 | 19500.00 | 16650.00 | 16650.00 | 14864.00 | 14864.00 | 15540.00 | 15540.00 | Not Quoted | Not Quoted | 2850.00 | 2850.00 | Not Quoted | Not Quoted | 5950.00 | 5950.00 | 29056.25 | 29056.25 | 2850.00 | M/s. Megha Engineering and Infrastructures Ltd
592.00 | Installation of Multi Cable transit frames complete with all insert blocks, stay plates, unused blocks with cables piece inserted, end packing etc. on wall for Cable entry including necessary civil works, welding, supply and installation of additional steel plate for unused portion of cutouts, fixing of frames, pulling cables to blocks and installation of blocks on frames as per manufacturer's recommendation for [4+0] x 1 MCT. | 5.00 | nos |  | 24362.00 | 121810.00 | 16650.00 | 83250.00 | 16093.00 | 80465.00 | 15540.00 | 77700.00 | Not Quoted | Not Quoted | 3990.00 | 19950.00 | Not Quoted | Not Quoted | 5950.00 | 29750.00 | 29056.25 | 145281.25 | 19950.00 | M/s. Megha Engineering and Infrastructures Ltd
593.00 | LAYING OF CABLES
594.00 | Laying of instrumentation cables for signal, alarm, shutdown, control and signal cable on ducts, main trays, perforated trays, angle trays, trenches (including opening of cable duct covers if required through IRCs {Instrument Road Crossings}) including clamping, glanding the cables, termination at both ends including shield/ drain/ communication wire, providing and fixing identifying tags and megger testing but exclusive of supply of cables and erection of ducts, main tray, perforated tray/ angle trays and preparation of cable trench.
595.00 | Signal / Alarm / Control Cables of cable sizes 1P x 1.5 / 2.5 mm² | 7400.00 | m |  | 106.60 | 788840.00 | 56.25 | 416250.00 | 51.00 | 377400.00 | 53.00 | 392200.00 | Not Quoted | Not Quoted | 92.00 | 680800.00 | Not Quoted | Not Quoted | 35.00 | 259000.00 | 23.25 | 172050.00 | 172050.00 | KEC Spur Infrastructure Pvt. Ltd.
596.00 | Signal/ Alarm/ Control Cables of cable sizes 12C / 6P x 1.5 / 2.5 mm² | 7500.00 | m |  | 123.50 | 926250.00 | 61.65 | 462375.00 | 60.00 | 450000.00 | 58.00 | 435000.00 | Not Quoted | Not Quoted | 185.00 | 1387500.00 | Not Quoted | Not Quoted | 45.00 | 337500.00 | 34.87 | 261525.00 | 261525.00 | KEC Spur Infrastructure Pvt. Ltd.
597.00 | Laying of thermocouple/ RTD/ LEL Detector/ H2S Detector cables on ducts, main trays, perforated trays, angle trays, trenches (including through IRCs {Instrument Road Crossings}) including opening of cable duct covers if required clamping, glanding the cables, termination at both ends including shield/ drain/communication wire providing and fixing of identifying tags and megger testing but exclusive of supply of multi cables and erection of ducts, main tray, perforated tray/angle tray and preparation of cable trench.
598.00 | 8 Triad/ Quad x 1.5 mm² RTD/ LEL Cable | 1000.00 | m |  | 143.00 | 143000.00 | 61.65 | 61650.00 | 59.00 | 59000.00 | 58.00 | 58000.00 | Not Quoted | Not Quoted | 185.00 | 185000.00 | Not Quoted | Not Quoted | 45.00 | 45000.00 | 46.49 | 46490.00 | 45000.00 | AMPSEPC PVT LTD
599.00 | 1 Triad/ Quad x 1.5 mm² RTD/ LEL Cable | 1720.00 | m |  | 137.00 | 235640.00 | 56.25 | 96750.00 | 52.00 | 89440.00 | 53.00 | 91160.00 | Not Quoted | Not Quoted | 92.00 | 158240.00 | Not Quoted | Not Quoted | 35.00 | 60200.00 | 34.87 | 59976.40 | 59976.40 | KEC Spur Infrastructure Pvt. Ltd.
600.00 | TRENCH WORK
601.00 | Excavation of trenches for burying the cable, preparation of same for laying of cable, filling with sand, laying of brick, back filling and compacting of the excavated earth as per specifications including supply of sand and bricks and as per cable trench layout and removal of surplus earth as per instructions of Engineer- in-Charge.
602.00 | Trench size 500 mm (W) x 700 mm (D) | 400.00 | m |  | 950.00 | 380000.00 | 517.50 | 207000.00 | 494.00 | 197600.00 | 483.00 | 193200.00 | Not Quoted | Not Quoted | 998.00 | 399200.00 | Not Quoted | Not Quoted | 3750.00 | 1500000.00 | 1162.25 | 464900.00 | 193200.00 | TOLANI PROJECTS PVT LTD
603.00 | EARTHING
604.00 | Supply, laying and termination of both ends of earthing cables from earth grid pit to the DCS/ Local panels/ Barrier earth bus bars in trays/ conduits/ trenches as required.
605.00 | At both ends of earth grid/ Instruments of GI wire (12 AWG) in trays and conduits as required excluding earth-pit preparation and electrode installation. | 200.00 | m |  | 546.00 | 109200.00 | 108.00 | 21600.00 | 101.00 | 20200.00 | 101.00 | 20200.00 | Not Quoted | Not Quoted | 96.00 | 19200.00 | Not Quoted | Not Quoted | 55.00 | 11000.00 | 232.45 | 46490.00 | 11000.00 | AMPSEPC PVT LTD
606.00 | RADIOGRAPHY - CARBON STEEL WELD JOINTS
607.00 | Radiography conforming to the requirements of the Piping Class for all weld joints in impulse piping of Pressure Instruments installations
608.00 | Installation standard 7-52-1139 | 2.00 | nos |  | 1800.00 | 3600.00 | 2925.00 | 5850.00 | 2687.00 | 5374.00 | 2730.00 | 5460.00 | Not Quoted | Not Quoted | 4500.00 | 9000.00 | Not Quoted | Not Quoted | 15000.00 | 30000.00 | 29056.25 | 58112.50 | 3600.00 | Advance Infrastrurctures Pvt Ltd
609.00 | STRUCTURAL
610.00 | Supply and Erection of prefabricated Galvanised Iron perforated trays and its supports including tees, bends and elbows as per drawing.
611.00 | Tray of 100mm (W) X 30mm (H) | 100.00 | m |  | 1188.20 | 118820.00 | 495.00 | 49500.00 | 466.00 | 46600.00 | 462.00 | 46200.00 | Not Quoted | Not Quoted | 522.50 | 52250.00 | Not Quoted | Not Quoted | 375.00 | 37500.00 | 836.82 | 83682.00 | 37500.00 | AMPSEPC PVT LTD
612.00 | Tray of 60mm (W) X 20mm (H) | 100.00 | m |  | 1099.80 | 109980.00 | 427.50 | 42750.00 | 387.00 | 38700.00 | 399.00 | 39900.00 | Not Quoted | Not Quoted | 465.50 | 46550.00 | Not Quoted | Not Quoted | 510.00 | 51000.00 | 581.13 | 58113.00 | 38700.00 | Om Yash Projects Limited
613.00 | Tray of 300mm (W) X 30mm (H) | 1000.00 | m |  | 1716.00 | 1716000.00 | 855.00 | 855000.00 | 773.00 | 773000.00 | 798.00 | 798000.00 | Not Quoted | Not Quoted | 745.75 | 745750.00 | Not Quoted | Not Quoted | 675.00 | 675000.00 | 1452.81 | 1452810.00 | 675000.00 | AMPSEPC PVT LTD
614.00 | CANOPY FOR INSTRUMENTS AND JUNCTION BOXES
615.00 | Supply of Prefabricated FRP canopies along with mounting accessories for local instruments, Transmitters, Junction Box etc. for mounting on the stanchion and alignment as per standard 7-52-0105
616.00 | FRP Canopy For Junction Box - Front Side Open | 17.00 | nos |  | 1625.00 | 27625.00 | 7875.00 | 133875.00 | 7063.00 | 120071.00 | 7350.00 | 124950.00 | Not Quoted | Not Quoted | 2850.00 | 48450.00 | Not Quoted | Not Quoted | 2250.00 | 38250.00 | 3486.75 | 59274.75 | 27625.00 | Advance Infrastrurctures Pvt Ltd
617.00 | FRP Canopy (All sides closed) - Field Instruments | 130.00 | nos |  | 1930.50 | 250965.00 | 5625.00 | 731250.00 | 5050.00 | 656500.00 | 5250.00 | 682500.00 | Not Quoted | Not Quoted | 3420.00 | 444600.00 | Not Quoted | Not Quoted | 2250.00 | 292500.00 | 2440.73 | 317294.90 | 250965.00 | Advance Infrastrurctures Pvt Ltd
618.00 | Erection of Prefabricated FRP canopies for local instruments, Transmitters, Junction Box etc. on the stanchion and alignment as per standard 7-52-0105
619.00 | FRP Canopy For Junction Box - Front Side Open | 17.00 | nos |  | 383.50 | 6519.50 | 945.00 | 16065.00 | 879.00 | 14943.00 | 882.00 | 14994.00 | Not Quoted | Not Quoted | 342.00 | 5814.00 | Not Quoted | Not Quoted | 2250.00 | 38250.00 | 3486.75 | 59274.75 | 5814.00 | M/s. Megha Engineering and Infrastructures Ltd
620.00 | FRP Canopy (All sides closed) - Field Instruments | 130.00 | nos |  | 500.50 | 65065.00 | 945.00 | 122850.00 | 906.00 | 117780.00 | 882.00 | 114660.00 | Not Quoted | Not Quoted | 570.00 | 74100.00 | Not Quoted | Not Quoted | 2250.00 | 292500.00 | 2440.73 | 317294.90 | 65065.00 | Advance Infrastrurctures Pvt Ltd
621.00 | PIPING / TUBING / FABRICATION WORK
622.00 | Fabrication and erection of SS Air lines and fittings including supply/ fabrication/ erection of supports, installation of distribution, pneumatic testing and painting of supports but exclusive of supply of pipe and fittings as per standard
623.00 | For 1/2" Size | 60.00 | m |  | 1683.50 | 101010.00 | 247.50 | 14850.00 | 240.00 | 14400.00 | 231.00 | 13860.00 | Not Quoted | Not Quoted | 4500.00 | 270000.00 | Not Quoted | Not Quoted | 1500.00 | 90000.00 | 2963.74 | 177824.40 | 13860.00 | TOLANI PROJECTS PVT LTD
624.00 | Erection of SS Air distribution manifold and fittings including supply/ fabrication/ erection of supports, pneumatic testing and painting of supports but exclusive of supply of SS Air distribution manifold and fittings
625.00 | Installation of 06 Way Air Distribution manifold-SS | 1.00 | nos |  | 19500.00 | 19500.00 | 2925.00 | 2925.00 | 2625.00 | 2625.00 | 2730.00 | 2730.00 | Not Quoted | Not Quoted | 2805.00 | 2805.00 | Not Quoted | Not Quoted | 6500.00 | 6500.00 | 5230.13 | 5230.13 | 2625.00 | Om Yash Projects Limited
626.00 | Tubing Hook-up of Control valves/ Pneumatic Transmitters etc. with air filter regulator / positioner / solenoid valves / Current to Pneumatic converters etc. as per Standards
627.00 | 7-52-0207/1915 (Control valve and Solenoid Valve) | 1.00 | nos |  | 45500.00 | 45500.00 | 3825.00 | 3825.00 | 3397.00 | 3397.00 | 3570.00 | 3570.00 | Not Quoted | Not Quoted | 342.00 | 342.00 | Not Quoted | Not Quoted | 5500.00 | 5500.00 | 8716.88 | 8716.88 | 342.00 | M/s. Megha Engineering and Infrastructures Ltd
628.00 | 7-52-0212/1920 (Control valve with Smart Positioners) | 2.00 | nos |  | 49920.00 | 99840.00 | 3825.00 | 7650.00 | 3515.00 | 7030.00 | 3570.00 | 7140.00 | Not Quoted | Not Quoted | 570.00 | 1140.00 | Not Quoted | Not Quoted | 5500.00 | 11000.00 | 8716.88 | 17433.76 | 1140.00 | M/s. Megha Engineering and Infrastructures Ltd
629.00 | GENERAL SITE WORK
630.00 | Supply of Yoke supports for transmitters/ preamplifiers (wherever applicable) including supply, fabrication and erection of instrument yoke of all types and painting of yoke supports but exclusive of mounting of Instrument on supports.
631.00 | 2" Yoke supports as per standard 7-52-0101 | 130.00 | nos |  | 3506.10 | 455793.00 | 3825.00 | 497250.00 | 3597.00 | 467610.00 | 3570.00 | 464100.00 | Not Quoted | Not Quoted | 6318.00 | 821340.00 | Not Quoted | Not Quoted | 2150.00 | 279500.00 | 4358.44 | 566597.20 | 279500.00 | AMPSEPC PVT LTD
632.00 | Identification of instrument items wherever required including supply of approved colour of paint/ paints (Fluorescent), painting of tag number (approx 25-50 mm high) on instrument item like transmitter, switches, level gauges, control valves etc. as specified by Engineer-in-Charge.
633.00 | Identification of instrument items | 300.00 | nos |  | 1662.00 | 498600.00 | 225.00 | 67500.00 | 209.00 | 62700.00 | 210.00 | 63000.00 | Not Quoted | Not Quoted | 135.00 | 40500.00 | Not Quoted | Not Quoted | 750.00 | 225000.00 | 406.79 | 122037.00 | 40500.00 | M/s. Megha Engineering and Infrastructures Ltd
634.00 | Deployment of Instrument Technicians along with required test equipments, tools & tackles for Calibration /Re-Calibration of field instruments, Functional Checks of Instruments, any other requirement as & when required as per the instructions of Engineer-in-charge. One manday is 8 Hrs duty.
635.00 | Deployment of Instrument Technicians | 10.00 | Mandays |  | 2384.00 | 23840.00 | 1755.00 | 17550.00 | 1657.00 | 16570.00 | 1638.00 | 16380.00 | Not Quoted | Not Quoted | 2423.00 | 24230.00 | Not Quoted | Not Quoted | 3500.00 | 35000.00 | 1162.25 | 11622.50 | 11622.50 | KEC Spur Infrastructure Pvt. Ltd.
636.00 | Deployment of Electrician with all the required tools and tackles as per the instructions of Engineer-in-charge.One Man Day is 8 Hrs Duty.
637.00 | Deployment of Electrician | 10.00 | Mandays |  | 1950.00 | 19500.00 | 1755.00 | 17550.00 | 1566.00 | 15660.00 | 1638.00 | 16380.00 | Not Quoted | Not Quoted | 2090.00 | 20900.00 | Not Quoted | Not Quoted | 3500.00 | 35000.00 | 1162.25 | 11622.50 | 11622.50 | KEC Spur Infrastructure Pvt. Ltd.
638.00 | Deployment of Helpers (Semi skilled) with required tools & tackles as per the instruction of Engineer-in-Charge.One Man Day is 8 Hrs Duty.
639.00 | Deployment of Helper | 10.00 | Mandays |  | 780.00 | 7800.00 | 1755.00 | 17550.00 | 1059.00 | 10590.00 | 1050.00 | 10500.00 | Not Quoted | Not Quoted | 903.00 | 9030.00 | Not Quoted | Not Quoted | 2800.00 | 28000.00 | 871.69 | 8716.90 | 7800.00 | Advance Infrastrurctures Pvt Ltd
640.00 | Deployment of Instrument Fitter with all the required tools and tackles as per the instructions of Engineer-in-charge. One Man Day is 8 Hrs Duty.
641.00 | Deployment of Instrument Fitter | 10.00 | Mandays |  | 1518.00 | 15180.00 | 1755.00 | 17550.00 | 1631.00 | 16310.00 | 1638.00 | 16380.00 | Not Quoted | Not Quoted | 2090.00 | 20900.00 | Not Quoted | Not Quoted | 3500.00 | 35000.00 | 2324.50 | 23245.00 | 15180.00 | Advance Infrastrurctures Pvt Ltd
642.00 | EQUIPMENT - PACKAGE
643.00 | Design, engineering, manufacture, procurement of materials and bought out components, fabrication, assembly at shop, inspection, testing at manufacturer's works, painting (primer +finish coat) at shop, packing, supply of Manually operated JIB CRANE (suitable for Hazardous area installation), including supply of all commissioning spares, special tools and tackles (if any), grouting material, first fill of lubricants, erection material, transportation (i.e. from vendor's works to OWNER's designated storage site, storage site to work site), storage & handling at work site, assembly at site, erection, including minor civil/ structural works (like chipping of foundations, levelling, fixing, aligning, grouting etc.), installation, testing, painting, commissioning, performance test, handing over to GAIL/EIL as per enclosed Scope of Work (Doc. no. C007-000-80-42-SOW-9510), Job specification (Doc. no. C007-000-80-42-SP-9510), EIL Standard specification (Doc no. 6-61-0016) and other documents/drawings referred there in forming part of this tender. Note : Height of lift may vary by ± 0.5 m during detail engineering, for which, no additional price & time implication will be entertained by GAIL/ EIL.
644.00 | 3 MT (SWL) Jib Crane having 4 metre lift for Hazardous Area Application | 1.00 | nos |  | 1273610.00 | 1273610.00 | 337500.00 | 337500.00 | 750000.00 | 750000.00 | 874225.00 | 874225.00 | Not Quoted | Not Quoted | 522500.00 | 522500.00 | Not Quoted | Not Quoted | 650000.00 | 650000.00 | 159228.27 | 159228.27 | 159228.27 | KEC Spur Infrastructure Pvt. Ltd.
645.00 | Supply and Installation of Wall mounted Split Air Conditioners : Supply of single phase inverter controlled Split Air Conditioner with compatible stabilizer (copper winding) complete with all accessories and fittings, including supply of first fill of refrigerants (non-CFC and eco-friendly), remote control, transportation from vendor's works to site, unloading at site, handling, transportation to contractor's store and from contractor's store to work site, storage at site, assembly at site, installation and other field works including civil-structural works complete in all respect, testing, painting, insulation, commissioning, handing over to client. Split unit shall have wall mounted indoor unit and outside located air cooled condenser (outdoor unit) with insulated refrigerant piping (considering approx 10 m length between indoor and outdoor unit), controls and accessories, electrical and civil works (e.g. civil work related to concealing of refrigerant piping, drain piping to the nearest drain, cabling (considering approx 10 m length between indoor and outdoor unit of AC units) as required including the structural steel framework, pedestal/bracket to mount the indoor and outdoor units, supports & clamps for refrigerant piping/cables, stabilizer, hold down nuts & bolts, spares for commissioning and start up etc. as per the enclosed documents referred therein and instruction of engineer-in-charge for each equipment including accessories.
646.00 | Inverter Type Split Air Conditioner of capacity 2 TR having star rating 5 (BEE 5 star rating or equivalent) | 6.00 | nos |  | 123500.00 | 741000.00 | 67500.00 | 405000.00 | 25000.00 | 150000.00 | 127500.00 | 765000.00 | Not Quoted | Not Quoted | 71250.00 | 427500.00 | Not Quoted | Not Quoted | 150000.00 | 900000.00 | 98791.26 | 592747.56 | 150000.00 | Om Yash Projects Limited
647.00 | GENERAL CIVIL
648.00 | SURVEY WORKS
649.00 | Constructing 300mm x 300mm x 1000mm size BOUNDARY PILLARS in plain cement concrete of M20 grade with 20mm and down size graded stone aggregate with 500mm below ground level and 500mm above ground, including earthwork in excavation, backfilling and spreading surplus earth, shuttering, tamping, ramming, vibrating, curing and finishing the top and sides rough or smooth as directed or specified with all labour and materials etc. complete as per specifications and directions of Engineer-in-Charge . | 6.00 | each |  | 2028.00 | 12168.00 | 2500.00 | 15000.00 | 1767.00 | 10602.00 | 1500.00 | 9000.00 | Not Quoted | Not Quoted | 4037.00 | 24222.00 | Not Quoted | Not Quoted | 10500.00 | 63000.00 | 987.91 | 5927.46 | 5927.46 | KEC Spur Infrastructure Pvt. Ltd.
650.00 | Constructing 1500mm x 1500mm x 2000mm size PERMANENT PILLARS plain cement concrete of M-20 grade with 20mm and down size graded stone aggregate with 1000mm below ground level and 1000mm above ground including embedding steel plate 150 mm x 150 mm x 10 mm thick with two nos. anchor bars of 12mm dia. 150 mm long for marking permanent references points including earthwork in excavation, backfilling and spreading surplus earth, shuttering, tamping, ramming, vibrating, curing, and finishing the top and sides rough or smooth as directed or specified with all labour and materials etc. complete as per specifications and directions of Engineer-in-Charge . | 2.00 | each |  | 28600.00 | 57200.00 | 40000.00 | 80000.00 | 941.00 | 1882.00 | 800.00 | 1600.00 | Not Quoted | Not Quoted | 52250.00 | 104500.00 | Not Quoted | Not Quoted | 14500.00 | 29000.00 | 4649.00 | 9298.00 | 1600.00 | TOLANI PROJECTS PVT LTD
651.00 | Conducting topographical ground/land survey in the specified area by Total Station method, covering details of physical features like Rivers, Nallahs, Lakes, Ponds, wells, pits, Forest, Trees, Roads, culverts, transmission lines, telegraph/ telephone and electric poles, underground or any other services, cross drainage works including cross sectional details of nallah etc. including establishing high flood level with source of information, identification of any monument, historical structure, wild life sanctuary in the vicinity, storm water disposal point with levels, cross-section details of nallah, recording spot levels, including providing in tabulation girth wise no. of trees etc as specified, plotting and developing topographical contour maps, showing true north including establishing survey reference stations, key plan etc. including all equipment's, instruments, personnel's, clearing of bushes as per requirement for intervisibility to carry out survey work etc. , complete work in all respects as per drawings, specifications and directions of Engineer-in-Charge including submitting hard copies of drawings/map and supply of electronic files. | .40 | ha |  | 32500.00 | 13000.00 | 20000.00 | 8000.00 | 485358.00 | 194143.20 | 500000.00 | 200000.00 | Not Quoted | Not Quoted | 57000.00 | 22800.00 | Not Quoted | Not Quoted | 285000.00 | 114000.00 | 92980.01 | 37192.00 | 8000.00 | JSIW INFRASTRUCTURE PRIVATE LIMITED
652.00 | Compound wall/ Chain Link Fencing/ Barbed wire fencing works
653.00 | Supplying, fixing and tensioning in position 2.5mm, 2 ply, 4 points, GI Barbed wire designation A-1 conforming to IS:278 in horizontal rows and cross diagonals for compound wall "Y" shaped overhang, barbed wire fencing, chain-link fencing etc. with necessary GI staples, clips and pins, GI straining bolts and binding wire with all labour and materials etc. complete as per drawings, specifications and directions of Engineer-in-Charge.(The barbed wire shall be measured in linear length of the barbed wire actually fixed) | 7500.00 | m |  | 637.00 | 4777500.00 | 38.00 | 285000.00 | 18.00 | 135000.00 | 18.00 | 135000.00 | Not Quoted | Not Quoted | 29.00 | 217500.00 | Not Quoted | Not Quoted | 1450.00 | 10875000.00 | 356.97 | 2677275.00 | 135000.00 | Om Yash Projects Limited, TOLANI PROJECTS PVT LTD
654.00 | Supplying, fabricating and fixing in position structural steel line posts, straining posts, struts for 'Y' shaped overhang etc. conforming to E250 grade of IS:2062 for barbed wire/ chain link fencing or over brick/stone Masonry/ RCC compound walls/ columns, cutting to required size as per drawings and specifications, welding where necessary, embedding in position, holding to correct level and line, any auxiliary structure for dummy supports, drilling holes and painting as per painting specification attached with tender, cutting brick/rubble/concrete surfaces if necessary, grouting with M20 grade concrete including cost of grout with all labour and material etc. complete as per drawings, specifications and directions of Engineer-in-Charge.( All materials including cement shall be supplied by contractor)
655.00 | For Plant Location Industrial | 1.00 | MT |  | 156000.00 | 156000.00 | 130000.00 | 130000.00 | 113392.00 | 113392.00 | 120000.00 | 120000.00 | Not Quoted | Not Quoted | 104500.00 | 104500.00 | Not Quoted | Not Quoted | 22500.00 | 22500.00 | 104602.51 | 104602.51 | 22500.00 | AMPSEPC PVT LTD
656.00 | Providing and laying plain cement concrete of M20 grade with 20 mm and down size graded stone aggregates on top of compound wall or at any other place as directed for copping etc. including laying in alternate panels, in slope if required, leaving pockets, shuttering the edges including tamping, curing, finishing the top surface rough or smooth etc. complete for all depths and heights as per drawings and specifications and direction of Engineer-in-Charge. (All materials including cement shall be supplied by contractor.) | 8.00 | m³ |  | 8840.00 | 70720.00 | 6800.00 | 54400.00 | 10359.00 | 82872.00 | 9000.00 | 72000.00 | Not Quoted | Not Quoted | 7505.00 | 60040.00 | Not Quoted | Not Quoted | 9900.00 | 79200.00 | 6508.60 | 52068.80 | 52068.80 | KEC Spur Infrastructure Pvt. Ltd.
657.00 | Supplying and fixing of hot dipped galvanized concertina wire (made as per following: Diameter of the wire: 2.56mm, Blade thickens: 0.53mm, Blade length: 12.60mm, Blade width: 12.73mm, Avg. blade spacing 25.00mm, Spacing of each ring / coil: 150mm, material for the central core wire shall be as per IS:4454 Part -I grade SM and Razor shall be as per IS:513 grade D.D.) on longitudinal runs of barbed wires supported on angle iron frame over compound wall/Chain link fencing for all height including supply of all materials and consumables (approved type), tools, scaffolding etc. required for fixing the wire complete in all respect as per specifications, standards, drawing and direction of Engineer-in-Charge.( Weight of wire in straight condition shall be not less than 75 g/m and not more than 90g/m) For Diameter of Coil as per drawing. | 400.00 | kg |  | 195.00 | 78000.00 | 135.00 | 54000.00 | 258.00 | 103200.00 | 250.00 | 100000.00 | Not Quoted | Not Quoted | 135.00 | 54000.00 | Not Quoted | Not Quoted | 325.00 | 130000.00 | 174.34 | 69736.00 | 54000.00 | M/s. Megha Engineering and Infrastructures Ltd, JSIW INFRASTRUCTURE PRIVATE LIMITED
658.00 | Supplying, fabricating and fixing G.I. chain link fencing with 3.15mm dia. wire, 50x50mm diamond mesh chain link fence fabric conforming to IS:2721 fixed to steel/RCC posts/struts above ground level or above short height compound wall (height upto 1.5m), including supply of chain link fencing fabric in 1.9 metre wide rolls, stretcher bars, staples, etc. required for fixing the fencing, fixing of chain link fencing between straining posts, fixing of bottom of fencing to a concrete sill beams by means of hairpin staples, including supply and fixing line wires, complete as per drawings, specifications and directions of Engineer-in-Charge (All materials shall be supplied by Contractor). (The measurement of chain link fencing shall be on linear basis for 1.9 m wide fencing fabric) | 50.00 | m |  | 910.00 | 45500.00 | 1200.00 | 60000.00 | 2401.00 | 120050.00 | 2500.00 | 125000.00 | Not Quoted | Not Quoted | 4035.00 | 201750.00 | Not Quoted | Not Quoted | 1350.00 | 67500.00 | 1510.93 | 75546.50 | 45500.00 | Advance Infrastrurctures Pvt Ltd
659.00 | SITE GRADING & ROCK CUTTING FOR SITE GRADING
660.00 | Cutting down trees including cutting of trunk and branches, digging and grubbing of roots upto a depth of 1 metre below ground level, filling the hollows produced by removal of roots with approved available earth for all leads and lifts, watering, ramming and compacting the filled earth to obtain 90% of maximum laboratory dry density, disposing the unserviceable materials beyond plant boundary at suitable location to be decided by the Contractor and stacking the serviceable materials within plant boundary etc. complete as per specifications and directions of Engineer-in-Charge. For following Tree girth (girth measured at a height of one metre from ground level).
661.00 | Above 30 cms and upto and including 60 cms | 2.00 | each |  | 3250.00 | 6500.00 | 1000.00 | 2000.00 | 4689.00 | 9378.00 | 4000.00 | 8000.00 | Not Quoted | Not Quoted | 570.00 | 1140.00 | Not Quoted | Not Quoted | 65000.00 | 130000.00 | 581.13 | 1162.26 | 1140.00 | M/s. Megha Engineering and Infrastructures Ltd
662.00 | Above 60 cms and upto and including 120 cms | 2.00 | each |  | 3640.00 | 7280.00 | 1500.00 | 3000.00 | 8992.00 | 17984.00 | 8000.00 | 16000.00 | Not Quoted | Not Quoted | 685.00 | 1370.00 | Not Quoted | Not Quoted | 75000.00 | 150000.00 | 1162.25 | 2324.50 | 1370.00 | M/s. Megha Engineering and Infrastructures Ltd
663.00 | Earthwork in excavation for general site grading, roads, embankments, etc. for all heights and depths in all types of soils except soft and hard rock, including clearing and stripping of the areas earmarked for excavation, removing shrubs, grass, bushes, vegetables growth and other objectionable materials, trees upto and inclusive of a girth of 30 cms. (girth measured at a height of one meter from ground level) including uprooting of roots, etc. taking spot levels, excavating to required depth, leveling, dressing and consolidating the excavated surface, sorting out the excavated soil into serviceable and unserviceable materials, transporting and stacking serviceable materials to demarcated areas anywhere inside plant boundary limit as per instructions of Engineer-in-Charge and disposal of unserviceable material anywhere out side plant boundary limit.(disposal areas to be arranged by contractor). All complete as per drawings, specifications and directions of Engineer-in-Charge. | 4160.00 | m³ |  | 455.00 | 1892800.00 | 180.00 | 748800.00 | 241.00 | 1002560.00 | 250.00 | 1040000.00 | Not Quoted | Not Quoted | 570.00 | 2371200.00 | Not Quoted | Not Quoted | 720.00 | 2995200.00 | 145.28 | 604364.80 | 604364.80 | KEC Spur Infrastructure Pvt. Ltd.
664.00 | Earthwork in excavation and filling in all types of soil except soft rock and hard rock for general site grading for all heights and depths including clearing and stripping etc. in excavation areas, removing shrubs, grass, bushes, vegetable growth and other objectionable materials, trees upto and inclusive of a girth of 30 cms. (girth measured at a height of one metre above ground level) including uprooting of roots, etc., dewatering, if necessary, sorting out the excavated soil into serviceable and unserviceable materials in excavation areas and including filling in filling areas with serviceable material for general site grading and roads for all heights and depths to proper levels, slopes, grades and camber including clearing and stripping in filling areas as per specifications, compacting exposed natural soil to 90% of max. laboratory dry density as per IS:2720 Part-VII, cutting of trees of girth upto and inclusive of 30 cms, removal of vegetation, breaking clods, spreading in layers not exceeding 30 cms loose thickness, watering, ramming and compacting with power road rollers to give at least 90% of max. laboratory dry density, dressing, leveling, testing, etc. and disposal of unserviceable materials, as directed by Engineer-in-Charge including stacking and dumping and dressing the same in demarcated areas etc. complete as per specifications, drawings and directions of Engineer-in-Charge. (The leads for the above mentioned operations shall be within the boundary limit of the plant and measurement shall be taken in the cutting area only). | 2050.00 | m³ |  | 494.00 | 1012700.00 | 290.00 | 594500.00 | 286.00 | 586300.00 | 300.00 | 615000.00 | Not Quoted | Not Quoted | 258.00 | 528900.00 | Not Quoted | Not Quoted | 750.00 | 1537500.00 | 162.72 | 333576.00 | 333576.00 | KEC Spur Infrastructure Pvt. Ltd.
665.00 | Earthwork in filling with borrow earth for all heights and depths for site grading or at any other place as directed to proper levels, slopes, grades and camber with selected earth obtained from approved borrow areas for all leads from Complex Limit including excavation of earth at borrow areas, clearing and stripping at borrow areas (if necessary),loading, unloading, transportation etc. clearing and stripping at filling areas, cuttig of trees of girth upto and inclusive of 30cm (girth measured at a height of 1.0 M above ground level) including uprooting of vegetation, roots and disposal of the shrubs, bushes, roots etc., consolidating exposed natural soil to 90% of maximum laboratory dry density as per IS:2720 Part-VII, breaking clods, spreading in layers not exceeding 30 cm loose thickness, watering, ramming and compacting with road roller to give at least 90% of max. laboratory dry density as per IS:2720 Part-VII, testing the degree of consolidation, dressing and leveling, etc. complete, including disposal of all unserviceable materials if any beyond the plant boundary limits for all leads etc., as per drawings, specifications and directions of Engineer-in-Charge. (Borrow/ disposal areas shall be arranged by Contractor at his own cost. The rate quoted shall include all royalties, right-of-way etc. complete). | 7500.00 | m³ |  | 910.00 | 6825000.00 | 450.00 | 3375000.00 | 332.00 | 2490000.00 | 350.00 | 2625000.00 | Not Quoted | Not Quoted | 210.00 | 1575000.00 | Not Quoted | Not Quoted | 785.00 | 5887500.00 | 420.63 | 3154725.00 | 1575000.00 | M/s. Megha Engineering and Infrastructures Ltd
666.00 | ROADS & FLEXIBLE PAVEMENT (UPTO WBM/WMM LAYER)
667.00 | Earthwork in filling with borrow earth for all heights and depths for road embankments, shoulders or any other place as directed to proper levels, slopes, grades and camber with selected earth (having CBR 8%) obtained from approved borrow areas for all leads from Complex Limit including excavation of earth at borrow areas, clearing and stripping at borrow areas (if necessary) loading, unloading, transportation etc., clearing and stripping as per specifications, uprooting of vegetation, roots and disposal of the shrubs, bushes, roots etc., breaking clods, spreading in layers not exceeding 20 cm loose thickness, watering, ramming and compacting with road roller to give at least 97% of laboratory dry density with heavy compaction as per IS:2720 Part-VIII, providing testing apparatus and testing the degree of consolidation, dressing and leveling, etc. complete including disposal of all unserviceable materials if any beyond the boundary limit for all leads etc. as per drawings, specifications and directions of Engineer-in- Charge. (Borrow areas shall be arranged by Contractor at his own cost. The rate quoted shall include all royalties, right-of-way etc. complete) | 10.00 | cum |  | 975.00 | 9750.00 | 550.00 | 5500.00 | 561.00 | 5610.00 | 500.00 | 5000.00 | Not Quoted | Not Quoted | 313.00 | 3130.00 | Not Quoted | Not Quoted | 385.00 | 3850.00 | 523.01 | 5230.10 | 3130.00 | M/s. Megha Engineering and Infrastructures Ltd
668.00 | Supplying and laying of stone aggregate of 53mm and down size for GRANULAR SUB-BASE COURSE (conforming to the Grading II of Table 400-1 and physical properties of Table 400-2 of MORTH Specification of Road & Bridge works) tough, sound, clean and durable including cost of stone aggregate, all royalties, taxes, handling, transportation to site, unloading the same by the side of road with all leads and lifts, spreading and laying to form Granular Sub-base layer in layers not exceeding 100mm compacted thickness to proper grade, camber and level, filling voids with screenings and binding the surface with binding material of plasticity index up to 6% including cost of supply of screening and binding material, consolidating with power driven road roller, watering, with all leads and lifts including preparation of camber below first layer etc. complete as per drawings, specifications (MORTH, EIL) and directions of Engineer-in-Charge. | 55.00 | m³ |  | 3380.00 | 185900.00 | 1400.00 | 77000.00 | 3415.00 | 187825.00 | 3500.00 | 192500.00 | Not Quoted | Not Quoted | 2612.00 | 143660.00 | Not Quoted | Not Quoted | 325.00 | 17875.00 | 1859.60 | 102278.00 | 17875.00 | AMPSEPC PVT LTD
669.00 | Supplying and Laying of Wet Mix Macadam (WMM) in BASE COURSE (Section 406 of MORTH Specification of Road & Bridge works) using tough, clean, sound & durable stone aggregates including premixing the material (mixing in Plug Mill/ Pan Type Mixer), including transportation to site, laying & spreading in layers not exceeding 125 mm compacted thickness & rolling with vibratory roller 80-100 KN static weight or equivalent capacity to proper grade, camber & level with all leads & lifts etc. complete as per drawing, specifications (MORTH, EIL) & directions of Engineer-in-Charge. | 75.00 | cum |  | 9360.00 | 702000.00 | 1800.00 | 135000.00 | 3448.00 | 258600.00 | 3600.00 | 270000.00 | Not Quoted | Not Quoted | 2612.00 | 195900.00 | Not Quoted | Not Quoted | 345.00 | 25875.00 | 1975.83 | 148187.25 | 25875.00 | AMPSEPC PVT LTD
670.00 | CONCRETE PAVEMENTS
671.00 | Providing and laying Reinforced Cement Concrete with 20mm and down size graded crushed stone aggregates in flooring, pavements etc. including leaving pockets, if necessary, making recess/drains, laying in alternate panels, etc. for all depths including shuttering, tamping, curing, etc. as specified in any shape, thickness, position and finishing the top surface smooth etc. all complete as per drawings, specifications and directions of Engineer-in-Charge.
672.00 | For RCC of M-30 grade concrete (all materials including cement but excluding cost of providing & fixing reinforcement and joint sealing shall be supplied by the contractor). | 50.00 | m³ |  | 12350.00 | 617500.00 | 7200.00 | 360000.00 | 8511.00 | 425550.00 | 9000.00 | 450000.00 | Not Quoted | Not Quoted | 8360.00 | 418000.00 | Not Quoted | Not Quoted | 8100.00 | 405000.00 | 8135.75 | 406787.50 | 360000.00 | JSIW INFRASTRUCTURE PRIVATE LIMITED
673.00 | Supplying and laying of 150 micron thick HM HDPE (Grade-I) FILM lining conforming to IS 10889 below concrete pavements, Hard stand, at any other place etc. including royalties, taxes, handling, transportation, unloading, storage, joining etc. all complete as per drawings, manufacturer's specifications and directions of Engineer-in-charge. | 250.00 | m² |  | 780.00 | 195000.00 | 240.00 | 60000.00 | 234.00 | 58500.00 | 200.00 | 50000.00 | Not Quoted | Not Quoted | 731.00 | 182750.00 | Not Quoted | Not Quoted | 1050.00 | 262500.00 | 29.06 | 7265.00 | 7265.00 | KEC Spur Infrastructure Pvt. Ltd.
674.00 | Supply of all materials and Construction of DRY LEAN CEMENT CONCRETE SUB-BASE (7 days compressive strength of 10.0 MPa) with 26.5mm and down size aggregate including cement , water, and approved additives on a prepared sub-grade, mixed in batching plant, transported to site, for all leads & lifts, laid, compacted, finished and cured etc. complete as per IRC:SP:49 (Guidelines for the use of Dry Lean Concrete as Sub-Base), drawings, standards, specifications and directions of Engineer-in-charge. | 25.00 | m³ |  | 8450.00 | 211250.00 | 1500.00 | 37500.00 | 5747.00 | 143675.00 | 6000.00 | 150000.00 | Not Quoted | Not Quoted | 5225.00 | 130625.00 | Not Quoted | Not Quoted | 735.00 | 18375.00 | 6043.70 | 151092.50 | 18375.00 | AMPSEPC PVT LTD
675.00 | Providing 20mm wide Expansion Joints in pavement slabs as per standard/ drawing including cleaning the joints of all loose material, filling with 20mm thick impregnated fibre boards for the full depth of slab except for 25mm depth from top and sealing the top 25mm with Polysulphide base joint sealant of approved make conforming to BS:5212, including applying 2 coats of approved primer compatible with the brand of Polysulphide etc. all complete as per drawings, specifications and directions of Engineer-in-Charge.
676.00 | For type-I pavement (Upto and inclusive of thickness of 200 mm). (Including providing and laying MS dowel bar, painting as required, GI pipe and cap and cotton waste). | 15.00 | m |  | 845.00 | 12675.00 | 600.00 | 9000.00 | 849.00 | 12735.00 | 750.00 | 11250.00 | Not Quoted | Not Quoted | 2850.00 | 42750.00 | Not Quoted | Not Quoted | 445.00 | 6675.00 | 1162.25 | 17433.75 | 6675.00 | AMPSEPC PVT LTD
677.00 | For type-II pavement (Upto and inclusive of thickness of 150 mm) | 10.00 | m |  | 650.00 | 6500.00 | 450.00 | 4500.00 | 573.00 | 5730.00 | 500.00 | 5000.00 | Not Quoted | Not Quoted | 2850.00 | 28500.00 | Not Quoted | Not Quoted | 565.00 | 5650.00 | 697.35 | 6973.50 | 4500.00 | JSIW INFRASTRUCTURE PRIVATE LIMITED
678.00 | Providing joints in pavements and around foundations as per standard/ drawing including cleaning the joints of all loose materials and sealing with Polysulphide base joint sealant of approved make conforming to BS:5212, including applying 2 coats of approved primer compatible with the brand of Polysulphide etc. complete as per drawings, specifications and directions of Engineer-in-Charge for.
679.00 | Construction joints 20mm wide x 25mm deep. | 5.00 | m |  | 700.00 | 3500.00 | 250.00 | 1250.00 | 397.00 | 1985.00 | 350.00 | 1750.00 | Not Quoted | Not Quoted | 1140.00 | 5700.00 | Not Quoted | Not Quoted | 445.00 | 2225.00 | 464.90 | 2324.50 | 1250.00 | JSIW INFRASTRUCTURE PRIVATE LIMITED
680.00 | FLEXIBLE PAVEMENTS WEARING COURSE and miscellaneous road works
681.00 | Providing and laying 30mm thick BITUMINOUS CONCRETE as per Section 507 of MORTH Specification of Road & Bridge works including design mix, trials, heating bitumen, mixing aggregates, grit, laying to proper grade and camper including preparation of surface, filling pot holes, rolling to proper grade and camber, finishing and clearing of surfaces, spraying tack coat of bitumen, etc. complete all as per drawings, specifications and directions of Engineer-in-Charge for following Bitumen Grade:-
682.00 | VG-30 | 300.00 | m² |  | 750.00 | 225000.00 | 750.00 | 225000.00 | 685.00 | 205500.00 | 700.00 | 210000.00 | Not Quoted | Not Quoted | 1265.00 | 379500.00 | Not Quoted | Not Quoted | 475.00 | 142500.00 | 581.13 | 174339.00 | 142500.00 | AMPSEPC PVT LTD
683.00 | Providing and Laying of Dense bituminous macadam of the of 60mm compacted thickness as per Section 505 of MORTH Specification of Road & Bridge works, including supply of all material, preparation of underlying course, application of tack coats over underlying bituminous surface, preparation of mix, spreading, rolling etc. complete as per drawings, specifications and directions of Engineer -in-Charge. | 300.00 | m² |  | 995.00 | 298500.00 | 2600.00 | 780000.00 | 686.00 | 205800.00 | 700.00 | 210000.00 | Not Quoted | Not Quoted | 1140.00 | 342000.00 | Not Quoted | Not Quoted | 525.00 | 157500.00 | 697.35 | 209205.00 | 157500.00 | AMPSEPC PVT LTD
684.00 | RCC PIPE CULVERTS & ELECTRICAL ROAD CROSSINGS ETC.
685.00 | Supplying and laying in position RCC pipes with collars conforming to IS:458 for pipe culverts, cable crossings etc. including cutting the pipe if necessary, lowering, laying in position to proper levels, slopes etc. caulking the joints with spun yarn soaked in neat cement slurry and finishing with cement mortar 1:2 (1 cement : 2 sand) curing etc. all complete as per drawings, specifications and directions of Engineer-in-Charge. For following Class and Internal PIPE DIA (MM)
686.00 | PIPE CLASS NP3 Internal Pipe dia. 500 mm | 20.00 | m |  | 3500.00 | 70000.00 | 2300.00 | 46000.00 | 4111.00 | 82220.00 | 3500.00 | 70000.00 | Not Quoted | Not Quoted | 3468.00 | 69360.00 | Not Quoted | Not Quoted | 5350.00 | 107000.00 | 2324.50 | 46490.00 | 46000.00 | JSIW INFRASTRUCTURE PRIVATE LIMITED
687.00 | Supplying and laying in position PVC pipes conforming to IS:4985 Class - I for cable crossings, including cutting the pipe if necessary, lowering, laying in position to proper levels, slopes ,providing proper jointing as per code requirements or manufacturers recommendations, sealing the open ends of pipes with removable type PVC cap (Sealing cap will be paid separately under relevant items)etc. all complete as per drawings, specifications and directions of Engineer-in-Charge. For following NOMINAL OUTSIDE PIPE DIA (MM)
688.00 | Pipe Class I Nominal outside pipe dia. 160 mm | 35.00 | m |  | 695.00 | 24325.00 | 900.00 | 31500.00 | 1265.00 | 44275.00 | 1080.00 | 37800.00 | Not Quoted | Not Quoted | 685.00 | 23975.00 | Not Quoted | Not Quoted | 1050.00 | 36750.00 | 348.68 | 12203.80 | 12203.80 | KEC Spur Infrastructure Pvt. Ltd.
689.00 | Supplying and fixing in the encasement concrete, cable crossing indicator, made out of 6mm thick MS circular of dia. 150mm welded to 16mm dia. MS Rod of approximately 1.0M length, painted with 2 coats of approved enamel paint over a coat of red oxide primer etc. complete. (All materials in contractor's scope of supply). | 4.00 | each |  | 6500.00 | 26000.00 | 6000.00 | 24000.00 | 2086.00 | 8344.00 | 1800.00 | 7200.00 | Not Quoted | Not Quoted | 1730.00 | 6920.00 | Not Quoted | Not Quoted | 1250.00 | 5000.00 | 2324.50 | 9298.00 | 5000.00 | AMPSEPC PVT LTD
690.00 | Supplying and Providing removable type PVC Cap at the open end of pipe all complete etc. as per drawings, standards, specifications and directions of Engineer-in-charge for following nominal outside pipe dia. (mm)
691.00 | Outer dia. of pipe 160 mm | 18.00 | nos |  | 350.00 | 6300.00 | 350.00 | 6300.00 | 708.00 | 12744.00 | 600.00 | 10800.00 | Not Quoted | Not Quoted | 625.00 | 11250.00 | Not Quoted | Not Quoted | 750.00 | 13500.00 | 116.23 | 2092.14 | 2092.14 | KEC Spur Infrastructure Pvt. Ltd.
692.00 | Supply of forged/ cast fittings
693.00 | Supplying the following forged fittings and flanges, conforming to piping material specifications of tender documents and delivering the same to Owner's stores/workspot etc. all complete as per the directions of Engineer-in- Charge.
694.00 | Elbow 90 Degree for following Nominal Sizes and Piping Material Class
695.00 | Dia. 8 Inch Pipe Class AA33A | 2.00 | each |  | 5500.00 | 11000.00 | 8000.00 | 16000.00 | 22648.00 | 45296.00 | 20000.00 | 40000.00 | Not Quoted | Not Quoted | 4800.00 | 9600.00 | Not Quoted | Not Quoted | 4000.00 | 8000.00 | 13947.00 | 27894.00 | 8000.00 | AMPSEPC PVT LTD
696.00 | Elbow 45 Degree for following Nominal Sizes and Piping Material Class
697.00 | Dia. 8 Inch Pipe Class AA33A | 2.00 | each |  | 5150.00 | 10300.00 | 8000.00 | 16000.00 | 14159.00 | 28318.00 | 12000.00 | 24000.00 | Not Quoted | Not Quoted | 4200.00 | 8400.00 | Not Quoted | Not Quoted | 3500.00 | 7000.00 | 13947.00 | 27894.00 | 7000.00 | AMPSEPC PVT LTD
698.00 | Equal Tees for following Nominal Sizes and Piping Material Class
699.00 | Dia. 4 Inch Pipe Class AA33A | 2.00 | each |  | 3550.00 | 7100.00 | 4000.00 | 8000.00 | 6876.00 | 13752.00 | 6000.00 | 12000.00 | Not Quoted | Not Quoted | 2200.00 | 4400.00 | Not Quoted | Not Quoted | 5000.00 | 10000.00 | 1510.93 | 3021.86 | 3021.86 | KEC Spur Infrastructure Pvt. Ltd.
700.00 | Dia. 6 Inch Pipe Class AA33A | 2.00 | each |  | 4250.00 | 8500.00 | 6000.00 | 12000.00 | 11753.00 | 23506.00 | 10000.00 | 20000.00 | Not Quoted | Not Quoted | 2255.00 | 4510.00 | Not Quoted | Not Quoted | 7000.00 | 14000.00 | 11157.60 | 22315.20 | 4510.00 | M/s. Megha Engineering and Infrastructures Ltd
701.00 | Dia. 8 Inch Pipe Class AA33A | 2.00 | each |  | 4800.00 | 9600.00 | 8000.00 | 16000.00 | 22819.00 | 45638.00 | 20000.00 | 40000.00 | Not Quoted | Not Quoted | 2155.00 | 4310.00 | Not Quoted | Not Quoted | 9000.00 | 18000.00 | 13947.00 | 27894.00 | 4310.00 | M/s. Megha Engineering and Infrastructures Ltd
702.00 | Flanges, complete with nuts, bolts, gasket etc., for following Nominal Sizes and Piping Material Class
703.00 | Dia. 6 Inch Pipe Class AA33A | 10.00 | each |  | 7500.00 | 75000.00 | 6000.00 | 60000.00 | 5866.00 | 58660.00 | 5000.00 | 50000.00 | Not Quoted | Not Quoted | 2255.00 | 22550.00 | Not Quoted | Not Quoted | 3500.00 | 35000.00 | 8821.48 | 88214.80 | 22550.00 | M/s. Megha Engineering and Infrastructures Ltd
704.00 | Dia. 4 Inch Pipe Class AA33A | 8.00 | each |  | 5300.00 | 42400.00 | 4000.00 | 32000.00 | 3390.00 | 27120.00 | 3000.00 | 24000.00 | Not Quoted | Not Quoted | 2250.00 | 18000.00 | Not Quoted | Not Quoted | 2500.00 | 20000.00 | 7031.61 | 56252.88 | 18000.00 | M/s. Megha Engineering and Infrastructures Ltd
705.00 | Dia. 8 Inch Pipe Class AA33A | 4.00 | each |  | 8200.00 | 32800.00 | 8000.00 | 32000.00 | 14005.00 | 56020.00 | 12500.00 | 50000.00 | Not Quoted | Not Quoted | 2575.00 | 10300.00 | Not Quoted | Not Quoted | 4500.00 | 18000.00 | 25825.20 | 103300.80 | 10300.00 | M/s. Megha Engineering and Infrastructures Ltd
706.00 | Supply and installation of valves
707.00 | Supply and installation of screwed valves as per piping material specification including fixing in position with threaded connections complete as per drawings, specifications and directions of Engineer-in-charge.
708.00 | Globe valve for following nominal sizes and piping material class
709.00 | Dia 1 Inch Piping Material Class J2A | 1.00 | each |  | 8500.00 | 8500.00 | 10000.00 | 10000.00 | 11582.00 | 11582.00 | 10000.00 | 10000.00 | Not Quoted | Not Quoted | 1377.00 | 1377.00 | Not Quoted | Not Quoted | 22500.00 | 22500.00 | 23245.00 | 23245.00 | 1377.00 | M/s. Megha Engineering and Infrastructures Ltd
710.00 | Dia 2 Inch Piping Material Class J2A | 2.00 | each |  | 10200.00 | 20400.00 | 20000.00 | 40000.00 | 17440.00 | 34880.00 | 15000.00 | 30000.00 | Not Quoted | Not Quoted | 2755.00 | 5510.00 | Not Quoted | Not Quoted | 36000.00 | 72000.00 | 43003.25 | 86006.50 | 5510.00 | M/s. Megha Engineering and Infrastructures Ltd
711.00 | Dia 1.5 Inch Piping Material Class J2A | 1.00 | each |  | 9800.00 | 9800.00 | 15000.00 | 15000.00 | 14302.00 | 14302.00 | 12500.00 | 12500.00 | Not Quoted | Not Quoted | 2090.00 | 2090.00 | Not Quoted | Not Quoted | 27000.00 | 27000.00 | 29056.25 | 29056.25 | 2090.00 | M/s. Megha Engineering and Infrastructures Ltd
712.00 | MISC. CIVIL AND STRUCTURAL WORKS FOR U/G PIPING AND OTHER CIVIL WORKS
713.00 | Providing and laying brick masonry with locally available bricks of specified class (Brick of class lower than specified shall not be accepted) in cement mortar 1:4 (1 cement : 4 Coarse sand) in one or more brick thickness and in any shape in foundation and plinth for valve pits, drains, circular/square maholes, wing walls, etc. including providing recesses, openings, etc. including curing, finishing the joints flush below ground level and raking out joints in plinth with all labour and material, etc. complete as per drawings, specifications and direction of Engineer-in-Charge. For following Brick Class.
714.00 | All materials including cement supplied by the Contractor and Following Brick Class
715.00 | Brick Class 5 | 75.00 | m³ |  | 9200.00 | 690000.00 | 6800.00 | 510000.00 | 8384.00 | 628800.00 | 8800.00 | 660000.00 | Not Quoted | Not Quoted | 9215.00 | 691125.00 | Not Quoted | Not Quoted | 7125.00 | 534375.00 | 4067.88 | 305091.00 | 305091.00 | KEC Spur Infrastructure Pvt. Ltd.
716.00 | Providing 13mm thick average cement plaster in cement mortar 1:3 (1 cement: 3 sand) on brick walls/stone masonry/pitching or on concrete surfaces for manholes, valves pits, culverts, wing walls, etc. including cleaning and preparation of the surface, scaffolding, curing etc. for all depths and heights complete as per drawings specifications and direction of Engineer-in-Charge.
717.00 | All materials including cement supplied by the Contractor. | 120.00 | m² |  | 685.00 | 82200.00 | 450.00 | 54000.00 | 465.00 | 55800.00 | 400.00 | 48000.00 | Not Quoted | Not Quoted | 532.00 | 63840.00 | Not Quoted | Not Quoted | 275.00 | 33000.00 | 337.05 | 40446.00 | 33000.00 | AMPSEPC PVT LTD
718.00 | Providing 16mm thick average cement plaster in cement mortar 1:3 (1 cement: 3 sand) on brick walls/stone masonry/pitching or on concrete surfaces for manholes, valves pits, inspection chambers, septic tanks,Compound wall, culverts, wing walls, etc. including cleaning and preparation of the surface, scaffolding, curing etc. for all depths and heights complete as per drawings specifications and direction of Engineer-in-Charge.
719.00 | All materials including cement supplied by the Contractor. | 10.00 | m² |  | 840.00 | 8400.00 | 500.00 | 5000.00 | 507.00 | 5070.00 | 450.00 | 4500.00 | Not Quoted | Not Quoted | 570.00 | 5700.00 | Not Quoted | Not Quoted | 255.00 | 2550.00 | 348.68 | 3486.80 | 2550.00 | AMPSEPC PVT LTD
720.00 | Providing flush/recessed cement pointing on brick masonry/stone masonry with cement mortar 1:3 (1 cement: 3 sand) including scaffolding, raking out joints if necessary, curing etc. complete as per drawing specifications an direction of Engineer-in-Charge.
721.00 | All materials including cement supplied by the Contractor. | 560.00 | m² |  | 550.00 | 308000.00 | 550.00 | 308000.00 | 264.00 | 147840.00 | 270.00 | 151200.00 | Not Quoted | Not Quoted | 523.00 | 292880.00 | Not Quoted | Not Quoted | 265.00 | 148400.00 | 116.23 | 65088.80 | 65088.80 | KEC Spur Infrastructure Pvt. Ltd.
722.00 | Supplying and fixing in position medium/ heavy duty CI manhole frame with lugs and cover conforming to IS-1726 including breaking of brick masonry or concrete surface to receive frame with lugs and making good the same with CM 1:3 including applying two coats of anticorrosive paint inclusive of all labours and materials etc. complete
723.00 | circular size 500 mm dia. Medium duty of grade MD-10 | 3.00 | each |  | 4200.00 | 12600.00 | 27000.00 | 81000.00 | 39086.00 | 117258.00 | 40000.00 | 120000.00 | Not Quoted | Not Quoted | 16720.00 | 50160.00 | Not Quoted | Not Quoted | 4500.00 | 13500.00 | 58112.51 | 174337.53 | 12600.00 | Advance Infrastrurctures Pvt Ltd
724.00 | Providing cement mortar grouting on brick masonry / RCC wall for filling free space between pipe body and masonry wall/concrete wall with 1:2 (1 cement: 2 sand) mortar including packing, consolidating, curing, finishing, etc. complete as per drawings specifications and directions of Engineer-in-Charge.
725.00 | All materials including cement supplied by the Contractor. | .45 | m³ |  | 22500.00 | 10125.00 | 8000.00 | 3600.00 | 11332.00 | 5099.40 | 9900.00 | 4455.00 | Not Quoted | Not Quoted | 53200.00 | 23940.00 | Not Quoted | Not Quoted | 7200.00 | 3240.00 | 12784.75 | 5753.14 | 3240.00 | AMPSEPC PVT LTD
726.00 | Supply and laying of gravel/ crush stone of size ranging between 27mm to 37mm in compacted thickness of 100mm in valve pit, open area within the unit battery limit or at any other place as directed, etc. complete as per drawings, specifications and direction of Engineer-in-Charge. | 105.00 | m² |  | 560.00 | 58800.00 | 1800.00 | 189000.00 | 584.00 | 61320.00 | 495.00 | 51975.00 | Not Quoted | Not Quoted | 2090.00 | 219450.00 | Not Quoted | Not Quoted | 145.00 | 15225.00 | 244.07 | 25627.35 | 15225.00 | AMPSEPC PVT LTD
727.00 | Supplying, fabricating and fixing in position in RCC or brick masonry walls MS rungs made out of 20mm dia. reinforcement bar of grade Fe500 TMT bar conforming to IS: 1786 .Including laying or welding to keep in proper position etc. complete as per drawings, specifications and instructions of Engineer-in-Charge. | 18.00 | each |  | 700.00 | 12600.00 | 15000.00 | 270000.00 | 788.00 | 14184.00 | 700.00 | 12600.00 | Not Quoted | Not Quoted | 523.00 | 9414.00 | Not Quoted | Not Quoted | 9500.00 | 171000.00 | 581.13 | 10460.34 | 9414.00 | M/s. Megha Engineering and Infrastructures Ltd
728.00 | Supplying, construction , testing & commissioning of RCC Neutralisation pit concrete , providing lean concrete 1:5:10 (1 cement : 5 sand : 10 aggregate) at bottom of Neutralisation pit and PCC 1:2:4 at Finished Grade Level, rungs, lime fill, acid proof lining, chequered plate with lifting hooks, grouting in 1:2 cement mortar(1 cement :2 sand ), painting with bitumen primer and Epoxy paint, grouting between pipe and pit wall in 1:2 cement mortar (1 cement : 2 sand), reinforcement steel including straightening, cleaning, cutting, bending, keeping in proper position, centering, shuttering etc. including earth work in excavation in all types of soil except soft rock and hard rock, backfilling & disposal of surplus earth for all leads within the complex limit etc. complete as per standards, drawings, specifications and directions of Engineer-in-charge.
729.00 | All material including cement supplied by the Contractor For following grade of concrete.
730.00 | grade of concrete M30 | 1.00 | each |  | 165000.00 | 165000.00 | 250000.00 | 250000.00 | 287959.00 | 287959.00 | 300000.00 | 300000.00 | Not Quoted | Not Quoted | 75050.00 | 75050.00 | Not Quoted | Not Quoted | 175000.00 | 175000.00 | 25569.50 | 25569.50 | 25569.50 | KEC Spur Infrastructure Pvt. Ltd.
731.00 | PLUMBING AND BUILDING DRAINAGE
732.00 | Supplying and fixing approved quality heavy grade cast iron Floor/Nahani Trap with CP pressed steel grating including cutting floors and making good the same, etc., making inlet and outlet connections, etc. complete for 100mm inlet and 100mm outlet as per drawings, specifications and directions of Engineer-in-Charge. | 5.00 | each |  | 6240.00 | 31200.00 | 1600.00 | 8000.00 | 3042.00 | 15210.00 | 2700.00 | 13500.00 | Not Quoted | Not Quoted | 950.00 | 4750.00 | Not Quoted | Not Quoted | 1725.00 | 8625.00 | 813.58 | 4067.90 | 4067.90 | KEC Spur Infrastructure Pvt. Ltd.
733.00 | Supplying and fixing approved quality heavy grade cast iron Floor/Nahani Trap with CP pressed steel grating including cutting floors and making good the same, etc., making inlet and outlet connections, etc. complete for 100mm inlet and 75mm outlet as per drawings, specifications and directions of Engineer-in-Charge. | 5.00 | each |  | 2250.00 | 11250.00 | 1200.00 | 6000.00 | 1173.00 | 5865.00 | 1000.00 | 5000.00 | Not Quoted | Not Quoted | 835.00 | 4175.00 | Not Quoted | Not Quoted | 1380.00 | 6900.00 | 1046.03 | 5230.15 | 4175.00 | M/s. Megha Engineering and Infrastructures Ltd
734.00 | Supplying and laying cast iron soil waste and vent pipe conforming to IS:1729 above ground including specials, bends, such as Y junction, T junction (both single and double) including plugs, shoes, cowls, jointing with jute gasket dipped in bitumen, caulking the joints in Cement mortar 1:2 (1 cement: 2 sand) and testing, cutting floors/walls and making good the same etc. complete as per drawings, specifications and directions of Engineer-in-Charge.
735.00 | 100mm dia (All materials including cement supplied by contractor) | 10.00 | m |  | 2150.00 | 21500.00 | 950.00 | 9500.00 | 2069.00 | 20690.00 | 1800.00 | 18000.00 | Not Quoted | Not Quoted | 1853.00 | 18530.00 | Not Quoted | Not Quoted | 1350.00 | 13500.00 | 2092.05 | 20920.50 | 9500.00 | JSIW INFRASTRUCTURE PRIVATE LIMITED
736.00 | 75mm dia (All materials including cement supplied by contractor) | 10.00 | m |  | 1895.00 | 18950.00 | 750.00 | 7500.00 | 1177.00 | 11770.00 | 1000.00 | 10000.00 | Not Quoted | Not Quoted | 1585.00 | 15850.00 | Not Quoted | Not Quoted | 985.00 | 9850.00 | 1627.15 | 16271.50 | 7500.00 | JSIW INFRASTRUCTURE PRIVATE LIMITED
737.00 | Supplying and fixing approved quality Cast Iron soil/waste pipe conforming to IS3989 below ground with necessary specials, bends such as Y-junction, T- junction (both single and double) including plugs, shoes, cowls, jointing with lead caulked joints and testing, cutting in floors, earth work in excavation, encasing the pipe in 50mm THK, PCC M20, backfilling and removal of surplus earth upto a lead of 50M etc. complete as per drawings, specifications and directions of Engineer-in-Complete.
738.00 | 100mm dia (All materials including cement supplied by contractor) | 10.00 | m |  | 2100.00 | 21000.00 | 2200.00 | 22000.00 | 3490.00 | 34900.00 | 3000.00 | 30000.00 | Not Quoted | Not Quoted | 1375.00 | 13750.00 | Not Quoted | Not Quoted | 1725.00 | 17250.00 | 2092.05 | 20920.50 | 13750.00 | M/s. Megha Engineering and Infrastructures Ltd
739.00 | 75mm dia (All materials including cement supplied by contractor) | 10.00 | m |  | 1680.00 | 16800.00 | 1800.00 | 18000.00 | 3060.00 | 30600.00 | 2600.00 | 26000.00 | Not Quoted | Not Quoted | 1140.00 | 11400.00 | Not Quoted | Not Quoted | 1150.00 | 11500.00 | 1627.15 | 16271.50 | 11400.00 | M/s. Megha Engineering and Infrastructures Ltd
740.00 | Construction of soak pit conforming to IS:2470 Part-I and as per EIL drg. No. 7-65-0217, masonry, filling and hand packing brick bats of size ranging between 40mm to 50, connecting with septic tank with necessary fittings, piping etc. including earthwork in excavation in all type of soil s except Hard Rock, back filling and disposal of surplus earth for all leads, complete as per drawings, specifications and directions of Engineer-in-Charge. for following users
741.00 | for NO. of users 10 nos | 1.00 | each |  | 250000.00 | 250000.00 | 125000.00 | 125000.00 | 85522.00 | 85522.00 | 75000.00 | 75000.00 | Not Quoted | Not Quoted | 69350.00 | 69350.00 | Not Quoted | Not Quoted | 52550.00 | 52550.00 | 98791.26 | 98791.26 | 52550.00 | AMPSEPC PVT LTD
742.00 | Providing and fixing approved stone ware 100mmx100mm dia. gully trap as per EIL Std. no.7-65-0214 including grating with CI frame and cover 400mmx400mm including brick masonry (brick class shall be as mentioned below) chamber in 1:4 cement mortar( 1 cement: 4 sand) on M-20 grade cement concrete foundation, plastered inside and outside surfaces with 1:3 cement mortar (1 cement: 3 sand) with 13mm average thickness including providing and fixing light duty CI frame and cover, painting CI frame and cover with two coats of chlorinated rubber zinc phosphate primer @ 40µ DFT per coat and finish painting consists of two coats of chlorinated rubber paint @40µ DFT per coat, earth work in excavation, backfilling, removal of surplus earth, benching with M-20 grade cement concrete and rendering smooth with a neat coat of cement slurry etc. all complete as per drawings, specifications and directions of Engineer-in-Charge.
743.00 | All materials including cement supplied by contractor and following brick Class
744.00 | Brick Class 5 | 3.00 | each |  | 35000.00 | 105000.00 | 3500.00 | 10500.00 | 2899.00 | 8697.00 | 2500.00 | 7500.00 | Not Quoted | Not Quoted | 3465.00 | 10395.00 | Not Quoted | Not Quoted | 1725.00 | 5175.00 | 871.69 | 2615.07 | 2615.07 | KEC Spur Infrastructure Pvt. Ltd.
745.00 | Supplying, laying and fixing 3 layer PP-R (Poly Propylene Random copolymer) pipes above ground. Pipes shall conform to IS:15801; SDR 7.4 U V stabilized & antimicrobial fusion welded, having thermal stability for hot & cold water supply, including supply and fixing of all PP-R plain & brass threaded polypropylene random fittings, PP-R Male adopters, including fixing in floors, walls, supporting on columns, sleepers, embedding, jointing, including bends, elbows, tees, reducers, sockets, unions and other specials, supplying and fixing with hooks/clamps in wooden plugs, cutting pipes to required lengths, making connections, cutting chases or holes in walls & making good the same, testing etc all complete as per drawings, manufacturer specifications and directions of Engineer-in-Charge. For the following Nominal Bore (NB) pipe:
746.00 | Nominal Dia. 32 mm | 20.00 | m |  | 603.40 | 12068.00 | 725.00 | 14500.00 | 1121.00 | 22420.00 | 1000.00 | 20000.00 | Not Quoted | Not Quoted | 1140.00 | 22800.00 | Not Quoted | Not Quoted | 550.00 | 11000.00 | 360.30 | 7206.00 | 7206.00 | KEC Spur Infrastructure Pvt. Ltd.
747.00 | Nominal Dia. 20 mm | 20.00 | m |  | 428.40 | 8568.00 | 650.00 | 13000.00 | 845.00 | 16900.00 | 720.00 | 14400.00 | Not Quoted | Not Quoted | 1140.00 | 22800.00 | Not Quoted | Not Quoted | 685.00 | 13700.00 | 302.19 | 6043.80 | 6043.80 | KEC Spur Infrastructure Pvt. Ltd.
748.00 | Nominal Dia. 25 mm | 20.00 | m |  | 532.00 | 10640.00 | 500.00 | 10000.00 | 899.00 | 17980.00 | 800.00 | 16000.00 | Not Quoted | Not Quoted | 1140.00 | 22800.00 | Not Quoted | Not Quoted | 710.00 | 14200.00 | 337.05 | 6741.00 | 6741.00 | KEC Spur Infrastructure Pvt. Ltd.
749.00 | Nominal Dia. 50 mm | 20.00 | m |  | 1120.00 | 22400.00 | 950.00 | 19000.00 | 2279.00 | 45580.00 | 2000.00 | 40000.00 | Not Quoted | Not Quoted | 1730.00 | 34600.00 | Not Quoted | Not Quoted | 775.00 | 15500.00 | 418.41 | 8368.20 | 8368.20 | KEC Spur Infrastructure Pvt. Ltd.
750.00 | Construction, supplying, installation, testing and commissioning of septic tank as per standards and IS:2470 Part-I , with all necessary accessories like inlet, outlet pipes, vent pipes, manhole covers, rungs etc. including earthwork in excavation in all type of soil except soft and hard rock, backfilling and disposal of surplus earth for all leads etc. complete as per standards, drawings, specifications and directions of Engineer-in-Charge.
751.00 | All materials including cement supplies by the contractor No. of Users 10 nos | 1.00 | each |  | 250000.00 | 250000.00 | 145000.00 | 145000.00 | 120914.00 | 120914.00 | 125000.00 | 125000.00 | Not Quoted | Not Quoted | 80750.00 | 80750.00 | Not Quoted | Not Quoted | 118000.00 | 118000.00 | 209205.02 | 209205.02 | 80750.00 | M/s. Megha Engineering and Infrastructures Ltd
752.00 | MISCELLANEOUS ITEMS
753.00 | Supplying & Laying 60mm thick interlocking Paver Blocks for footpaths and any other place etc. including providing 40 mm thick sand filling below Paver Blocks including compaction of sand layer, filling the joints by dry sand, providing precast kerb stone of PCC M 30 at edges and at every 6.0m across the foot path, including preparation of compacted base/ sub base etc. all complete as per drawing, standard, specification and directions of Engineer-in-Charge. (All material including cement supplied by contractor, paver blocks shall confirm to category "A" as per IRC SP63. Colour and shape of paver block shall be as per Owner requirement.). | 65.00 | m² |  | 2860.00 | 185900.00 | 1200.00 | 78000.00 | 1356.00 | 88140.00 | 1200.00 | 78000.00 | Not Quoted | Not Quoted | 2299.00 | 149435.00 | Not Quoted | Not Quoted | 1035.00 | 67275.00 | 1394.70 | 90655.50 | 67275.00 | AMPSEPC PVT LTD
754.00 | NDT Testing
755.00 | RADIOGRAPHY :- Performance of radiographic inspection on piping of all types & thicknesses including providing or hiring of all necessary equipment and whatever else even though not expressly mentioned but required to perform the work as per specifications and instructions of Engineer-in-Charge. Radiographs shall be submitted to the Engineer-in-charge. (Repeat Radiography due to defective radiograph on repaired joints due to Contractor's fault and for additional radiography necessitated due to poor performance of contractor's welders shall be done at contractor's cost) Note: Unit for radiography quantity is 'Nos of circumferential weld joints'.
756.00 | FOR JOINTS THK. <= 8MM (FOR CS OTHER THAN CLASS lV OF SPEC FOR NDT REQUIREMENT OF PIPING)
757.00 | Nominal Dia. 4 Inch | 5.00 | nos |  | 950.00 | 4750.00 | 1550.89 | 7754.45 | 1154.00 | 5770.00 | 1000.00 | 5000.00 | Not Quoted | Not Quoted | 1500.00 | 7500.00 | Not Quoted | Not Quoted | 1000.00 | 5000.00 | 1394.70 | 6973.50 | 4750.00 | Advance Infrastrurctures Pvt Ltd
758.00 | Nominal Dia. 6 Inch | 8.00 | nos |  | 1295.00 | 10360.00 | 1630.96 | 13047.68 | 1741.00 | 13928.00 | 1500.00 | 12000.00 | Not Quoted | Not Quoted | 1800.00 | 14400.00 | Not Quoted | Not Quoted | 1200.00 | 9600.00 | 1627.15 | 13017.20 | 9600.00 | AMPSEPC PVT LTD
759.00 | Nominal Dia. 8 Inch | 50.00 | nos |  | 1485.00 | 74250.00 | 1706.32 | 85316.00 | 1957.00 | 97850.00 | 2000.00 | 100000.00 | Not Quoted | Not Quoted | 2500.00 | 125000.00 | Not Quoted | Not Quoted | 1500.00 | 75000.00 | 2092.05 | 104602.50 | 74250.00 | Advance Infrastrurctures Pvt Ltd
760.00 | Overhead Drinking Water Tank
761.00 | Supply and installation on terrace, high density polyethylene drinking water circular tank as per IS:12701 and ISI marked including supply and installation of all fittings, cover with suitable locking arrangement, float valve, making necessary holes for inlet, outlet and overflow connection and vent pipe etc. and the base supports for tank including supply of all necessary material all complete as per specifications and directions of Engineer-in-charge. (Sintex or equivalent having valid ISI license) for following capacities
762.00 | Capacity 500 Litre | 1.00 | each |  | 17500.00 | 17500.00 | 10000.00 | 10000.00 | 12943.00 | 12943.00 | 11000.00 | 11000.00 | Not Quoted | Not Quoted | 5700.00 | 5700.00 | Not Quoted | Not Quoted | 9775.00 | 9775.00 | 17433.75 | 17433.75 | 5700.00 | M/s. Megha Engineering and Infrastructures Ltd
763.00 | Rain Water Recharging Well
764.00 | Construction of rain water recharging well including earthwork in excavation in all types of soils excluding soft rock and hard rock, excavation in soft rock and hard rock shall be paid under relevant item, backfilling and disposal of the debris/surplus earth within a lead of 100 m, supply of all filler materials, mild steel perforated pipe, precast cover slab, brick masonry etc all complete as per EIL standard drawings, specifications and directions of Engineer-in-charge. (Depth of well upto 10.0m from ground level) For catchment area:
765.00 | Above 3000 sqm and up to 5 hectare | 1.00 | each |  | 300000.00 | 300000.00 | 600000.00 | 600000.00 | 62178.00 | 62178.00 | 54000.00 | 54000.00 | Not Quoted | Not Quoted | 229900.00 | 229900.00 | Not Quoted | Not Quoted | 105000.00 | 105000.00 | 69735.01 | 69735.01 | 54000.00 | TOLANI PROJECTS PVT LTD
766.00 | Painting of A/G pipes and valves
767.00 | Supply of paints and primers, preparation of surfaces and application of primer and finish paints, identification (Line numbering), lettering, colour bands, colour coding etc. as specified including rubdown and touch up of shop primer wherever required, providing scaffolding for all heights, labour, material, tools and tackles, consumables supervision etc. to complete the work in all respects as per painting specification, drawings and direction of Engineer-in-Charge for all types of un insulated piping and insulated piping as specified including all pipes, fittings, flanges, supports, valves etc. Surface preparation by blast cleaning and application of first coat of primer (inorganic zinc silicate, F9) shall be done in fabrication yard prior to erection. The identification marks of the piping and joints shall be noted before blasting and the same shall be transferred on primed surface with Polyurethane paint (F2) or as per the instructions of Engineer-in-Charge. Notes: 1. All joints (fabrication as well as erection joints) shall be left unpainted till hydro testing. 2. No extra payment shall be made for identification (line numbering etc.) of insulated and uninsulated lines.
768.00 | Painting of uninsulated surfaces for ' Industrial marine ' environment as per painting specification for CS piping for design temp group: -14 to 80 (Deg C) including surface preparation. For following pipe sizes
769.00 | Nominal Dia. 4 Inch | 30.00 | m |  | 950.00 | 28500.00 | 1173.61 | 35208.30 | 580.00 | 17400.00 | 500.00 | 15000.00 | Not Quoted | Not Quoted | 1235.00 | 37050.00 | Not Quoted | Not Quoted | 425.00 | 12750.00 | 248.72 | 7461.60 | 7461.60 | KEC Spur Infrastructure Pvt. Ltd.
770.00 | Nominal Dia. 6 Inch | 20.00 | m |  | 1169.00 | 23380.00 | 1728.07 | 34561.40 | 857.00 | 17140.00 | 750.00 | 15000.00 | Not Quoted | Not Quoted | 1729.00 | 34580.00 | Not Quoted | Not Quoted | 400.00 | 8000.00 | 366.11 | 7322.20 | 7322.20 | KEC Spur Infrastructure Pvt. Ltd.
771.00 | Nominal Dia. 8 Inch | 200.00 | m |  | 1380.00 | 276000.00 | 2249.67 | 449934.00 | 948.00 | 189600.00 | 1000.00 | 200000.00 | Not Quoted | Not Quoted | 1187.00 | 237400.00 | Not Quoted | Not Quoted | 500.00 | 100000.00 | 441.66 | 88332.00 | 88332.00 | KEC Spur Infrastructure Pvt. Ltd.
772.00 | Painting of uninsulated surfaces for ' Industrial marine ' environment as per painting specification for CS piping for design temp group: -14 to 80 (Deg C) including surface preparation. For following valve sizes
773.00 | Dia. Of Valve 4 Inch | 6.00 | each |  | 2250.00 | 13500.00 | 1173.61 | 7041.66 | 561.00 | 3366.00 | 500.00 | 3000.00 | Not Quoted | Not Quoted | 2400.00 | 14400.00 | Not Quoted | Not Quoted | 350.00 | 2100.00 | 5811.25 | 34867.50 | 2100.00 | AMPSEPC PVT LTD
774.00 | Dia. Of Valve 8 Inch | 2.00 | each |  | 2800.00 | 5600.00 | 2249.67 | 4499.34 | 1141.00 | 2282.00 | 1000.00 | 2000.00 | Not Quoted | Not Quoted | 3800.00 | 7600.00 | Not Quoted | Not Quoted | 550.00 | 1100.00 | 9298.00 | 18596.00 | 1100.00 | AMPSEPC PVT LTD
775.00 | Fabrication and Erection of piping (underground)
776.00 | FABRICATION AND ERECTION OF PIPING (SPEC. NO.6-65-0030 and 6-44-0012) : Laying and joining of Carbon Steel pipes and specials underground including transportation of all material from Owner's storage point to worksite, earthwork in excavation in all types of soil EXCLUDING SOFT ROCK AND HARD ROCK for pipe trenches, saddles, etc. including dewatering of rain and /or sub soil water, shoring & strutting if required, dressing of sides, levelining, grading & ramming of bottom of trench, cutting of pipes if required, fitup, edge preparation, providing corrosion protection tape coating as per specification, on pipes and specials, laying the pipes in trenches to required alignment and levels, welding the same after laying, installation of flanges, blind flanges, tapping for pressure gauges, temperature gauges and all other online instruments and fittings like elbows, reducers, tees, flanges, spectacle blinds and spacer blinds etc., as per piping material specification, fixing of nuts, bolts, gaskets and washers, welding, corrosion protection coating of field joints, cutting of road wherever required and making good the same, testing for the corrosion protection coating as per specification, cleaning and flushing by water/ compressed air, hydrostatic/ pnuematic testing of the system, flushing, backfilling the trenches with select material from available excavated soil including re-excavating the deposited soil excavated earlier, breaking clods and laying in layers of 15 cm compacted thickness, watering, compacting with mechanical means like vibro rammers etc. to 90% of dry density as per IS:2720 Part-VII, disposal of surplus earth/ unserviceable material to demarcated area anywhere within the complex limit etc. complete as per drawings, specifications and instructions of Engineer-in-Charge including connecting the pipes to manhole, including return of all unused / scrap pipe to owner's storage point (Pipes and fittings shall be supplied by owner as free issue material.) (Depth of excavation for pipe trench shall be upto 3.0m)
777.00 | Carbon Steel Piping (Non IBR), Thickness <=10 mm
778.00 | Fabrication, For the following nominal sizes
779.00 | NB 2 inch - 6 inch | 20.00 | Inch Dia |  | 950.00 | 19000.00 | 1000.00 | 20000.00 | 1165.00 | 23300.00 | 1000.00 | 20000.00 | Not Quoted | Not Quoted | 2400.00 | 48000.00 | Not Quoted | Not Quoted | 2000.00 | 40000.00 | 697.35 | 13947.00 | 13947.00 | KEC Spur Infrastructure Pvt. Ltd.
780.00 | NB 8 inch - 14 inch | 104.00 | Inch Dia |  | 1280.00 | 133120.00 | 1000.00 | 104000.00 | 1062.00 | 110448.00 | 900.00 | 93600.00 | Not Quoted | Not Quoted | 5500.00 | 572000.00 | Not Quoted | Not Quoted | 2500.00 | 260000.00 | 697.35 | 72524.40 | 72524.40 | KEC Spur Infrastructure Pvt. Ltd.
781.00 | Erection including corrosion protection coating, for Water System (Pressure Piping), For following Nominal Sizes
782.00 | NB 2 inch - 6 inch | 50.00 | Inch Mtr |  | 1385.00 | 69250.00 | 250.00 | 12500.00 | 562.00 | 28100.00 | 500.00 | 25000.00 | Not Quoted | Not Quoted | 1500.00 | 75000.00 | Not Quoted | Not Quoted | 1000.00 | 50000.00 | 697.35 | 34867.50 | 12500.00 | JSIW INFRASTRUCTURE PRIVATE LIMITED
783.00 | NB 8 inch - 14 inch | 400.00 | Inch Mtr |  | 1600.00 | 640000.00 | 300.00 | 120000.00 | 430.00 | 172000.00 | 450.00 | 180000.00 | Not Quoted | Not Quoted | 2650.00 | 1060000.00 | Not Quoted | Not Quoted | 1500.00 | 600000.00 | 581.13 | 232452.00 | 120000.00 | JSIW INFRASTRUCTURE PRIVATE LIMITED
784.00 | Supply, fabrication and Erection of piping(underground)
785.00 | Supply and Laying of U/G PPR pipe for Water Services
786.00 | Supplying, laying and fixing 3 layer PP-R (Poly Propylene Random copolymer) pipes underground. Pipes shall conform to IS:15801; SDR 7.4 U V stabilized & antimicrobial fusion welded, having thermal stability for hot & cold water supply, including supply and fixing of all PP-R plain & brass threaded polypropylene random fittings, PP-R Male adopters, bends, elbows, tees, reducers, sockets, unions and other specials, cutting pipes to required lengths, making connections, jointing, earthwork in excavation for pipe trenches, etc. in all types of soil excluding soft rock and hard rock including dewatering, shoring and strutting if required, dressing of sides, levelling, grading and ramming of bottoms, including laying of pipes in trenches, hydrostatic testing of the piping, backfilling the trenches with selected/approved earth fill material, cutting of roads wherever required, making good the road surface after laying, disposal of surplus earth at a designated area anywhere within complex limit etc. all complete as per drawings, manufacturer specifications and directions of Engineer-in-Charge. For the following Nominal Bore (NB) pipe:
787.00 | Nominal Dia. 32 mm | 15.00 | m |  | 950.00 | 14250.00 | 780.00 | 11700.00 | 572.00 | 8580.00 | 500.00 | 7500.00 | Not Quoted | Not Quoted | 1100.00 | 16500.00 | Not Quoted | Not Quoted | 825.00 | 12375.00 | 697.35 | 10460.25 | 7500.00 | TOLANI PROJECTS PVT LTD
788.00 | Nominal Dia. 50 mm | 15.00 | m |  | 1155.00 | 17325.00 | 900.00 | 13500.00 | 673.00 | 10095.00 | 600.00 | 9000.00 | Not Quoted | Not Quoted | 1500.00 | 22500.00 | Not Quoted | Not Quoted | 1035.00 | 15525.00 | 476.52 | 7147.80 | 7147.80 | KEC Spur Infrastructure Pvt. Ltd.
789.00 | Nominal Dia. 25 mm | 15.00 | m |  | 795.00 | 11925.00 | 690.00 | 10350.00 | 353.00 | 5295.00 | 300.00 | 4500.00 | Not Quoted | Not Quoted | 950.00 | 14250.00 | Not Quoted | Not Quoted | 725.00 | 10875.00 | 360.30 | 5404.50 | 4500.00 | TOLANI PROJECTS PVT LTD
790.00 | Nominal Dia. 20 mm | 15.00 | m |  | 635.00 | 9525.00 | 650.00 | 9750.00 | 291.00 | 4365.00 | 250.00 | 3750.00 | Not Quoted | Not Quoted | 850.00 | 12750.00 | Not Quoted | Not Quoted | 650.00 | 9750.00 | 325.43 | 4881.45 | 3750.00 | TOLANI PROJECTS PVT LTD
791.00 | Under Ground Sewer System - HDPE Pipe
792.00 | Supplying, laying and jointing of underground approved quality HDPE pipes to be used for soil and waste discharge or rain water application outside buildings confirming to IS: 14333 including all necessary fittings/ specials such as bends, Y junction, T junction (both single and double), plugs, coupler, flanges, adapter etc. including solvent welded jointing and testing as per manufacturers recommendations , including earthwork in excavation in all types of soil for pipe trenches, etc. including dewatering, shoring and strutting if necessary, dressing of sides, leveling, grading and ramming of bottoms, cutting the pipes to required lengths, lowering the pipes to proper grade and alignment, jointing, including connecting the pipes to manholes by using concrete manhole adapters and grouting the pipe body with manhole wall using cement mortar 1:2 (1cement : 2 sand), testing, draining of water and cleaning of pipe after testing, backfilling the trenches with select material from available excavated soil including re excavating the deposited soil excavated earlier breaking clods and laying in layers of 15cm compacted thickness , watering and compacting with mechanical means like vibro rammers etc. to 90% standard proctor density as per IS:2720 Part-VII, making good the surface, including cutting of roads wherever required and making good the same, disposal of surplus earth/ unserviceable material to demarcated area anywhere within the complex limit etc. complete for all depths as per drawings, specifications and instructions of Engineer-in-Charge. (Depth of excavation for pipe trench shall be upto 3.0m)
793.00 | (All material including cement supplied by contractor) Nominal Dia. 150 mm Pressure Rating(Kg/Cm2) 2.5 | 15.00 | m |  | 1400.00 | 21000.00 | 1400.00 | 21000.00 | 2242.00 | 33630.00 | 2000.00 | 30000.00 | Not Quoted | Not Quoted | 990.00 | 14850.00 | Not Quoted | Not Quoted | 1750.00 | 26250.00 | 406.79 | 6101.85 | 6101.85 | KEC Spur Infrastructure Pvt. Ltd.
794.00 | (All material including cement supplied by contractor) Nominal Dia. 100 mm Pressure Rating(Kg/Cm2) 2.5 | 15.00 | m |  | 1260.00 | 18900.00 | 950.00 | 14250.00 | 1726.00 | 25890.00 | 1500.00 | 22500.00 | Not Quoted | Not Quoted | 825.00 | 12375.00 | Not Quoted | Not Quoted | 1350.00 | 20250.00 | 348.68 | 5230.20 | 5230.20 | KEC Spur Infrastructure Pvt. Ltd.
795.00 | UNDERGROUND SEWER SYSTEM - RCC PIPES
796.00 | Supplying and laying underground R.C.C. pipes sewers with socket and spigot ends conforming to IS:458 of approved make, to proper grade and alignment, including earthwork in excavation in all types of soil except soft and hard rock for pipe trenches upto 2.0m depth of excavation, etc. including dewatering, shoring and shuttering if necessary, dressing of sides, leveling, grading and ramming of bottoms, cutting the R.C.C. pipes to required lengths, lowering the pipes, jointing, including connecting the pipes to manholes and grouting the pipe body with manhole wall using cement mortar 1:2 (1 cement : 2 sand), testing, draining of water and cleaning of pipe after testing, backfilling the trenches with select material from available excavated soil including re excavating the deposited soil excavated earlier breaking clods and laying in layers of 15cm compacted thickness , watering and compacting with mechanical means like vibro rammers etc. to 90% standard proctor density as per IS:2720 Part-VII, making good the surface, including cutting of roads wherever required and making good the same, disposal of surplus earth/ unserviceable material to demarcated area anywhere within the complex limit etc. complete for all depths as per drawings, specifications and instructions of Engineer-in-Charge.(All material shall be supplied by contractor) For following Pipe size (mm) and Class (pipe sizes are all internal diameter of the pipes)
797.00 | Dia. (Internal) 150 mm Pipe Class P1 | 15.00 | m |  | 1659.00 | 24885.00 | 1500.00 | 22500.00 | 5167.00 | 77505.00 | 4500.00 | 67500.00 | Not Quoted | Not Quoted | 5500.00 | 82500.00 | Not Quoted | Not Quoted | 1380.00 | 20700.00 | 2905.63 | 43584.45 | 20700.00 | AMPSEPC PVT LTD
798.00 | Dia. (Internal) 100 mm Pipe Class P1 | 15.00 | m |  | 1610.00 | 24150.00 | 1100.00 | 16500.00 | 3943.00 | 59145.00 | 3500.00 | 52500.00 | Not Quoted | Not Quoted | 4400.00 | 66000.00 | Not Quoted | Not Quoted | 1150.00 | 17250.00 | 2324.50 | 34867.50 | 16500.00 | JSIW INFRASTRUCTURE PRIVATE LIMITED
799.00 | Fabrication and Erection of piping (Above ground)
800.00 | PIPING (ABOVE GROUND): Transportation of all piping items from owner's storage point to work site/workshop, fabrication including cutting, edge preparation (including grinding the edges of pipe, fittings, flanges etc. to match with the mating edges of uneven/different thickness wherever required), fitup, bending, preheating wherever required, welding, threading, and laying of pipes of all type and thickness over pipe sleepers, overhead on racks and at all elevations, connecting with equipment nozzles, strainers, orifice assemblies, tapping for pressure gauges etc., fixing of gaskets, bolts, nuts including application of torque wherever required and all other inline instruments and fitting like elbows, reducers, tees, vents, drains, SW valves upto 1.5 NB, alignment, cleaning & flushing by water/compressed air, hydrostatic, pneumatic, vacuum, spark testing and any other type of testing as specified, draining, drying by compressed air completing all such works in all respects (including preparation of isometrics as mentioned in the scope of work for the job) as per drawings, specifications and instruction of Engineer-in-charge. (Pipes and fittings shall be supplied by owner as free issue material)
801.00 | Carbon Steel Piping (Non IBR), Thickness <=10 mm
802.00 | Fabrication, For the following nominal sizes
803.00 | NB 2 inch - 6 inch | 96.00 | Inch Dia |  | 950.00 | 91200.00 | 1000.00 | 96000.00 | 933.00 | 89568.00 | 820.00 | 78720.00 | Not Quoted | Not Quoted | 25000.00 | 2400000.00 | Not Quoted | Not Quoted | 2000.00 | 192000.00 | 697.35 | 66945.60 | 66945.60 | KEC Spur Infrastructure Pvt. Ltd.
804.00 | NB 8 inch -14 inch | 304.00 | Inch Dia |  | 1280.00 | 389120.00 | 1000.00 | 304000.00 | 793.00 | 241072.00 | 820.00 | 249280.00 | Not Quoted | Not Quoted | 45000.00 | 13680000.00 | Not Quoted | Not Quoted | 3000.00 | 912000.00 | 697.35 | 211994.40 | 211994.40 | KEC Spur Infrastructure Pvt. Ltd.
805.00 | Erection , for Water System (Pressure Piping), For following Nominal Sizes
806.00 | NB 2 inch - 6 inch | 300.00 | Inch Mtr |  | 950.00 | 285000.00 | 250.00 | 75000.00 | 359.00 | 107700.00 | 380.00 | 114000.00 | Not Quoted | Not Quoted | 15000.00 | 4500000.00 | Not Quoted | Not Quoted | 2000.00 | 600000.00 | 697.35 | 209205.00 | 75000.00 | JSIW INFRASTRUCTURE PRIVATE LIMITED
807.00 | NB 8 inch -14 inch | 1200.00 | Inch Mtr |  | 1265.00 | 1518000.00 | 300.00 | 360000.00 | 370.00 | 444000.00 | 380.00 | 456000.00 | Not Quoted | Not Quoted | 23000.00 | 27600000.00 | Not Quoted | Not Quoted | 3000.00 | 3600000.00 | 581.13 | 697356.00 | 360000.00 | JSIW INFRASTRUCTURE PRIVATE LIMITED
808.00 | Supply, fabrication and Erection of piping (Above ground)
809.00 | Fire water spray/ sprinkler/ detection system G.I. PIPING A/G (Welded)
810.00 | Supplying and laying ABOVE GROUND mild steel galvanized pipes for Fire water spray system/ sprinkler system/ detection system as per piping material specification including supply of reducing tees, fittings, elbows, nipples, Teflon tapes, white lead etc., cutting the pipes to required lengths, welding, applying zinc silicate coating on welded joints, including laying of pipes on pipe rack, sleepers, T-supports, erection of piping on equipments, pumps etc. including joining of pipes and fittings with welded/flanged connections, including installation of spray nozzles, Quartzoid bulb detectors, restriction orifice, flanges, break-up flanges, gaskets and bolts, hydrostatic testing of the piping including supply of necessary fittings etc. complete as per specifications, drawings and instructions of Engineer-in-charge.(Spray nozzles, restriction orifice, flanges and break-up flanges shall be paid separately under separate SOR/ shall be given as free issue to the contractor.). For following nominal sizes and piping material class.
811.00 | Nominal Dia. 6 Inch Piping Material Class J2A | 35.00 | m |  | 7200.00 | 252000.00 | 6000.00 | 210000.00 | 3324.00 | 116340.00 | 3500.00 | 122500.00 | Not Quoted | Not Quoted | 15000.00 | 525000.00 | Not Quoted | Not Quoted | 8000.00 | 280000.00 | 4299.16 | 150470.60 | 116340.00 | Om Yash Projects Limited
812.00 | Nominal Dia. 3 Inch Piping Material Class J2A | 20.00 | m |  | 5400.00 | 108000.00 | 3000.00 | 60000.00 | 2937.00 | 58740.00 | 2500.00 | 50000.00 | Not Quoted | Not Quoted | 12000.00 | 240000.00 | Not Quoted | Not Quoted | 4000.00 | 80000.00 | 2262.90 | 45258.00 | 45258.00 | KEC Spur Infrastructure Pvt. Ltd.
813.00 | Nominal Dia. 2 Inch Piping Material Class J2A | 20.00 | m |  | 4500.00 | 90000.00 | 2000.00 | 40000.00 | 1754.00 | 35080.00 | 1500.00 | 30000.00 | Not Quoted | Not Quoted | 8000.00 | 160000.00 | Not Quoted | Not Quoted | 3000.00 | 60000.00 | 1481.87 | 29637.40 | 29637.40 | KEC Spur Infrastructure Pvt. Ltd.
814.00 | Nominal Dia. 1 Inch Piping Material Class J2A | 20.00 | m |  | 2500.00 | 50000.00 | 1000.00 | 20000.00 | 1125.00 | 22500.00 | 1000.00 | 20000.00 | Not Quoted | Not Quoted | 4000.00 | 80000.00 | Not Quoted | Not Quoted | 2000.00 | 40000.00 | 652.02 | 13040.40 | 13040.40 | KEC Spur Infrastructure Pvt. Ltd.
815.00 | Supply of Carbon steel pipes
816.00 | Supply of Carbon steel pipes as per Piping material class including transportation of all material to owner's store complete as per drawings, specifications and instruction of Engineer-in-Charge. For following nominal size and piping material class.
817.00 | Nominal Dia. 4 Inch Piping Material Class AA33A | 30.00 | m |  | 5800.00 | 174000.00 | 4000.00 | 120000.00 | 2948.00 | 88440.00 | 2500.00 | 75000.00 | Not Quoted | Not Quoted | 3800.00 | 114000.00 | Not Quoted | Not Quoted | 3200.00 | 96000.00 | 2899.81 | 86994.30 | 75000.00 | TOLANI PROJECTS PVT LTD
818.00 | Nominal Dia. 6 Inch Piping Material Class AA33A | 20.00 | m |  | 7600.00 | 152000.00 | 4000.00 | 80000.00 | 4906.00 | 98120.00 | 4375.00 | 87500.00 | Not Quoted | Not Quoted | 6700.00 | 134000.00 | Not Quoted | Not Quoted | 4300.00 | 86000.00 | 4299.16 | 85983.20 | 80000.00 | JSIW INFRASTRUCTURE PRIVATE LIMITED
819.00 | Nominal Dia. 8 Inch Piping Material Class AA33A | 200.00 | m |  | 8200.00 | 1640000.00 | 4000.00 | 800000.00 | 4852.00 | 970400.00 | 5000.00 | 1000000.00 | Not Quoted | Not Quoted | 10500.00 | 2100000.00 | Not Quoted | Not Quoted | 6500.00 | 1300000.00 | 5978.11 | 1195622.00 | 800000.00 | JSIW INFRASTRUCTURE PRIVATE LIMITED
820.00 | Supply and installation of valve assembly, flange assembly etc.
821.00 | Supply and installation of valve assembly consisting of valve, 2 no. flanges, 2 no. gaskets and 2 sets of nuts & bolts per valve assembly, erection of valve in position including fixing of nuts, bolts, gaskets, washers etc. complete as per drawings, specifications and directions of Engineer-in-Charge.
822.00 | Gate valve assembly for following nominal sizes and piping material class
823.00 | Dia. 4 Inch PMS AA33A | 10.00 | each |  | 88726.30 | 887263.00 | 59600.00 | 596000.00 | 20918.00 | 209180.00 | 22000.00 | 220000.00 | Not Quoted | Not Quoted | 16000.00 | 160000.00 | Not Quoted | Not Quoted | 5200.00 | 52000.00 | 34867.50 | 348675.00 | 52000.00 | AMPSEPC PVT LTD
824.00 | Dia. 8 Inch PMS AA33A | 2.00 | each |  | 179943.40 | 359886.80 | 94200.00 | 188400.00 | 51749.00 | 103498.00 | 55000.00 | 110000.00 | Not Quoted | Not Quoted | 28000.00 | 56000.00 | Not Quoted | Not Quoted | 98000.00 | 196000.00 | 72059.51 | 144119.02 | 56000.00 | M/s. Megha Engineering and Infrastructures Ltd
825.00 | fire fighting equipment's
826.00 | Supply and installation of Deluge Valve skid
827.00 | Supply, Installation, erection, testing and commissioning of UL/FM listed/approved Deluge Valve Skid (consisting of deluge valve, strainers, solenoid valve, air pressure regulator, limit switches, pressure gauge, pressure transmitters, inlet/ outlet valves, drain valve, priming valve, vent valve including alarm motor gong, fittings, local control panel including bypass connection to deluge valve along with strainer and ball valve etc. complete) actuated through air (pnuematic) detection system including placing the skid at the designated location and fixing with anchoring bolts, connecting the water inlet and system piping, connecting detection network piping, fittings etc. complete for deluge valve skid as per specification, drawings and directions of Engineer-in-Charge. For the following DV skid size ( Inlet/ outlet/ bypass fire water line size - Deluge Valve size - )
828.00 | Inlet/ outlet/ bypass fire water line size 6 Inch Deluge Valve size 6 Inch | 1.00 | each |  | 573081.60 | 573081.60 | 25000.00 | 25000.00 | 96773.00 | 96773.00 | 100000.00 | 100000.00 | Not Quoted | Not Quoted | 2800000.00 | 2800000.00 | Not Quoted | Not Quoted | 150000.00 | 150000.00 | 1394700.14 | 1394700.14 | 25000.00 | JSIW INFRASTRUCTURE PRIVATE LIMITED
829.00 | S/I Portable/ trolley mounted Extinguishers
830.00 | Installation of portable DCP (Dry Chemical Powder) portable extinguisher including transporting the same to worksite from Owner's store, fixing in position including supply of all fixing material, labor etc. complete as per drawings, specification and directions of Engineer-in-Charge.
831.00 | Capacity 9 kg | 5.00 | nos |  | 9500.00 | 47500.00 | 5050.00 | 25250.00 | 10354.00 | 51770.00 | 9000.00 | 45000.00 | Not Quoted | Not Quoted | 7600.00 | 38000.00 | Not Quoted | Not Quoted | 6150.00 | 30750.00 | 4067.88 | 20339.40 | 20339.40 | KEC Spur Infrastructure Pvt. Ltd.
832.00 | Supply and installation of portable CO2 extinguishers including transporting to worksite, fixing in position including all accessories and all labor and material etc. complete as per drawings, specification, data sheet and directions of Engineer-in-Charge.
833.00 | Capacity 4.5 kg | 5.00 | nos |  | 6860.00 | 34300.00 | 5400.00 | 27000.00 | 8411.00 | 42055.00 | 7200.00 | 36000.00 | Not Quoted | Not Quoted | 5225.00 | 26125.00 | Not Quoted | Not Quoted | 9000.00 | 45000.00 | 6043.70 | 30218.50 | 26125.00 | M/s. Megha Engineering and Infrastructures Ltd
834.00 | Capacity 2.5 kg | 2.00 | nos |  | 4900.00 | 9800.00 | 4500.00 | 9000.00 | 6371.00 | 12742.00 | 5400.00 | 10800.00 | Not Quoted | Not Quoted | 4038.00 | 8076.00 | Not Quoted | Not Quoted | 6200.00 | 12400.00 | 4067.88 | 8135.76 | 8076.00 | M/s. Megha Engineering and Infrastructures Ltd
835.00 | Supply, installation, testing and commissioning of following firefighting equipment as per relevant specifications, data sheet, drawing, including transporting the equipment to worksite, fixing of nuts, bolts, washers, gaskets, welding needed for fixing the equipment with matching flange etc. all complete as per drawings, specifications, standards, data sheet and direction of Engineer-in-Charge.
836.00 | Hose box cabinet Type-II (self-supporting type) including all inside accessories, including all civil works, fixing in position with anchor bolts in foundations or wall | 3.00 | each |  | 9113.00 | 27339.00 | 21000.00 | 63000.00 | 34027.00 | 102081.00 | 28858.00 | 86574.00 | Not Quoted | Not Quoted | 7500.00 | 22500.00 | Not Quoted | Not Quoted | 15000.00 | 45000.00 | 8629.71 | 25889.13 | 22500.00 | M/s. Megha Engineering and Infrastructures Ltd
837.00 | Water cum foam monitor of 750 GPM capacity | 4.00 | each |  | 138811.00 | 555244.00 | 85000.00 | 340000.00 | 196021.00 | 784084.00 | 205285.00 | 821140.00 | Not Quoted | Not Quoted | 12000.00 | 48000.00 | Not Quoted | Not Quoted | 36000.00 | 144000.00 | 156903.77 | 627615.08 | 48000.00 | M/s. Megha Engineering and Infrastructures Ltd
838.00 | Stand Post Type Fire Hydrant without Pumper Connection | 6.00 | each |  | 24044.80 | 144268.80 | 22000.00 | 132000.00 | 13724.00 | 82344.00 | 12000.00 | 72000.00 | Not Quoted | Not Quoted | 8000.00 | 48000.00 | Not Quoted | Not Quoted | 45000.00 | 270000.00 | 24407.25 | 146443.50 | 48000.00 | M/s. Megha Engineering and Infrastructures Ltd
839.00 | Supply and installation of medium velocity spray nozzles with 1/2" NPT fixing arrangement with MS half coupling including transportation to worksite from Owners storage point, testing, flushing etc. all complete as per specification, drawings, data sheet and directions of Engineer-in-Charge. For nozzle of following K factor
840.00 | K factor 51 | 15.00 | nos |  | 1064.70 | 15970.50 | 3000.00 | 45000.00 | 501.00 | 7515.00 | 445.00 | 6675.00 | Not Quoted | Not Quoted | 2500.00 | 37500.00 | Not Quoted | Not Quoted | 18000.00 | 270000.00 | 8716.88 | 130753.20 | 6675.00 | TOLANI PROJECTS PVT LTD
841.00 | Quartzoid bulb detectors
842.00 | Supply, installation, testing and commissioning of quartzoid bulb detectors with 1/2" NPT fixing arrangement including MS half coupling at locations as per data sheets, drawings and directions of Engineer-in-Charge.
843.00 | Actuation Temperature 79 °C | 15.00 | nos |  | 315.90 | 4738.50 | 5000.00 | 75000.00 | 215.00 | 3225.00 | 183.00 | 2745.00 | Not Quoted | Not Quoted | 4500.00 | 67500.00 | Not Quoted | Not Quoted | 10000.00 | 150000.00 | 813.58 | 12203.70 | 2745.00 | TOLANI PROJECTS PVT LTD
844.00 | Clean Agent Fire Protection System
845.00 | Design, engineering, supply of all materials, fabrication, performance guaranteeing of total flooding centralized clean agent fire extinguishing system for the rooms (as specified in the scope of work/ specification) of buildings mentioned below, including supply of Clean Agent as per specification , scope of work. Clean Agent Storage Cylinders (filled with clean agent with 100% filled up standby cylinders), piping, valves, Clean Agent discharge nozzles, instruments, Clean Agent panels, piping supports, release system, directional valves, cables, all mechenical, electrical, instrumentation works etc. System supplied and design calculations shall be approved by UL/FM/Vds/LPC. All equipments shall be approved by UL/FM/Vds/LPC, cylinder along with cylinder valve assemblies shall be seamless and PESO approved in addition to UL/FM/Vds/LPC approval. The entire clean agent system shall be as per NFPA-2001 (latest) complete as per scope of work, specification and drawings including supply of mandatory spares. Handling, transportation from vendor's workshop to site, storage at site, assembly at site, installation, erection, painting, testing, commissioning, puff test, performance guarantee, handing over to client and other field works including civil structural work and supply of commissioning spares as per the enclosed EIL specifications, instructions to vendors, data sheets etc. all complete as per scope of work, specification, drawings, standards etc. as per directions of Engineer-in-charge all complete . complete. Total flooding centralised clean agent fire extinguishing system for following buildings
846.00 | Building REPEATER BUILDING | 2.00 | Lumpsum |  | 3800000.00 | 7600000.00 | 2500000.00 | 5000000.00 | 4000000.00 | 8000000.00 | 3000000.00 | 6000000.00 | Not Quoted | Not Quoted | 570000.00 | 1140000.00 | Not Quoted | Not Quoted | 4200000.00 | 8400000.00 | 2855782.96 | 5711565.92 | 1140000.00 | M/s. Megha Engineering and Infrastructures Ltd
847.00 | Miscellaneous Items
848.00 | Miscellaneous
849.00 | Drilling, developing, supplying, installation, erection, testing, commissioning including supply of all materials, equipment, labour etc. for tube well for minimum discharge of 5 Cu.m/hr. with submersible pump including housing pipe, blank pipe, slotted pipe, riser pipe, taper reducer, strainers, ball plug with hook and strainer, MS center guide, housing clamp, CS gate valves, pressure gauges, check valves etc. all complete (Discharge header piping shall be paid separately beyond Gate valve). The minimum 100mm thick gravel packing (Size ranging from 12mm to 5mm) around the pipe shall be provide for housing pipe. The work shall include Carrying out hydrological survey to establish the locations and depth of tube well and hardness test of water for drinking purposes. The size of casing pipe shall be minimum 6 inches. Size of borehole shall be designed by contractor. Size and length of the riser pipe and slotted pipe shall be designed by the contractor. The actual location of tube well and depth of bore well to be decided based on aquifer data & draw down test (depth of tube well shall be sufficient enough to get the sufficient water at mentioned rate of pumping for all seasons). The length of slotted pipe shall be based on aquifer data bore hole log & Pump head shall be worked out by contractor based on the discharge head of 2.5kg/cm2g of pump at grade level at Tube well Location. The work shall be carried out as per EIL specification no. 6-65-0055 and as per direction of Engineer-in-charge. For depth of bore well Up to the 40m. | 1.00 | Lumpsum |  | 156000.00 | 156000.00 | 1050000.00 | 1050000.00 | 600000.00 | 600000.00 | 850000.00 | 850000.00 | Not Quoted | Not Quoted | 460750.00 | 460750.00 | Not Quoted | Not Quoted | 50000.00 | 50000.00 | 1647627.42 | 1647627.42 | 50000.00 | AMPSEPC PVT LTD
850.00 | Tube well assembly including boring, housing piping, slotted & blank piping, MS canter guide, housing clamp, electrical cables etc., excluding Tube Well pump, Motor, strainer, ball plug with hook & Strainer, CS Gate valves, Pressure Gauge, Check valves & other civil works already included in Item no. 01GC.99.01.MB20specified above, complete as per direction of Engineer-in-Charge. Depth of bore hole from 40 M up to & inclusive 60 M | 1.00 | Lumpsum |  | 182000.00 | 182000.00 | 10000.00 | 10000.00 | 390627.00 | 390627.00 | 400000.00 | 400000.00 | Not Quoted | Not Quoted | 570000.00 | 570000.00 | Not Quoted | Not Quoted | 225000.00 | 225000.00 | 290562.53 | 290562.53 | 10000.00 | JSIW INFRASTRUCTURE PRIVATE LIMITED
851.00 | Tube well assembly including boring, housing piping, slotted & blank piping, MS canter guide, housing clamp, electrical cables etc., excluding Tube Well pump, Motor, strainer, ball plug with hook & Strainer, CS Gate valves, Pressure Gauge, Check valves & other civil works already included in Item no. 01GC.99.20.MB01specified above, complete as per direction of Engineer-in-Charge. Depth of bore hole from 60 M up to & inclusive 80 M | 1.00 | Lumpsum |  | 208000.00 | 208000.00 | 10000.00 | 10000.00 | 100217.00 | 100217.00 | 100000.00 | 100000.00 | Not Quoted | Not Quoted | 693500.00 | 693500.00 | Not Quoted | Not Quoted | 275000.00 | 275000.00 | 348675.03 | 348675.03 | 10000.00 | JSIW INFRASTRUCTURE PRIVATE LIMITED
852.00 | Tube well assembly including boring, housing piping, slotted & blank piping, MS canter guide, housing clamp, electrical cables etc., excluding Tube Well pump, Motor, strainer, ball plug with hook & Strainer, CS Gate valves, Pressure Gauge, Check valves & other civil works already included in Item no. 01GC.99.01.MB20specified above, complete as per direction of Engineer-in-Charge. Depth of bore hole from 80 M up to & inclusive 100 M | 1.00 | Lumpsum |  | 221000.00 | 221000.00 | 10000.00 | 10000.00 | 55000.00 | 55000.00 | 50000.00 | 50000.00 | Not Quoted | Not Quoted | 807500.00 | 807500.00 | Not Quoted | Not Quoted | 325000.00 | 325000.00 | 581125.06 | 581125.06 | 10000.00 | JSIW INFRASTRUCTURE PRIVATE LIMITED
853.00 | Tube well assembly including boring, housing piping, slotted & blank piping, MS canter guide, housing clamp, electrical cables etc., excluding Tube Well pump, Motor, strainer, ball plug with hook & Strainer, CS Gate valves, Pressure Gauge, Check valves & other civil works already included in Item no. 01GC.99.01.MB20specified above, complete as per direction of Engineer-in-Charge. Depth of bore hole from 100 M up to & inclusive 120 M | 1.00 | Lumpsum |  | 234000.00 | 234000.00 | 10000.00 | 10000.00 | 55000.00 | 55000.00 | 50000.00 | 50000.00 | Not Quoted | Not Quoted | 921500.00 | 921500.00 | Not Quoted | Not Quoted | 355000.00 | 355000.00 | 697350.07 | 697350.07 | 10000.00 | JSIW INFRASTRUCTURE PRIVATE LIMITED
854.00 | Tube well assembly including boring, housing piping, slotted & blank piping, MS canter guide, housing clamp, electrical cables etc., excluding Tube Well pump, Motor, strainer, ball plug with hook & Strainer, CS Gate valves, Pressure Gauge, Check valves & other civil works already included in Item no. 01GC.99.01.MB20specified above, complete as per direction of Engineer-in-Charge. Depth of bore hole from 120 M up to & inclusive 140 M | 1.00 | Lumpsum |  | 247000.00 | 247000.00 | 10000.00 | 10000.00 | 55000.00 | 55000.00 | 50000.00 | 50000.00 | Not Quoted | Not Quoted | 1140000.00 | 1140000.00 | Not Quoted | Not Quoted | 395000.00 | 395000.00 | 813575.08 | 813575.08 | 10000.00 | JSIW INFRASTRUCTURE PRIVATE LIMITED
855.00 | ARCHITECTURE
856.00 | FLOOR FINISHING
857.00 | Providing and laying average 25mm cement concrete flooring in panels consisting of base course of 1:2:4 grade cement concrete (6mm down size stone aggregate) laid over sub-base of cement concrete and finishing with a layer of floating coat of neat cement slurry @ 2.75kg. of cement per Sq. M. of area including cleaning the sub-base surface, applying neat cement slurry @ 2.75 kg of cement per Sq. M. of area over the sub- base to receive the base course, compacting, tamping, trowelling, finishing, curing, providing, shuttering to the edges etc. all complete. CEMENT SUPPLIED BY THE CONTRACTOR AT THEIR COST .
858.00 | 25mm thk. cement concrete flooring. CEMENT SUPPLIED BY THE CONTRACTOR AT THEIR COST . | 72.00 | m² |  | 845.00 | 60840.00 | 950.00 | 68400.00 | 579.00 | 41688.00 | 600.00 | 43200.00 | Not Quoted | Not Quoted | 1045.00 | 75240.00 | Not Quoted | Not Quoted | 675.00 | 48600.00 | 255.70 | 18410.40 | 18410.40 | KEC Spur Infrastructure Pvt. Ltd.
859.00 | Providing and laying cement concrete granolithic flooring in panels consisting of base course (under layer of 1:2:4 grade cement concrete, 6mm down size stone aggregates) laid over sub-base, wearing top- layer of cement mortar (1 cement: 3 coarse sand by volume) finished smooth by tamping, trowelling, and with a finishing floating coat of neat cement slurry @ 2.75kg. of cement per Sq. M. of area including cleaning the sub-base surface, applying neat cement slurry over the sub- base @ 2.75Kg of cement per Sq. M of area to receive the base course, compacting, tamping, trowelling, finishing, curing, providing, shuttering to the edges etc. all complete.
860.00 | With average 25mm thick under-layer and 15mm thick top layer. CEMENT SUPPLIED BY THE CONTRACTOR AT THEIR COST. | 10.00 | m² |  | 1235.00 | 12350.00 | 1200.00 | 12000.00 | 811.00 | 8110.00 | 850.00 | 8500.00 | Not Quoted | Not Quoted | 1045.00 | 10450.00 | Not Quoted | Not Quoted | 685.00 | 6850.00 | 267.32 | 2673.20 | 2673.20 | KEC Spur Infrastructure Pvt. Ltd.
861.00 | 50mm thick heavy duty flooring
862.00 | Providing and laying average 50mm thick heavy duty flooring in panels consisting of base course of 35mm thick cement concrete (1 cement : 1.5 coarse sand : 3.5 stone aggregates of 10mm to 6mm size by volume) laid over sub-base and 15mm thick finishing layer consisting of cement and integral hardening compound mixed in ratio of 4 cement :1 hardenar (by weight) :2 stone agrgregates of 6mm and down size laid integral with base course and finished smooth including cleaning the sub-base surface, applying neat cement slurry @2.75 Kg of cement per Sq.M of area over sub-base to receive the base course, levelling, tamping, trowelling, finishing, curing, providing shuttering to the edges etc. all complete. CEMENT SUPPLIED BY THE CONTRACTOR AT THEIR COST. | 10.00 | m² |  | 9360.00 | 93600.00 | 1200.00 | 12000.00 | 1089.00 | 10890.00 | 1150.00 | 11500.00 | Not Quoted | Not Quoted | 1568.00 | 15680.00 | Not Quoted | Not Quoted | 925.00 | 9250.00 | 476.52 | 4765.20 | 4765.20 | KEC Spur Infrastructure Pvt. Ltd.
863.00 | Providing and laying 125mm high cement plaster skirting with 1:3 cement mortar (1 cement : 3 coarse sand by volume) finished with a floating coat of neat cement slurry @ 2.75kg. of cement per Sq.M of area including rounding of junctions with floor, preparing the wall surface, making recess in the wall, finishing, curing etc. all complete.
864.00 | 18mm thick. CEMENT SUPPLIED BY THE CONTRACTOR AT THEIR COST. | 100.00 | RM |  | 377.00 | 37700.00 | 400.00 | 40000.00 | 512.00 | 51200.00 | 525.00 | 52500.00 | Not Quoted | Not Quoted | 466.00 | 46600.00 | Not Quoted | Not Quoted | 55.00 | 5500.00 | 87.17 | 8717.00 | 5500.00 | AMPSEPC PVT LTD
865.00 | Panel dividers in flooring/dado
866.00 | P.V.C. panel dividers ( 3mm x 20mm size.) | 130.00 | RM |  | 114.40 | 14872.00 | 300.00 | 39000.00 | 84.00 | 10920.00 | 90.00 | 11700.00 | Not Quoted | Not Quoted | 52.00 | 6760.00 | Not Quoted | Not Quoted | 125.00 | 16250.00 | 290.56 | 37772.80 | 6760.00 | M/s. Megha Engineering and Infrastructures Ltd
867.00 | P.V.C. panel dividers ( 3mm x 35mm size.) | 10.00 | RM |  | 122.20 | 1222.00 | 425.00 | 4250.00 | 148.00 | 1480.00 | 160.00 | 1600.00 | Not Quoted | Not Quoted | 57.00 | 570.00 | Not Quoted | Not Quoted | 172.00 | 1720.00 | 406.79 | 4067.90 | 570.00 | M/s. Megha Engineering and Infrastructures Ltd
868.00 | P.V.C. panel dividers ( 3mm x 40mm size.) | 10.00 | RM |  | 136.50 | 1365.00 | 480.00 | 4800.00 | 176.00 | 1760.00 | 180.00 | 1800.00 | Not Quoted | Not Quoted | 76.00 | 760.00 | Not Quoted | Not Quoted | 185.00 | 1850.00 | 441.66 | 4416.60 | 760.00 | M/s. Megha Engineering and Infrastructures Ltd
869.00 | Providing and laying machine cut chissel dressed kota stone slab of approved shade in floor tread, landing, riser, skirting, dado over and including a bed of cement mortar including preparing the base surface, applying neat cement slurry @ 2.75 Kg of cement per Sq.M of area to receive the mortar, providing neat cement slurry @ 4.4kg. of cement /Sq.M of area over the mortar bed, jointing each slab with neat cement paste/ grouting white cement and pigment ( conforming to IS : 2114, Table-1, matching the shade of slabs), machine cutting of the slab edges square, true & plumb finishing, grinding, polishing, finishing etc. all complete.
870.00 | 25mm thick kota stone slab (with tolerance +_2mm for thickness, +_2mm for length/ breadth) in floor, landing tread over average 15mm thick cement mortar 1:4(1 Cement : 4 coarse sand by volume). CEMENT SUPPLIED BY THE CONTRACTOR AT THEIR COST. | 80.00 | m² |  | 2275.00 | 182000.00 | 1400.00 | 112000.00 | 2486.00 | 198880.00 | 2600.00 | 208000.00 | Not Quoted | Not Quoted | 1615.00 | 129200.00 | Not Quoted | Not Quoted | 1650.00 | 132000.00 | 1627.15 | 130172.00 | 112000.00 | JSIW INFRASTRUCTURE PRIVATE LIMITED
871.00 | 18mm thick kota stone slab in riser, dado, skirting over average12mm thick cement mortar1:3(1 cement:3 coarse sand by volume). CEMENT SUPPLIED BY THE CONTRACTOR AT THEIR COST. | 40.00 | m² |  | 2665.00 | 106600.00 | 1400.00 | 56000.00 | 2053.00 | 82120.00 | 2100.00 | 84000.00 | Not Quoted | Not Quoted | 1387.00 | 55480.00 | Not Quoted | Not Quoted | 1685.00 | 67400.00 | 1510.93 | 60437.20 | 55480.00 | M/s. Megha Engineering and Infrastructures Ltd
872.00 | Extra for providing round nosing by machine cutting of the slab. | 68.00 | RM |  | 780.00 | 53040.00 | 150.00 | 10200.00 | 1431.00 | 97308.00 | 1500.00 | 102000.00 | Not Quoted | Not Quoted | 256.00 | 17408.00 | Not Quoted | Not Quoted | 625.00 | 42500.00 | 581.13 | 39516.84 | 10200.00 | JSIW INFRASTRUCTURE PRIVATE LIMITED
873.00 | Providing and laying tiles in flooring , dado, skirting etc. in approved colour, design and pattern, laid over and including a coating of approved adhesive as per manufacturers specifications, flush pointing of joints of tiles with cement paste/ grouting with white cement and pigment (conforming to IS:2114, Table-1, matching the shade of tiles) finishing, cleaning etc. all complete.
874.00 | Ceramic, matt finished non-slip type tiles of approved make and shade(s) in approved design/ pattern including cleaning the finished surface with oxalic acid, wax polishing etc. for size 300mm x 300mm x 8mm (+5%) thick tiles for flooring. | 30.00 | m² |  | 2535.00 | 76050.00 | 1200.00 | 36000.00 | 1494.00 | 44820.00 | 1600.00 | 48000.00 | Not Quoted | Not Quoted | 1500.00 | 45000.00 | Not Quoted | Not Quoted | 1285.00 | 38550.00 | 1046.03 | 31380.90 | 31380.90 | KEC Spur Infrastructure Pvt. Ltd.
875.00 | Extra over marble/ kota stone flooring/ skirting/ dado items for providing mirror polishing (in place of normal polishing) by grinding machine (suitable for mirror polishing) comprising of multiple grindings up to 6 nos. with carborundum stone (in descending order of hardness of grinding stone), one no. grinding with Italian grinding stone and one no. grinding with foam buffer set and polishing with Teno-oxide granite powder etc. all complete to give a smooth and mirror-like shining surface. | 10.00 | m² |  | 780.00 | 7800.00 | 1400.00 | 14000.00 | 2426.00 | 24260.00 | 2613.00 | 26130.00 | Not Quoted | Not Quoted | 941.00 | 9410.00 | Not Quoted | Not Quoted | 1450.00 | 14500.00 | 232.45 | 2324.50 | 2324.50 | KEC Spur Infrastructure Pvt. Ltd.
876.00 | Providing and laying anti slip (rough)Granite stone slabs, of thickness minimum 25mm, in flooring, landing, tread, ramps over minimum 20mm thick cement mortor1:4 (1 cement :4 course sand by volume) over and including a bed of cement mortar including preparing the base surface, applying neat cement slurry @ 2.75 kg. of cement per sq. mtr. of area to receive the mortar bed, jointing each slab with neat cement paste/ grout with white cement mixed with pigment (conforming to IS:2114, Table-1) to match the colour of the granite stone slabs, finishing etc. all complete.
877.00 | Cement supplied by the Contractor at there cost | 4.00 | m² |  | 3380.00 | 13520.00 | 4500.00 | 18000.00 | 2363.00 | 9452.00 | 2500.00 | 10000.00 | Not Quoted | Not Quoted | 2299.00 | 9196.00 | Not Quoted | Not Quoted | 1750.00 | 7000.00 | 2905.63 | 11622.52 | 7000.00 | AMPSEPC PVT LTD
878.00 | Providing 3 nos. of 3mm grooves at spacing of 30mm in Kota/ Marble/ granite stone laid in stairs¿ treads/ landings all complete as per the direction of Engineer-In-Charge. (Single measurement shall be considered for 3 parallel grooves) | 200.00 | RM |  | 533.00 | 106600.00 | 350.00 | 70000.00 | 232.00 | 46400.00 | 250.00 | 50000.00 | Not Quoted | Not Quoted | 198.00 | 39600.00 | Not Quoted | Not Quoted | 5500.00 | 1100000.00 | 116.23 | 23246.00 | 23246.00 | KEC Spur Infrastructure Pvt. Ltd.
879.00 | WOOD WORK
880.00 | Wooden frames of doors, windows, ventilators Providing and fixing wooden frames of doors, windows, ventilators including cutting, shaping, jointing, applying a coat of bituminous paint on concealed surface, wood primer on exposed surface, fixing in masonry/RCC by means of 300mm x 25mm x 6mm thick M.S. hold fasts screwed to frame @ 600mm max vertically and grouted with M-15 grade concrete in min. 350mm x 100mm x 100mm sized hole made in masonry/96mm long, 12mm dia M.S. dash fastener, painting with two coats of approved shade and make (ICI or equivalent) synthetic enamel paint over approved quality primer coat, finishing etc. all complete.
881.00 | Wooden frames with approved quality local hard wood (Champ, Sisam, Sal etc. conforming to IS : 4021). | .20 | m³ |  | 156000.00 | 31200.00 | 215000.00 | 43000.00 | 174085.00 | 34817.00 | 180000.00 | 36000.00 | Not Quoted | Not Quoted | 19760.00 | 3952.00 | Not Quoted | Not Quoted | 125000.00 | 25000.00 | 60437.01 | 12087.40 | 3952.00 | M/s. Megha Engineering and Infrastructures Ltd
882.00 | 35mm thick block board flush shutter Providing and fixing Factory made, overall 35mm thick block board flush shutter consisting of solid core block board bonded with phenol phormaldehyde synthetic resin conforming to IS : 848 and faced on both faces with commercial type plywood/teakwood veneering/ lamination bonded with phenol formaldehyde synthetic resin conforming to IS : 848, including providing and fixing second class teakwood perimeter beading fixed by means of approved quality neoprene based adhesive and nailing @ 300 mm max.. painting exposed surface with two coats of approved shade and make synthetic enamel paint over approved quality primer coat, providing and fixing 125mm long M.S. butt hinges [for each shutter (vertical spacing not exceeding 600mm)] including fixing with door frame, finishing etc. all conforming to IS : 2202.
883.00 | Door shutter faced with approved quality 1mm thick teakwood veneering conforming to IS : 303, BS : 476, Part-7. | 4.00 | m² |  | 3146.00 | 12584.00 | 3500.00 | 14000.00 | 7021.00 | 28084.00 | 7500.00 | 30000.00 | Not Quoted | Not Quoted | 4655.00 | 18620.00 | Not Quoted | Not Quoted | 125000.00 | 500000.00 | 23012.55 | 92050.20 | 12584.00 | Advance Infrastrurctures Pvt Ltd
884.00 | Door shutter faced with 1mm thick approved quality lamination of approved shade/brand. | 10.00 | m² |  | 3900.00 | 39000.00 | 1800.00 | 18000.00 | 6934.00 | 69340.00 | 7500.00 | 75000.00 | Not Quoted | Not Quoted | 2090.00 | 20900.00 | Not Quoted | Not Quoted | 85000.00 | 850000.00 | 2905.63 | 29056.30 | 18000.00 | JSIW INFRASTRUCTURE PRIVATE LIMITED
885.00 | Providing and fixing overall 35mm thick,panelled door shutter consisting of 100mm wide second class teakwood stiles and top rails and 150 mm wide lock and 200mm wide bottom rails jointed suitably and 12mm thick Teakwood Particle Board infill panels fixed with 12.5mm square moulded teakwood beading fixed by approved quality neoperene based adhesive and nailing @ max. 300mm c/c including painting the stiles, rails and panel board with two coats of approved shade and quality (ICI or equivalent) synthetic enamel paint over and including approved coat of primer, Providing and fixing 11.10mm dia, 150mm long Aluminium butt hinges (max. Vertical spacing not exceeding 600mm) for each shutter, fixing with door frame, all finishing, removing any stain etc. all complete. | 6.00 | m² |  | 5772.00 | 34632.00 | 12500.00 | 75000.00 | 7234.00 | 43404.00 | 7500.00 | 45000.00 | Not Quoted | Not Quoted | 4180.00 | 25080.00 | Not Quoted | Not Quoted | 85000.00 | 510000.00 | 13947.00 | 83682.00 | 25080.00 | M/s. Megha Engineering and Infrastructures Ltd
886.00 | Extra for providing and fixing square or rectangular vision panels in door shutters of 4mm thick plain glass (wt. 7.2kg/Sq.M) and conforming to IS : 2835 with 20mm x 10mm Teakwood beading fixed by approved quality neoprene based rubber adhesive and nailing @ max. 300mm c/c, including all cutting, fixing, providing 2 coats of approved quality Polyurithane transparent coating with stainer mix to achieve the desired shade on the teak wood etc. all complete. (Measurement for payment to be made only for the glazed area of vision panel). | 2.00 | m² |  | 1950.00 | 3900.00 | 4500.00 | 9000.00 | 4984.00 | 9968.00 | 5400.00 | 10800.00 | Not Quoted | Not Quoted | 4180.00 | 8360.00 | Not Quoted | Not Quoted | 45000.00 | 90000.00 | 8135.75 | 16271.50 | 3900.00 | Advance Infrastrurctures Pvt Ltd
887.00 | Providing and fixing in position following items including all necessary fixtures, fittings, finishing etc. all complete.
888.00 | Approved make heavy duty overhead hydraulic door closer with adjustable spanners, metal screws etc. conforming to IS : 3564 | 4.00 | nos |  | 1950.00 | 7800.00 | 5500.00 | 22000.00 | 2527.00 | 10108.00 | 2700.00 | 10800.00 | Not Quoted | Not Quoted | 4180.00 | 16720.00 | Not Quoted | Not Quoted | 2450.00 | 9800.00 | 2208.28 | 8833.12 | 7800.00 | Advance Infrastrurctures Pvt Ltd
889.00 | Approved make Chromium plated metallic (brass body) mortice lock, 6 levers conforming to IS : 2209 (inclusive of pair of handles of pressure die cast zinc alloy,satin finished). | 4.00 | nos |  | 3900.00 | 15600.00 | 1800.00 | 7200.00 | 4344.00 | 17376.00 | 4500.00 | 18000.00 | Not Quoted | Not Quoted | 1881.00 | 7524.00 | Not Quoted | Not Quoted | 1225.00 | 4900.00 | 1019.29 | 4077.16 | 4077.16 | KEC Spur Infrastructure Pvt. Ltd.
890.00 | Approved make heavy duty hydraulically operated, adjustable floor mounted door closer conforming to IS:6315, Double action type. | 4.00 | nos |  | 12350.00 | 49400.00 | 6500.00 | 26000.00 | 14647.00 | 58588.00 | 15000.00 | 60000.00 | Not Quoted | Not Quoted | 7505.00 | 30020.00 | Not Quoted | Not Quoted | 8750.00 | 35000.00 | 2556.95 | 10227.80 | 10227.80 | KEC Spur Infrastructure Pvt. Ltd.
891.00 | Approved make pressure die cast zinc alloy, chromium plated door handle. 150mm long | 4.00 | nos |  | 650.00 | 2600.00 | 900.00 | 3600.00 | 1424.00 | 5696.00 | 1500.00 | 6000.00 | Not Quoted | Not Quoted | 760.00 | 3040.00 | Not Quoted | Not Quoted | 650.00 | 2600.00 | 406.79 | 1627.16 | 1627.16 | KEC Spur Infrastructure Pvt. Ltd.
892.00 | Approved quality 3mm thick plastic kick/push plate fixed with brass screws. | 2.00 | m² |  | 780.00 | 1560.00 | 1600.00 | 3200.00 | 2506.00 | 5012.00 | 2700.00 | 5400.00 | Not Quoted | Not Quoted | 365.75 | 731.50 | Not Quoted | Not Quoted | 11500.00 | 23000.00 | 523.01 | 1046.02 | 731.50 | M/s. Megha Engineering and Infrastructures Ltd
893.00 | Approved quality anodized aluminium aldrop 300mm long, 19.05mm dia in bronze colour. | 4.00 | nos |  | 1560.00 | 6240.00 | 1200.00 | 4800.00 | 2333.00 | 9332.00 | 2500.00 | 10000.00 | Not Quoted | Not Quoted | 365.75 | 1463.00 | Not Quoted | Not Quoted | 650.00 | 2600.00 | 697.35 | 2789.40 | 1463.00 | M/s. Megha Engineering and Infrastructures Ltd
894.00 | Approved quality anodized aluminium tower bolts conforming to IS-204 in Bronze colour, 250 x 10mm. | 4.00 | nos |  | 650.00 | 2600.00 | 900.00 | 3600.00 | 693.00 | 2772.00 | 720.00 | 2880.00 | Not Quoted | Not Quoted | 717.25 | 2869.00 | Not Quoted | Not Quoted | 125.00 | 500.00 | 63.92 | 255.68 | 255.68 | KEC Spur Infrastructure Pvt. Ltd.
895.00 | Approved quality anodized aluminium tower bolts conforming to IS-204 in Bronze colour, 150 x 10mm. | 4.00 | nos |  | 455.00 | 1820.00 | 650.00 | 2600.00 | 528.00 | 2112.00 | 540.00 | 2160.00 | Not Quoted | Not Quoted | 522.50 | 2090.00 | Not Quoted | Not Quoted | 95.00 | 380.00 | 40.68 | 162.72 | 162.72 | KEC Spur Infrastructure Pvt. Ltd.
896.00 | Approved quality zinc alloy pressure die cast, chromium plated spring loaded round door stopper with double heavy duty rubber shoes. | 4.00 | nos |  | 520.00 | 2080.00 | 900.00 | 3600.00 | 1724.00 | 6896.00 | 1800.00 | 7200.00 | Not Quoted | Not Quoted | 365.75 | 1463.00 | Not Quoted | Not Quoted | 650.00 | 2600.00 | 639.24 | 2556.96 | 1463.00 | M/s. Megha Engineering and Infrastructures Ltd
897.00 | Approved quality 75mm long aluminium toilet door latch with vacant/occupied indicator. | 4.00 | nos |  | 2600.00 | 10400.00 | 850.00 | 3400.00 | 516.00 | 2064.00 | 540.00 | 2160.00 | Not Quoted | Not Quoted | 807.50 | 3230.00 | Not Quoted | Not Quoted | 525.00 | 2100.00 | 639.24 | 2556.96 | 2064.00 | Om Yash Projects Limited
898.00 | Approved quality chromium plated brass coat and hat hook fixed with chromium plated brass screws. | 4.00 | nos |  | 390.00 | 1560.00 | 900.00 | 3600.00 | 853.00 | 3412.00 | 900.00 | 3600.00 | Not Quoted | Not Quoted | 2546.00 | 10184.00 | Not Quoted | Not Quoted | 925.00 | 3700.00 | 639.24 | 2556.96 | 1560.00 | Advance Infrastrurctures Pvt Ltd
899.00 | Approved quality cylindrical door lock (Wafer pin Tumbler cylinder system) with knobs. | 4.00 | nos |  | 3900.00 | 15600.00 | 3500.00 | 14000.00 | 2497.00 | 9988.00 | 2700.00 | 10800.00 | Not Quoted | Not Quoted | 2850.00 | 11400.00 | Not Quoted | Not Quoted | 925.00 | 3700.00 | 755.46 | 3021.84 | 3021.84 | KEC Spur Infrastructure Pvt. Ltd.
900.00 | Providing and fixing minimum 12mm thick X 50mm wide teak wood Architrave (moulding) of approved design along frames etc. including lacquer polishing/ painting matching with adjoining wood work. | 24.00 | m |  | 520.00 | 12480.00 | 1050.00 | 25200.00 | 259.00 | 6216.00 | 270.00 | 6480.00 | Not Quoted | Not Quoted | 5225.00 | 125400.00 | Not Quoted | Not Quoted | 1150.00 | 27600.00 | 348.68 | 8368.32 | 6216.00 | Om Yash Projects Limited
901.00 | STEEL/AL./GLAZED/FULLY GLASS/PVC DOORS,WINDOWS & VENTILATORS
902.00 | Steel glazed/ louvered window/ ventilators Supplying, fabricating, and installing steel glazed/ louvered window/ ventilators in accordance with EIL standards consisting of Mild steel sections for frame and shutters including mitred jointing, welding, fixing (with 100mm x 15mm x 6mm MS lugs grouted with M-20 concrete in minimum 150mm x 50mm x 50mm sized hole in masonry/ anchor fasteners (minimum size 6mm dia, 75mm long ) @ 600mm maximum spacing in RCC) , all hardware such as hinges, peg stays, handles, weather bars, striking plates, coupling bars etc., glazing, MS sheet louvers, painting (minimum 2 coats of synthetic enamel paint including & over primer coat & finishing. Reference EIL standards: 7-75-0027, 0028,0029,0031, 0032.
903.00 | M.S. sheet louvered window/ ventilator with sections as per IS : 7452/1038 | 4.00 | m² |  | 6240.00 | 24960.00 | 6500.00 | 26000.00 | 9879.00 | 39516.00 | 10500.00 | 42000.00 | Not Quoted | Not Quoted | 4180.00 | 16720.00 | Not Quoted | Not Quoted | 1150.00 | 4600.00 | 3951.65 | 15806.60 | 4600.00 | AMPSEPC PVT LTD
904.00 | Aluminium work for doors, windows, ventilators and partition Providing and fixing aluminium work for doors, windows, ventilators and partitions with extruded built up standard tubular sections/ appropriate Z sections and other sections of approved make conforming to IS: 733 and IS: 1285, fixing with dash fasteners of required dia and size, including necessary filling up the gaps at junctions, i.e. at top, bottom and sides with required EPDM rubber/ neoprene gasket etc. Aluminium sections shall be smooth, rust free, straight, mitred and jointed mechanically wherever required including cleat angle, Aluminium snap beading for glazing / paneling, C.P. brass / stainless steel screws, all complete as per architectural drawings and the directions of Engineer-in-charge. (Glazing, paneling and dash fasteners to be paid for separately) :
905.00 | For fixed portion of aluminium doors, windows, ventilators and partitions made from Powder coated aluminium (minimum thickness of powder coating 50 micron) | 120.00 | kg |  | 676.00 | 81120.00 | 650.00 | 78000.00 | 526.00 | 63120.00 | 540.00 | 64800.00 | Not Quoted | Not Quoted | 598.00 | 71760.00 | Not Quoted | Not Quoted | 365.00 | 43800.00 | 464.90 | 55788.00 | 43800.00 | AMPSEPC PVT LTD
906.00 | For shutters of doors, windows & ventilators made from Powder coated aluminium (minimum thickness of powder coating 50 micron) including providing and fixing hinges/ pivots and making provision for fixing of fittings wherever required including the cost of EPDM rubber / neoprene gasket required (Fittings shall be paid for separately) | 150.00 | kg |  | 728.00 | 109200.00 | 650.00 | 97500.00 | 616.00 | 92400.00 | 630.00 | 94500.00 | Not Quoted | Not Quoted | 598.00 | 89700.00 | Not Quoted | Not Quoted | 445.00 | 66750.00 | 464.90 | 69735.00 | 66750.00 | AMPSEPC PVT LTD
907.00 | Providing and fixing 12 mm thick pre-laminated particle board flat pressed three layer or graded wood particle board conforming to IS: 12823 Grade l Type lI, with decorative lamination on both sides, in panelling fixed in aluminum doors, windows shutters and partition frames with C.P. brass / stainless steel screws etc. complete as per architectural drawings and directions of engineer-in-charge. | 4.00 | m² |  | 1508.00 | 6032.00 | 9500.00 | 38000.00 | 4804.00 | 19216.00 | 5000.00 | 20000.00 | Not Quoted | Not Quoted | 1852.00 | 7408.00 | Not Quoted | Not Quoted | 1150.00 | 4600.00 | 348.68 | 1394.72 | 1394.72 | KEC Spur Infrastructure Pvt. Ltd.
908.00 | Providing and fixing double action hydraulic floor spring of approved brand and manufacture conforming to IS : 6315, having brand logo embossed on the body / plate with double spring mechanism and door weight upto 125 kg, for doors, including cost of cutting floors, embedding in floors as required and making good the same matching to the existing floor finishing and stainless steel cover plate of minimum thickness 1.25 mm with brass pivot and single piece M.S. sheet outer box with slide plate etc. complete as per the direction of Engineer-in-charge. | 4.00 | each |  | 7800.00 | 31200.00 | 6500.00 | 26000.00 | 10655.00 | 42620.00 | 11000.00 | 44000.00 | Not Quoted | Not Quoted | 3657.00 | 14628.00 | Not Quoted | Not Quoted | 18500.00 | 74000.00 | 65086.01 | 260344.04 | 14628.00 | M/s. Megha Engineering and Infrastructures Ltd
909.00 | Filling gaps of size upto 5mm depth and 5 mm width in between aluminium frame & adjacent RCC/ Brick/ Stone work by providing weather silicon sealant over backer rod of approved quality as per architectural drawings and direction of Engineer-in-charge complete | 100.00 | m |  | 260.00 | 26000.00 | 300.00 | 30000.00 | 347.00 | 34700.00 | 360.00 | 36000.00 | Not Quoted | Not Quoted | 2755.00 | 275500.00 | Not Quoted | Not Quoted | 450.00 | 45000.00 | 348.68 | 34868.00 | 26000.00 | Advance Infrastrurctures Pvt Ltd
910.00 | Providing and fixing 100mm brass locks (best make of approved quality) for aluminium doors including necessary cutting and making good etc. complete. | 4.00 | each |  | 1950.00 | 7800.00 | 1800.00 | 7200.00 | 2338.00 | 9352.00 | 2500.00 | 10000.00 | Not Quoted | Not Quoted | 1729.00 | 6916.00 | Not Quoted | Not Quoted | 575.00 | 2300.00 | 2789.40 | 11157.60 | 2300.00 | AMPSEPC PVT LTD
911.00 | Providing and fixing Powder coated minimum thickness 50 micron aluminium round shape handle of outer dia 100 mm with SS screws etc. complete as per direction of Engineer in-charge | 4.00 | each |  | 1235.00 | 4940.00 | 1200.00 | 4800.00 | 3519.00 | 14076.00 | 3600.00 | 14400.00 | Not Quoted | Not Quoted | 1824.00 | 7296.00 | Not Quoted | Not Quoted | 288.00 | 1152.00 | 5230.13 | 20920.52 | 1152.00 | AMPSEPC PVT LTD
912.00 | Providing and fixing 100 mm long aluminium handles, ISI marked, anodised (anodic coating not less than grade AC 10 as per IS : 1868) transparent or dyed to required colour or shade, with necessary screws etc. complete | 32.00 | nos |  | 845.00 | 27040.00 | 1450.00 | 46400.00 | 847.00 | 27104.00 | 900.00 | 28800.00 | Not Quoted | Not Quoted | 1824.00 | 58368.00 | Not Quoted | Not Quoted | 650.00 | 20800.00 | 871.69 | 27894.08 | 20800.00 | AMPSEPC PVT LTD
913.00 | Providing and fixing aluminium tower bolts of size 100mm x 10mm , ISI marked, anodised (anodic coating not less than grade AC 10 as per IS : 1868 ) transparent or dyed to required colour or shade, with necessary screws etc. complete | 20.00 | nos |  | 325.00 | 6500.00 | 900.00 | 18000.00 | 339.00 | 6780.00 | 360.00 | 7200.00 | Not Quoted | Not Quoted | 251.00 | 5020.00 | Not Quoted | Not Quoted | 525.00 | 10500.00 | 58.11 | 1162.20 | 1162.20 | KEC Spur Infrastructure Pvt. Ltd.
914.00 | Providing and fixing toughened glass panes of 6.0 mm thickness in aluminium door, window, ventilator shutters and partitions etc. with EPDM rubber/ neoprene gasket etc. complete as per the architectural drawings and the directions of engineer-in-charge. (Cost of aluminium snap beading shall be paid in basic item) | 50.00 | m² |  | 3250.00 | 162500.00 | 5500.00 | 275000.00 | 1704.00 | 85200.00 | 1800.00 | 90000.00 | Not Quoted | Not Quoted | 408.00 | 20400.00 | Not Quoted | Not Quoted | 2050.00 | 102500.00 | 2905.63 | 145281.50 | 20400.00 | M/s. Megha Engineering and Infrastructures Ltd
915.00 | P/F pressed steel door and window frames Providing and fixing pressed steel door and window frames of size (assorted size out of) Overall 125mm x 60mm section, of required profile conforming to IS: 4351, made of 16 SWG pressed steel including/ consisting of: i)3 mm thick MS flat spacers welded to frame @ 500mm c/c and at holdfast locations. ii)Filling the hollow frame section with concrete. iii)MS angle (20mmx20mmx3mm) horizontal tie member below floor finish. iv)MS holdfasts (200mmx25mmx6mm) welded to spacers. v)Fixing to masonry (by grouting the holdfasts with M-15 grade concrete in minimum 250mm x 100mm x 100mm sized hole)/ fixing to RCC (by minimum 100mm long, 12 mm dia metallic counter sunk anchor fasteners) vi)MS pad plates (40mm x 150mm x 3mm) & GI mortar guard welded to frame at hinge and other hardware locations. vii)Metering of joints between horizontal and vertical members, grinding and smoothening of welding, cleaning of frame surface, finishing (synthetic enamel painting/ electrostatic powder coating/ polyurethane (PU) coating), making true alignments and surfaces etc. all complete. Notes: 1)Reference shall be made to EIL standard nos. 7-75- 0070, 7-75-0071 2)Cumulative length of all horizontal and vertical frame members shall be measured for payment.
916.00 | Frames painted with Electrostatic Powder coating. | 24.00 | m |  | 689.00 | 16536.00 | 2500.00 | 60000.00 | 2909.00 | 69816.00 | 3000.00 | 72000.00 | Not Quoted | Not Quoted | 5700.00 | 136800.00 | Not Quoted | Not Quoted | 850.00 | 20400.00 | 697.35 | 16736.40 | 16536.00 | Advance Infrastrurctures Pvt Ltd
917.00 | Extra for box type transoms & mullions | 4.00 | m |  | 676.00 | 2704.00 | 2500.00 | 10000.00 | 2559.00 | 10236.00 | 2700.00 | 10800.00 | Not Quoted | Not Quoted | 3468.00 | 13872.00 | Not Quoted | Not Quoted | 750.00 | 3000.00 | 1046.03 | 4184.12 | 2704.00 | Advance Infrastrurctures Pvt Ltd
918.00 | PLASTERING & POINTING
919.00 | Providing plain cement plaster in cement mortar (1 cement:4/6 fine sand by volume) on masonry, PCC/ RCC including preperation of base, finishing, curing etc; also including providing 20 gauge chicken wire mesh stretched tight at all RCC/ PCC and masonry meeting points in 300mm wide strips (150mm on on each surface) fixed with G.I. "U" type nails before plastering.
920.00 | Ordinary plain cement plaster Average 18mm thick 1:6 (1 cement : 6 sand). Cement supplied by the Contractor at their cost. | 40.00 | m² |  | 715.00 | 28600.00 | 550.00 | 22000.00 | 313.00 | 12520.00 | 320.00 | 12800.00 | Not Quoted | Not Quoted | 522.00 | 20880.00 | Not Quoted | Not Quoted | 345.00 | 13800.00 | 441.66 | 17666.40 | 12520.00 | Om Yash Projects Limited
921.00 | Ordinary plain cement plaster Average 15mm thick 1:4 (1 cement : 4 sand). Cement supplied by the Contractor at their cost. | 90.00 | m² |  | 624.00 | 56160.00 | 450.00 | 40500.00 | 391.00 | 35190.00 | 400.00 | 36000.00 | Not Quoted | Not Quoted | 494.00 | 44460.00 | Not Quoted | Not Quoted | 280.00 | 25200.00 | 348.68 | 31381.20 | 25200.00 | AMPSEPC PVT LTD
922.00 | Ordinary plain cement plaster Average 12mm thick 1:4 (1 cement : 4 sand). Cement supplied by the Contractor at their cost. | 350.00 | m² |  | 533.00 | 186550.00 | 400.00 | 140000.00 | 328.00 | 114800.00 | 350.00 | 122500.00 | Not Quoted | Not Quoted | 465.00 | 162750.00 | Not Quoted | Not Quoted | 235.00 | 82250.00 | 337.05 | 117967.50 | 82250.00 | AMPSEPC PVT LTD
923.00 | Ordinary plain cement plaster Average 6 mm thick 1:4 (1 cement : 4 sand). Cement supplied by the Contractor at their cost. | 130.00 | m² |  | 455.00 | 59150.00 | 390.00 | 50700.00 | 251.00 | 32630.00 | 270.00 | 35100.00 | Not Quoted | Not Quoted | 399.00 | 51870.00 | Not Quoted | Not Quoted | 135.00 | 17550.00 | 267.32 | 34751.60 | 17550.00 | AMPSEPC PVT LTD
924.00 | Plain cement plaster with waterproofing compound conforming to IS-2645 (CICO/ approved equivalent) mixed to cement mortar @ 3% by weight, Average 18mm thick 1:6 (1 cement : 6 sand) Cement supplied by the Contractor at their cost. | 1675.00 | m² |  | 663.00 | 1110525.00 | 500.00 | 837500.00 | 433.00 | 725275.00 | 450.00 | 753750.00 | Not Quoted | Not Quoted | 750.00 | 1256250.00 | Not Quoted | Not Quoted | 350.00 | 586250.00 | 406.79 | 681373.25 | 586250.00 | AMPSEPC PVT LTD
925.00 | Plain cement plaster with waterproofing compound conforming to IS-2645 (CICO/ approved equivalent) mixed to cement mortar @ 3% by weight, Average 12mm thick 1:4 (1 cement : 4 sand) Cement supplied by the Contractor at their cost. | 890.00 | m² |  | 585.00 | 520650.00 | 450.00 | 400500.00 | 346.00 | 307940.00 | 370.00 | 329300.00 | Not Quoted | Not Quoted | 630.00 | 560700.00 | Not Quoted | Not Quoted | 285.00 | 253650.00 | 319.62 | 284461.80 | 253650.00 | AMPSEPC PVT LTD
926.00 | Plain cement plaster with waterproofing compound conforming to IS-2645 (CICO/ approved equivalent) mixed to cement mortar @ 3% by weight. Average 6mm thick 1:4 (1 cement : 4 sand) Average 6mm thick 1:4 (1 cement : 4 sand). Cement supplied by the Contractor at their cost. | 185.00 | m² |  | 520.00 | 96200.00 | 450.00 | 83250.00 | 271.00 | 50135.00 | 290.00 | 53650.00 | Not Quoted | Not Quoted | 631.00 | 116735.00 | Not Quoted | Not Quoted | 135.00 | 24975.00 | 278.94 | 51603.90 | 24975.00 | AMPSEPC PVT LTD
927.00 | Providing average 20mm thick sand face plaster of uniforms texture in two layers consisting of average 13mm thick cement plaster under layer (1 cement : 4 coarse sand by volume) and average 7mm thick top layer of cement plaster (1 cement : 2 coarse sand by volume, sand granules of 2mm to 4mm)including preparation of base surface, sponge finishing, curing etc. all complete.
928.00 | Cement supplied by the Contractor at their cost. | 30.00 | m² |  | 507.00 | 15210.00 | 600.00 | 18000.00 | 702.00 | 21060.00 | 750.00 | 22500.00 | Not Quoted | Not Quoted | 713.00 | 21390.00 | Not Quoted | Not Quoted | 325.00 | 9750.00 | 523.01 | 15690.30 | 9750.00 | AMPSEPC PVT LTD
929.00 | Providing 20mm x 10mm Grooves in plastering in perfect straight line, plumb and uniform size throughout including finishing etc. all complete. | 180.00 | RM |  | 910.00 | 163800.00 | 120.00 | 21600.00 | 29.00 | 5220.00 | 30.00 | 5400.00 | Not Quoted | Not Quoted | 35.00 | 6300.00 | Not Quoted | Not Quoted | 285.00 | 51300.00 | 58.11 | 10459.80 | 5220.00 | Om Yash Projects Limited
930.00 | Providing a floating coat of neat cement @2.75Kg per Sq.M of area over plaster including preparation of surface,finishing,curing etc. all complete.
931.00 | Cement supplied by the Contractor at their cost.. | 12.00 | m² |  | 260.00 | 3120.00 | 140.00 | 1680.00 | 253.00 | 3036.00 | 261.00 | 3132.00 | Not Quoted | Not Quoted | 138.00 | 1656.00 | Not Quoted | Not Quoted | 275.00 | 3300.00 | 92.98 | 1115.76 | 1115.76 | KEC Spur Infrastructure Pvt. Ltd.
932.00 | ROOFING TREATMENT
933.00 | PCC 1:2:4 over concrete surfaces Providing and laying cement concrete (1 cement : 2 coarse sand : 4 aggregate) over concrete surfaces, laid to slope at all heights including, finishing, curing, tamping etc. all
934.00 | Cement supplied by the Contractor at their cost. | 16.00 | m³ |  | 7800.00 | 124800.00 | 6000.00 | 96000.00 | 6506.00 | 104096.00 | 6800.00 | 108800.00 | Not Quoted | Not Quoted | 8360.00 | 133760.00 | Not Quoted | Not Quoted | 5685.00 | 90960.00 | 6508.60 | 104137.60 | 90960.00 | AMPSEPC PVT LTD
935.00 | P/L A.P.P. modified reinforced bituminous memb. waterproofing Providing and laying 4mm thick A.P.P (atactic polypropelene) modified reinforced bituminous waterproofing membrane over terrace and parapet including cleaning and preperation of the surface consisting of making good all the cracks and damages, filling potholes/ depressions, removing weak foam concrete/ plaster and refilling with same wherever required thus preparing smooth surface of the terrace; providing and applying one coat of cold applied bitumen based primer @ 0.2 to 0.4 litre per sq. mtr.; laying the membrane by torch welding over primer, providing 100mm overlaps and appropriately pressing the membrane to remove any entrapped air, including fixing on parapet after providing 10mm x 20mm continuous groove in parapet for terminating the membrane and filling the groove with polyurethane sealant and continuing this treatment at rain water outlet points; providing finishing protective layer of 35 mm thk. P.C.C. (1:2:4) in panels of maximum size 1200mm x 1200mm chequered finish with 24 SWG chicken wiremesh interposed in between finished smooth with joints between panels sealed with suitable polyurethane sealant; providing fillets of 75 mm radius with P.C.C. (1:2:4) at junctions of horizontal and vertical surfaces finished smooth; providing 450mm x 450mm khuras (rain water collecting pits) in 1:2:4 cement concrete at all outlets, levelled down by min. 25mm, finishing, curing etc. all complete as per approved manufacturer's standard specifications and recommendations.
936.00 | Cement supplied by the contractor at their cost | 140.00 | m² |  | 7800.00 | 1092000.00 | 1200.00 | 168000.00 | 345.00 | 48300.00 | 360.00 | 50400.00 | Not Quoted | Not Quoted | 1729.00 | 242060.00 | Not Quoted | Not Quoted | 978.00 | 136920.00 | 348.68 | 48815.20 | 48300.00 | Om Yash Projects Limited
937.00 | WHITEWASHING, PAINTING & POLISHING
938.00 | Providing and applying two or more coats (to give a smooth and even shade) of premium plastic emulsion paint conforming to IS:5411 of approved make and shade including cleaning and preparation of surface consisting of application of Plaster of Paris punning over entire surface, filling all holes and depressions with plaster of Paris, applying a coat of cement primer, two or more coats of oil based putty (as per manufacturer's recommendations to give a paste like putty), sandpapering etc. all complete. | 580.00 | m² |  | 208.00 | 120640.00 | 300.00 | 174000.00 | 252.00 | 146160.00 | 270.00 | 156600.00 | Not Quoted | Not Quoted | 522.00 | 302760.00 | Not Quoted | Not Quoted | 205.00 | 118900.00 | 92.98 | 53928.40 | 53928.40 | KEC Spur Infrastructure Pvt. Ltd.
939.00 | Providing and applying two coats of synthetic enamel paint of approved make and shade to give an even shade including cleaning and preparation of surfaces, providing 2 coats of primer, stopping and filling etc. complete. | 6.00 | m² |  | 214.50 | 1287.00 | 300.00 | 1800.00 | 257.00 | 1542.00 | 270.00 | 1620.00 | Not Quoted | Not Quoted | 522.00 | 3132.00 | Not Quoted | Not Quoted | 185.00 | 1110.00 | 116.23 | 697.38 | 697.38 | KEC Spur Infrastructure Pvt. Ltd.
940.00 | Providing and applying min 2 mm thick white cement and polymer based wall putty (JK Wall care/ Birla Putty/ SARA or approved equivalent) over plastered surfaces (masonry wall/ RCC) and smoothening the surface with sand paper etc., preparation of surface etc. all complete as per the approved manufacturer's recommendations and directions of Engineer-in-charge. | 10.00 | m² |  | 390.00 | 3900.00 | 110.00 | 1100.00 | 68.00 | 680.00 | 72.00 | 720.00 | Not Quoted | Not Quoted | 251.00 | 2510.00 | Not Quoted | Not Quoted | 385.00 | 3850.00 | 174.34 | 1743.40 | 680.00 | Om Yash Projects Limited
941.00 | Providing and applying/ finishing the walls/ RCC surfaces with Premium Acrylic smooth exterior paint with silicon additives with low VOC (Volatile Organic Compound) content (Snowcryl-XT of 'Snowcem India Ltd. or approved equivalent) of required shades on new work applied in two or more coats at the rate of 1.43 ltr/ 10 sq.m over and including base coat of waterproof cement paint (of Snowcem Plus or approved equivalent) including cleaning, preparation of surfaces, curing etc. all complete. | 23418.00 | m² |  | 481.00 | 11264058.00 | 100.00 | 2341800.00 | 150.00 | 3512700.00 | 160.00 | 3746880.00 | Not Quoted | Not Quoted | 337.00 | 7891866.00 | Not Quoted | Not Quoted | 145.00 | 3395610.00 | 247.43 | 5794315.74 | 2341800.00 | JSIW INFRASTRUCTURE PRIVATE LIMITED
942.00 | ROOFING
943.00 | Providing and fixing rain water pipes with M.S. holder clamps including fixing/embedding into masonry/concrete, providing connections like shoes, vents, specials, bends etc. fixing in perfect plumb etc. all complete.
944.00 | 160mm dia O.D. Size. exposed PVC rain water pipe jointed with bonding solution of approved quality and make with pressure rating of 4kg/cm2 including clamps, connections etc. all as per approved manufacturer's details. | 12.00 | RM |  | 2860.00 | 34320.00 | 950.00 | 11400.00 | 664.00 | 7968.00 | 720.00 | 8640.00 | Not Quoted | Not Quoted | 1140.00 | 13680.00 | Not Quoted | Not Quoted | 555.00 | 6660.00 | 348.68 | 4184.16 | 4184.16 | KEC Spur Infrastructure Pvt. Ltd.
945.00 | 160mm dia O.D. Size. embedded PVC rain water pipe jointed with bonding solution of approved quality and make with pressure rating of 4kg/cm2 including clamps, connections etc. all as per approved manufacturer's details | 12.00 | RM |  | 2860.00 | 34320.00 | 950.00 | 11400.00 | 683.00 | 8196.00 | 720.00 | 8640.00 | Not Quoted | Not Quoted | 1140.00 | 13680.00 | Not Quoted | Not Quoted | 555.00 | 6660.00 | 348.68 | 4184.16 | 4184.16 | KEC Spur Infrastructure Pvt. Ltd.
946.00 | SANITARY FITTINGS & FIXTURES
947.00 | Providing and fixing white glazed Earthenware Orissa pan type water closet with integral footrest of 550mmx440mm size conforming to IS : 2556, Part - III including glazed earthenware flushing cistern supported on MS brackets conforming to IS:774 of 10 litre capacity with CP brass handles,32mm dia telescopic flush pipe with fittings & clamps,15 mm dia overflow pipe with mosquitoproof net,15mm dia PVC connection pipe 450mm long,painting of all exposed metalic surfaces with 2 coats of approved shade and quality synthetic enamel paint (ICI or approved equivalent) over a priming coat of approved qualityred oxide zinc chromate, cutting walls, floors and making good of same,finishing, soldered joints, making inlet/ outlet connections,providing min. 150mm thick sand cushion, finishing etc. all complete. | 2.00 | nos |  | 12350.00 | 24700.00 | 8500.00 | 17000.00 | 13790.00 | 27580.00 | 14400.00 | 28800.00 | Not Quoted | Not Quoted | 6318.00 | 12636.00 | Not Quoted | Not Quoted | 6500.00 | 13000.00 | 2324.50 | 4649.00 | 4649.00 | KEC Spur Infrastructure Pvt. Ltd.
948.00 | Providing and fixing white glazed Earthen ware double trap, syphonic pattern wash down water closet conforming to IS : 2556 Part II including white plastic solid seat and cover conforming to IS : 2548, CP brass hinges and rubber buffers,10 litres capacity glazed Earthenware low level cistern conforming to IS:774 with internal overflow system & fittings,CP brass 40mm dia flush pipe,15 mm dia ,450mm long PVC connection pipe,ball valve, painting of all exposed matalic surfaces with 2 coats of approved shade and quality synthetic enamel paint (ICI or approved equivalent) over a priming coat of approved quality red oxide zinc chromate, cutting walls, floors and making good of same, making inlet and outlet connections, finishing etc. all complete. | 2.00 | nos |  | 11180.00 | 22360.00 | 19000.00 | 38000.00 | 17419.00 | 34838.00 | 18000.00 | 36000.00 | Not Quoted | Not Quoted | 12065.00 | 24130.00 | Not Quoted | Not Quoted | 8500.00 | 17000.00 | 4067.88 | 8135.76 | 8135.76 | KEC Spur Infrastructure Pvt. Ltd.
949.00 | Providing and fixing white glazed ceramic, flat back half stall type Urinals of 610mm x 400mm x 380mm size conforming to IS:2556 Part-VI including automatic glazed Earthenware cistern for every one 15mm dia CP brass cistern outlet 750mm long,32mm dia GI waste pipe with brass union,CP brass bottle trap,CP brass spreader,tee,distribution pipe etc.,MS brackets for cistern, painting of all exposed mettalic surface with 2 coats of approved shade and quality synthetic enamel paint (ICI or approved equivalent) over a priming coat of approved quality red oxide zinc chromate, making inlet and outlet connections, fixing with C.P. brass screws, finishing etc. all complete.
950.00 | One urinal.(with 5 litre capacity cistern) | 2.00 | nos |  | 19500.00 | 39000.00 | 14000.00 | 28000.00 | 9560.00 | 19120.00 | 9900.00 | 19800.00 | Not Quoted | Not Quoted | 7505.00 | 15010.00 | Not Quoted | Not Quoted | 12500.00 | 25000.00 | 6392.38 | 12784.76 | 12784.76 | KEC Spur Infrastructure Pvt. Ltd.
951.00 | Marble Partition
952.00 | Providing and fixing minimum 17mm thick, marble partitions (approved quality & shade) with round edges for urinals including cutting walls, inserting (upto 100mm depth) and fixing the slab with Cement Mortar (1 cement : 3 coarse sand by volume). fixing with M.S. channels at bottom, suitably embedded in wall with grouting, painting all exposed metallic surfaces with 2 coats of approved shade and quality synthetic enamel paint (ICI or approved equivalent) over an approved quality priming of red oxide zinc chromate, making good of all damaged work,finishing etc. all complete. | 2.00 | m² |  | 3900.00 | 7800.00 | 5500.00 | 11000.00 | 3323.00 | 6646.00 | 3600.00 | 7200.00 | Not Quoted | Not Quoted | 2755.00 | 5510.00 | Not Quoted | Not Quoted | 9800.00 | 19600.00 | 1278.48 | 2556.96 | 2556.96 | KEC Spur Infrastructure Pvt. Ltd.
953.00 | Providing and fixing glazed Earthenware Hand Wash Basin with antisplash rims on 3 sides, of 550mm x 400mm size conforming to IS : 2556 Part-IV, including approved M.S./C.I. brackets conforming to IS : 775, one 15mm dia CP brass pillar cock, rubber plug with CP brass chain,32mm CP Waste fitting of standard pattern pipe with 32mm dia GI pipe, C.P. brass bottle trap, cutting walls, floors and making good the same, painting all exposed metallic surfaces with 2 coats of approved shade and quality synthetic enamel paint (ICI or approved equivalent) over an approved quality priming coat of red oxide zinc chromate making all connections, finishing etc. all complete.
954.00 | Providing Handwash basin of white glazed earthen-ware. | 2.00 | nos |  | 3380.00 | 6760.00 | 11500.00 | 23000.00 | 8751.00 | 17502.00 | 9000.00 | 18000.00 | Not Quoted | Not Quoted | 6318.00 | 12636.00 | Not Quoted | Not Quoted | 6200.00 | 12400.00 | 4067.88 | 8135.76 | 6760.00 | Advance Infrastrurctures Pvt Ltd
955.00 | Glass Shelf
956.00 | Providing and fixing 600mm x 120mm x 4mm thick Glass shelf of approved quality with CP brass bracket and guard rails including fixing to wall with wooden cleats and CP brass screws, cutting walls and making good the same, finishing etc.all complete. | 4.00 | nos |  | 1469.00 | 5876.00 | 6500.00 | 26000.00 | 3455.00 | 13820.00 | 3600.00 | 14400.00 | Not Quoted | Not Quoted | 2299.00 | 9196.00 | Not Quoted | Not Quoted | 1775.00 | 7100.00 | 581.13 | 2324.52 | 2324.52 | KEC Spur Infrastructure Pvt. Ltd.
957.00 | Towel Rail
958.00 | Providing and fixing approved quality chromium plated brass towel rail of 20mm dia, 600mm length and 1.25mm thickness including fixing to wall with wooden cleats and CP brass screws, cutting walls and making good the same, finishing etc. all complete. | 4.00 | nos |  | 3510.00 | 14040.00 | 1200.00 | 4800.00 | 1663.00 | 6652.00 | 1800.00 | 7200.00 | Not Quoted | Not Quoted | 1729.00 | 6916.00 | Not Quoted | Not Quoted | 1250.00 | 5000.00 | 1104.14 | 4416.56 | 4416.56 | KEC Spur Infrastructure Pvt. Ltd.
959.00 | Soap Container
960.00 | Providing and fixing approved quality chromium plated liquid soap container including fixing to wall with wooden cleats and CP brass screws, cutting walls and making good the same,finishing etc. all complete. | 4.00 | nos |  | 767.00 | 3068.00 | 1800.00 | 7200.00 | 1111.00 | 4444.00 | 1200.00 | 4800.00 | Not Quoted | Not Quoted | 466.00 | 1864.00 | Not Quoted | Not Quoted | 1650.00 | 6600.00 | 1046.03 | 4184.12 | 1864.00 | M/s. Megha Engineering and Infrastructures Ltd
961.00 | Providing and fixing Heavy grade Bib cocks/ stop cocks of spring loaded self closing type conforming to IS : 781 including making connections, cutting walls and making good the same etc. all complete.
962.00 | 15mm dia CP Brass stop cock. | 8.00 | nos |  | 767.00 | 6136.00 | 2600.00 | 20800.00 | 1738.00 | 13904.00 | 1800.00 | 14400.00 | Not Quoted | Not Quoted | 922.00 | 7376.00 | Not Quoted | Not Quoted | 1150.00 | 9200.00 | 1162.25 | 9298.00 | 6136.00 | Advance Infrastrurctures Pvt Ltd
963.00 | 15mm dia CP Brass bib cock. | 8.00 | nos |  | 1235.00 | 9880.00 | 2400.00 | 19200.00 | 1677.00 | 13416.00 | 1800.00 | 14400.00 | Not Quoted | Not Quoted | 1378.00 | 11024.00 | Not Quoted | Not Quoted | 1150.00 | 9200.00 | 1743.38 | 13947.04 | 9200.00 | AMPSEPC PVT LTD
964.00 | Glazed Half round Channel
965.00 | Providing and fixing white glazed half round channel of 100mm dia in slope with white cement slurry, finishing etc.all complete. | 4.00 | RM |  | 650.00 | 2600.00 | 6000.00 | 24000.00 | 870.00 | 3480.00 | 900.00 | 3600.00 | Not Quoted | Not Quoted | 1948.00 | 7792.00 | Not Quoted | Not Quoted | 1650.00 | 6600.00 | 1046.03 | 4184.12 | 2600.00 | Advance Infrastrurctures Pvt Ltd
966.00 | Providing and fixing CP brass shower rose conforming to IS-2064:
967.00 | 100mm dia shower rose. | 4.00 | nos |  | 4550.00 | 18200.00 | 3200.00 | 12800.00 | 3481.00 | 13924.00 | 3600.00 | 14400.00 | Not Quoted | Not Quoted | 1948.00 | 7792.00 | Not Quoted | Not Quoted | 1725.00 | 6900.00 | 2324.50 | 9298.00 | 6900.00 | AMPSEPC PVT LTD
968.00 | Toilet Paper Holder
969.00 | Providing and fixing CP Brass Toilet paper holder of approved make with CP brass brackets including fixing to wall with wooden cleats, CP brass screws,cutting walls and making good the same, finishing etc. all complete. | 4.00 | nos |  | 1950.00 | 7800.00 | 1400.00 | 5600.00 | 851.00 | 3404.00 | 900.00 | 3600.00 | Not Quoted | Not Quoted | 694.00 | 2776.00 | Not Quoted | Not Quoted | 750.00 | 3000.00 | 1046.03 | 4184.12 | 2776.00 | M/s. Megha Engineering and Infrastructures Ltd
970.00 | Stainless steel Kitchen/ Laboratory sink
971.00 | Providing and fixing stainless steel Kitchen/ Laboratory sink of approx. Size 610mm x 450mm x 200mm made of min. 1mm thick stainless steel sheet of `Salem Steel' or equivalent supported on and including M.S. brackets conforming to IS: 775; one 15mm dia C.P brass long body bib cock (if fixed to wall) or swivel type pillar cock (if fixed to counter), 15mm dia PVC/ G.I. connections to floor trap with unions etc.; painting all exposed metallic surfaces with min. 2 coats of synthetic enamel paint of approved make and shade over acoat of red oxide zinc chromate primer; cutting floor, walls, counter etc. and making good the same, making all connections, finishing etc. all complete. | 4.00 | nos |  | 6500.00 | 26000.00 | 14000.00 | 56000.00 | 10251.00 | 41004.00 | 10800.00 | 43200.00 | Not Quoted | Not Quoted | 4845.00 | 19380.00 | Not Quoted | Not Quoted | 17250.00 | 69000.00 | 6973.50 | 27894.00 | 19380.00 | M/s. Megha Engineering and Infrastructures Ltd
972.00 | 17mm thick polished granite stone partitions
973.00 | Providing and fixing minimum 17mm thick polished granite stone partitions (in approved quality, shade and design/ shape) with round edges for urinals including cutting walls, inserting (up to 100mm depth) and fixing the slab with Cement Mortar (1 cement : 3 coarse sand by volume), making good of all damaged work, finishing etc. all complete | 2.00 | m² |  | 390.00 | 780.00 | 4500.00 | 9000.00 | 4200.00 | 8400.00 | 4500.00 | 9000.00 | Not Quoted | Not Quoted | 2850.00 | 5700.00 | Not Quoted | Not Quoted | 1725.00 | 3450.00 | 4067.88 | 8135.76 | 780.00 | Advance Infrastrurctures Pvt Ltd
974.00 | round edged mirror of 6mm thick
975.00 | Providing and fixing round edged mirror of 6mm thick float glass with 6mm thick waterproof marine ply backing and rounded/ beveled edging, fixed on wall with wooden cleats and CP brass screws including cutting walls/ tiles, making good the same, finishing etc. all complete. | 2.00 | m² |  | 6760.00 | 13520.00 | 5500.00 | 11000.00 | 3379.00 | 6758.00 | 3600.00 | 7200.00 | Not Quoted | Not Quoted | 922.00 | 1844.00 | Not Quoted | Not Quoted | 1380.00 | 2760.00 | 6392.38 | 12784.76 | 1844.00 | M/s. Megha Engineering and Infrastructures Ltd
976.00 | CP Brass hand shower
977.00 | Providing and fixing CP Brass hand shower (health Faucet, of Jaquar or approved equivalent ) with 8 mm Dia, 1 metre long PVC Tube and Wall hook in approved colour and finish with all necessary fittings etc. all complete. | 2.00 | nos |  | 8970.00 | 17940.00 | 2200.00 | 4400.00 | 5259.00 | 10518.00 | 5400.00 | 10800.00 | Not Quoted | Not Quoted | 637.00 | 1274.00 | Not Quoted | Not Quoted | 1550.00 | 3100.00 | 813.58 | 1627.16 | 1274.00 | M/s. Megha Engineering and Infrastructures Ltd
978.00 | chromium plated brass towel ring
979.00 | Providing and fixing approved quality chromium plated brass towel ring of 150mm dia including fixing to wall with wooden cleats and CP brass screws, cutting walls and making good the same, finishing etc. all complete. | 2.00 | nos |  | 4160.00 | 8320.00 | 9500.00 | 19000.00 | 1719.00 | 3438.00 | 1800.00 | 3600.00 | Not Quoted | Not Quoted | 1378.00 | 2756.00 | Not Quoted | Not Quoted | 1380.00 | 2760.00 | 581.13 | 1162.26 | 1162.26 | KEC Spur Infrastructure Pvt. Ltd.
980.00 | chromium plated brass towel rack
981.00 | Providing and fixing approved quality chromium plated brass towel rack with towel rail, of 250mm width and 600mm length including fixing to wall with wooden cleats and CP brass screws, cutting walls and making good the same, finishing etc. all complete. | 2.00 | nos |  | 4225.00 | 8450.00 | 1500.00 | 3000.00 | 5193.00 | 10386.00 | 5400.00 | 10800.00 | Not Quoted | Not Quoted | 523.00 | 1046.00 | Not Quoted | Not Quoted | 1380.00 | 2760.00 | 1046.03 | 2092.06 | 1046.00 | M/s. Megha Engineering and Infrastructures Ltd
982.00 | chromium plated brass Soap dish
983.00 | Providing and fixing approved quality chromium plated brass Soap dish of 100mm width and 130mm length including fixing to wall with wooden cleats and CP brass screws, cutting walls and making good the same, finishing etc. all complete. | 2.00 | nos |  | 2860.00 | 5720.00 | 900.00 | 1800.00 | 842.00 | 1684.00 | 900.00 | 1800.00 | Not Quoted | Not Quoted | 922.00 | 1844.00 | Not Quoted | Not Quoted | 575.00 | 1150.00 | 1104.14 | 2208.28 | 1150.00 | AMPSEPC PVT LTD
984.00 | C.P. brass 2 way bib cock quarter turn type for health faucet
985.00 | Providing, fixing, testing and commissioning C.P. brass 2 way bib cock quarter turn type for health faucet of approved make or equivalent 15 mm nominal bore, all complete as per standard design, specifications and direction of Engineer-in-charge. | 4.00 | nos |  | 3900.00 | 15600.00 | 2300.00 | 9200.00 | 4386.00 | 17544.00 | 4500.00 | 18000.00 | Not Quoted | Not Quoted | 2090.00 | 8360.00 | Not Quoted | Not Quoted | 1150.00 | 4600.00 | 1743.38 | 6973.52 | 4600.00 | AMPSEPC PVT LTD
986.00 | C.P. brass wall mount Lavatory faucet mixer for wash basin
987.00 | Providing, fixing, testing and commissioning C.P. brass wall mount Lavatory faucet mixer for wash basin of following make or approved equivalent 15 mm nominal bore, all complete as per standard design, specifications and direction of Engineer-in-charge. | 4.00 | nos |  | 3965.00 | 15860.00 | 3200.00 | 12800.00 | 9319.00 | 37276.00 | 9900.00 | 39600.00 | Not Quoted | Not Quoted | 2755.00 | 11020.00 | Not Quoted | Not Quoted | 6200.00 | 24800.00 | 987.91 | 3951.64 | 3951.64 | KEC Spur Infrastructure Pvt. Ltd.
988.00 | Glass shelf
989.00 | "Providing and fixing 600mm x 120mm x 6mm thick Glass shelf of approved quality with 'D' or 'F' bracket (Stainless Steel 202 grade) and guard rails including fixing to wall with plastic rawl plugs and SS screws, drilling walls and making good the same, finishing etc., all complete. | 2.00 | nos |  | 3250.00 | 6500.00 | 3500.00 | 7000.00 | 3323.00 | 6646.00 | 3600.00 | 7200.00 | Not Quoted | Not Quoted | 532.00 | 1064.00 | Not Quoted | Not Quoted | 3700.00 | 7400.00 | 1046.03 | 2092.06 | 1064.00 | M/s. Megha Engineering and Infrastructures Ltd
990.00 | FALSE CEILING, FALSE FLOORING, UNDERDECK INSULATION, PARTITIONING
991.00 | Providing and fixing False Ceiling grid framework for supporting ceiling tiles consisting of main and cross runners supported from roof slab at desired height in desired pattern including finishing, making the frame work perfectly levelled and aligned etc. all complete.
992.00 | Anodised (25 micron) aluminium grid framework consisting of extruded anodized aluminium ( 2.50mm thick) main runners (`T'shaped, 25mm x 35mm size), cross runners (`T'shaped 25mm x 25mm size),Wall angles including suspending the main runners @ 600mm c/c max, by means of 6mm dia M.S. hooks slotted in 25mm x 25mmx3mm thick M.S. angle fixed to roof slab with dash fasteners and connected to 3mm thick M.S. clamp (connected to main runners with 25mm long M.S. Nut) with levelling nut @ 1200mm c/c max. assembling the main and cross runners by means of aluminium angle cleats inter locking each other to forn the grid work of 600mm of 600mm size (max) fixing the aluminium wall angles with dash fastners etc. all complete. | 12.00 | m² |  | 1170.00 | 14040.00 | 9500.00 | 114000.00 | 5090.00 | 61080.00 | 5400.00 | 64800.00 | Not Quoted | Not Quoted | 2850.00 | 34200.00 | Not Quoted | Not Quoted | 4025.00 | 48300.00 | 2556.95 | 30683.40 | 14040.00 | Advance Infrastrurctures Pvt Ltd
993.00 | underdeck insulation consisting of rigid Polyisocyanurate foam (PIR) slabs
994.00 | Providing and fixing in position underdeck insulation consisting of rigid Polyisocyanurate foam (PIR) slabs of size 1000 x 500mm and thickness of 30mm (covered on one side with glass fibre tissue/ Aluminium foil having 50mm overlap) conforming to IS:12436 having density not less than 32 kg./ Cu. M., thermal conductivity (K- value) not more than 0.023 w/mk measured at 10 deg. C; classified as 'Class I' for surface spread of flame as per BS 476, part 7; fixed to R.C.C. slab by hot blow grade bitumen of 85/25 grade or cold adhesive CPRX applied over a coat of bituminous primer @ 0.5 Litres/ Sq.M. applied to bare R.C.C. surface and to the two surface of each PIR panel and pressed in position (while the bitumen is still tacky) with the help of G.I. screws (No. 8 x 75mm long) fixed into rawl plugs (holes in R.C.C. for the rawl plugs shall be drilled prior to applying coat of bituminous primer) of size 8 x 25mm inserted (5 nos. for each slab- One each at 4 corners and one at center) and G.I washers 25mm dia; including covering the overlaps with approved quality sealing compound (MAS-94 or equivalent); chicken wire mesh 24G x 19mm shall then be fixed to G.I screws and tightened with lacing wire; including preparation of surface consisting of cleaning R.C.C surface of all dust, dirt and loose particles by wire brushing; etc. all complete as per approved manufacturer's standard specifications and recommendations. | 12.00 | m² |  | 2359.50 | 28314.00 | 4500.00 | 54000.00 | 4217.00 | 50604.00 | 4500.00 | 54000.00 | Not Quoted | Not Quoted | 1444.00 | 17328.00 | Not Quoted | Not Quoted | 3450.00 | 41400.00 | 5230.13 | 62761.56 | 17328.00 | M/s. Megha Engineering and Infrastructures Ltd
995.00 | Providing and fixing false ceiling at all height including providing and fixing of frame work made of special sections, power pressed from M.S. sheets and galvanized with zinc coating of 120 gms/sqm (both side inclusive) as per IS : 277 and consisting of angle cleats of size 25 mm wide x 1.6 mm thick with flanges of 27 mm and 37mm, at 1200 mm centre to centre, one flange fixed to the ceiling with dash fastener 12.5 mm dia x 50mm long with 6mm dia bolts, other flange of cleat fixed to the angle hangers of 25x10x0.50 mm of required length with nuts & bolts of required size and other end of angle hanger fixed with intermediate G.I. channels 45x15x0.9 mm running at the spacing of 1200 mm centre to centre, to which the ceiling section 0.5 mm thick bottom wedge of 80 mm with tapered flanges of 26 mm each having lips of 10.5 mm, at 450 mm centre to centre, shall be fixed in a direction perpendicular to G.I. intermediate channel with connecting clips made out of 2.64 mm dia x 230 mm long G.I. wire at every junction, including fixing perimeter channels 0.5 mm thick 27 mm high having flanges of 20 mm and 30 mm long, the perimeter of ceiling fixed to wall/partition with the help of rawl plugs at 450 mm centre, with 25mm long dry wall screws @ 230 mm interval, including fixing of gypsum board to ceiling section and perimeter channel with the help of dry wall screws of size 3.5 x 25 mm at 230 mm c/c, including jointing and finishing to a flush finish of tapered and square edges of the board with recomme-nded jointing compound , jointing tapes , finishing with jointing compound in 3 layers covering upto 150 mm on both sides of joint and two coats of primer suitable for board, all as per manufacturer¿s specification and also including the cost of making openings for light fittings, grills, diffusers, cutouts made with frame of perimeter channels suitably fixed, all complete as per drawings, specification and direction of the Engineer in Charge but excluding the cost of painting with:
996.00 | 12.5 mm thick tapered edge gypsum fire resistant board conforming to IS: 2095- Part I | 20.00 | m² |  | 2535.00 | 50700.00 | 3000.00 | 60000.00 | 2502.00 | 50040.00 | 2700.00 | 54000.00 | Not Quoted | Not Quoted | 1400.00 | 28000.00 | Not Quoted | Not Quoted | 2875.00 | 57500.00 | 2324.50 | 46490.00 | 28000.00 | M/s. Megha Engineering and Infrastructures Ltd
997.00 | 12.5 mm thick tapered edge gypsum moisture resistant board | 10.00 | m² |  | 2730.00 | 27300.00 | 3000.00 | 30000.00 | 2851.00 | 28510.00 | 3000.00 | 30000.00 | Not Quoted | Not Quoted | 1400.00 | 14000.00 | Not Quoted | Not Quoted | 2875.00 | 28750.00 | 2324.50 | 23245.00 | 14000.00 | M/s. Megha Engineering and Infrastructures Ltd
998.00 | Providing and fixing tiled false ceiling of approved materials of size 595x595 mm in true horizontal level, suspended on inter locking metal grid of hot dipped galvanized steel sections ( galvanized @ 120 grams/ sqm, both side inclusive) consisting of main ¿T¿ runner with suitably spaced joints to get required length and of size 24x38 mm made from 0.30 mm thick (minimum) sheet, spaced at 1200 mm center to center and cross ¿T¿ of size 24x25 mm made of 0.30 mm thick (minimum) sheet, 1200 mm long spaced between main ¿T¿ at 600 mm center to center to form a grid of 1200x600 mm and secondary cross ¿T¿ of length 600 mm and size 24x25 mm made of 0.30 mm thick (minimum) sheet to be interlocked at middle of the 1200x600 mm panel to form grids of 600x600 mm and wall angle of size 24x24x0.3 mm and laying false ceiling tiles of approved texture in the grid including, required cutting/making, opening for services like diffusers, grills, light fittings, fixtures, smoke detectors etc. Main ¿T¿ runners to be suspended from ceiling using GI slotted cleats of size 27 x 37 x 25 x1.6 mm fixed to ceiling with 12.5 mm dia and 50 mm long dash fasteners, 4 mm GI adjustable rods with galvanised butterfly level clips of size 85 x 30 x 0.8 mm spaced at 1200 mm center to center along main T, bottom exposed width of 24 mm of all T-sections shall be pre-painted with polyester paint, all complete for all heights as per specifications, drawings and as directed by Engineer-in-charge.
999.00 | 12.5 mm thick square edge PVC Laminated Gypsum Tile of size 595x595 mm, made of Gypsum plasterboard, manufactured from natural gypsum as per IS 2095 part I and laminated with white 0.16mm thick fire retardant PVC film on the face side and 12micron metalized polyester on the back side with all edges sealed with the face side PVC film which goes around and wraps the edges and is bonded to the edges and the back side metalized polyester film so as to make the tile a completely sealed unit. | 20.00 | m² |  | 910.00 | 18200.00 | 2500.00 | 50000.00 | 3213.00 | 64260.00 | 3400.00 | 68000.00 | Not Quoted | Not Quoted | 713.00 | 14260.00 | Not Quoted | Not Quoted | 2750.00 | 55000.00 | 2324.50 | 46490.00 | 14260.00 | M/s. Megha Engineering and Infrastructures Ltd
1000.00 | MISCELLANEOUS ITEMS
1001.00 | Sealing 25mm thick, 50mm wide expansion joints with premium grade two part poly-sulphide sealant (based on LP liquid sulphide) over and including primer (specially developed for use with polysulphide sealant material and as approved) and back-up materials of polyethylene strip or other bondbreaker (all as per manufacturer's specification), sealant being mixed (the base and the curing agent thoroughly mixed with slow speed electric mixer) and applied by sealant gun and `sealant application kit' including drying of surfaces before application by wire brushing, finishing etc. all complete. | 10.00 | RM |  | 910.00 | 9100.00 | 450.00 | 4500.00 | 830.00 | 8300.00 | 900.00 | 9000.00 | Not Quoted | Not Quoted | 1140.00 | 11400.00 | Not Quoted | Not Quoted | 675.00 | 6750.00 | 116.23 | 1162.30 | 1162.30 | KEC Spur Infrastructure Pvt. Ltd.
1002.00 | Providing and laying plinth protection around the building perimeter consisting of a layer of 150mm thick compacted sand and 100mm thick M-15 grade concrete top layer laid to slope including trowel finishing the top layer, finishing, curing including excavation, disposal of Earth work, etc. all complete.
1003.00 | Cement supplied by the Contractor at their cost. | 80.00 | m² |  | 1560.00 | 124800.00 | 1050.00 | 84000.00 | 1736.00 | 138880.00 | 1850.00 | 148000.00 | Not Quoted | Not Quoted | 523.00 | 41840.00 | Not Quoted | Not Quoted | 680.00 | 54400.00 | 523.01 | 41840.80 | 41840.00 | M/s. Megha Engineering and Infrastructures Ltd
1004.00 | Providing and laying plinth protection with Bldg. drain as per EIL STD. No. 7-75-0065 consisting of
1005.00 | Plinth protection of PCC (1:3:6) laid over rammed earth to slope and trowel finished. Cement supplied by the Contractor at their cost. | 80.00 | m² |  | 1300.00 | 104000.00 | 1800.00 | 144000.00 | 1661.00 | 132880.00 | 1800.00 | 144000.00 | Not Quoted | Not Quoted | 632.00 | 50560.00 | Not Quoted | Not Quoted | 1150.00 | 92000.00 | 464.90 | 37192.00 | 37192.00 | KEC Spur Infrastructure Pvt. Ltd.
1006.00 | Building drain consisting of brick work, PCC (1:3:6) laid over rammed earth and finished with 15mm thick plain cement plaster topped with neat cement finish @ 2.75kg. of cement per Sq.M of area including finishing curing etc. all complete. Cement supplied by the Contractor at their cost. | 80.00 | m² |  | 4940.00 | 395200.00 | 650.00 | 52000.00 | 1676.00 | 134080.00 | 1800.00 | 144000.00 | Not Quoted | Not Quoted | 2850.00 | 228000.00 | Not Quoted | Not Quoted | 1350.00 | 108000.00 | 2092.05 | 167364.00 | 52000.00 | JSIW INFRASTRUCTURE PRIVATE LIMITED
1007.00 | Extra for providing 600mm long MS grating drain cover as per EIL STD No. 7-75-0065 made of 40mm x 6mm M.S. flat framework with 40mm x 6mm MS flats welded @ 35mm c/c including providing & fixing 50mm x 50mm x 6mm M.S. angle frame fixed to concrete portion of the drain. | 132.00 | nos |  | 10140.00 | 1338480.00 | 4500.00 | 594000.00 | 1711.00 | 225852.00 | 1850.00 | 244200.00 | Not Quoted | Not Quoted | 1853.00 | 244596.00 | Not Quoted | Not Quoted | 5500.00 | 726000.00 | 2092.05 | 276150.60 | 225852.00 | Om Yash Projects Limited
1008.00 | 50mm dia GI pipe spouts
1009.00 | Providing and fixing in position 50mm dia GI pipe spouts to slope for drainage of canopy, chajja etc., including puncturing the masonry /RCC and grouting with M-15 grade concrete, finishing etc. all complete. | 2.00 | RM |  | 650.00 | 1300.00 | 650.00 | 1300.00 | 678.00 | 1356.00 | 720.00 | 1440.00 | Not Quoted | Not Quoted | 1378.00 | 2756.00 | Not Quoted | Not Quoted | 1850.00 | 3700.00 | 406.79 | 813.58 | 813.58 | KEC Spur Infrastructure Pvt. Ltd.
1010.00 | Providing and fixing hand railing up to 1000mm high above finished floor level over stair and landing consisting of one 25mm square M.S. baluster embedded or fixed to floor/steps by 6mm thk. x 20mm wide M.S. clamps anchored into floor/ steps in floor and each step grouted with M-15 grade concrete in cut out of 50mm x 50mm x 100mm size block, teakwood moulded/ M.S. pipe handrail fixed on baluster, 40mm x 40mm x 6mm M.S. flat shoe welded at the bottom of baluster, including painting the balusters, M.S. surfaces with double coating of approved shade and make synthetic enamel paint over a coat of approved quality red oxide zinc chromate primer coat, finishing etc. all complete. (Only length of top handrail shall be considered for payment, not the cumulative length of individual members).
1011.00 | 32 mm dia N.B. (medium) M.S. pipe handrail welded to baluster and painted with double coating of synthetic enamel paint over priming coat as per EIL STD NO. 7-75-0036. | 10.00 | RM |  | 2470.00 | 24700.00 | 1800.00 | 18000.00 | 2872.00 | 28720.00 | 3000.00 | 30000.00 | Not Quoted | Not Quoted | 1729.00 | 17290.00 | Not Quoted | Not Quoted | 1150.00 | 11500.00 | 2324.50 | 23245.00 | 11500.00 | AMPSEPC PVT LTD
1012.00 | 1000 mm high satin finish stainless steel (SS 304 grade) tubular railing
1013.00 | Supplying, assembling and installing 1000 mm high satin finish stainless steel (SS 304 grade) tubular railing of approved design in staircases, ramps, around floor cut outs etc. consisting of: 1. 50mm dia SS pipe top handrail 2. 32 mm dia SS pipe balusters (at every third step for staircase, @ maximum 1200mm c/c for ramp, floor cutouts) 3. 3 nos minimum 18mm dia SS pipe intermediate handrails. Including: 1. Fixing balusters to floor with 4 nos bolts änd 8mm thick, 100mm dia SS base plate & SS cap/collar. 2. Fixing top handrail to the balusters with 12mm dia SS bar connector & 6mm thick SS saddle plate. 3. Fixing intermediate handrails to the balusters with 12mm dia SS bar connector. 4. All end caps, decorative caps over balustrades,necessary bending, welding, polishing of all welded joints (Length of top handrail shall be measured for payment). | 10.00 | RM |  | 3445.00 | 34450.00 | 2000.00 | 20000.00 | 7034.00 | 70340.00 | 7200.00 | 72000.00 | Not Quoted | Not Quoted | 3709.00 | 37090.00 | Not Quoted | Not Quoted | 5500.00 | 55000.00 | 4067.88 | 40678.80 | 20000.00 | JSIW INFRASTRUCTURE PRIVATE LIMITED
1014.00 | Steel Entrance Gates
1015.00 | Providing and fixing in position Steel Entrance Gates consisting of 40mm x 80mm x 3.2mm M.S. tubular frame, 80mm x 40mm x 3.2mm rectangular M.S. hollow sections & 32x32x2.6 mm MS rectangular hollow sections, both horizontal & vertical members welded to the framework and intermediate curved rectangular hollow section as per standard design, locking arrangement, 25mm thick, 75mm dia M.S. wheel with ball bearing including fixing the gate to RCC/ masonry by M.S. hinge arrangement (fabricated/ machined as per detail) and M.S. hold fast (25 x 6 x 200mm long) grouted with M-20 grade concrete, providing and fixing M.S. pivot, 50mm x 50mm x 6mm M.S. Tee bent to shape and embedded in road surface for gate opening track, gate stopper, painting the gate with approved shade and quality synthetic enamel paint (two coats) and a coat of approved quality primer, ensuring smooth operation of the gate etc. all complete as per EIL- STD-No. 7-75-0054. | 32.00 | m² |  | 9750.00 | 312000.00 | 5500.00 | 176000.00 | 4970.00 | 159040.00 | 5100.00 | 163200.00 | Not Quoted | Not Quoted | 12825.00 | 410400.00 | Not Quoted | Not Quoted | 3500.00 | 112000.00 | 11041.38 | 353324.16 | 112000.00 | AMPSEPC PVT LTD
1016.00 | ALUMINIUM LOUVERS: Providing & fixing Louvered portion of Aluminium windows/ ventilators made of heavy duty louvers of Aluminium sections (of approved quality) with similar finishing of windows/ ventilators. | 10.00 | sqm |  | 3900.00 | 39000.00 | 10500.00 | 105000.00 | 8886.00 | 88860.00 | 9500.00 | 95000.00 | Not Quoted | Not Quoted | 3468.00 | 34680.00 | Not Quoted | Not Quoted | 2750.00 | 27500.00 | 6392.38 | 63923.80 | 27500.00 | AMPSEPC PVT LTD
1017.00 | CIVIL, STRUCTURE AND ARCHITECTURE
1018.00 | CLADDING WORK
1019.00 | Providing and fixing Ist quality ceramic glazed wall tiles conforming to IS: 15622 (thickness to be specified by the manufacturer), of approved make, in all colours, shades except burgundy, bottle green, black of any size as approved by Engineer-in-Charge, in skirting, risers of steps and dados, over 12 mm thick bed of cement mortar 1:3 (1 cement : 3 coarse sand) and jointing with grey cement slurry @ 3.3kg per sqm, including pointing in white cement mixed with pigment of matching shade complete. | 130.00 | sqm |  | 1781.00 | 231530.00 | 1400.00 | 182000.00 | 1797.00 | 233610.00 | 1900.00 | 247000.00 | Not Quoted | Not Quoted | 1400.00 | 182000.00 | Not Quoted | Not Quoted | 1150.00 | 149500.00 | 1569.04 | 203975.20 | 149500.00 | AMPSEPC PVT LTD
1020.00 | FLOORING
1021.00 | Providing and laying Vitrified tiles in different sizes (thickness to be specified by the manufacturer), with water absorption less than 0.08% and conforming to IS: 15622, of approved brand & manufacturer, in all colours and shade, in skirting, riser of steps, laid with cement based high polymer modified quick set tile adhesive (water based) conforming to IS: 15477, in average 6 mm thickness, including grouting of joints (Payment for grouting of joints to be made separately).
1022.00 | Size of Tile 600x600 mm | 20.00 | sqm |  | 2210.00 | 44200.00 | 2100.00 | 42000.00 | 1900.00 | 38000.00 | 2000.00 | 40000.00 | Not Quoted | Not Quoted | 1729.00 | 34580.00 | Not Quoted | Not Quoted | 1215.00 | 24300.00 | 1278.48 | 25569.60 | 24300.00 | AMPSEPC PVT LTD
1023.00 | Grouting the joints of flooring tiles having joints of 3 mm width, using epoxy grout mix of 0.70 kg of organic coated filler of desired shade (0.10 kg of hardener and 0.20 kg of resin per kg), including filling / grouting and finishing complete as per direction of Engineer-in-charge.
1024.00 | Size of Tile 600x600 mm | 130.00 | sqm |  | 2015.00 | 261950.00 | 400.00 | 52000.00 | 1830.00 | 237900.00 | 2000.00 | 260000.00 | Not Quoted | Not Quoted | 2518.00 | 327340.00 | Not Quoted | Not Quoted | 1215.00 | 157950.00 | 232.45 | 30218.50 | 30218.50 | KEC Spur Infrastructure Pvt. Ltd.
1025.00 | Providing and laying Vitrified tiles in floor with different sizes (thickness to be specified by the manufacturer), with water absorption less than 0.08% and conforming to IS:15622, of approved brand & manufacturer, in all colours and shade, laid with cement based high polymer modified quick set tile adhesive (water based) conforming to IS : 15477, in average 6 mm thickness, including grouting of joints (Payment for grouting of joints to be made separately).
1026.00 | Size of Tile 600x600 mm | 130.00 | sqm |  | 2210.00 | 287300.00 | 2100.00 | 273000.00 | 2080.00 | 270400.00 | 2200.00 | 286000.00 | Not Quoted | Not Quoted | 2518.00 | 327340.00 | Not Quoted | Not Quoted | 1215.00 | 157950.00 | 1859.60 | 241748.00 | 157950.00 | AMPSEPC PVT LTD
1027.00 | FINISHING
1028.00 | Distempering with 1st quality acrylic distemper (ready mixed) having VOC content less than 50 gms/litre, of approved manufacturer, of required shade and colour complete, as per manufacturer’s specification.
1029.00 | Two or more coats on new work | 140.00 | sqm |  | 169.00 | 23660.00 | 300.00 | 42000.00 | 275.00 | 38500.00 | 300.00 | 42000.00 | Not Quoted | Not Quoted | 466.00 | 65240.00 | Not Quoted | Not Quoted | 650.00 | 91000.00 | 116.23 | 16272.20 | 16272.20 | KEC Spur Infrastructure Pvt. Ltd.
1030.00 | ALUMINIUM WORK
1031.00 | Providing and fixing anodised aluminium grill (anodised transparent or dyed to required shade according to IS: 1868 with minimum anodic coating of grade AC 15) of approved design/pattern, with approved standard section and fixed to the existing window frame with C.P. brass/ stainless steel screws @ 200 mm centre to centre, including cutting the grill to proper opening size for fixing and operation of handles and fixing approved anodised aluminium standard section around the opening, all complete as per requirement and direction of Engineer-in-charge. (Only weight of grill to be measured for payment). | 300.00 | kg |  | 884.00 | 265200.00 | 650.00 | 195000.00 | 324.00 | 97200.00 | 350.00 | 105000.00 | Not Quoted | Not Quoted | 632.00 | 189600.00 | Not Quoted | Not Quoted | 345.00 | 103500.00 | 581.13 | 174339.00 | 97200.00 | Om Yash Projects Limited
1032.00 | GEOTECH
1033.00 | Survey work for establishing Co-ordinates & RLs
1034.00 | Carrying out SURVEY WORK for establishing co-ordinates and RLs at all test locations with reference to nearby available reference co-ordinates & RLs including mobilisation of survey instruments and personnel. | 1.00 | Lumpsum |  | 65000.00 | 65000.00 | 25000.00 | 25000.00 | 180782.00 | 180782.00 | 150000.00 | 150000.00 | Not Quoted | Not Quoted | 261250.00 | 261250.00 | Not Quoted | Not Quoted | 55000.00 | 55000.00 | 72640.63 | 72640.63 | 25000.00 | JSIW INFRASTRUCTURE PRIVATE LIMITED
1035.00 | Boring in Soil
1036.00 | Boring of min.150mm nominal dia. boreholes as per specification
1037.00 | Boring of min. 150 mm nominal dia. boreholes as per specification from GL upto & inclusive of 10.0 M | 180.00 | m |  | 2340.00 | 421200.00 | 1600.00 | 288000.00 | 3530.00 | 635400.00 | 2900.00 | 522000.00 | Not Quoted | Not Quoted | 570.00 | 102600.00 | Not Quoted | Not Quoted | 5700.00 | 1026000.00 | 1743.38 | 313808.40 | 102600.00 | M/s. Megha Engineering and Infrastructures Ltd
1038.00 | Boring of min. 150 mm nominal dia. boreholes as per specification beyond 10.0M and upto & inclusive of 20.0M | 70.00 | m |  | 2574.00 | 180180.00 | 1800.00 | 126000.00 | 3753.00 | 262710.00 | 3000.00 | 210000.00 | Not Quoted | Not Quoted | 807.50 | 56525.00 | Not Quoted | Not Quoted | 2700.00 | 189000.00 | 1743.38 | 122036.60 | 56525.00 | M/s. Megha Engineering and Infrastructures Ltd
1039.00 | Boring in soil on Canal / River banks /River bed/ Nala having water depth up to 0.5m as per specification | 30.00 | m |  | 6500.00 | 195000.00 | 2500.00 | 75000.00 | 3479.00 | 104370.00 | 2800.00 | 84000.00 | Not Quoted | Not Quoted | 1092.50 | 32775.00 | Not Quoted | Not Quoted | 2700.00 | 81000.00 | 1220.36 | 36610.80 | 32775.00 | M/s. Megha Engineering and Infrastructures Ltd
1040.00 | Boring in soil on Canal / River bed / Nala having water depth more than 0.5m as per specification | 30.00 | m |  | 7800.00 | 234000.00 | 2800.00 | 84000.00 | 3603.00 | 108090.00 | 3000.00 | 90000.00 | Not Quoted | Not Quoted | 1377.50 | 41325.00 | Not Quoted | Not Quoted | 2700.00 | 81000.00 | 1220.36 | 36610.80 | 36610.80 | KEC Spur Infrastructure Pvt. Ltd.
1041.00 | CORING IN ROCKS
1042.00 | Coring in Rock of Nx size with double tube core barrel as specified
1043.00 | Coring in Rock of Nx size with double tube core barrel as specified with diamond bits | 80.00 | m |  | 6071.00 | 485680.00 | 3000.00 | 240000.00 | 10794.00 | 863520.00 | 8500.00 | 680000.00 | Not Quoted | Not Quoted | 465.50 | 37240.00 | Not Quoted | Not Quoted | 3100.00 | 248000.00 | 2905.63 | 232450.40 | 37240.00 | M/s. Megha Engineering and Infrastructures Ltd
1044.00 | Coring in Rock of Nx size with double tube core barrel as specified with diamond bits having water depth up to 0.5m as per specification. | 10.00 | m |  | 6682.00 | 66820.00 | 3000.00 | 30000.00 | 10277.00 | 102770.00 | 8500.00 | 85000.00 | Not Quoted | Not Quoted | 712.50 | 7125.00 | Not Quoted | Not Quoted | 3350.00 | 33500.00 | 2905.63 | 29056.30 | 7125.00 | M/s. Megha Engineering and Infrastructures Ltd
1045.00 | Coring in Rock of Nx size with double tube core barrel as specified with diamond bits having water depth more than 0.5m as per specification. | 10.00 | m |  | 7345.00 | 73450.00 | 3000.00 | 30000.00 | 10594.00 | 105940.00 | 8500.00 | 85000.00 | Not Quoted | Not Quoted | 902.50 | 9025.00 | Not Quoted | Not Quoted | 3750.00 | 37500.00 | 1743.38 | 17433.80 | 9025.00 | M/s. Megha Engineering and Infrastructures Ltd
1046.00 | Conducting the following FIELD TESTS as per standard procedures and relevant IS codes
1047.00 | Conducting Standard Penetration Tests in boreholes as specified | 225.00 | each |  | 1144.00 | 257400.00 | 350.00 | 78750.00 | 648.00 | 145800.00 | 500.00 | 112500.00 | Not Quoted | Not Quoted | 855.00 | 192375.00 | Not Quoted | Not Quoted | 225.00 | 50625.00 | 639.24 | 143829.00 | 50625.00 | AMPSEPC PVT LTD
1048.00 | Collecting undisturbed samples from boreholes as specified | 100.00 | each |  | 1144.00 | 114400.00 | 500.00 | 50000.00 | 487.00 | 48700.00 | 400.00 | 40000.00 | Not Quoted | Not Quoted | 522.50 | 52250.00 | Not Quoted | Not Quoted | 175.00 | 17500.00 | 639.24 | 63924.00 | 17500.00 | AMPSEPC PVT LTD
1049.00 | Excavation and backfilling of Trial Pits as specified | 12.00 | each |  | 6500.00 | 78000.00 | 8000.00 | 96000.00 | 3822.00 | 45864.00 | 3000.00 | 36000.00 | Not Quoted | Not Quoted | 5225.00 | 62700.00 | Not Quoted | Not Quoted | 25000.00 | 300000.00 | 4067.88 | 48814.56 | 36000.00 | TOLANI PROJECTS PVT LTD
1050.00 | Conducting Electrical Resistivity Tests (ERT) as specified | 12.00 | each |  | 7800.00 | 93600.00 | 15000.00 | 180000.00 | 774.00 | 9288.00 | 600.00 | 7200.00 | Not Quoted | Not Quoted | 4655.00 | 55860.00 | Not Quoted | Not Quoted | 1350.00 | 16200.00 | 5230.13 | 62761.56 | 7200.00 | TOLANI PROJECTS PVT LTD
1051.00 | LABORATORY TESTS ON SOIL & ROCK SAMPLES Conducting the following laboratory tests as specified:
1052.00 | Conducting Atterberg's limit (Liquid Limit & Plastic Limit) as specified | 100.00 | each |  | 1560.00 | 156000.00 | 250.00 | 25000.00 | 630.00 | 63000.00 | 500.00 | 50000.00 | Not Quoted | Not Quoted | 570.00 | 57000.00 | Not Quoted | Not Quoted | 225.00 | 22500.00 | 116.23 | 11623.00 | 11623.00 | KEC Spur Infrastructure Pvt. Ltd.
1053.00 | Conducting Natural water content on soil samples as specified | 100.00 | each |  | 715.00 | 71500.00 | 150.00 | 15000.00 | 254.00 | 25400.00 | 200.00 | 20000.00 | Not Quoted | Not Quoted | 693.50 | 69350.00 | Not Quoted | Not Quoted | 175.00 | 17500.00 | 58.11 | 5811.00 | 5811.00 | KEC Spur Infrastructure Pvt. Ltd.
1054.00 | Conducting Bulk and dry density tests on soil samples as specified | 60.00 | each |  | 650.00 | 39000.00 | 350.00 | 21000.00 | 248.00 | 14880.00 | 200.00 | 12000.00 | Not Quoted | Not Quoted | 807.50 | 48450.00 | Not Quoted | Not Quoted | 85.00 | 5100.00 | 104.60 | 6276.00 | 5100.00 | AMPSEPC PVT LTD
1055.00 | Conducting Specific gravity and void ratio tests on soil samples as specified | 60.00 | each |  | 715.00 | 42900.00 | 450.00 | 27000.00 | 241.00 | 14460.00 | 200.00 | 12000.00 | Not Quoted | Not Quoted | 750.50 | 45030.00 | Not Quoted | Not Quoted | 95.00 | 5700.00 | 139.47 | 8368.20 | 5700.00 | AMPSEPC PVT LTD
1056.00 | Grain size analysis on soil samples
1057.00 | Conducting Sieve analysis for grain size distribution on samples as specified | 100.00 | each |  | 1072.50 | 107250.00 | 150.00 | 15000.00 | 435.00 | 43500.00 | 350.00 | 35000.00 | Not Quoted | Not Quoted | 855.00 | 85500.00 | Not Quoted | Not Quoted | 1150.00 | 115000.00 | 174.34 | 17434.00 | 15000.00 | JSIW INFRASTRUCTURE PRIVATE LIMITED
1058.00 | Conducting Hydrometer Analysis for grain size distribution on samples as specified | 60.00 | each |  | 1508.00 | 90480.00 | 250.00 | 15000.00 | 433.00 | 25980.00 | 350.00 | 21000.00 | Not Quoted | Not Quoted | 750.50 | 45030.00 | Not Quoted | Not Quoted | 725.00 | 43500.00 | 174.34 | 10460.40 | 10460.40 | KEC Spur Infrastructure Pvt. Ltd.
1059.00 | TRIAXIAL SHEAR TESTS on soil samples
1060.00 | Conducting triaxial Unconsolidated Undrained (UU) test on soil samples | 45.00 | each |  | 2288.00 | 102960.00 | 1600.00 | 72000.00 | 740.00 | 33300.00 | 600.00 | 27000.00 | Not Quoted | Not Quoted | 570.00 | 25650.00 | Not Quoted | Not Quoted | 225.00 | 10125.00 | 348.68 | 15690.60 | 10125.00 | AMPSEPC PVT LTD
1061.00 | Conducting Unconfined Compression Tests on soil samples as specified | 45.00 | each |  | 2288.00 | 102960.00 | 600.00 | 27000.00 | 759.00 | 34155.00 | 600.00 | 27000.00 | Not Quoted | Not Quoted | 750.50 | 33772.50 | Not Quoted | Not Quoted | 275.00 | 12375.00 | 232.45 | 10460.25 | 10460.25 | KEC Spur Infrastructure Pvt. Ltd.
1062.00 | Conducting Direct Shear Test on soil samples as specified | 25.00 | each |  | 975.00 | 24375.00 | 750.00 | 18750.00 | 1024.00 | 25600.00 | 800.00 | 20000.00 | Not Quoted | Not Quoted | 807.50 | 20187.50 | Not Quoted | Not Quoted | 325.00 | 8125.00 | 174.34 | 4358.50 | 4358.50 | KEC Spur Infrastructure Pvt. Ltd.
1063.00 | Conducting Consolidation tests on soil samples as specified. | 30.00 | each |  | 1612.00 | 48360.00 | 1600.00 | 48000.00 | 908.00 | 27240.00 | 750.00 | 22500.00 | Not Quoted | Not Quoted | 631.75 | 18952.50 | Not Quoted | Not Quoted | 415.00 | 12450.00 | 755.46 | 22663.80 | 12450.00 | AMPSEPC PVT LTD
1064.00 | Conducting Modified Proctor Density test on soil samples as specified | 12.00 | each |  | 4160.00 | 49920.00 | 1300.00 | 15600.00 | 946.00 | 11352.00 | 750.00 | 9000.00 | Not Quoted | Not Quoted | 522.50 | 6270.00 | Not Quoted | Not Quoted | 115.00 | 1380.00 | 406.79 | 4881.48 | 1380.00 | AMPSEPC PVT LTD
1065.00 | Laboratory CBR Tests on soil samples
1066.00 | Conducting Laboratory Unsocked CBR Tests on soil samples as specified | 12.00 | each |  | 2925.00 | 35100.00 | 1300.00 | 15600.00 | 1051.00 | 12612.00 | 850.00 | 10200.00 | Not Quoted | Not Quoted | 808.00 | 9696.00 | Not Quoted | Not Quoted | 225.00 | 2700.00 | 406.79 | 4881.48 | 2700.00 | AMPSEPC PVT LTD
1067.00 | Conducting Laboratory Socked CBR Tests on soil samples as specified | 12.00 | each |  | 2925.00 | 35100.00 | 1800.00 | 21600.00 | 1047.00 | 12564.00 | 850.00 | 10200.00 | Not Quoted | Not Quoted | 703.00 | 8436.00 | Not Quoted | Not Quoted | 275.00 | 3300.00 | 406.79 | 4881.48 | 3300.00 | AMPSEPC PVT LTD
1068.00 | Laboratory tests on ROCK SAMPLES
1069.00 | Conducting Unconfined Compression Test on Rock samples as specified | 45.00 | each |  | 3445.00 | 155025.00 | 1200.00 | 54000.00 | 493.00 | 22185.00 | 400.00 | 18000.00 | Not Quoted | Not Quoted | 2850.00 | 128250.00 | Not Quoted | Not Quoted | 750.00 | 33750.00 | 581.13 | 26150.85 | 18000.00 | TOLANI PROJECTS PVT LTD
1070.00 | Conducting Point Load test on Rock samples as specified | 45.00 | each |  | 2340.00 | 105300.00 | 850.00 | 38250.00 | 728.00 | 32760.00 | 600.00 | 27000.00 | Not Quoted | Not Quoted | 912.00 | 41040.00 | Not Quoted | Not Quoted | 675.00 | 30375.00 | 406.79 | 18305.55 | 18305.55 | KEC Spur Infrastructure Pvt. Ltd.
1071.00 | Conducting Swelling Potential and Swelling Pressure tests on soil samples as specified | 15.00 | each |  | 2925.00 | 43875.00 | 1600.00 | 24000.00 | 896.00 | 13440.00 | 700.00 | 10500.00 | Not Quoted | Not Quoted | 1035.50 | 15532.50 | Not Quoted | Not Quoted | 550.00 | 8250.00 | 290.56 | 4358.40 | 4358.40 | KEC Spur Infrastructure Pvt. Ltd.
1072.00 | Conducting Shrinkage Limit test on soil samples as specified | 15.00 | each |  | 1950.00 | 29250.00 | 1200.00 | 18000.00 | 2328.00 | 34920.00 | 1800.00 | 27000.00 | Not Quoted | Not Quoted | 693.50 | 10402.50 | Not Quoted | Not Quoted | 475.00 | 7125.00 | 209.21 | 3138.15 | 3138.15 | KEC Spur Infrastructure Pvt. Ltd.
1073.00 | Conducting Chemical tests on soil & water samples as specified.
1074.00 | Conducting Chemical tests on SOIL SAMPLES as specified | 25.00 | each |  | 1365.00 | 34125.00 | 1200.00 | 30000.00 | 1098.00 | 27450.00 | 900.00 | 22500.00 | Not Quoted | Not Quoted | 4608.00 | 115200.00 | Not Quoted | Not Quoted | 135.00 | 3375.00 | 1743.38 | 43584.50 | 3375.00 | AMPSEPC PVT LTD
1075.00 | Conducting Chemical tests on GROUND WATER samples | 25.00 | each |  | 2730.00 | 68250.00 | 1200.00 | 30000.00 | 1141.00 | 28525.00 | 900.00 | 22500.00 | Not Quoted | Not Quoted | 5700.00 | 142500.00 | Not Quoted | Not Quoted | 145.00 | 3625.00 | 1743.38 | 43584.50 | 3625.00 | AMPSEPC PVT LTD
1076.00 | SOIL REPORT PREPARATION AND SUBMISSION AS PER SPECIFIC REQUIREMENTS
1077.00 | Geotechnical Contractor to prepare detailed soil report as per specifications and specific requirements, as soon as field & laboratory tests completed. All the information as mentioned in Specific Requirements shall be furnished in the draft copy of final report for our review and comments. After reviewing, Geotechnical Contractor shall be informed about our comments/ remarks, if any and the same shall be incorporated and final report shall be submitted in 4 nos copies. | 1.00 | Lumpsum |  | 50000.00 | 50000.00 | 50000.00 | 50000.00 | 24444.00 | 24444.00 | 20000.00 | 20000.00 | Not Quoted | Not Quoted | 143450.00 | 143450.00 | Not Quoted | Not Quoted | 85000.00 | 85000.00 | 11622.50 | 11622.50 | 11622.50 | KEC Spur Infrastructure Pvt. Ltd.
1078.00 | Hydrological data collection
1079.00 | Collection and furnishing the Hydrological data from authentic sources such as CWC, state PWD, Irrigation, Maritime board etc. as specified in the specification for all the river under this project. | 1.00 | Lumpsum |  | 26000.00 | 26000.00 | 150000.00 | 150000.00 | 387306.00 | 387306.00 | 300000.00 | 300000.00 | Not Quoted | Not Quoted | 380000.00 | 380000.00 | Not Quoted | Not Quoted | 45000.00 | 45000.00 | 23245.00 | 23245.00 | 23245.00 | KEC Spur Infrastructure Pvt. Ltd.
1080.00 | STRUCTURAL
1081.00 | EARTH WORK (REFER SPECIFICATION NO. 6-68-0003)
1082.00 | Earthwork excavation in soil
1083.00 | Earth work in EXCAVATION below ground level for all kinds of works in ALL TYPES OF SOILS EXCEPT SOFT ROCK AND HARD ROCK as classified in specification for a depth upto 1.5m including removal of vegetation, shrubs and debris, cutting and dressing of sides in slopes, levelling, grading and ramming of bottoms, dewatering of accumulated water from any source and keeping the surface dry for subsequent works and disposal or stacking of excavated material within a lead of 100m, as directed including providing temporary supports to existing service lines like water pipes, sewage pipes, electric overhead and underground cables etc. all complete, but excluding shoring and strutting. | 5810.00 | m³ |  | 455.00 | 2643550.00 | 180.00 | 1045800.00 | 279.00 | 1620990.00 | 270.00 | 1568700.00 | Not Quoted | Not Quoted | 137.75 | 800327.50 | Not Quoted | Not Quoted | 185.00 | 1074850.00 | 175.75 | 1021107.50 | 800327.50 | M/s. Megha Engineering and Infrastructures Ltd
1084.00 | Earth work in EXCAVATION below ground level for all kinds of works in ALL TYPES OF SOILS EXCEPT SOFT ROCK AND HARD ROCK as classified in specification for a depth beyond 1.5m and upto and inclusive of 3.0m including removal of vegetation, shrubs and debris, cutting and dressing of sides in slopes, levelling, grading and ramming of bottoms, dewatering of accumulated water from any source and keeping the surface dry for subsequent works and disposal or stacking of excavated material within a lead of 100m, as directed including providing temporary supports to existing service lines like water pipes, sewage pipes, electric overhead and underground cables etc. all complete, but excluding shoring and strutting. | 335.00 | m³ |  | 520.00 | 174200.00 | 270.00 | 90450.00 | 320.00 | 107200.00 | 300.00 | 100500.00 | Not Quoted | Not Quoted | 275.50 | 92292.50 | Not Quoted | Not Quoted | 225.00 | 75375.00 | 209.21 | 70085.35 | 70085.35 | KEC Spur Infrastructure Pvt. Ltd.
1085.00 | Earth work in EXCAVATION below ground level for all kinds of works in ALL TYPES OF SOILS EXCEPT SOFT ROCK AND HARD ROCK as classified in specification for a depth beyond 3.0m and upto & inclusive of 4.5m including removal of vegetation, shrubs and debris, cutting and dressing of sides in slopes, levelling, grading and ramming of bottoms, dewatering of accumulated water from any source and keeping the surface dry for subsequent works and disposal or stacking of excavated material within a lead of 100m, as directed including providing temporary supports to existing service lines like water pipes, sewage pipes, electric overhead and underground cables etc. all complete, but excluding shoring and strutting. | 10.00 | m³ |  | 624.00 | 6240.00 | 405.00 | 4050.00 | 429.00 | 4290.00 | 400.00 | 4000.00 | Not Quoted | Not Quoted | 693.50 | 6935.00 | Not Quoted | Not Quoted | 210.00 | 2100.00 | 185.96 | 1859.60 | 1859.60 | KEC Spur Infrastructure Pvt. Ltd.
1086.00 | Earthwork excavation in soft rock
1087.00 | Earth work in EXCAVATION below ground level for all kinds of works in SOFT ROCK as classified in specification for a depth upto 1.5m including removal of vegetation, shrubs and debris, cutting and dressing of sides in slopes, levelling, grading and ramming of bottoms, dewatering of accumulated water from any source and keeping the surface dry for subsequent works and disposal or stacking of excavated material within a lead of 100m, as directed including providing temporary supports to existing service lines like water pipes, sewage pipes, electric overhead and underground cables etc. all complete, but excluding shoring and strutting. | 270.00 | m³ |  | 728.00 | 196560.00 | 270.00 | 72900.00 | 788.00 | 212760.00 | 750.00 | 202500.00 | Not Quoted | Not Quoted | 285.00 | 76950.00 | Not Quoted | Not Quoted | 750.00 | 202500.00 | 278.94 | 75313.80 | 72900.00 | JSIW INFRASTRUCTURE PRIVATE LIMITED
1088.00 | Earth work in EXCAVATION below ground level for all kinds of works in SOFT ROCK as classified in specification for a depth beyond 1.5m and upto & inclusive of 3.0m including removal of vegetation, shrubs and debris, cutting and dressing of sides in slopes, levelling, grading and ramming of bottoms, dewatering of accumulated water from any source and keeping the surface dry for subsequent works and disposal or stacking of excavated material within a lead of 100m, as directed including providing temporary supports to existing service lines like water pipes, sewage pipes, electric overhead and underground cables etc. all complete, but excluding shoring and strutting. | 140.00 | m³ |  | 845.00 | 118300.00 | 405.00 | 56700.00 | 887.00 | 124180.00 | 850.00 | 119000.00 | Not Quoted | Not Quoted | 285.00 | 39900.00 | Not Quoted | Not Quoted | 985.00 | 137900.00 | 348.68 | 48815.20 | 39900.00 | M/s. Megha Engineering and Infrastructures Ltd
1089.00 | Earth work in EXCAVATION below ground level for all kinds of works in SOFT ROCK as classified in specification for a depth beyond 3.0m and upto & inclusive of 4.5m including removal of vegetation, shrubs and debris, cutting and dressing of sides in slopes, levelling, grading and ramming of bottoms, dewatering of accumulated water from any source and keeping the surface dry for subsequent works and disposal or stacking of excavated material within a lead of 100m, as directed including providing temporary supports to existing service lines like water pipes, sewage pipes, electric overhead and underground cables etc. all complete, but excluding shoring and strutting. | 1.00 | m³ |  | 936.00 | 936.00 | 600.00 | 600.00 | 3160.00 | 3160.00 | 3000.00 | 3000.00 | Not Quoted | Not Quoted | 807.50 | 807.50 | Not Quoted | Not Quoted | 1265.00 | 1265.00 | 406.79 | 406.79 | 406.79 | KEC Spur Infrastructure Pvt. Ltd.
1090.00 | Earth work in EXCAVATION below ground level for all kinds of works in SOFT ROCK as classified in specification for a depth beyond 4.5m and upto & inclusive of 6.0m including removal of vegetation, shrubs and debris, cutting and dressing of sides in slopes, levelling, grading and ramming of bottoms, dewatering of accumulated water from any source and keeping the surface dry for subsequent works and disposal or stacking of excavated material within a lead of 100m, as directed including providing temporary supports to existing service lines like water pipes, sewage pipes, electric overhead and underground cables etc. all complete, but excluding shoring and strutting. | 1.00 | m³ |  | 1235.00 | 1235.00 | 900.00 | 900.00 | 3612.00 | 3612.00 | 3500.00 | 3500.00 | Not Quoted | Not Quoted | 988.00 | 988.00 | Not Quoted | Not Quoted | 1350.00 | 1350.00 | 464.90 | 464.90 | 464.90 | KEC Spur Infrastructure Pvt. Ltd.
1091.00 | Earthwork excavation by controlled blasting (Explosive/ Non-explosive)
1092.00 | Earthwork in EXCAVATION below ground level for all kinds of works by Non- Explosive Blasting methods in Hard Rocks, for a depth beyond 6.0m including all related work for non-explosive blasting such as drilling, supplying, storage, mixing & filling of drilled holes with non-explosive demolition agents/ blasting chemicals making necessary safety measures around the area, chiselling & cutting to required levels, dressing & trimming of sides, levelling & grading of bottoms, dewatering of accumulated water from any source and keeping the surface dry for subsequent works & disposal of spoils to spoil heaps and stacking of usable excavated materials within a lead of 100m etc. as directed including providing temporary support to existing structures, service lines like water pipes, sewage pipes, electric overhead and underground cable etc. all complete. | 1.00 | m³ |  | 1690.00 | 1690.00 | 1500.00 | 1500.00 | 5248.00 | 5248.00 | 5000.00 | 5000.00 | Not Quoted | Not Quoted | 808.00 | 808.00 | Not Quoted | Not Quoted | 575.00 | 575.00 | 755.46 | 755.46 | 575.00 | AMPSEPC PVT LTD
1093.00 | Earthwork in EXCAVATION below ground level for all kinds of works by CONTROLLED BLASTING IN HARD ROCKS, using blasting mats, GI Sheets, steel plates, nylon nets etc. including counter weight loading of the area to be blasted by sand bags where required, removal of all sand bags and blast control mats, GI Sheets, nets etc. after blasting etc. for a depth beyond 4.5m and upto & inclusive of 6.0m including all related work for blasting such as drilling, supplying, storage & charging of explosives making necessary safety measures around the area, chiselling & cutting to required levels, dressing & trimming of sides, levelling & grading of bottoms, dewatering of accumulated water from any source and keeping the surface dry for subsequent works & disposal of spoils to spoil heaps and stacking of usable excavated materials within a lead of 100m etc. as directed including providing temporary support to existing structures, service lines like water pipes, sewage pipes, electric overhead and underground cable etc. all complete. | 1.00 | m³ |  | 1560.00 | 1560.00 | 1500.00 | 1500.00 | 5349.00 | 5349.00 | 5000.00 | 5000.00 | Not Quoted | Not Quoted | 808.00 | 808.00 | Not Quoted | Not Quoted | 748.00 | 748.00 | 1394.70 | 1394.70 | 748.00 | AMPSEPC PVT LTD
1094.00 | Earthwork excavation by chiselling
1095.00 | Earth work in EXCAVATION below ground level for all kinds of works in HARD ROCKS for a depth beyond 1.5m and upto & inclusive of 3.0m by CHISELLING (pneumatic or manual), wedging or any other agreed methods (where blasting is prohibited for any reason or as decided) including all related works, all equipments required for chiselling, and cutting upto required levels, dressing and trimming of sides, levelling and grading of bottoms, dewatering of accumulated water from any source and keeping the surface dry for subsequent works and disposal of spoils to spoil heaps and stacking of usable excavated materials within a lead of 100m etc. all complete as directed including providing temporary supports to existing service lines like waterpipes, sewage pipes, electric overhead and underground cables etc. all complete. | 1.00 | m³ |  | 910.00 | 910.00 | 2200.00 | 2200.00 | 4289.00 | 4289.00 | 4000.00 | 4000.00 | Not Quoted | Not Quoted | 988.00 | 988.00 | Not Quoted | Not Quoted | 633.00 | 633.00 | 813.58 | 813.58 | 633.00 | AMPSEPC PVT LTD
1096.00 | Earth work in EXCAVATION below ground level for all kinds of works in HARD ROCKS for a depth beyond 3.0m and upto & inclusive of 4.5m by CHISELLING (pneumatic or manual), wedging or any other agreed methods (where blasting is prohibited for any reason or as decided) including all related works, all equipments required for chiselling, and cutting upto required levels, dressing and trimming of sides, levelling and grading of bottoms, dewatering of accumulated water from any source and keeping the surface dry for subsequent works and disposal of spoils to spoil heaps and stacking of usable excavated materials within a lead of 100m etc. all complete as directed including providing temporary supports to existing service lines like waterpipes, sewage pipes, electric overhead and underground cables etc. all complete. | 1.00 | m³ |  | 1170.00 | 1170.00 | 3300.00 | 3300.00 | 4317.00 | 4317.00 | 4000.00 | 4000.00 | Not Quoted | Not Quoted | 988.00 | 988.00 | Not Quoted | Not Quoted | 785.00 | 785.00 | 871.69 | 871.69 | 785.00 | AMPSEPC PVT LTD
1097.00 | Earth work in EXCAVATION below ground level for all kinds of works in HARD ROCKS for a depth beyond 4.5m and upto & inclusive of 6.0m by CHISELLING (pneumatic or manual), wedging or any other agreed methods (where blasting is prohibited for any reason or as decided) including all related works, all equipments required for chiselling, and cutting upto required levels, dressing and trimming of sides, levelling and grading of bottoms, dewatering of accumulated water from any source and keeping the surface dry for subsequent works and disposal of spoils to spoil heaps and stacking of usable excavated materials within a lead of 100m etc. all complete as directed including providing temporary supports to existing service lines like waterpipes, sewage pipes, electric overhead and underground cables etc. all complete. | 1.00 | m³ |  | 1365.00 | 1365.00 | 4000.00 | 4000.00 | 4310.00 | 4310.00 | 4000.00 | 4000.00 | Not Quoted | Not Quoted | 988.00 | 988.00 | Not Quoted | Not Quoted | 925.00 | 925.00 | 929.80 | 929.80 | 925.00 | AMPSEPC PVT LTD
1098.00 | SHORING AND STRUTTING
1099.00 | Providing and installing approved type of "SHORING AND STRUTTING" by open timbering method for all depths to retain earth including dismantling and removal of the same etc. from site after completion of work etc. all complete as directed. | 30.00 | m² |  | 650.00 | 19500.00 | 850.00 | 25500.00 | 1055.00 | 31650.00 | 1000.00 | 30000.00 | Not Quoted | Not Quoted | 1615.00 | 48450.00 | Not Quoted | Not Quoted | 65.00 | 1950.00 | 406.79 | 12203.70 | 1950.00 | AMPSEPC PVT LTD
1100.00 | Backfilling after execution of work
1101.00 | BACKFILLING after execution of the WORK to proper grade and level with selected materials from available excavated soil from spoil heaps within a LEAD OF 100M, including re- excavating the deposited soil excavated earlier, breaking clods, laying at all depths and heights in layers of thickness not exceeding 15 Cms. watering, rolling and ramming by manual methods/ mechanical compactors to achieve 90% laboratory maximum dry density, dressing, trimming etc. in foundations, plinths, trenches, pits etc. all complete. | 3950.00 | m³ |  | 5135.00 | 20283250.00 | 120.00 | 474000.00 | 139.00 | 549050.00 | 130.00 | 513500.00 | Not Quoted | Not Quoted | 76.00 | 300200.00 | Not Quoted | Not Quoted | 95.00 | 375250.00 | 104.60 | 413170.00 | 300200.00 | M/s. Megha Engineering and Infrastructures Ltd
1102.00 | BACKFILLING after execution of the WORK to proper grade and level with selected materials from available excavated soil from spoil heaps beyond a LEAD OF 100M AND UPTO & INCLUSIVE OF 500M including re-excavating the deposited soil excavated earlier, breaking clods, laying at all depths and heights in layers of thickness not exceeding 15 Cms. watering, rolling and ramming by manual methods/mechanical compactors to achieve 90% laboratory maximum dry density, dressing, trimming etc. in foundations, plinths, trenches, pits etc. all complete. | 790.00 | m³ |  | 910.00 | 718900.00 | 150.00 | 118500.00 | 179.00 | 141410.00 | 170.00 | 134300.00 | Not Quoted | Not Quoted | 70.00 | 55300.00 | Not Quoted | Not Quoted | 125.00 | 98750.00 | 127.85 | 101001.50 | 55300.00 | M/s. Megha Engineering and Infrastructures Ltd
1103.00 | Earthwork Filling by excavation
1104.00 | EARTHWORK IN FILLING by excavating the earth from BORROW AREAS arranged by CONTRACTOR for all leads, transporting the earth from borrow area including cleaning & stripping the earth at borrow areas, breaking clods, loading, unloading and laying at all depths and heights in layers of thickness not exceeding 15 cms., watering, rolling and ramming by manual methods/mechanical compactors to achieve 90% of the maximum laboratory dry density, dressing, trimming, levelling the top surface etc. in foundations, plinths, trenches etc. all complete. | 30.00 | m³ |  | 975.00 | 29250.00 | 550.00 | 16500.00 | 524.00 | 15720.00 | 500.00 | 15000.00 | Not Quoted | Not Quoted | 523.00 | 15690.00 | Not Quoted | Not Quoted | 175.00 | 5250.00 | 464.90 | 13947.00 | 5250.00 | AMPSEPC PVT LTD
1105.00 | Transporting & Disposing the SURPLUS EARTH AND DEBRIS
1106.00 | "Transporting and disposing the SURPLUS EARTH AND DEBRIS including shrubs and vegetations from construction areas to areas ANYWHERE OUTSIDE THE PLANT BOUNDARY, including re-excavating the deposited soil excavated earlier, loading, transportation, unloading, laying at all depths and heights, stacking, levelling and dressing both the area (viz. from where the earth is transported and where it is deposited) to required levels and slopes complete with all lifts as directed. For carting on the basis of truck measurements (volume of truck reduced by 30% for voids). DISPOSAL AREAS OUTSIDE PLANT BOUNDARY TO BE ARRANGED BY THE CONTRACTOR. Royalty as applicable for disposal outside plant limits to be borne by the Contractor. " | 2100.00 | m³ |  | 780.00 | 1638000.00 | 300.00 | 630000.00 | 156.00 | 327600.00 | 150.00 | 315000.00 | Not Quoted | Not Quoted | 209.00 | 438900.00 | Not Quoted | Not Quoted | 155.00 | 325500.00 | 174.34 | 366114.00 | 315000.00 | TOLANI PROJECTS PVT LTD
1107.00 | Transportation of ROCK material
1108.00 | Transportation of ROCK material coming out of operation of item Nos. 01CS.1.2 to 01CS.1.5 UPTO the area of disposal ANYWHERE OUTSIDE THE PLANT BOUNDARY including loading, unloading, laying at all depths and heights, stacking, spreading, levelling at an area of disposal as directed. For carting on the basis of Truck Measurements (volume of truck reduced by 50% for voids). DISPOSAL AREAS OUTSIDE PLANT BOUNDARY TO BE ARRANGED BY THE CONTRACTOR. Royalty as applicable for disposal outside plant limits to be borne by the Contractor. | 300.00 | m³ |  | 780.00 | 234000.00 | 400.00 | 120000.00 | 311.00 | 93300.00 | 300.00 | 90000.00 | Not Quoted | Not Quoted | 253.00 | 75900.00 | Not Quoted | Not Quoted | 255.00 | 76500.00 | 290.56 | 87168.00 | 75900.00 | M/s. Megha Engineering and Infrastructures Ltd
1109.00 | PLAIN & REINFORCED CEMENT CONCRETE: (REFER SPECIFICATION NO. 6-68-0004)
1110.00 | PCC - Non FIM Items
1111.00 | Providing and laying PLAIN CEMENT CONCRETE for all depths below and upto plinth level in foundations, drains, fillings, non-suspended floors, pavements & ramps or any other works etc. including shuttering, tamping, ramming, vibrating, curing etc. all as specified in any shape, position, thickness and finishing the top surface rough or smooth as specified and directed all complete for concrete of nominal mix 1:5:10 by mass (1 Cement: 5 Coarse Sand: 10 Crushed Stone Aggregates/Gravels) with 40mm and down size graded crushed stone aggregates/Gravels. ALL MATERIALS INCLUDING CEMENT SUPPLIED BY THE CONTRACTOR. | 335.00 | m³ |  | 7280.00 | 2438800.00 | 5900.00 | 1976500.00 | 7059.00 | 2364765.00 | 6600.00 | 2211000.00 | Not Quoted | Not Quoted | 5225.00 | 1750375.00 | Not Quoted | Not Quoted | 5032.00 | 1685720.00 | 5414.41 | 1813827.35 | 1685720.00 | AMPSEPC PVT LTD
1112.00 | Providing and laying PLAIN CEMENT CONCRETE for all depths below and upto plinth level in foundations, drains, fillings, non-suspended floors, pavements & ramps or any other works etc. including shuttering, tamping, ramming, vibrating, curing, etc. all as specified in any shape, position, thickness and finishing the top surface rough or smooth as specified and directed all complete for concrete grade M20 with 20mm and down size graded crushed stone aggregates/Gravels. ALL MATERIALS INCLUDING CEMENT SUPPLIED BY THE CONTRACTOR. | 130.00 | m³ |  | 6760.00 | 878800.00 | 5900.00 | 767000.00 | 8206.00 | 1066780.00 | 7800.00 | 1014000.00 | Not Quoted | Not Quoted | 8360.00 | 1086800.00 | Not Quoted | Not Quoted | 5550.00 | 721500.00 | 6741.05 | 876336.50 | 721500.00 | AMPSEPC PVT LTD
1113.00 | RCC Substrutures - Non FIM Items
1114.00 | Providing and laying REINFORCED CEMENT CONCRETE OF M-20 GRADE with 20 mm and down size graded crushed stone aggregates/ gravel in SUB-STRUCTURE e.g. foundations, raft, beams, slabs, pile caps, retaining walls, dyke walls, jambs, counterforts, buttresses, pedestals, pipe sleepers, columns, suspended floors, staircases, landings, steps, brackets etc., including equipment/ machine foundations & pedestals viz. compressors, ID & FD fans, pumps, generators, crushers, mills, etc., (including single pour concreting as specified on the drawing), applying cement wash on concrete surface (wherever no other surface application is specified), providing pockets, openings, recesses, chamfering, etc., wherever required, vibrating, tamping, curing and rendering if required to give a smooth and even surface etc. (EXCLUDING THE COST OF REINFORCEMENT, SHUTTERING & SPECIFIED ADMIXTURES) for all depths below and upto plinth level in any shape, position and thickness etc. all complete as specified, shown and directed. ALL MATERIALS INCLUDING CEMENT SUPPLIED BY THE CONTRACTOR. | 20.00 | m³ |  | 11700.00 | 234000.00 | 5800.00 | 116000.00 | 10621.00 | 212420.00 | 9900.00 | 198000.00 | Not Quoted | Not Quoted | 8360.00 | 167200.00 | Not Quoted | Not Quoted | 7150.00 | 143000.00 | 7554.63 | 151092.60 | 116000.00 | JSIW INFRASTRUCTURE PRIVATE LIMITED
1115.00 | Providing and laying REINFORCED CEMENT CONCRETE OF M-30 GRADE with 20 mm and down size graded crushed stone aggregates/ gravel in SUB-STRUCTURE e.g. foundations, raft, beams, slabs, pile caps, retaining walls, dyke walls, jambs, counterforts, buttresses, pedestals, pipe sleepers, columns, suspended floors, staircases, landings, steps, brackets etc., including equipment/ machine foundations & pedestals viz. compressors, ID & FD fans, pumps, generators, crushers, mills, etc., (including single pour concreting as specified on the drawing), applying cement wash on concrete surface (wherever no other surface application is specified), providing pockets, openings, recesses, chamfering, etc., wherever required, vibrating, tamping, curing and rendering if required to give a smooth and even surface etc. (EXCLUDING THE COST OF REINFORCEMENT, SHUTTERING & SPECIFIED ADMIXTURES) for all depths below and upto plinth level in any shape, position and thickness etc. all complete as specified, shown and directed. ALL MATERIALS INCLUDING CEMENT SUPPLIED BY THE CONTRACTOR. | 1660.00 | m³ |  | 11700.00 | 19422000.00 | 7500.00 | 12450000.00 | 9777.00 | 16229820.00 | 9250.00 | 15355000.00 | Not Quoted | Not Quoted | 9215.00 | 15296900.00 | Not Quoted | Not Quoted | 7250.00 | 12035000.00 | 6927.95 | 11500397.00 | 11500397.00 | KEC Spur Infrastructure Pvt. Ltd.
1116.00 | Providing and laying REINFORCED CEMENT CONCRETE OF M-30 GRADE with 20 mm and down size graded crushed stone aggregates/ gravel in SUB-STRUCTURE e.g. trenches, culverts, manholes, pipe encasement, catchpits, drains, pits, etc., applying cement wash on concrete surface (wherever no other surface application is specified), providing pockets, openings, recesses, chamfering, etc., wherever required, vibrating, tamping, curing and rendering if required to give a smooth and even surface etc. (EXCLUDING THE COST OF REINFORCEMENT, SHUTTERING & SPECIFIED ADMIXTURES) for all depths below and upto plinth level in any shape, position and thickness etc. all complete as specified, shown and directed. ALL MATERIALS INCLUDING CEMENT SUPPLIED BY THE CONTRACTOR. | 20.00 | m³ |  | 11700.00 | 234000.00 | 7000.00 | 140000.00 | 11532.00 | 230640.00 | 11000.00 | 220000.00 | Not Quoted | Not Quoted | 9215.00 | 184300.00 | Not Quoted | Not Quoted | 7325.00 | 146500.00 | 8368.20 | 167364.00 | 140000.00 | JSIW INFRASTRUCTURE PRIVATE LIMITED
1117.00 | RCC Superstructures - Non FIM Items
1118.00 | Providing and laying REINFORCED CEMENT CONCRETE OF M-30 GRADE with 20 mm and down size graded crushed stone aggregates/ gravel in SUPER STRUCTURE in suspended floors, slabs, beams, columns, walls including counterforts, staircases, landings, steps, facias, fins, mouldings, gutters, shelves, window sills, canopies, lintels, girders, ducts, brackets, chajjas with drip moulds, pedestals, posts, struts, equipment/ machine foundations, ramps etc. (including single pour concreting as specified on the drawing), providing cement wash (wherever no other surface application is specified), providing pockets, openings, recesses, chamfering wherever required, vibrating, tamping, curing and rendering if required to give a smooth and even surface etc. (EXCLUDING THE COST OF REINFORCEMENT, SHUTTERING AND SPECIFIED ADMIXTURES) FOR ALL HEIGHTS UPTO & INCLUSIVE OF 20 m ABOVE PLINTH LEVEL in any shape, position, thickness etc. all complete as specified, shown and directed. ALL MATERIALS INCLUDING CEMENT SUPPLIED BY THE CONTRACTOR. | 275.00 | m³ |  | 12350.00 | 3396250.00 | 7500.00 | 2062500.00 | 9820.00 | 2700500.00 | 9500.00 | 2612500.00 | Not Quoted | Not Quoted | 9215.00 | 2534125.00 | Not Quoted | Not Quoted | 6550.00 | 1801250.00 | 7908.61 | 2174867.75 | 1801250.00 | AMPSEPC PVT LTD
1119.00 | RCC Flooring - Non FIM Items
1120.00 | Providing and laying REINFORCED CEMENT CONCRETE OF M-30 GRADE with 20mm and down size graded crushed stone aggregates/ gravel in NON-SUSPENDED slabs/pavement slabs including pedestals, ramps etc. leaving pockets, laying in alternate panels to required slopes, all necessary form work and finishing the top surface rough or smooth, including cost of admixtures if used, providing pockets, openings, recesses, chamfering etc., wherever required, vibrating, tamping, curing and rendering if required to give a smooth and even surface etc. (excluding the Cost of Reinforcement and Shuttering) for all depths below and upto plinth level in any shape, position and thickness etc. all complete as specified, shown and directed. All materials including cement supplied by the contractor. | 5.00 | m³ |  | 12350.00 | 61750.00 | 7600.00 | 38000.00 | 9418.00 | 47090.00 | 9025.00 | 45125.00 | Not Quoted | Not Quoted | 85500.00 | 427500.00 | Not Quoted | Not Quoted | 6950.00 | 34750.00 | 9065.55 | 45327.75 | 34750.00 | AMPSEPC PVT LTD
1121.00 | Precast Elements - Non FIM Items
1122.00 | Manufacturing, transporting, supplying and erecting in position Reinforced Cement Concrete PRECAST BOUNDARY WALL such as Precast RCC wall, column, beam etc. of M-30 grade with 20mm and down size graded crushed stone aggregates/ gravel, each unit upto and inclusive of 3000 kg. for all leads, levels, shapes and thickness including all Moulds, shuttering and centering, vibrating, tamping, curing, chamfering wherever required, providing lifting hooks, GI pipe sleeves for lifting panels, metal inserts, making holes, pockets, (only M.S. inserts to be measured & paid separately) transporting to site, erecting, levelling, aligning and fixing in position with cement mortar 1:3 (Cement : 3 Coarse Sand), breaking bricks and/ or concrete surfaces and making good the same etc. as per AFC drawing, all complete (excluding the Cost of Reinforcement) and as directed. All materials including cement supplied by the contractor. | 875.00 | m³ |  | 16900.00 | 14787500.00 | 8000.00 | 7000000.00 | 9671.00 | 8462125.00 | 9000.00 | 7875000.00 | Not Quoted | Not Quoted | 11400.00 | 9975000.00 | Not Quoted | Not Quoted | 8125.00 | 7109375.00 | 7917.66 | 6927952.50 | 6927952.50 | KEC Spur Infrastructure Pvt. Ltd.
1123.00 | Manufacturing, transporting, supplying and erecting in position Reinforced Cement Concrete PRECAST ELEMENTS such as columns, beams, cover slabs, lintels, louvers, fins, shelves etc. of M-30 grade with 20mm and down size graded crushed stone aggregates/gravel, each unit upto and inclusive of 500 kg. for all leads, levels, shapes and thickness including all moulds, shuttering and centering, vibrating, tamping, curing, chamfering wherever required, finishing the top surface with cement mortar 1:3 ( 1 Cement : 3 Sand) to give a smooth and even surface, or non skid finish as specified, providing lifting hooks, metal inserts, making holes pockets, (only M.S. inserts to be measured & paid separately) transporting to site, erecting, levelling, aligning and fixing in position with cement mortar 1:3 ( Cement : 3 Coarse Sand), breaking bricks and/or concrete surfaces and making good the same etc. all complete (excluding the Cost of Reinforcement ) and as directed. All materials including cement supplied by the contractor. | 60.00 | m³ |  | 18200.00 | 1092000.00 | 14000.00 | 840000.00 | 11422.00 | 685320.00 | 11000.00 | 660000.00 | Not Quoted | Not Quoted | 11400.00 | 684000.00 | Not Quoted | Not Quoted | 8250.00 | 495000.00 | 11622.50 | 697350.00 | 495000.00 | AMPSEPC PVT LTD
1124.00 | Manufacturing, transporting, supplying and erecting in position Reinforced Cement Concrete PRECAST ELEMENTS such as manholes, catch-basins, pits, pipe sleepers, box-culverts, drains, trenches, footing slab etc. of M-30 grade with 20 mm and down size graded crushed stone aggregates/ gravel, each unit upto and inclusive of 5000 kg. for all leads, levels below plinth, shapes and thickness including all moulds, shuttering and centering, vibrating, tamping, curing, chamfering wherever required, providing lifting hooks, metal inserts, making holes, pockets, (only M.S. inserts to be measured & paid separately) transporting to site, erecting, levelling, aligning and fixing in position with cement mortar 1:3 (Cement : 3 Coarse Sand), breaking bricks and/ or concrete surfaces and making good the same etc. all complete (excluding the Cost of Reinforcement) and as directed. All materials including cement supplied by the contractor. | 10.00 | m³ |  | 19500.00 | 195000.00 | 14000.00 | 140000.00 | 12680.00 | 126800.00 | 12000.00 | 120000.00 | Not Quoted | Not Quoted | 9215.00 | 92150.00 | Not Quoted | Not Quoted | 8350.00 | 83500.00 | 13947.00 | 139470.00 | 83500.00 | AMPSEPC PVT LTD
1125.00 | HYD Bars / MS Bars - Non FIM Items
1126.00 | "Supplying and placing in position HIGH YEILD-STRENGTH DEFORMED STEEL BARS REINFORCEMENT of Grade Fe550 (D) conforming to IS:1786, for RCC work including transporting the Steel, straightening, cleaning, decoiling, cutting, bending to required shapes and lengths as per details, binding with 18 SWG black soft annealed binding wire at every intersection, supplying and placing with proper cover blocks, supports, chairs, overlaps, welding, spacers, fanhooks etc. for all heights and depths etc. all complete as directed. SUPPLY OF ALL MATERIAL IN CONTRACTOR'S SCOPE. " | 465.00 | MT |  | 117000.00 | 54405000.00 | 60000.00 | 27900000.00 | 87000.00 | 40455000.00 | 82000.00 | 38130000.00 | Not Quoted | Not Quoted | 80750.00 | 37548750.00 | Not Quoted | Not Quoted | 81550.00 | 37920750.00 | 82314.21 | 38276107.65 | 27900000.00 | JSIW INFRASTRUCTURE PRIVATE LIMITED
1127.00 | Centering and Shuttering - Non FIM Items
1128.00 | Providing and fixing CENTERING AND SHUTTERING in foundations, footings,raft beams, slabs, pile caps, retaining walls, jambs, counter-forts, buttresses, trenches, equipment/machine foundations, pedestals, abutments, pipe sleepers, columns, plinth beams, lintels, suspended slabs, beams, staircases, landings, steps, non-circular tunnels/bunkers/ silos/ shafts/ hoppers/liquid storage structures etc. for all depths below and upto & inclusive of plinth level including shuttering for single pour concreting, strutting, bracing, propping etc., keeping the same in position during concreting and removal of the same after specified period etc. for Straight/ Inclined Shuttering, keeping necessary provision for inserts, projecting dowels, anchor bolts or any other fixture etc. all complete and as specified and directed. | 5220.00 | m² |  | 780.00 | 4071600.00 | 600.00 | 3132000.00 | 480.00 | 2505600.00 | 450.00 | 2349000.00 | Not Quoted | Not Quoted | 523.00 | 2730060.00 | Not Quoted | Not Quoted | 485.00 | 2531700.00 | 439.37 | 2293511.40 | 2293511.40 | KEC Spur Infrastructure Pvt. Ltd.
1129.00 | Providing and fixing CENTERING AND SHUTTERING in superstrctures in retaining walls, jambs, counter-forts, buttresses, equipment/ machine foundations, abutments,columns, lintels, suspended slabs, beams, staircases, landings, steps, non-circular tunnels/ bunkers/ silos/ shafts/ hoppers/ liquid storage structures etc. for all heights above plinth level including shuttering for single pour concreting, strutting, bracing, propping etc., keeping the same in position during concreting and removal of the same after specified period etc. for Straight/ Inclined Shuttering, keeping necessary provision for inserts, projecting dowels, anchor bolts or any other fixture etc. all complete and as specified and directed. | 1250.00 | m² |  | 975.00 | 1218750.00 | 600.00 | 750000.00 | 491.00 | 613750.00 | 475.00 | 593750.00 | Not Quoted | Not Quoted | 570.00 | 712500.00 | Not Quoted | Not Quoted | 525.00 | 656250.00 | 534.64 | 668300.00 | 593750.00 | TOLANI PROJECTS PVT LTD
1130.00 | Fixing Re-bars in already cast concrete - Non FIM Items
1131.00 | Designing, supplying and fixing rebars in already cast concrete, including drilling, cleaning hole with air blow-out & wire-brush and injecting odourless Chemical of approved make, packed in dual foil, with the help of dispenser into a hole of diameter and depth as per manufacture specification, at all levels & locations for high strength deformed steel reinforcement bars of dia. 16 mm & 20 mm of Grade Fe550D (conforming to IS:1786), DESIGNED FOR FULL TENSILE ANCHORAGE, including testing (as per manufacturer's recommendations), adjusting and making good any damage done to the structure etc. all complete as specified and directed. SUPPLY OF ALL MATERIAL IN CONTRACTOR'S SCOPE EXCLUDING REINFORCEMENT BARS. | 50.00 | each |  | 3640.00 | 182000.00 | 400.00 | 20000.00 | 2358.00 | 117900.00 | 2200.00 | 110000.00 | Not Quoted | Not Quoted | 570.00 | 28500.00 | Not Quoted | Not Quoted | 4500.00 | 225000.00 | 1162.25 | 58112.50 | 20000.00 | JSIW INFRASTRUCTURE PRIVATE LIMITED
1132.00 | CONCRETE FOR LIQUID RETAINING/LEAK PROOF STRUCTURES (REFER SPECIFICATION NO.6-68-0005
1133.00 | RCC - Non FIM Items
1134.00 | Providing and laying Leak Proof Reinforced Cement Concrete of GRADE M-30 (minimum Cement content shall be as per EIL Specifications) with 20 mm and down size graded crushed stone aggregates/ gravel at all positions and in any shape and thickness, in SUB-STRUCTURE, leaving pockets, recesses, vibrating, tamping, curing, testing (for leak-proofness) and rendering (if required to give smooth and even surface) in foundations, walls , beams, buttresses, columns, piers, slabs, tunnels, basements, storage bins, reservoirs etc. including cement wash (if no other surface application is specified) but excluding the cost of Reinforcement, Shuttering and specified admixtures, all complete as specified and directed. ALL MATERIALS INCLUDING CEMENT SUPPLIED BY CONTRACTOR. | 5.00 | m³ |  | 11960.00 | 59800.00 | 7500.00 | 37500.00 | 11109.00 | 55545.00 | 10450.00 | 52250.00 | Not Quoted | Not Quoted | 9215.00 | 46075.00 | Not Quoted | Not Quoted | 5925.00 | 29625.00 | 9298.00 | 46490.00 | 29625.00 | AMPSEPC PVT LTD
1135.00 | Water Proofing Comp. - Non FIM Items
1136.00 | Supplying and mixing of approved brand of integral WATER PROOFING COMPOUND in cement concrete, cement mortar etc. as per manufacturer's specifications or 1% by weight of cement (whichever is minimum), to make it leak proof/ water tight etc. all complete as specified and directed. | 30.00 | kg |  | 2210.00 | 66300.00 | 70.00 | 2100.00 | 131.00 | 3930.00 | 125.00 | 3750.00 | Not Quoted | Not Quoted | 81.00 | 2430.00 | Not Quoted | Not Quoted | 155.00 | 4650.00 | 58.11 | 1743.30 | 1743.30 | KEC Spur Infrastructure Pvt. Ltd.
1137.00 | PVC Water bars - Non FIM Items
1138.00 | Supplying and fixing in position 230mm wide x 5mm thick approved PVC WATER STOPS as per manufacturer's specifications in R.C.C. Structures including cutting, fixing, jointing by vulcanising etc. all complete as shown specified and directed. | 30.00 | m |  | 780.00 | 23400.00 | 350.00 | 10500.00 | 962.00 | 28860.00 | 900.00 | 27000.00 | Not Quoted | Not Quoted | 252.00 | 7560.00 | Not Quoted | Not Quoted | 525.00 | 15750.00 | 209.21 | 6276.30 | 6276.30 | KEC Spur Infrastructure Pvt. Ltd.
1139.00 | STRUCTURAL STEEL WORKS SPEC NO. 6-68-0006
1140.00 | General Steel Works - Non FIM Items
1141.00 | Supplying, transporting, storing, fabricating & erecting in position and testing/ examining bolted and/ or welded STRUCTURAL STEEL WORKS of Grade E250A / E250BR / E250B0 (confirming to per IS:2062) at all locations and levels UPTO & INCLUSIVE OF 20 m ABOVE HPP/ FGL, including all builtup sections/ compound sections made out of rolled sections and/or plates/ bent plates in all types of structural frameworks, floor beams, stairs, or any other structural items or accessories to support equipments, piping, conveyor galleries, towers, masts, etc., but excluding silos, bunkers, hoppers, etc., cutting to required size, straightening/ bending if required, edge preparation, cleaning, preheating, bolting/ welding of joints, (including sealing the joints of box sections with continuous welding and plugging any open ends & holes of box sections), finishing edges by grinding, fixing in line and level with temporary staging & bracing and removal of the same after erection, grouting with Ordinary Grout or premix free flow Nonshrink Grout as specified, including preparation and submission of detailed fabrication drawings, preparing the surface for painting (SSPC-SP-10) and applying pre-erection/ shop primer (1 coat of F-9 @ 65-75 micron DFT) as per EIL Specification No. 6-79-0020 (or as per Job Specification, wherever applicable) after fabrication etc., all complete. SUPPLY OF ALL MATERIAL IN CONTRACTOR'S SCOPE. | 19.00 | MT |  | 156000.00 | 2964000.00 | 130000.00 | 2470000.00 | 121199.00 | 2302781.00 | 117000.00 | 2223000.00 | Not Quoted | Not Quoted | 104500.00 | 1985500.00 | Not Quoted | Not Quoted | 100000.00 | 1900000.00 | 130890.05 | 2486910.95 | 1900000.00 | AMPSEPC PVT LTD
1142.00 | Supplying, transporting, storing, fabricating & erecting in position and testing/ examining bolted/ self-drilling screws and/ or welded LIGHT GAUGE STEEL FRAMING SYSTEM (LGSF) WORKS for Repeater Building of Grade YST310 or above (conforming to IS:15961) at all locations and levels UPTO & INCLUSIVE OF 20 m ABOVE HPP/ FGL, including all built-up sections/ compound sections made out of plates/ bent plates/light gauge steel plates in all types of structural frameworks, floor beams, columns, roof, stairs, or any other structural items or accessories to support & including equipment’s, piping, ducts, solar panel supporting structures, electrical fittings, plumbing items, fire water network, HVAC units, panels, storages etc., cutting to required size, straightening/ bending if required, edge preparation, cleaning, preheating, bolting/ welding of joints, (including sealing the joints of box sections with continuous welding and plugging any open ends & holes of box sections), finishing edges by grinding, fixing in line and level with temporary staging & bracing, scaffolding and removal of the same after erection, grouting with Ordinary Grout or premix free flow Non-shrink Grout as specified if required, including preparation and submission of detailed fabrication drawings, preparing the surface for painting and applying pre-erection/ shop primer as per EIL Specification No. 6-79-0020 (or as per Job Specification, wherever applicable) after fabrication etc., and Supplying, transporting, storing, fabricating & erecting in position and testing/ examining of piping, ducts, electrical fittings, plumbing items, fire water network, HVAC units, panels, storages/architectural items etc. including bolted/ self-drilling screws and/ or welded of external and internal cladding sandwiched with rockwool insulation at all locations and levels UPTO & INCLUSIVE OF 20 m ABOVE HPP/ FGL including painting of inside the building and outside the building along with the doors, windows, ventilator, exhaust, false ceiling, false flooring (if required) including sealing the joints between the all panels against leak & dust and providing RCC roof above the LIGHT GAUGE STEEL FRAMING SYSTEM (LGSF) structure including provision for supporting the solar panel supporting structure, staircase entrance, parapet walls including water proofing of roof etc. All complete as per the EIL Job Specification No. C007-000-83-43-SP-9510 attached elsewhere in the tender document. SUPPLY OF ALL MATERIAL IN CONTRACTOR'S SCOPE. | 300.00 | m² |  | 25350.00 | 7605000.00 | 23000.00 | 6900000.00 | 3067.00 | 920100.00 | 3330.00 | 999000.00 | Not Quoted | Not Quoted | 109250.00 | 32775000.00 | Not Quoted | Not Quoted | 10000.00 | 3000000.00 | 4067.88 | 1220364.00 | 920100.00 | Om Yash Projects Limited
1143.00 | Supplying, transporting, storing, fabricating & erecting in position and testing/ examining bolted/ self-drilling screws and/ or welded LIGHT GAUGE STEEL FRAMING SYSTEM (LGSF) WORKS for Electrical building of Grade YST310 or above (conforming to IS:15961) at all locations and levels UPTO & INCLUSIVE OF 20 m ABOVE HPP/ FGL, including all built-up sections/ compound sections made out of plates/ bent plates/light gauge steel plates in all types of structural frameworks, floor beams, columns, roof, stairs, or any other structural items or accessories to support & including equipment’s, piping, ducts, solar panel supporting structures, electrical fittings, plumbing items, fire water network, panels, storages etc., cutting to required size, straightening/ bending if required, edge preparation, cleaning, preheating, bolting/ welding of joints, (including sealing the joints of box sections with continuous welding and plugging any open ends & holes of box sections), finishing edges by grinding, fixing in line and level with temporary staging & bracing, scaffolding and removal of the same after erection, grouting with Ordinary Grout or premix free flow Non-shrink Grout as specified if required, including preparation and submission of detailed fabrication drawings, preparing the surface for painting and applying pre-erection/ shop primer as per EIL Specification No. 6-79-0020 (or as per Job Specification, wherever applicable) after fabrication etc., and Supplying, transporting, storing, fabricating & erecting in position and testing/ examining of piping, ducts, electrical fittings, plumbing items, fire water network, panels, storages/architectural items etc. including bolted/ self-drilling screws and/ or welded of external and internal cladding sandwiched with rockwool insulation at all locations and levels UPTO & INCLUSIVE OF 20 m ABOVE HPP/ FGL including painting of inside the building and outside the building along with the doors, windows, ventilator, exhaust, false ceiling, false flooring (if required) including sealing the joints between the all panels against leak & dust and providing RCC roof above the LIGHT GAUGE STEEL FRAMING SYSTEM (LGSF) structure including provision for supporting the solar panel supporting structure, ladder, parapet walls including water proofing of roof etc. All complete as per the EIL Job Specification No. C007-000-83-43-SP-9510 attached elsewhere in the tender document. SUPPLY OF ALL MATERIAL IN CONTRACTOR'S SCOPE. | 390.00 | sqm |  | 39000.00 | 15210000.00 | 23000.00 | 8970000.00 | 3065.00 | 1195350.00 | 3330.00 | 1298700.00 | Not Quoted | Not Quoted | 17290.00 | 6743100.00 | Not Quoted | Not Quoted | 1150.00 | 448500.00 | 4300.33 | 1677128.70 | 448500.00 | AMPSEPC PVT LTD
1144.00 | Supplying, transporting, storing, fabricating & erecting in position and testing/ examining bolted and/ or welded STRUCTURAL STEEL WORKS of Grade E350BR / E350B0 (conforming to IS:2062) at all locations and levels UPTO & INCLUSIVE OF 20 m ABOVE HPP/ FGL, including all builtup sections/ compound sections made out of rolled sections and/ or plates/ bent plates in all types of structural frameworks, floor beams, stairs, or any other structural items or accessories to support equipments, piping, conveyor galleries, towers, masts, etc., but excluding silos, bunkers, hoppers, etc., cutting to required size, straightening/ bending if required, edge preparation, cleaning, preheating, bolting/ welding of joints, (including sealing the joints of box sections with continuous welding and plugging any open ends & holes of box sections), finishing edges by grinding, fixing in line and level with temporary staging & bracing and removal of the same after erection, grouting with Ordinary Grout or premix free flow Nonshrink Grout as specified, including preparation and submission of detailed fabrication drawings, preparing the surface for painting (SSPC-SP-10) and applying pre-erection/ shop primer (1 coat of F-9 @ 65-75 micron DFT) as per EIL Specification No. 6-79-0020 (or as per Job Specification, wherever applicable) after fabrication etc., all complete. SUPPLY OF ALL MATERIAL IN CONTRACTOR'S SCOPE. | 10.00 | MT |  | 156000.00 | 1560000.00 | 130000.00 | 1300000.00 | 131406.00 | 1314060.00 | 135000.00 | 1350000.00 | Not Quoted | Not Quoted | 22800.00 | 228000.00 | Not Quoted | Not Quoted | 100000.00 | 1000000.00 | 127847.51 | 1278475.10 | 228000.00 | M/s. Megha Engineering and Infrastructures Ltd
1145.00 | Painting - Non FIM Items
1146.00 | Supplying and applying COATING (Post-erection/ Field) of approved quality and shade as per Sl. No. 9.2 of Table 9.0 of EIL Specification No. 6-79-0020 (or as per Job Specifications, wherever applicable) over the coat of shop primer already applied, including storage, surface preparation, degreasing, cleaning, drying, providing necessary arrangement for access, testing etc. including touching up of shop primer coat as per Sl. No. 7.2.1 of Table 7.2 of EIL Specification No. 6-79-0020 (or as per Job Specifications, wherever applicable), for steel structures (excluding ladders, spiral stairways & hand rails) at all location & levels, all complete as specified, for OFFSITE (INLAND) areas considering environment classification as INDUSTRIAL. SUPPLY OF ALL MATERIAL IN CONTRACTOR'S SCOPE.(Unit rate based on Structural steel weight). | 24.00 | MT |  | 19500.00 | 468000.00 | 145000.00 | 3480000.00 | 10076.00 | 241824.00 | 10800.00 | 259200.00 | Not Quoted | Not Quoted | 11400.00 | 273600.00 | Not Quoted | Not Quoted | 17500.00 | 420000.00 | 18014.88 | 432357.12 | 241824.00 | Om Yash Projects Limited
1147.00 | Supplying and applying COATING (Post-erection/ Field) of approved quality and shade as per Sl. No. 8.1 of Table 8.0 of EIL Specification No. 6-79-0020 (or as per Job Specifications, wherever applicable) for painting over the coat of shop primer & galvanisation already applied, including storage, surface preparation, degreasing, cleaning, drying, providing necessary arrangement for access, testing etc. including touching up of shop primer coat, for LADDERS, SPIRAL STAIRWAYS & HAND RAILS at all location & levels, all complete as specified. SUPPLY OF ALL MATERIAL IN CONTRACTOR'S SCOPE. (Unit rate based on weight of steel). | 5.00 | MT |  | 78000.00 | 390000.00 | 145000.00 | 725000.00 | 12857.00 | 64285.00 | 13500.00 | 67500.00 | Not Quoted | Not Quoted | 11400.00 | 57000.00 | Not Quoted | Not Quoted | 16500.00 | 82500.00 | 20920.50 | 104602.50 | 57000.00 | M/s. Megha Engineering and Infrastructures Ltd
1148.00 | MISCELLANEOUS STEEL WORKS SPECIFICATIONS NO. 6-68-0008
1149.00 | Anchor Bolts - Non FIM Items
1150.00 | Supplying, fabricating, fixing and keeping in position at all levels and locations THREADED ANCHOR BOLTS of all diameters and nomenclature including nuts, washers, anchor plates, pipe sleeves etc. in foundations, columns, pedestals, slabs, beams, walls etc. or any other place as directed including handling & transporting, straightening if required, turning from relevant size M.S. rounds to required diameter, threading, welding, providing necessary templates and auxiliary dummy structures, if any, necessary tying and welding with reinforcement, adjustment of shuttering & reinforcement/any other fixture, greasing exposed metal surfaces, covering bolts and packing the sleeves with jute cloth etc. all complete as specified and directed.(SUPPLY OF ALL MATERIALS IN CONTRACTOR'S SCOPE). | 1.00 | MT |  | 195000.00 | 195000.00 | 145000.00 | 145000.00 | 126842.00 | 126842.00 | 135000.00 | 135000.00 | Not Quoted | Not Quoted | 137750.00 | 137750.00 | Not Quoted | Not Quoted | 100000.00 | 100000.00 | 127847.51 | 127847.51 | 100000.00 | AMPSEPC PVT LTD
1151.00 | MS Metal Inserts - Non FIM Items
1152.00 | Supplying, transporting, storing, fabricating and fixing in position M.S. METAL INSERT (with lugs) of any shape made out of flats, plates, rolled sections, pipes etc. providing necessary templates, staging, cutting, straightening, if required, bolting, welding as required and embedding in position on both Plain and Reinforced Cement concrete members inclusive of adjusting shuttering & reinforcement/ any other fixture, welding where necessary, tying and holding to correct level, line and position, any auxiliary dummy structures to support the heavy inserts, painting exposed surfaces with a coat of primer as per EIL Specification No. 6-79-0020 (or as per Job Specification wherever applicable), etc. all complete for all depths and heights as specified and directed. (SUPPLY OF ALL MATERIALS IN CONTRACTOR'S SCOPE). | 8.00 | MT |  | 117000.00 | 936000.00 | 120000.00 | 960000.00 | 108064.00 | 864512.00 | 117000.00 | 936000.00 | Not Quoted | Not Quoted | 85500.00 | 684000.00 | Not Quoted | Not Quoted | 100000.00 | 800000.00 | 127847.51 | 1022780.08 | 684000.00 | M/s. Megha Engineering and Infrastructures Ltd
1153.00 | GI Pipe Sleeves - Non FIM Items
1154.00 | Supplying, fabricating and fixing in position G.I. PIPE SLEEVES of all diameters including providing necessary staging, cutting, straightening if required, bolting, welding as required and embedding in position on both Plain and Reinforced Cement concrete members inclusive of adjusting shuttering & reinforcement/any other fixture, welding where necessary, tying and holding to correct level, line and position, any auxiliary dummy structures to support heavy sleeves etc. all complete for all depths and heights as specified and directed. | .50 | MT |  | 175500.00 | 87750.00 | 125000.00 | 62500.00 | 135898.00 | 67949.00 | 144000.00 | 72000.00 | Not Quoted | Not Quoted | 114000.00 | 57000.00 | Not Quoted | Not Quoted | 100000.00 | 50000.00 | 174337.52 | 87168.76 | 50000.00 | AMPSEPC PVT LTD
1155.00 | MS Chequered Plates - Non FIM Items
1156.00 | Supplying, fabricating and erecting in position at all levels and locations bolted, screwed and/or welded M.S. CHEQUERED PLATES of any thickness in walkways, platforms, stair treads, any other place as directed etc. including cutting to required size, shape, making holes, notches, openings of required size, nosing, straightening if required, making the edges smooth, removing the burrs, fixing, welding, preparation and submission of fabrication drawings and preparing the surfaces for painting and applying shop primer as per EIL Specification No. 6-79-0020 (or Job Specification, wherever applicable) after fabrication etc. all complete as specified and directed. (SUPPLY OF ALL MATERIALS IN CONTRACTOR'S SCOPE). | .50 | MT |  | 143000.00 | 71500.00 | 130000.00 | 65000.00 | 113690.00 | 56845.00 | 121500.00 | 60750.00 | Not Quoted | Not Quoted | 118750.00 | 59375.00 | Not Quoted | Not Quoted | 100000.00 | 50000.00 | 127847.51 | 63923.76 | 50000.00 | AMPSEPC PVT LTD
1157.00 | MS Grating Cat. A,B - Non FIM Items
1158.00 | Supplying, fabricating and erecting in position at all levels and locations ELECTROFORGED GRATING purchased from approved manufacturer conforming to EIL Standard No. 7-68-0697 in walkways, platforms, stair treads etc. including cutting to required size, shape, making holes, notches, openings of required size, nosing, straightening if required, making the edges smooth, removing the burrs, fabricating clamps, fixing, tack welding, preparation and submission of fabrication drawings and preparing the surfaces for painting and applying pre-erection/ shop primer as per Job Specification after fabrication etc. all complete as specified and directed (SUPPLY OF ALL MATERIALS IN CONTRACTOR'S SCOPE). | 10.00 | MT |  | 201500.00 | 2015000.00 | 140000.00 | 1400000.00 | 126575.00 | 1265750.00 | 135000.00 | 1350000.00 | Not Quoted | Not Quoted | 143450.00 | 1434500.00 | Not Quoted | Not Quoted | 100000.00 | 1000000.00 | 139470.01 | 1394700.10 | 1000000.00 | AMPSEPC PVT LTD
1159.00 | MS Rungs - Non FIM Items
1160.00 | Supplying, fabricating, fixing and keeping in position M.S. RUNGS in R.C.C. works at all depths and heights including handling, transporting the steel to site workshop and site of work, straightening, if required, cutting, bending to shape, necessary tying and welding with reinforcement, adjustment of shuttering, cleaning, surface preparation, shop primer as per EIL Spec. 6-79-0020 (or Job Specification, wherever applicable) and two coats of anticorrosive paint of approved quality on the exposed portion of rungs etc. all complete as specified and directed (SUPPLY OF ALL MATERIALS IN CONTRACTOR'S SCOPE). | 25.00 | kg |  | 104.00 | 2600.00 | 120.00 | 3000.00 | 125.00 | 3125.00 | 135.00 | 3375.00 | Not Quoted | Not Quoted | 92150.00 | 2303750.00 | Not Quoted | Not Quoted | 110.00 | 2750.00 | 87.17 | 2179.25 | 2179.25 | KEC Spur Infrastructure Pvt. Ltd.
1161.00 | Hand Railing 1000mm - Non FIM Items
1162.00 | Supplying, fabricating and fixing in position at all locations 1000mm high INCLINED HAND RAILING (for staircases) consisting of top rail, mid rail and vertical posts (Maximum spacing 1500mm c/c) with 32mm nominal diameter medium grade M.S. Tubes conforming to IS:1239 including straightening if required, cutting, bending, welding, bolting, grouting with ordinary grout, cleaning, surface preparation, hot-dip galvanising (80-85 micron as per IS:4759, IS:2629, IS: 4736, IS:2633), shop primer (1 coat of P6 of 40 micron) as per Sl. No. 8.1 of Table 8.0 of EIL SPEC. 6-79-0020 (or as per Job Specification, wherever applicable), preparation and submission of fabrication drawings etc. all complete as specified, shown and directed. (SUPPLY OF ALL MATERIALS IN CONTRACTOR'S SCOPE). (Complete handrail work shall be measured as length of top rail only and not length of each element fixed). | 25.00 | m |  | 3640.00 | 91000.00 | 1800.00 | 45000.00 | 2678.00 | 66950.00 | 2880.00 | 72000.00 | Not Quoted | Not Quoted | 2518.00 | 62950.00 | Not Quoted | Not Quoted | 2350.00 | 58750.00 | 2324.50 | 58112.50 | 45000.00 | JSIW INFRASTRUCTURE PRIVATE LIMITED
1163.00 | Supplying, fabricating and fixing in position at all locations 1000mm high HORIZONTAL HAND RAILING (for platforms, walkways, etc. or any other location as directed) consisting of top rail, mid rail and vertical posts (Maximum spacing 1500mm c/c) with 32mm nominal diameter medium grade MS Tubes conforming to IS:1239 and 100x5 MS Toe Plate confirming to IS:2062 (Grade A/B), including straightening if required, cutting, bending, welding, bolting, grouting with ordinary grout, cleaning, surface preparation, hot-dip galvanising (80-85 micron as per IS:4759, IS:2629, IS: 4736, IS:2633), shop primer (1 coat of P6 of 40 micron) as per Sl. No. 8.1 of Table 8.0 of EIL SPEC. 6-79-0020 (or as per Job Specification, wherever applicable), preparation and submission of fabrication drawings etc. all complete as specified, shown and directed. (SUPPLY OF ALL MATERIALS IN CONTRACTOR'S SCOPE). (Complete handrail work shall be measured as length of top rail only and not length of each element fixed). | 50.00 | m |  | 1560.00 | 78000.00 | 1800.00 | 90000.00 | 2760.00 | 138000.00 | 2880.00 | 144000.00 | Not Quoted | Not Quoted | 2518.00 | 125900.00 | Not Quoted | Not Quoted | 1850.00 | 92500.00 | 2324.50 | 116225.00 | 78000.00 | Advance Infrastrurctures Pvt Ltd
1164.00 | Chemical Anchor Fastner
1165.00 | "Supplying, handling, transporting to site of work and fixing approved CHEMICAL ANCHOR FASTENERS consisting of M.S. threaded rod of Grade 5.8, GALVANIZED with minimum thickness of 5 microns and chemical (approved for use in cracked concrete), packed in flexible chemical foil or dual foil type, to be used with the help of dispenser, of 16mm dia. at specified positions on concrete floors, roofs, beams (sides and bottom), walls, columns etc. according to manufacturer's specifications including all accessories like nuts, washers etc. of required size., testing, necessary scaffolding, drilling of the holes in concrete surface with electric drill, cleaning of holes with air blowout & wire-brush and making good any damage done to the structure etc. all complete for all heights, depths and locations as specified and directed. Supply of chemical anchor fastners in Contractor's scope. | 10.00 | each |  | 655.00 | 6550.00 | 350.00 | 3500.00 | 2252.00 | 22520.00 | 2430.00 | 24300.00 | Not Quoted | Not Quoted | 276.00 | 2760.00 | Not Quoted | Not Quoted | 920.00 | 9200.00 | 1627.15 | 16271.50 | 2760.00 | M/s. Megha Engineering and Infrastructures Ltd
1166.00 | BRICK MASONRY (REFER SPECIFICATION NO.6-68-0009)
1167.00 | CLASS 5.0 at all depths -Non FIM Items
1168.00 | Providing and laying BRICK MASONRY WITH BRICKS OF CLASS 5.0 in cement mortar 1:6 (1 Cement : 6 Sand) in one or more brick thickness and in any shape (excluding circular/curved brick masonry) at all depths below plinth level including the cost of materials, labour, scaffolding/ staging, sampling & testing, soaking of bricks, cutting and laying of bricks, providing recesses, making openings of any shape & size, finishing the joints flush below ground level and raking out the joints above ground level, sealing the gap between masonry and soffit of beam/slab, embedding the fittings & fixtures, curing, etc. all complete as per specifications. ALL MATERIALS INCLUDING CEMENT SUPPLIED BY THE CONTRACTOR. | 35.00 | m³ |  | 9750.00 | 341250.00 | 6800.00 | 238000.00 | 9179.00 | 321265.00 | 9500.00 | 332500.00 | Not Quoted | Not Quoted | 8550.00 | 299250.00 | Not Quoted | Not Quoted | 7121.00 | 249235.00 | 6392.38 | 223733.30 | 223733.30 | KEC Spur Infrastructure Pvt. Ltd.
1169.00 | Providing and laying BRICK MASONRY WITH BRICKS OF CLASS 5.0 in cement mortar 1:6 (1 Cement : 6 Sand) in one or more brick thickness and in any shape (excluding circular/curved brick masonry) at all heights above plinth level including the cost of materials, labour, scaffolding/ staging, sampling & testing, soaking of bricks, cutting and laying of bricks, providing recesses, making openings of any shape & size, finishing the joints flush below ground level and raking out the joints above ground level, sealing the gap between masonry and soffit of beam/slab, embedding the fittings & fixtures, curing, etc. all complete as per specifications. ALL MATERIALS INCLUDING CEMENT SUPPLIED BY THE CONTRACTOR. | 150.00 | m³ |  | 10660.00 | 1599000.00 | 6800.00 | 1020000.00 | 8906.00 | 1335900.00 | 9500.00 | 1425000.00 | Not Quoted | Not Quoted | 8550.00 | 1282500.00 | Not Quoted | Not Quoted | 6950.00 | 1042500.00 | 6741.05 | 1011157.50 | 1011157.50 | KEC Spur Infrastructure Pvt. Ltd.
1170.00 | DEMOLISHING AND DISMANTLING (REFER SPEC NO. 6-68-0012)
1171.00 | Brickwork - Non FIM Items
1172.00 | Demolishing BRICKWORK (taking all necessary safety precautions) for all depths below plinth level including supply of all tools and tackles, necessary scaffolding, propping, underpinning, cleaning and stacking of serviceable material, disposal of unserviceable material to spoil heaps ANYWHERE OUTSIDE the plant boundary, all complete as specified and directed. Disposal areas outside plant Boundary to be arranged by the contractor. Royalty as applicable for disposal outside plant limits to be borne by the Contractor. (Excavation & backfilling shall be paid separately under relevant items). | 5.00 | m³ |  | 3640.00 | 18200.00 | 2200.00 | 11000.00 | 2532.00 | 12660.00 | 2700.00 | 13500.00 | Not Quoted | Not Quoted | 1729.00 | 8645.00 | Not Quoted | Not Quoted | 985.00 | 4925.00 | 1162.25 | 5811.25 | 4925.00 | AMPSEPC PVT LTD
1173.00 | Demolishing BRICKWORK (taking all necessary safety precautions) for all heights above plinth level including supply of all tools and tackles, necessary scaffolding, propping, underpinning, cleaning and stacking of serviceable material, disposal of unserviceable material to spoil heaps ANYWHERE OUTSIDE the plant boundary, all complete as specified and directed.Disposal areas outside plant Boundary to be arranged by the contractor. Royalty as applicable for disposal outside plant limits to be borne by the Contractor. | 5.00 | m³ |  | 3250.00 | 16250.00 | 2200.00 | 11000.00 | 4313.00 | 21565.00 | 4500.00 | 22500.00 | Not Quoted | Not Quoted | 1729.00 | 8645.00 | Not Quoted | Not Quoted | 1150.00 | 5750.00 | 1162.25 | 5811.25 | 5750.00 | AMPSEPC PVT LTD
1174.00 | RCC - Non FIM Items
1175.00 | Demolishing RCC WORK (taking all necessary safety precautions) for all depths below plinth level including supply of all tools & tackles, necessary scaffolding, propping, underpinning etc., cutting, straightening, scraping and cleaning of reinforcement bars, stacking of serviceable materials, disposal of unserviceable material to spoil heaps ANYWHERE OUTSIDE THE PLANT BOUNDARY, all complete as specified and directed by OWNER/ Engineer in-charge. Disposal areas outside plant Boundary to be arranged by the contractor. Royalty as applicable for disposal outside plant limits to be borne by the Contractor. (Excavation & backfilling shall be paid separately under relevant items). | 1.00 | m³ |  | 4550.00 | 4550.00 | 3200.00 | 3200.00 | 3894.00 | 3894.00 | 4050.00 | 4050.00 | Not Quoted | Not Quoted | 2993.00 | 2993.00 | Not Quoted | Not Quoted | 2300.00 | 2300.00 | 1394.70 | 1394.70 | 1394.70 | KEC Spur Infrastructure Pvt. Ltd.
1176.00 | Demolishing RCC WORK (taking all necessary safety precautions) for all heights above plinth level including supply of all tools & tackles, necessary scaffolding, propping, underpinning etc., cutting, straightening, scraping and cleaning of reinforcement bars, stacking of serviceable materials, disposal of unserviceable material to spoil heaps ANYWHERE OUTSIDE THE PLANT BOUNDARY, all complete as specified and directed by OWNER/ Engineer in-charge. Disposal areas outside plant Boundary to be arranged by the contractor. Royalty as applicable for disposal outside plant limits to be borne by the Contractor. (Excavation & backfilling shall be paid separately under relevant items). | 5.00 | m³ |  | 3900.00 | 19500.00 | 3200.00 | 16000.00 | 4336.00 | 21680.00 | 4500.00 | 22500.00 | Not Quoted | Not Quoted | 2993.00 | 14965.00 | Not Quoted | Not Quoted | 2950.00 | 14750.00 | 1394.70 | 6973.50 | 6973.50 | KEC Spur Infrastructure Pvt. Ltd.
1177.00 | PCC _ Non FIM Items
1178.00 | Demolishing PLAIN CEMENT CONCRETE work (taking all necessary safety precautions) for all depths below plinth level including supply of all tools & tackles, necessary scaffolding, propping, underpinning etc. disposal of unserviceable material to spoil heaps ANYWHERE OUTSIDE THE PLANT BOUNDARY, all complete as specified and directed. Disposal areas outside plant Boundary to be arranged by the contractor. Royalty as applicable for disposal outside plant limits to be borne by the Contractor. (Excavation & backfilling shall be paid separately under relevant items). | 5.00 | m³ |  | 2600.00 | 13000.00 | 2900.00 | 14500.00 | 2560.00 | 12800.00 | 2700.00 | 13500.00 | Not Quoted | Not Quoted | 1845.00 | 9225.00 | Not Quoted | Not Quoted | 1150.00 | 5750.00 | 1162.25 | 5811.25 | 5750.00 | AMPSEPC PVT LTD
1179.00 | Steelwork - Non FIM Items
1180.00 | Dismantling bolted/rivetted/welded STRUCTURAL STEEL WORK of all descriptions (taking all necessary safety precautions), including supply of all tools and tackles, consumables, necessary scaffolding etc., providing temporary bracings as required, cutting (by flame or saw) gusset plates, bolts, nuts, weldings etc., transporting and stacking of the serviceable materials to DESIGNATED PLACE INSIDE PLANT, cleaning the site of work of all unserviceable materials for disposal to spoil heaps anywhere outside the plant boundary, all complete at all depths and heights, as specified and directed. Disposal areas outside plant Boundary to be arranged by the contractor and Royalty as applicable for disposal of unserviceable material outside plant limits to be borne by the Contractor. | 5.00 | MT |  | 84500.00 | 422500.00 | 35000.00 | 175000.00 | 15135.00 | 75675.00 | 16200.00 | 81000.00 | Not Quoted | Not Quoted | 5170.00 | 25850.00 | Not Quoted | Not Quoted | 16100.00 | 80500.00 | 11622.50 | 58112.50 | 25850.00 | M/s. Megha Engineering and Infrastructures Ltd
1181.00 | MISCELLANEOUS ITEMS (REFER SPECIFICATION NO. 6-68-0013)
1182.00 | Antitermite - Non FIM Items
1183.00 | Providing and injecting approved chemical emulsions as specified for pre-constructional ANTI-TERMITE TREATMENT and creating a chemical barrier under and around column pits, wall trenches, basement excavations, top surfaces of plinth filling, junction of wall and floor, along the external perimeter of building, expansion joints, surrounding of pipes and conduits etc. all complete as specified and directed. (Plinth area of the building at ground floor only shall be measured). | 100.00 | m² |  | 910.00 | 91000.00 | 210.00 | 21000.00 | 173.00 | 17300.00 | 180.00 | 18000.00 | Not Quoted | Not Quoted | 252.00 | 25200.00 | Not Quoted | Not Quoted | 259.00 | 25900.00 | 145.28 | 14528.00 | 14528.00 | KEC Spur Infrastructure Pvt. Ltd.
1184.00 | Sand Filling - Non FIM Items
1185.00 | Supplying and filling approved CRUSHED STONE SAND/ STONE DUST of specified quality under floors, in foundations, plinths, tank foundations etc. for all depths and heights including cost of sand, royalties, transportation to site for all leads and lifts, including loading, unloading, spreading in layers of loose thickness not exceeding 150 mm, watering, ramming, compacting with mechanical compactors and/or other equipment to the specified levels to achieve 85% relative density as per IS:2720 Part XIV, including preparation of subgrade to the required slope, providing testing apparatus and testing the degree of consolidation all complete as per drawings, specifications and direction of Engineer-in-charge. The rates shall be inclusive of the cost of all labour, material, equipments etc. all complete . | 400.00 | m³ |  | 1950.00 | 780000.00 | 1800.00 | 720000.00 | 1290.00 | 516000.00 | 1350.00 | 540000.00 | Not Quoted | Not Quoted | 1730.00 | 692000.00 | Not Quoted | Not Quoted | 325.00 | 130000.00 | 2092.05 | 836820.00 | 130000.00 | AMPSEPC PVT LTD
1186.00 | DPC - Non FIM Items
1187.00 | Providing and laying 40mm thick DAMP PROOF COURSE with plain cement concrete of nominal mix of 1:1.5:3 with 10mm & down size graded crushed stone aggregates in two layers of 20mm thick with two coats of hot bitumen (Grade A90/S90 conforming to IS:73) applied @ 1.7 Kg/sq.m. over each layer as per specifications including cleaning, watering the top surface of walls, centering, shuttering, placing, tamping, curing, sprinkling an even layer of dry & sharp sand over the hot bitumen etc. all complete as specified and directed. | 100.00 | m² |  | 1170.00 | 117000.00 | 750.00 | 75000.00 | 502.00 | 50200.00 | 522.00 | 52200.00 | Not Quoted | Not Quoted | 523.00 | 52300.00 | Not Quoted | Not Quoted | 425.00 | 42500.00 | 523.01 | 52301.00 | 42500.00 | AMPSEPC PVT LTD
1188.00 | BI-POLAR CONCRETE PENETRATING CORROSION INHIBITING ADMIXTURE
1189.00 | Supplying and mixing of approved brand of BI-POLAR CONCRETE PENETRATING CORROSION INHIBITING ADMIXTURE (confirming to EIL Specification No. 6-68-0017) in concrete as per manufacturer's specification for protection of reinforcement against corrosion. Supply of admixture in Contractor's scope. | 9950.00 | kg |  | 156.00 | 1552200.00 | 250.00 | 2487500.00 | 49.00 | 487550.00 | 50.00 | 497500.00 | Not Quoted | Not Quoted | 74.00 | 736300.00 | Not Quoted | Not Quoted | 165.00 | 1641750.00 | 87.17 | 867341.50 | 487550.00 | Om Yash Projects Limited
1190.00 | BONDING FRESH CONCRETE TO OLD CONCRETE BY EPOXY RESIN BONDING SYSTEM (REFER SPECIFICATION NO. 6-68-0056)
1191.00 | Epoxy Resin - non FIM Items
1192.00 | Providing and applying approved EPOXY RESIN (prepared as per manufacturer's recommendation) for bonding of fresh concrete to old concrete in all types of structure at all depths and heights including cleaning of concrete surface, removing of all loose concrete pieces, making rough by chiselling, taking off the skin of concrete, application of Epoxy Resin System by spraying, necessary working platforms, props, scaffolding and other safety measures, removal of same after completion etc. all complete as specified and directed. (Excavation, backfilling, removal of surplus earth, keeping pit dry by pumping/bailing subsoil water shall be paid separately under relevant items). | 20.00 | kg |  | 1365.00 | 27300.00 | 450.00 | 9000.00 | 1050.00 | 21000.00 | 1080.00 | 21600.00 | Not Quoted | Not Quoted | 3652.00 | 73040.00 | Not Quoted | Not Quoted | 185.00 | 3700.00 | 755.46 | 15109.20 | 3700.00 | AMPSEPC PVT LTD
1193.00 | GEOTECH
1194.00 | GROUND IMPROVEMENT
1195.00 | SAND GRAVEL MIX
1196.00 | Supplying and filling sand gravel mix (1:1) with approved aggregate below road, RCC pavement, manholes, pits, foundations, bedding of UG piping etc. in layers of 150 mm loose thickness (maximum) including watering, ramming, rolling, compacting to achieve 85% relative density as per IS 2720 Part-XIV, quarrying, royalties, transportation, handling, etc. all complete as per drawings, specifications and directions of Engineer-in-Charge. (The rate shall be inclusive of the cost of all labour, material, equipment etc. all complete) | 1950.00 | cum |  | 2860.00 | 5577000.00 | 1400.00 | 2730000.00 | 1500.00 | 2925000.00 | 1800.00 | 3510000.00 | Not Quoted | Not Quoted | 2280.00 | 4446000.00 | Not Quoted | Not Quoted | 1385.00 | 2700750.00 | 2196.84 | 4283838.00 | 2700750.00 | AMPSEPC PVT LTD
1197.00 | PIPELINES
1198.00 | LAYING/ INSTALLATION OF STEEL PIPELINE
1199.00 | Laying/ Installation of line pipe, associated fittings and accessories, etc. as per specifications, standards, drawings, other provisions of Contract and Instructions of Engineer-in-Charge, including but not limited to carrying out the following: "Receiving and taking-over", safe handling, loading, transportation and unloading of Owner supplied Free Issue Materials (as applicable) from designated place(s) of issue/ dump site(s) to Contractor's own stock-yard(s) including stringing the pipeline in Standard Right-of-Use (ROU) / Right of Way (ROW), Arrangement of all additional land required for Contractor's storage, fabrication, access for construction (other than Owner provided ROU); supply of all materials (except Owner supplied materials, as applicable), consumables, equipment, labour, etc; Staking and installation of construction markers, clearing, grubbing, grading (as required) of Standard Right-of-Use (ROU) / Right of Way (ROW); Cutting Trees, if required; Counting the number and type of trees cut in presence of DFO/ concerned authorities and keeping record thereof; Trenching to all depths and to a width to accommodate the pipeline with/ without optical fiber cable/cable conduit as specified in Scope Document by excavation in all types of soil/ strata (including Normal Strata/ Hard Strata/ Hard Rock, as defined subsequently) & terrain(s), including additional trenching for seismic and other areas as specified, blasting, chiseling or otherwise cutting etc.; Providing Warning Devices (Mat/ Tape or Mesh), as required; Providing trench padding as required with sand/ graded earth approved by Engineer-in-Charge; Carrying out repairs of pipe and coating defects not attributable to Owner; Thorough internal cleaning of all pipes by suitable methods to remove debris, shots, grits etc.; Stringing of line pipes along Standard ROU/ ROW including providing straw bags, soft padding/sand padding; Aligning, bending, cutting and beveling (as required) of pipes for welding and field adjustments, NDT of re-beveled area, welding, carrying out destructive & non- destructive testing of welds required as per approved NDT specifications (including radiography) and providing all requisite equipment, labour, supervision, materials, films, consumables etc.; carrying out repairs of weld joints as required, carrying out re- radiography and other non-destructive tests on repaired joints, etc.; Installation of carrier pipe including concrete coated pipes (wherever required) at all crossings including roads/ canals/ nala/ water crossings etc. (except at crossings those are specifically covered separately in this SOR) by open cut or Jacking/ boring method including pre-testing as required; Carrying out installation of carrier pipe in the casing pipe at cased crossings (excluding supply and installation of casing pipes, covered separately); Coating of all field weld joints, long radius bends, buried fittings etc.(as applicable); Lowering the pipelines in trench including providing sand bag separators for parallel pipelines at the specified spacing (when applicable), adhering to all safety norms implied by the ROU/ ROW authority (as applicable), providing required padding over and around the pipeline with sand/graded material approved by Engineer-In-Charge (in rocky areas), backfilling with available approved excavated material and/or other suitable soil approved by Engineer-In-Charge; Supply and installation of slope breaker as per specifications and drawings in steep slope areas, wherever required; Carrying out hydrostatic testing including air cleaning, flushing, filling, gauging, pressurization of complete pipeline in various test sections as approved by Engineer-In-Charge to the specified test pressure, providing all equipment, pumps, fittings, instruments, dead weight tester, all types of pigs etc., and services, supervision, labour, consumables, arranging adequate quantity of water of suitable quality required for hydrostatic testing including supply of corrosion inhibitor, air, etc. as required, locating of leaks and rectification of defects attributable to Contractor, re-testing after rectification, successful completion of hydro-testing of pipeline (Controlled De-watering etc. covered elsewhere in the SOR); including all tie-in(s) with the pipeline/ piping installed by others including cutting of test header, re- beveling as required; Carrying out all temporary, ancillary, auxiliary works and all incidental works required to make the pipeline ready for pre-commissioning; Repair of defects recorded during EGP/gauge plate run or otherwise including cutting, beveling, welding, NDT (including Radiography/ X Ray check shots, as applicable), field joint coating etc. as applicable; Final clean-up and restoration of right of use/ right of way including obtaining work permits/ NOC from respective statutory authorities as required and disposal of debris and returning all surplus material to designated disposal areas/ Company storage yard, as directed by Engineer-In-Charge; Restoration of land, facilities and boundary wall etc. at associated facilities dismantled/damaged by the Contractor during construction; Obtaining work permits/ NOC from various statutory authorities having jurisdiction and complying with all stipulation/conditions/recommendation of the said authorities; Preparation of As-Built drawings, pipe-book and other records. SOR shall be read in conjunction with drawings, scope of work, specifications, standards and other provisions of contract document. All above works for buried pipeline as per following details:
1200.00 | Scope of Work Installation of Pipeline (Line Pipe Free issue from Owner) OFC Conduit to be installed Yes (PL SOR includes trenching works only. OFC works as per Other Department SOR) Pipe Material Grade API 5L Gr. X-70 PSL 2 Pipe OD 355.6 mm Type of External Coating 3LPE Type of Internal Coating Epoxy Type of Soil/Strata Normal Strata (Soft Soil/ Sand/ Clay/ Silty Sand/ Silty Clay etc.) Type of Terrain Generally Flat Wall Thickness 8.7 mm | 468.00 | m |  | 3800.00 | 1778400.00 | 3050.00 | 1427400.00 | 4500.00 | 2106000.00 | 4780.00 | 2237040.00 | Not Quoted | Not Quoted | 3448.50 | 1613898.00 | Not Quoted | Not Quoted | 5200.00 | 2433600.00 | 4115.71 | 1926152.28 | 1427400.00 | JSIW INFRASTRUCTURE PRIVATE LIMITED
1201.00 | Scope of Work Installation of Pipeline (Line Pipe Free issue from Owner) OFC Conduit to be installed Yes (PL SOR includes trenching works only. OFC works as per Other Department SOR) Pipe Material Grade API 5L Gr. X-70 PSL 2 Pipe OD 355.6 mm Type of External Coating 3LPE Type of Internal Coating Epoxy Type of Soil/Strata Hard Rock Type of Terrain Generally Flat Wall Thickness 7.1 mm | 9229.90 | m |  | 5200.00 | 47995480.00 | 3800.00 | 35073620.00 | 5900.00 | 54456410.00 | 6050.00 | 55840895.00 | Not Quoted | Not Quoted | 3562.50 | 32881518.75 | Not Quoted | Not Quoted | 5350.00 | 49379965.00 | 5711.57 | 52717219.94 | 32881518.75 | M/s. Megha Engineering and Infrastructures Ltd
1202.00 | Scope of Work Installation of Pipeline (Line Pipe Free issue from Owner) OFC Conduit to be installed Yes (PL SOR includes trenching works only. OFC works as per Other Department SOR) Pipe Material Grade API 5L Gr. X-70 PSL 2 Pipe OD 355.6 mm Type of External Coating 3LPE Type of Internal Coating Epoxy Type of Soil/Strata Hard Strata (Soft Rock/ Murrum / Laterite / Weathered Rock / Gravels / Pebbles/ Cobbles etc.) Type of Terrain Generally Flat Wall Thickness 7.1 mm | 1750.29 | m |  | 4600.00 | 8051334.00 | 3800.00 | 6651102.00 | 5251.00 | 9190772.79 | 5320.00 | 9311542.80 | Not Quoted | Not Quoted | 3752.50 | 6567963.23 | Not Quoted | Not Quoted | 5950.00 | 10414225.50 | 5473.58 | 9580352.34 | 6567963.23 | M/s. Megha Engineering and Infrastructures Ltd
1203.00 | Scope of Work Installation of Pipeline (Line Pipe Free issue from Owner) OFC Conduit to be installed No Pipe Material Grade API 5L Gr. B PSL 1 Pipe OD 355.6 mm Type of External Coating 3LPE Type of Internal Coating Epoxy Type of Soil/Strata Normal Strata (Soft Soil/ Sand/ Clay/ Silty Sand/ Silty Clay etc.) Type of Terrain Generally Flat Wall Thickness 7.1 mm | 48648.99 | m |  | 3750.00 | 182433712.50 | 3050.00 | 148379419.50 | 4500.00 | 218920455.00 | 4710.00 | 229136742.90 | Not Quoted | Not Quoted | 3752.50 | 182555334.98 | Not Quoted | Not Quoted | 5000.00 | 243244950.00 | 3880.53 | 188783865.16 | 148379419.50 | JSIW INFRASTRUCTURE PRIVATE LIMITED
1204.00 | Scope of Work Installation of Pipeline (Line Pipe Free issue from Owner) OFC Conduit to be installed Yes (PL SOR includes trenching works only. OFC works as per Other Department SOR) Pipe Material Grade API 5L Gr. X-70 PSL 2 Pipe OD 355.6 mm Type of External Coating 3LPE Type of Internal Coating Epoxy Type of Soil/Strata Hard Rock Type of Terrain Generally Flat Wall Thickness 8.7 mm | 456.00 | m |  | 5200.00 | 2371200.00 | 3800.00 | 1732800.00 | 5950.00 | 2713200.00 | 6170.00 | 2813520.00 | Not Quoted | Not Quoted | 3990.00 | 1819440.00 | Not Quoted | Not Quoted | 6200.00 | 2827200.00 | 5949.55 | 2712994.80 | 1732800.00 | JSIW INFRASTRUCTURE PRIVATE LIMITED
1205.00 | Scope of Work Installation of Pipeline (Line Pipe Free issue from Owner) OFC Conduit to be installed Yes (PL SOR includes trenching works only. OFC works as per Other Department SOR) Pipe Material Grade API 5L Gr. X-70 PSL 2 Pipe OD 355.6 mm Type of External Coating 3LPE Type of Internal Coating Epoxy Type of Soil/Strata Hard Strata (Soft Rock/ Murrum / Laterite / Weathered Rock / Gravels / Pebbles/ Cobbles etc.) Type of Terrain Generally Flat Wall Thickness 8.7 mm | 60.00 | m |  | 4500.00 | 270000.00 | 3800.00 | 228000.00 | 5300.00 | 318000.00 | 5440.00 | 326400.00 | Not Quoted | Not Quoted | 4050.00 | 243000.00 | Not Quoted | Not Quoted | 6200.00 | 372000.00 | 5711.57 | 342694.20 | 228000.00 | JSIW INFRASTRUCTURE PRIVATE LIMITED
1206.00 | LAYING/ INSTALLATION OF STEEL PIPELINE IN RESTRICTED ROU (MANGROVE, ROAD, CITY, RESERVE FOREST, BUILT-IN)
1207.00 | Laying/ Installation of line pipe, associated fittings and accessories, etc. as per specifications, standards, drawings, other provisions of Contract and Instructions of Engineer-in-Charge, including but not limited to carrying out the following: "Receiving and taking-over", safe handling, loading, transportation and unloading of Owner supplied Free Issue Materials (as applicable) from designated place(s) of issue/ dump site(s) to Contractor's own stock-yard(s) including stringing the pipeline in available Right-of-Use (ROU) / Right of Way (ROW), Arrangement of all additional land required for Contractor's storage, fabrication, access for construction (other than Owner provided ROU/ available ROU as per scope of work); supply of all materials (except Owner supplied materials, as applicable), consumables, equipment, labour, etc; Staking and installation of construction markers, clearing, grubbing, grading (as required) of Right-of-Use (ROU) / Right of Way (ROW); Providing Warning Devices (Mat/ Tape or Mesh), as required; Cutting Trees, if required; Counting the number and type of trees cut in presence of DFO/ concerned authorities and keeping record thereof; Trenching to all depths and to a width to accommodate the pipeline with/ without optical fiber cable/cable conduit as specified in Scope Document by excavation in all types of soil/ strata (including Normal Strata/ Hard Strata/ Hard Rock, as defined subsequently), including additional trenching for seismic and other areas as specified, blasting, chiseling or otherwise cutting etc.; Providing trench padding as required with sand/ graded earth approved by Engineer-in-Charge; Carrying out repairs of pipe and coating defects not attributable to Owner; Thorough internal cleaning of all pipes by suitable methods to remove debris, shots, grits etc.; Stringing of line pipes along ROU/ ROW including providing straw bags, soft padding/sand padding; Aligning, bending, cutting and beveling (as required) of pipes for welding and field adjustments, NDT of re-beveled area, welding, carrying out destructive & non- destructive testing of welds required as per approved NDT specifications (including radiography) and providing all requisite equipment, labour, supervision, materials, films, consumables etc.; carrying out repairs of weld joints as required, carrying out re- radiography and other non-destructive tests on repaired joints, etc.; Installation of carrier pipe including concrete coated pipes (wherever required) at all crossings including roads/ canals/ nala/ water crossings etc. (except at crossings those are specifically covered separately in this SOR) by open cut or Jacking/ boring method including pre-testing as required; Carrying out installation of carrier pipe in the casing pipe at cased crossings (excluding supply and installation of casing pipes, covered separately); Coating of all field weld joints, long radius bends, buried fittings etc.(as applicable); Lowering the pipelines in trench including providing sand bag separators for parallel pipelines at the specified spacing (when applicable), adhering to all safety norms implied by the ROU/ ROW authority (as applicable), providing required padding over and around the pipeline with sand/graded material approved by Engineer-In-Charge (in rocky areas), backfilling with available approved excavated material and/or other suitable soil approved by Engineer-In-Charge; Supply and installation of slope breaker as per specifications and drawings in steep slope areas, wherever required; Carrying out hydrostatic testing including air cleaning, flushing, filling, gauging, pressurization of complete pipeline in various test sections as approved by Engineer-In-Charge to the specified test pressure, providing all equipment, pumps, fittings, instruments, dead weight tester, all types of pigs etc., and services, supervision, labour, consumables, arranging adequate quantity of water of suitable quality required for hydrostatic testing including supply of corrosion inhibitor, air, etc. as required, locating of leaks and rectification of defects attributable to Contractor, re-testing after rectification, successful completion of hydro-testing of pipeline (Controlled De-watering etc. covered elsewhere in the SOR); including all tie-in(s) with the pipeline/ piping installed by others including cutting of test header, re- beveling as required; Carrying out all temporary, ancillary, auxiliary works and all incidental works required to make the pipeline ready for pre-commissioning; Repair of defects recorded during EGP/gauge plate run or otherwise including cutting, beveling, welding, NDT (including Radiography/ X-Ray check shots, as applicable), field joint coating etc. as applicable; Final clean-up and restoration of right of use/ right of way including obtaining work permits/ NOC from respective statutory authorities as required and disposal of debris and returning all surplus material to designated disposal areas/Company storage yard, as directed by Engineer-In-Charge; Restoration of land, facilities and boundary wall etc. at associated facilities dismantled/damaged by the Contractor during construction; Obtaining work permits/ NOC from various statutory authorities having jurisdiction and complying with all stipulation/conditions/recommendation of the said authorities; Preparation of as-built drawings, pipe-book and other records. SOR shall be read in conjunction with drawings, scope of work, specifications, standards and other provisions of contract document. All above works for buried pipeline as per following details:
1208.00 | Scope of Work Installation of Pipeline (Line Pipe Free issue from Owner) OFC Conduit to be installed Yes (PL SOR includes trenching works only. OFC works as per Other Department SOR) Pipe Material Grade API 5L Gr. X-70 PSL 2 Pipe OD 355.6 mm Type of External Coating 3LPE Type of Internal Coating Epoxy Type of Soil/ Strata Normal Strata (Soft Soil/ Sand/ Clay/ Silty Sand/ Silty Clay etc.) Type of Restricted ROU Reserve Forest Available Width of RoU 10 m Wall thickness 7.1 mm | 2259.42 | m |  | 3800.00 | 8585796.00 | 3500.00 | 7907970.00 | 5500.00 | 12426810.00 | 5680.00 | 12833505.60 | Not Quoted | Not Quoted | 5177.50 | 11698147.05 | Not Quoted | Not Quoted | 6800.00 | 15364056.00 | 4115.71 | 9299117.49 | 7907970.00 | JSIW INFRASTRUCTURE PRIVATE LIMITED
1209.00 | Scope of Work Installation of Pipeline (Line Pipe Free issue from Owner) OFC Conduit to be installed Yes (PL SOR includes trenching works only. OFC works as per Other Department SOR) Pipe Material Grade API 5L Gr. X-70 PSL 2 Pipe OD 355.6 mm Type of External Coating 3LPE Type of Internal Coating Epoxy Type of Soil/ Strata Hard Rock Type of Restricted ROU Reserve Forest Available Width of RoU 10 m Wall thickness 7.1 mm | 9795.11 | m |  | 5200.00 | 50934572.00 | 4100.00 | 40159951.00 | 7100.00 | 69545281.00 | 7400.00 | 72483814.00 | Not Quoted | Not Quoted | 5415.00 | 53040520.65 | Not Quoted | Not Quoted | 6700.00 | 65627237.00 | 5949.55 | 58276496.70 | 40159951.00 | JSIW INFRASTRUCTURE PRIVATE LIMITED
1210.00 | Scope of Work Installation of Pipeline (Line Pipe Free issue from Owner) OFC Conduit to be installed Yes (PL SOR includes trenching works only. OFC works as per Other Department SOR) Pipe Material Grade API 5L Gr. X-70 PSL 2 Pipe OD 355.6 mm Type of External Coating 3LPE Type of Internal Coating Epoxy Type of Soil/ Strata Hard Strata (Soft Rock/ Murrum / Laterite / Weathered Rock / Gravels / Pebbles/ Cobbles etc.) Type of Restricted ROU Reserve Forest Available Width of RoU 10 m Wall thickness 7.1 mm | 298.71 | m |  | 4800.00 | 1433808.00 | 3700.00 | 1105227.00 | 6500.00 | 1941615.00 | 6700.00 | 2001357.00 | Not Quoted | Not Quoted | 5985.00 | 1787779.35 | Not Quoted | Not Quoted | 6800.00 | 2031228.00 | 5711.57 | 1706103.07 | 1105227.00 | JSIW INFRASTRUCTURE PRIVATE LIMITED
1211.00 | Scope of Work Installation of Pipeline (Line Pipe Free issue from Owner) OFC Conduit to be installed Yes (PL SOR includes trenching works only. OFC works as per Other Department SOR) Pipe Material Grade API 5L Gr. X-70 PSL 2 Pipe OD 355.6 mm Type of External Coating 3LPE Type of Internal Coating Epoxy Type of Soil/ Strata Hard Rock Type of Restricted ROU Reserve Forest Available Width of RoU 10 m Wall thickness 8.7 mm | 500.00 | m |  | 5200.00 | 2600000.00 | 4100.00 | 2050000.00 | 6750.00 | 3375000.00 | 7040.00 | 3520000.00 | Not Quoted | Not Quoted | 6080.00 | 3040000.00 | Not Quoted | Not Quoted | 6900.00 | 3450000.00 | 6187.53 | 3093765.00 | 2050000.00 | JSIW INFRASTRUCTURE PRIVATE LIMITED
1212.00 | Scope of Work Installation of Pipeline (Line Pipe Free issue from Owner) OFC Conduit to be installed Yes (PL SOR includes trenching works only. OFC works as per Other Department SOR) Pipe Material Grade API 5L Gr. X-70 PSL 2 Pipe OD 355.6 mm Type of External Coating 3LPE Type of Internal Coating Epoxy Type of Soil/ Strata Hard Strata (Soft Rock/ Murrum / Laterite / Weathered Rock / Gravels / Pebbles/ Cobbles etc.) Type of Restricted ROU Reserve Forest Available Width of RoU 10 m Wall thickness 8.7 mm | 100.00 | m |  | 5200.00 | 520000.00 | 3700.00 | 370000.00 | 6600.00 | 660000.00 | 6700.00 | 670000.00 | Not Quoted | Not Quoted | 6032.50 | 603250.00 | Not Quoted | Not Quoted | 6900.00 | 690000.00 | 5949.55 | 594955.00 | 370000.00 | JSIW INFRASTRUCTURE PRIVATE LIMITED
1213.00 | Scope of Work Installation of Pipeline (Line Pipe Free issue from Owner) OFC Conduit to be installed Yes (PL SOR includes trenching works only. OFC works as per Other Department SOR) Pipe Material Grade API 5L Gr. X-70 PSL 2 Pipe OD 355.6 mm Type of External Coating 3LPE Type of Internal Coating Epoxy Type of Soil/ Strata Normal Strata (Soft Soil/ Sand/ Clay/ Silty Sand/ Silty Clay etc.) Type of Restricted ROU Reserve Forest Available Width of RoU 10 m Wall thickness 8.7 mm | 300.00 | m |  | 4800.00 | 1440000.00 | 3500.00 | 1050000.00 | 5555.00 | 1666500.00 | 5680.00 | 1704000.00 | Not Quoted | Not Quoted | 6032.50 | 1809750.00 | Not Quoted | Not Quoted | 6900.00 | 2070000.00 | 4402.67 | 1320801.00 | 1050000.00 | JSIW INFRASTRUCTURE PRIVATE LIMITED
1214.00 | Scope of Work Installation of Pipeline (Line Pipe Free issue from Owner) OFC Conduit to be installed Yes (PL SOR includes trenching works only. OFC works as per Other Department SOR) Pipe Material Grade API 5L Gr. X-70 PSL 2 Pipe OD 355.6 mm Type of External Coating 3LPE Type of Internal Coating Epoxy Type of Soil/ Strata Hard Rock Type of Restricted ROU Reserve Forest Available Width of RoU 5 m Wall thickness 7.1 mm | 265.99 | m |  | 6200.00 | 1649138.00 | 4100.00 | 1090559.00 | 8000.00 | 2127920.00 | 8250.00 | 2194417.50 | Not Quoted | Not Quoted | 6080.00 | 1617219.20 | Not Quoted | Not Quoted | 7500.00 | 1994925.00 | 6187.53 | 1645821.10 | 1090559.00 | JSIW INFRASTRUCTURE PRIVATE LIMITED
1215.00 | Scope of Work Installation of Pipeline (Line Pipe Free issue from Owner) OFC Conduit to be installed Yes (PL SOR includes trenching works only. OFC works as per Other Department SOR) Pipe Material Grade API 5L Gr. X-70 PSL 2 Pipe OD 355.6 mm Type of External Coating 3LPE Type of Internal Coating Epoxy Type of Soil/ Strata Normal Strata (Soft Soil/ Sand/ Clay/ Silty Sand/ Silty Clay etc.) Type of Restricted ROU Reserve Forest Available Width of RoU 5 m Wall thickness 7.1 mm | 155.59 | m |  | 4800.00 | 746832.00 | 3500.00 | 544565.00 | 6751.00 | 1050388.09 | 6900.00 | 1073571.00 | Not Quoted | Not Quoted | 6030.00 | 938207.70 | Not Quoted | Not Quoted | 7500.00 | 1166925.00 | 4300.33 | 669088.34 | 544565.00 | JSIW INFRASTRUCTURE PRIVATE LIMITED
1216.00 | Scope of Work Installation of Pipeline (Line Pipe Free issue from Owner) OFC Conduit to be installed Yes (PL SOR includes trenching works only. OFC works as per Other Department SOR) Pipe Material Grade API 5L Gr. X-70 PSL 2 Pipe OD 355.6 mm Type of External Coating 3LPE Type of Internal Coating Epoxy Type of Soil/ Strata Hard Rock Type of Restricted ROU Reserve Forest Available Width of RoU 5 m Wall thickness 8.7 mm | 50.00 | m |  | 6200.00 | 310000.00 | 4100.00 | 205000.00 | 8000.00 | 400000.00 | 8250.00 | 412500.00 | Not Quoted | Not Quoted | 6300.00 | 315000.00 | Not Quoted | Not Quoted | 7600.00 | 380000.00 | 6276.15 | 313807.50 | 205000.00 | JSIW INFRASTRUCTURE PRIVATE LIMITED
1217.00 | Scope of Work Installation of Pipeline (Line Pipe Free issue from Owner) OFC Conduit to be installed Yes (PL SOR includes trenching works only. OFC works as per Other Department SOR) Pipe Material Grade API 5L Gr. X-70 PSL 2 Pipe OD 355.6 mm Type of External Coating 3LPE Type of Internal Coating Epoxy Type of Soil/ Strata Normal Strata (Soft Soil/ Sand/ Clay/ Silty Sand/ Silty Clay etc.) Type of Restricted ROU Reserve Forest Available Width of RoU 5 m Wall thickness 8.7 mm | 50.00 | m |  | 4800.00 | 240000.00 | 3500.00 | 175000.00 | 6750.00 | 337500.00 | 6900.00 | 345000.00 | Not Quoted | Not Quoted | 6080.00 | 304000.00 | Not Quoted | Not Quoted | 7600.00 | 380000.00 | 4532.78 | 226639.00 | 175000.00 | JSIW INFRASTRUCTURE PRIVATE LIMITED
1218.00 | BACKFILLING WITH SELECT SOIL
1219.00 | Unit rate over and above item no. 01PP.1.1.1/ 01PP.2.1.1 (as applicable) for supply of specified and approved quality of sand (for station approaches) or approved quality of cohesion-less soil as backfill material like graded sand, morrum, silty sand etc. (for seismic zones along pipeline route) including supply of sand or approved quality of backfill material like graded sand /other types of soil etc. in place of available excavated material and/ or other suitable soil as per applicable standards/ specifications, including backfilling of excavated trench for specified length after laying of pipeline and optical fiber cables/ cable conduit, including transportation of backfill material over all distances and disposal of surplus excavated soil. All work shall be executed as per following details:
1220.00 | Type of Backfill Station Approach Pipe OD 355.6 mm Distance of Transport Within 25km | 450.00 | m³ |  | 850.00 | 382500.00 | 460.00 | 207000.00 | 1800.00 | 810000.00 | 1500.00 | 675000.00 | Not Quoted | Not Quoted | 2024.00 | 910800.00 | Not Quoted | Not Quoted | 780.00 | 351000.00 | 2543.00 | 1144350.00 | 207000.00 | JSIW INFRASTRUCTURE PRIVATE LIMITED
1221.00 | Type of Backfill Station Approach Pipe OD 355.6 mm Distance of Transport Beyond 25km | 450.00 | m³ |  | 1050.00 | 472500.00 | 517.50 | 232875.00 | 2200.00 | 990000.00 | 2500.00 | 1125000.00 | Not Quoted | Not Quoted | 2470.00 | 1111500.00 | Not Quoted | Not Quoted | 820.00 | 369000.00 | 2543.00 | 1144350.00 | 232875.00 | JSIW INFRASTRUCTURE PRIVATE LIMITED
1222.00 | ANTI-BUOYANCY MEASURES FOR PIPELINE
1223.00 | Unit rate for additional work over and above item no. 01PP.1.1.1/ 01PP.2.1.1 (as applicable) for supply of all consumables and materials and application of continuous concrete weight coating on pipes of all wall thicknesses except weld joints and/or design, manufacture and supply of Non-biodegradable geo-textile bags and installation of geo-textile bags duly filled with gravel/ stone ballast on pipelines of all thicknesses as mentioned below and/or supply of all consumables and materials including supply of 3 mm thick HDPE sheets, fabrication and installation of concrete saddle weights on pipelines of all wall thicknesses as mentioned below in all areas of work except waterbody crossings covered separately, and performing all works as per scope of work, specifications, standards and instructions of Engineer-in-Charge and other provisions of Contract document. All work shall be executed as per following details:
1224.00 | Type of Protection Concrete Weight Coating Pipe OD 355.6 mm Pipe Wall Thickness 7.1 mm Concrete Weight Thickness 55 mm | 1092.00 | metre |  | 2400.00 | 2620800.00 | 3000.00 | 3276000.00 | 2500.00 | 2730000.00 | 2800.00 | 3057600.00 | Not Quoted | Not Quoted | 3781.00 | 4128852.00 | Not Quoted | Not Quoted | 3200.00 | 3494400.00 | 2092.05 | 2284518.60 | 2284518.60 | KEC Spur Infrastructure Pvt. Ltd.
1225.00 | Type of Protection Concrete Weight Coating Pipe OD 355.6 mm Pipe Wall Thickness 8.7 mm Concrete Weight Thickness 55 mm | 720.00 | metre |  | 2400.00 | 1728000.00 | 3000.00 | 2160000.00 | 2500.00 | 1800000.00 | 2800.00 | 2016000.00 | Not Quoted | Not Quoted | 3990.00 | 2872800.00 | Not Quoted | Not Quoted | 3450.00 | 2484000.00 | 2092.05 | 1506276.00 | 1506276.00 | KEC Spur Infrastructure Pvt. Ltd.
1226.00 | Type of Protection Geo-textile Bags Pipe OD 355.6 mm Concrete Weight Thickness Not Applicable (for Geo-textile/Concrete Saddle) mm | 200.00 | m |  | 1050.00 | 210000.00 | 3450.00 | 690000.00 | 3000.00 | 600000.00 | 4000.00 | 800000.00 | Not Quoted | Not Quoted | 4256.00 | 851200.00 | Not Quoted | Not Quoted | 4500.00 | 900000.00 | 14145.61 | 2829122.00 | 210000.00 | Advance Infrastrurctures Pvt Ltd
1227.00 | SOIL STABILIZATION
1228.00 | Unit rate for additional works over and above item no. 01PP.1.1.1/ 01PP.2.1.1 (as applicable) for supply, fabrication and installation for protection and stabilization of banks of water crossings or stabilization of soil in hilly areas including supply of all materials, equipment, consumables, manpower and performing works as per drawings, scope of work, specifications, standards and any additional provision specific to job requirements as per instructions of Engineer-in-Charge and provisions of Contract. All work shall be executed as per following details:
1229.00 | Works Related to Bank Stabilization | 1000.00 | sqm |  | 4200.00 | 4200000.00 | 1700.00 | 1700000.00 | 2250.00 | 2250000.00 | 1800.00 | 1800000.00 | Not Quoted | Not Quoted | 618.00 | 618000.00 | Not Quoted | Not Quoted | 4500.00 | 4500000.00 | 5272.41 | 5272410.00 | 618000.00 | M/s. Megha Engineering and Infrastructures Ltd
1230.00 | Works Related to Slope Stabilization | 500.00 | sqm |  | 3500.00 | 1750000.00 | 1700.00 | 850000.00 | 2250.00 | 1125000.00 | 1800.00 | 900000.00 | Not Quoted | Not Quoted | 428.00 | 214000.00 | Not Quoted | Not Quoted | 4500.00 | 2250000.00 | 5272.41 | 2636205.00 | 214000.00 | M/s. Megha Engineering and Infrastructures Ltd
1231.00 | ROCK SHIELDING IN ROCKY AREAS
1232.00 | All works for Supply and installation of Rock Shield mesh around pipeline in rocky areas as per scope of work, provisions of Contract document and as per instructions of Engineer-in-charge
1233.00 | Pipe OD 355.6 mm | 25000.00 | m |  | 750.00 | 18750000.00 | 300.00 | 7500000.00 | 750.00 | 18750000.00 | 850.00 | 21250000.00 | Not Quoted | Not Quoted | 618.00 | 15450000.00 | Not Quoted | Not Quoted | 2450.00 | 61250000.00 | 161.47 | 4036750.00 | 4036750.00 | KEC Spur Infrastructure Pvt. Ltd.
1234.00 | OPEN CUT WATER CROSSINGS
1235.00 | Complete work of the water crossings (as identified & defined in tender document/ drawings) and execution of, but not limited to, the following works in accordance with specifications and instructions of Engineer-in-Charge and all provisions of Contract document; "Receiving and taking over" of line pipes (coated / bare) from designated places of issue/dump site(s) and transportation to Contractor's stock yard/ workshop/ worksite including all safe handling, loading, unloading, etc.; transportation of all Contractor supplied materials to worksite(s), including manpower, consumables etc.; Supply & Installation of 168.3mm size, 6.4 mm thk., API 5L Gr. B/ IS 3589 Fe 410 CS conduit for installation of HDPE duct for OFC cable across the crossing & including supply and installation of end seals (as applicable), acquiring the required land for site preparations; Preparation of detailed construction method statements and calculations for Company approval; Complete site preparation including arranging of required land for construction purposes, preparation of pipeline launching area, etc.; String preparation including supply and application of concrete coating on pipes, repair of corrosion and concrete coating damages, NDT of welds and re-beveled area, weld repair and retest, corrosion coating of field joints, pre-hydrotest of completed strings etc.; Pre-construction surveys, Trenching to the specified depth on the banks and bed including maintenance of the trench in all types of soil/ strata (including Normal Strata/ Hard Strata/ Hard Rock, as defined subsequently), all depths and all conditions of water crossings by various methods, etc. to a width to accommodate the pipeline and CS conduit for optical fiber cable/ cable conduit (if applicable) as per the relevant standards, specifications, scope of work etc.; Laying of pipeline in approved trench and across the water crossings, including Post hydro testing, providing Warning Devices (Mat/ Tape or Mesh), Backfilling of the trench including supply and padding by select backfill as required, stabilization of banks, including supply of all materials, consumables, restoration and clean up etc.; tie-in with pipeline at either banks etc.; All other works required as per drawings, scope of work, specifications, standards, calculations, method statements, other provisions of Contract documents and instruction of Engineer in Charge. All work shall be executed as per following details:
1236.00 | Pipe OD 355.6 mm Pipe Material Grade API 5L Gr. X-70 PSL 2 Type of Soil/Strata Normal Strata (Soft Soil/ Sand/ Clay/ Silty Sand/ Silty Clay) Wall Thickness 8.7 mm Concrete Coating Thickness Any Other (Refer SOW) mm Name of Crossing Chopan Nadi Chainage of Crossing 10.45933 km | 156.00 | m |  | 8000.00 | 1248000.00 | 8000.00 | 1248000.00 | 30000.00 | 4680000.00 | 27500.00 | 4290000.00 | Not Quoted | Not Quoted | 10450.00 | 1630200.00 | Not Quoted | Not Quoted | 30000.00 | 4680000.00 | 17848.64 | 2784387.84 | 1248000.00 | Advance Infrastrurctures Pvt Ltd, JSIW INFRASTRUCTURE PRIVATE LIMITED
1237.00 | Pipe OD 355.6 mm Pipe Material Grade API 5L Gr. X-70 PSL 2 Type of Soil/Strata Normal Strata (Soft Soil/ Sand/ Clay/ Silty Sand/ Silty Clay) Wall Thickness 8.7 mm Concrete Coating Thickness Any Other (Refer SOW) mm Name of Crossing Chhoch River Chainage of Crossing 69.87424 km | 144.00 | m |  | 8000.00 | 1152000.00 | 8000.00 | 1152000.00 | 30000.00 | 4320000.00 | 27500.00 | 3960000.00 | Not Quoted | Not Quoted | 10550.00 | 1519200.00 | Not Quoted | Not Quoted | 30000.00 | 4320000.00 | 8329.37 | 1199429.28 | 1152000.00 | Advance Infrastrurctures Pvt Ltd, JSIW INFRASTRUCTURE PRIVATE LIMITED
1238.00 | INSTALLATION OF CASING PIPE & CS CONDUIT
1239.00 | Installation of Casing pipe & CS Conduit for OFC (Including/ Excluding supply of casing pipe as defined in below & refer SOW for further details) by jacking/ boring or open cut for rail, road, drain, nala or canal crossings wherever required (as defined in SOW) (including 500µm of Epoxy coating on Casing Pipes, vent & drain pipes and CS Conduit as required) in all types of soil/ strata (including Normal Strata/ Hard Strata/ Hard Rock, as defined subsequently) & terrain(s) separately for carrier pipes and fiber optic cable/cable conduit, supply of all other Contractor supplied materials viz. casing insulators and casing end seals, materials for casing vents and drain assemblies etc., including transportation, supply of all other materials, equipment, consumables, man-power, welding including visual inspection of all weld joints, installation of casing insulators, end seals, vents and drain- off pipes, backfilling and restoration as original of the facility crossed and performing all works as per drawings, scope of work, specifications, standards and instructions of Engineer-in-Charge and provisions of Contract document.
1240.00 | Scope of Work Supply & Installation of CS Conduit Pipe OD 168.3 mm Material Grade API 5L Gr. B/ IS 3589 Grade Fe 410/ IS 3589 Grade Fe 450 Method of Crossing Jacking/Boring Type of Soil/Strata Normal Strata (Soft Soil/ Sand/ Clay/ Silty Sand/ Silty Clay etc.) Thickness 6.40 mm | 100.00 | m |  | 3200.00 | 320000.00 | 5000.00 | 500000.00 | 7500.00 | 750000.00 | 4200.00 | 420000.00 | Not Quoted | Not Quoted | 13585.00 | 1358500.00 | Not Quoted | Not Quoted | 19000.00 | 1900000.00 | 4067.88 | 406788.00 | 320000.00 | Advance Infrastrurctures Pvt Ltd
1241.00 | Scope of Work Supply & Installation of CS Conduit Pipe OD 168.3 mm Material Grade API 5L Gr. B/ IS 3589 Grade Fe 410/ IS 3589 Grade Fe 450 Method of Crossing Jacking/Boring Type of Soil/Strata Hard Strata (Soft Rock/ Murrum / Laterite / Weathered Rock / Gravels / Pebbles/ Cobbles etc.) Thickness 6.40 mm | 100.00 | m |  | 3600.00 | 360000.00 | 8000.00 | 800000.00 | 8500.00 | 850000.00 | 6000.00 | 600000.00 | Not Quoted | Not Quoted | 13585.00 | 1358500.00 | Not Quoted | Not Quoted | 19000.00 | 1900000.00 | 9298.00 | 929800.00 | 360000.00 | Advance Infrastrurctures Pvt Ltd
1242.00 | Scope of Work Supply & Installation of CS Conduit Pipe OD 168.3 mm Material Grade API 5L Gr. B/ IS 3589 Grade Fe 410/ IS 3589 Grade Fe 450 Method of Crossing Jacking/Boring Type of Soil/Strata Hard Rock Thickness 6.40 mm | 100.00 | m |  | 3800.00 | 380000.00 | 10000.00 | 1000000.00 | 10000.00 | 1000000.00 | 6000.00 | 600000.00 | Not Quoted | Not Quoted | 14060.00 | 1406000.00 | Not Quoted | Not Quoted | 19000.00 | 1900000.00 | 9298.00 | 929800.00 | 380000.00 | Advance Infrastrurctures Pvt Ltd
1243.00 | Scope of Work Supply & Installation of Casing Pipe Pipe OD 508 mm Material Grade API 5L Gr. B/ IS 3589 Grade Fe 410/ IS 3589 Grade Fe 450 Method of Crossing Jacking/Boring Type of Soil/Strata Hard Rock Thickness 8.74 mm | 100.00 | m |  | 22000.00 | 2200000.00 | 35000.00 | 3500000.00 | 25000.00 | 2500000.00 | 32000.00 | 3200000.00 | Not Quoted | Not Quoted | 14060.00 | 1406000.00 | Not Quoted | Not Quoted | 22000.00 | 2200000.00 | 42836.74 | 4283674.00 | 1406000.00 | M/s. Megha Engineering and Infrastructures Ltd
1244.00 | Scope of Work Supply & Installation of Casing Pipe Pipe OD 508 mm Material Grade API 5L Gr. B/ IS 3589 Grade Fe 410/ IS 3589 Grade Fe 450 Method of Crossing Jacking/Boring Type of Soil/Strata Hard Strata (Soft Rock/ Murrum / Laterite / Weathered Rock / Gravels / Pebbles/ Cobbles etc.) Thickness 8.74 mm | 100.00 | m |  | 24000.00 | 2400000.00 | 28500.00 | 2850000.00 | 27500.00 | 2750000.00 | 32000.00 | 3200000.00 | Not Quoted | Not Quoted | 13775.00 | 1377500.00 | Not Quoted | Not Quoted | 22000.00 | 2200000.00 | 42836.74 | 4283674.00 | 1377500.00 | M/s. Megha Engineering and Infrastructures Ltd
1245.00 | Scope of Work Supply & Installation of Casing Pipe Pipe OD 508 mm Material Grade API 5L Gr. B/ IS 3589 Grade Fe 410/ IS 3589 Grade Fe 450 Method of Crossing Jacking/Boring Type of Soil/Strata Normal Strata (Soft Soil/ Sand/ Clay/ Silty Sand/ Silty Clay etc.) Thickness 8.74 mm | 100.00 | m |  | 25800.00 | 2580000.00 | 19500.00 | 1950000.00 | 30000.00 | 3000000.00 | 30000.00 | 3000000.00 | Not Quoted | Not Quoted | 14050.00 | 1405000.00 | Not Quoted | Not Quoted | 22000.00 | 2200000.00 | 28557.83 | 2855783.00 | 1405000.00 | M/s. Megha Engineering and Infrastructures Ltd
1246.00 | INSTALLATION OF PIPELINE BY TRENCHLESS TECHNIQUE (USING HORIZONTAL DIRECTIONAL DRILLING)
1247.00 | Complete work for all type of crossings (RIVER/CANAL/ DRAIN/ NALA/ ROAD/ RAILWAY/ UTILITY) (between the limits as indicated in the drawing/ Scope of work) in all types of soil/ strata (including Normal Strata/ Hard Strata/ Hard Rock, as defined subsequently) including all additional drilled lengths necessitated by Contractor's design and based on site conditions, carrying out geo-technical investigation, carrying out topographical and hydrological survey and collection of data to establish the bed of the water body (for River/ Unlined waterbody); calculation of scour depth of water body crossings (for River/ Unlined Waterbody), including construction design calculation and engineering of the crossing for all types of crossings, "Receiving and taking-over", handling, loading, transportation and unloading of externally corrosion coated/ bare line pipes (as applicable) from designated place(s) of issue/ dump site(s) to Contractor's own stock-yard(s)/ work site; mobilization and de- mobilization at site(s), supply of all materials as per "Scope of Supply" all consumables, equipment, manpower, other resources, temporary acquisition of additional land as required for string preparations/ all other works, and execution of, but not limited to, the following works in accordance with specifications, drawings; preparation of all necessary construction drawings for Owner's approval, Preparation of detailed construction method statement, calculations and installation procedures, Strings preparation including welding, NDT of welds and re-beveled areas, radiography, weld repair and re-test, pre-hydro testing of completed string, corrosion coating of field joints with HDD sleeves, inspection of corrosion coating and repair of defects, installation of pipeline string by Horizontal directional drilling, Supply & Installation of 168.3mm size, 6.4 mm thk., API 5L Gr. B/ IS 3589 Fe 410 CS conduit for OFC (including 500µm of epoxy coating on CS Conduit as required) below the lowest level of the crossing including cover by separate horizontal directional drilling to the correct profile as per approved drawings and specification, Post-installation hydrotest including leaks and repair of defects and retesting, etc. for defects attributed to Contractor's faulty work, safe disposal of corrosion Inhibited water and bentonite, Supply, fabrication and construction of protective fencing as required; supply, fabrication and erection of pipeline markers; Restoration and clean-up etc., Preparation of as-built drawings and other records etc. All other works not specifically listed herein, but required as per drawings, scope of work, specifications, standards and provision of contract document, calculations, and instruction of Engineer-in- Charge, leading to successful completion of works. Notes: 1. Length of HDD shall be measured as actual curvilinear length between tie-ins at entry and exit. 2. Payment shall be made on pro rata basis for any Increase/ decrease in HDD length.
1248.00 | Scope of Work Installation of Pipeline (Line Pipe Free issue from Owner) Pipe Material Grade API 5L Gr. X-70 PSL 2 Pipe OD 355.6 mm Type of Crossing Railway Type of Soil/Strata Hard Rock Crossing Name Railway Line (inside Vijaipur DT) Chainage of Crossing 0.0500 km Pipe Wall Thickness 10.3 mm NOTE: The rates quoted against this item shall be applicable for length variation up to 500 meters. Payment for the same shall be made on pro-rata basis. | 250.00 | metre |  | 29000.00 | 7250000.00 | 42000.00 | 10500000.00 | 65000.00 | 16250000.00 | 60000.00 | 15000000.00 | Not Quoted | Not Quoted | 12825.00 | 3206250.00 | Not Quoted | Not Quoted | 39000.00 | 9750000.00 | 37260.47 | 9315117.50 | 3206250.00 | M/s. Megha Engineering and Infrastructures Ltd
1249.00 | Scope of Work Installation of Pipeline (Line Pipe Free issue from Owner) Pipe Material Grade API 5L Gr. X-70 PSL 2 Pipe OD 355.6 mm Type of Crossing Road/ Highway Type of Soil/Strata Hard Rock Crossing Name National Highway-3 Chainage of Crossing 2.4051 km Pipe Wall Thickness 8.7 mm | 150.00 | m |  | 29000.00 | 4350000.00 | 42000.00 | 6300000.00 | 57500.00 | 8625000.00 | 55000.00 | 8250000.00 | Not Quoted | Not Quoted | 12825.00 | 1923750.00 | Not Quoted | Not Quoted | 39000.00 | 5850000.00 | 37260.47 | 5589070.50 | 1923750.00 | M/s. Megha Engineering and Infrastructures Ltd
1250.00 | Scope of Work Installation of Pipeline (Line Pipe Free issue from Owner) Pipe Material Grade API 5L Gr. X-70 PSL 2 Pipe OD 355.6 mm Type of Crossing Railway Type of Soil/Strata Hard Rock Crossing Name Western Railway Line (From Kumbhraj RS to Ruthiya RS) Chainage of Crossing .24276 km Pipe Wall Thickness 10.3 mm | 200.00 | m |  | 29000.00 | 5800000.00 | 42000.00 | 8400000.00 | 65000.00 | 13000000.00 | 60000.00 | 12000000.00 | Not Quoted | Not Quoted | 12825.00 | 2565000.00 | Not Quoted | Not Quoted | 39000.00 | 7800000.00 | 37260.47 | 7452094.00 | 2565000.00 | M/s. Megha Engineering and Infrastructures Ltd
1251.00 | Scope of Work Installation of Pipeline (Line Pipe Free issue from Owner) Pipe Material Grade API 5L Gr. X-70 PSL 2 Pipe OD 355.6 mm Type of Crossing Railway Type of Soil/Strata Hard Rock Crossing Name Western Railway Line (From Shadora Rs to Guna Rs) Chainage of Crossing 27.55573 km Pipe Wall Thickness 10.3 mm | 200.00 | m |  | 27000.00 | 5400000.00 | 42000.00 | 8400000.00 | 65000.00 | 13000000.00 | 60000.00 | 12000000.00 | Not Quoted | Not Quoted | 12825.00 | 2565000.00 | Not Quoted | Not Quoted | 39000.00 | 7800000.00 | 37260.47 | 7452094.00 | 2565000.00 | M/s. Megha Engineering and Infrastructures Ltd
1252.00 | Scope of Work Installation of Pipeline (Line Pipe Free issue from Owner) Pipe Material Grade API 5L Gr. X-70 PSL 2 Pipe OD 355.6 mm Type of Crossing Waterbody Type of Soil/Strata Hard Strata (Soft Rock/ Murrum / Weathered Rock etc.) Crossing Name Sind River Chainage of Crossing 53.6812 km Pipe Wall Thickness 8.7 mm | 400.00 | m |  | 29000.00 | 11600000.00 | 42000.00 | 16800000.00 | 70000.00 | 28000000.00 | 66500.00 | 26600000.00 | Not Quoted | Not Quoted | 12825.00 | 5130000.00 | Not Quoted | Not Quoted | 39000.00 | 15600000.00 | 37260.47 | 14904188.00 | 5130000.00 | M/s. Megha Engineering and Infrastructures Ltd
1253.00 | INSTALLATION OF PIPELINE BY TRENCHLESS TECHNIQUE (USING SHALLOW HDD)
1254.00 | Complete work for crossings by shallow Horizontal Directional Drilling method in accordance with specifications, drawings and as per approved Horizontal Directional Drilling Design & Methodology, in concurrence with Site/ Owner siting valid reasons for opting Shallow HDD instead of open cut/ boring as defined in Design Basis, Scope of Work, Drawings etc. Installation of coated pipeline across canal/ drain/ road/ other crossings by shallow horizontal directional drilling method in Normal Strata (Soft Soil/ Sand/ Clay/ Silty Sand/ Silty Clay etc.), including all additional drilled lengths necessitated by Contractor's engineering, design & based on site conditions; Mobilization and demobilization; Trial pit(s) for underground utility identification, Preparation of ramps and temporary launching and receiving pit(s) at entry & exit side of rig & restoration of the same after completion of work, Engineering, Preparation of crossing drawings and detailed construction method statement; supply of all materials as per "Contractor's Scope of Supply, all consumables, equipment, machinery, manpower and other resources; acquiring all additional land required for Contractor's storage, fabrication & construction; Carrying out inspection and repairs including supply of all repair materials; Handling, transportation and unloading of Company supplied coated line pipes; Preparation of string including welding, NDT of welds and re-beveled areas, radiography, weld repair and re-test, pre-post hydro-testing of completed string; Cutting of pipes, if required; including NDT of cut ends, Installation of pipeline and HDPE duct pipe as required by shallow horizontal directional drilling to the specified depth as per approved methodology; Disposal of corrosion inhibited water & bentonite as directed by Engineer In charge; Restoration and clean-up etc.; Preparation of as-built drawings, documents and other records etc.; Obtaining NOCs from relevant authorities & owners; Obtaining approval from Company for the design, engineering, calculations, drawings & documents; Carrying out all works in accordance with Scope of Work/ Standard/ Job specifications, drawings, in compliance to statutory authorities requirement & all provisions of the tender document and as per instructions of Company/ Engineer-In-charge.
1255.00 | Scope of Work Installation of Pipeline (Line Pipe Free issue from Owner) Pipe Material Grade API 5L Gr. X-70 PSL 2 Pipe OD 355.6 mm Pipe Wall thickness 8.7 mm | 1000.00 | m |  | 10000.00 | 10000000.00 | 7000.00 | 7000000.00 | 16000.00 | 16000000.00 | 18000.00 | 18000000.00 | Not Quoted | Not Quoted | 11875.00 | 11875000.00 | Not Quoted | Not Quoted | 18000.00 | 18000000.00 | 29571.80 | 29571800.00 | 7000000.00 | JSIW INFRASTRUCTURE PRIVATE LIMITED
1256.00 | PERMANENT MARKERS
1257.00 | Supply, fabrication and installation of following types of permanent markers along the route including all associated civil works such as excavation in all types of soil, construction of pedestals and grouting with concrete, clearing, supply and application of approved color & text and quality of primer and paint, stencil letter cutting for numbers, direction, chainage etc., restoration of area to original condition and performing all works as per drawings, scope of work, specifications, standards and instructions of Engineer-in-Charge. Note: The painting of all markers shall conform to environments specified as per scope of work and protective coating specification.
1258.00 | Type of Marker Aerial Marker | 20.00 | nos |  | 15500.00 | 310000.00 | 8625.00 | 172500.00 | 9000.00 | 180000.00 | 9500.00 | 190000.00 | Not Quoted | Not Quoted | 12160.00 | 243200.00 | Not Quoted | Not Quoted | 8000.00 | 160000.00 | 14528.13 | 290562.60 | 160000.00 | AMPSEPC PVT LTD
1259.00 | Type of Marker Direction Marker | 30.00 | nos |  | 11200.00 | 336000.00 | 8050.00 | 241500.00 | 9000.00 | 270000.00 | 9500.00 | 285000.00 | Not Quoted | Not Quoted | 9975.00 | 299250.00 | Not Quoted | Not Quoted | 9000.00 | 270000.00 | 7554.63 | 226638.90 | 226638.90 | KEC Spur Infrastructure Pvt. Ltd.
1260.00 | Type of Marker Kilometer Marker | 80.00 | nos |  | 14000.00 | 1120000.00 | 8050.00 | 644000.00 | 9000.00 | 720000.00 | 9500.00 | 760000.00 | Not Quoted | Not Quoted | 11210.00 | 896800.00 | Not Quoted | Not Quoted | 10000.00 | 800000.00 | 7554.63 | 604370.40 | 604370.40 | KEC Spur Infrastructure Pvt. Ltd.
1261.00 | Type of Marker Navigable Waterway Marker | 15.00 | nos |  | 18000.00 | 270000.00 | 51750.00 | 776250.00 | 15000.00 | 225000.00 | 25000.00 | 375000.00 | Not Quoted | Not Quoted | 11590.00 | 173850.00 | Not Quoted | Not Quoted | 15000.00 | 225000.00 | 14528.13 | 217921.95 | 173850.00 | M/s. Megha Engineering and Infrastructures Ltd
1262.00 | Type of Marker Pipeline Warning Marker | 150.00 | nos |  | 11200.00 | 1680000.00 | 8050.00 | 1207500.00 | 8000.00 | 1200000.00 | 9500.00 | 1425000.00 | Not Quoted | Not Quoted | 8360.00 | 1254000.00 | Not Quoted | Not Quoted | 12000.00 | 1800000.00 | 7554.63 | 1133194.50 | 1133194.50 | KEC Spur Infrastructure Pvt. Ltd.
1263.00 | Type of Marker ROU Boundary Marker | 635.00 | nos |  | 1580.00 | 1003300.00 | 1380.00 | 876300.00 | 1600.00 | 1016000.00 | 1500.00 | 952500.00 | Not Quoted | Not Quoted | 1615.00 | 1025525.00 | Not Quoted | Not Quoted | 1000.00 | 635000.00 | 1162.25 | 738028.75 | 635000.00 | AMPSEPC PVT LTD
1264.00 | FABRICATION OF LR BENDS
1265.00 | Transportation of Company supplied free issue or Contractor procured bare line pipes to fabrication shop, fabrication of long radius bends, testing and transportation to worksite(s)/workshop(s) including loading, unloading and handling as per Scope of work and other provisions of the Contract as per the following details
1266.00 | Pipe OD 355.6 mm Angle of Bend 31 to 45 ° Radius of Bend R=6D Pipe Material API 5L Gr. X-70 PSL 2 Wall thickness of Mother Pipe 10.3 mm | 12.00 | nos |  | 67500.00 | 810000.00 | 117112.00 | 1405344.00 | 70000.00 | 840000.00 | 64800.00 | 777600.00 | Not Quoted | Not Quoted | 57000.00 | 684000.00 | Not Quoted | Not Quoted | 125000.00 | 1500000.00 | 63923.76 | 767085.12 | 684000.00 | M/s. Megha Engineering and Infrastructures Ltd
1267.00 | Pipe OD 355.6 mm Angle of Bend 61 to 75 ° Radius of Bend R=6D Pipe Material API 5L Gr. X-70 PSL 2 Wall thickness of Mother Pipe 10.3 mm | 7.00 | nos |  | 72000.00 | 504000.00 | 135796.90 | 950578.30 | 70000.00 | 490000.00 | 70200.00 | 491400.00 | Not Quoted | Not Quoted | 62700.00 | 438900.00 | Not Quoted | Not Quoted | 175000.00 | 1225000.00 | 72059.51 | 504416.57 | 438900.00 | M/s. Megha Engineering and Infrastructures Ltd
1268.00 | Pipe OD 355.6 mm Angle of Bend 76 to 90 ° Radius of Bend R=6D Pipe Material API 5L Gr. X-70 PSL 2 Wall thickness of Mother Pipe 10.3 mm | 6.00 | nos |  | 82500.00 | 495000.00 | 143428.30 | 860569.80 | 75000.00 | 450000.00 | 76950.00 | 461700.00 | Not Quoted | Not Quoted | 68400.00 | 410400.00 | Not Quoted | Not Quoted | 185000.00 | 1110000.00 | 7554.63 | 45327.78 | 45327.78 | KEC Spur Infrastructure Pvt. Ltd.
1269.00 | Pipe OD 1016 mm Angle of Bend 46 to 60 ° Radius of Bend R=6D Pipe Material API 5L Gr. X-70 PSL 2 Wall thickness of Mother Pipe 10.3 mm | 6.00 | nos |  | 135000.00 | 810000.00 | 126951.10 | 761706.60 | 80000.00 | 480000.00 | 87750.00 | 526500.00 | Not Quoted | Not Quoted | 80750.00 | 484500.00 | Not Quoted | Not Quoted | 195000.00 | 1170000.00 | 68572.76 | 411436.56 | 411436.56 | KEC Spur Infrastructure Pvt. Ltd.
1270.00 | REPAIR OF DEFECTS (ATTRIBUTABLE TO OWNER)
1271.00 | Repair of defects in Pipes/ Line Pipes Repair of defects in pipes/ line pipes (by Cutting and re-beveling including NDT of re-beveled area or by Jack out) of all thicknesses and external coating noted at the time of taking delivery by Contractor, including performing all works as per specifications, scope of work, standards and directions of Engineer-In-Charge, supply of all repair material and inspection.
1272.00 | Type of Repair by Cutting and re-beveling including NDT (for dent exceeding 3mm in depth) Pipe OD 355.6 mm | 50.00 | nos |  | 1500.00 | 75000.00 | 575.00 | 28750.00 | 25.00 | 1250.00 | 50.00 | 2500.00 | Not Quoted | Not Quoted | 570.00 | 28500.00 | Not Quoted | Not Quoted | 550.00 | 27500.00 | 1162.25 | 58112.50 | 1250.00 | Om Yash Projects Limited
1273.00 | Type of Repair by Jack out for dents in bevels (for dent between 1 mm and 3 mm in depth) Pipe OD 355.6 mm | 50.00 | nos |  | 1000.00 | 50000.00 | 575.00 | 28750.00 | 25.00 | 1250.00 | 50.00 | 2500.00 | Not Quoted | Not Quoted | 570.00 | 28500.00 | Not Quoted | Not Quoted | 550.00 | 27500.00 | 58.11 | 2905.50 | 1250.00 | Om Yash Projects Limited
1274.00 | Repair of Holiday/ Cosmetic defects in Coating Supply of all coating repair materials as per the requirements of the relevant specifications, supply of all consumables, utilities, equipment, and all manpower required, pipe cleaning and surface preparation, repairing of coating defects (resulting in holiday in coating) and testing including all handling, transportation, etc. for line pipes, performing all works necessary for the completion of the works strictly in accordance with the relevant specifications and instructions of Engineer-in-Charge. This rate shall be applicable per sq. cm of the exposed steel area and/ or damaged coating area, as applicable.
1275.00 | Type of Repair Repair of Cosmetic defects Type of Coating 3LPE | 10000.00 | cm² |  | 35.00 | 350000.00 | 57.50 | 575000.00 | 5.00 | 50000.00 | 2.00 | 20000.00 | Not Quoted | Not Quoted | 570.00 | 5700000.00 | Not Quoted | Not Quoted | 105.00 | 1050000.00 | 2.32 | 23200.00 | 20000.00 | TOLANI PROJECTS PVT LTD
1276.00 | Type of Repair Repair of Holiday Type of Coating 3LPE | 10000.00 | cm² |  | 30.00 | 300000.00 | 57.50 | 575000.00 | 5.00 | 50000.00 | 2.00 | 20000.00 | Not Quoted | Not Quoted | 570.00 | 5700000.00 | Not Quoted | Not Quoted | 105.00 | 1050000.00 | 6.97 | 69700.00 | 20000.00 | TOLANI PROJECTS PVT LTD
1277.00 | LEAKS/ BURSTS (ATTRIBUTABLE TO OWNER)
1278.00 | Repair of Leaks/ Bursts in Pipeline All works for locating any major leak/burst (occurred during hydrostatic testing) or any minor leak by sectionalizing or any other methods which cannot be located by visual means, including necessary repairing/ replacing defective pipe length, including cutting and removing out defective pipes, transportation, pretesting of replacement pipe and welding into mainline, NDT of welds and re-beveled area, repair and re-testing of defective welds, coating/ painting of welded joints, clean-up, retesting the pipeline/ pipe segment including providing all necessary equipment, labour, materials, consumables and inputs other than Owner supplied materials and performing all works as per drawings, scope of work, specifications, standards enclosed with the Contract and directions of Engineer-in-Charge. Note: 1. This rate is applicable for manufacturing defects in Company/ Owner supplied material only.
1279.00 | Type of Leak Major Leak (detected by visual method) Pipe OD 355.6 mm | 10.00 | nos |  | 2000.00 | 20000.00 | 28750.00 | 287500.00 | 1500.00 | 15000.00 | 1000.00 | 10000.00 | Not Quoted | Not Quoted | 399.00 | 3990.00 | Not Quoted | Not Quoted | 850.00 | 8500.00 | 11622.50 | 116225.00 | 3990.00 | M/s. Megha Engineering and Infrastructures Ltd
1280.00 | Type of Leak Minor Leak (detected by sectionalizing) Pipe OD 355.6 mm | 10.00 | nos |  | 20000.00 | 200000.00 | 28750.00 | 287500.00 | 1500.00 | 15000.00 | 1000.00 | 10000.00 | Not Quoted | Not Quoted | 399.00 | 3990.00 | Not Quoted | Not Quoted | 650.00 | 6500.00 | 5811.25 | 58112.50 | 3990.00 | M/s. Megha Engineering and Infrastructures Ltd
1281.00 | Repair of Leak/ Burst in Terminal Piping All works for repair of leak/burst (occurred during hydrostatic testing) by necessary repairing/ replacing defective pipes/ fittings/ flanges etc., including cutting and removing out defective items, transportation, welding, NDT of welds and re-beveled area, repair and re-testing of defective welds, coating/ painting of welded joints, clean-up, retesting the pipe segment including providing all necessary equipment, labour, materials, consumables and inputs other than Owner supplied materials and performing all works as per drawings, scope of work, specifications, standards enclosed with the Contract and directions of Engineer-in-Charge. Note: 1. This rate is applicable for manufacturing defects in Company/ Owner supplied material only. | 100.00 | Inch Mtr |  | 1000.00 | 100000.00 | 2875.00 | 287500.00 | 150.00 | 15000.00 | 100.00 | 10000.00 | Not Quoted | Not Quoted | 684.00 | 68400.00 | Not Quoted | Not Quoted | 950.00 | 95000.00 | 116.23 | 11623.00 | 10000.00 | TOLANI PROJECTS PVT LTD
1282.00 | IDLE TIME PRESERVATION WORKS
1283.00 | Idle time preservation of Pipeline and Associated facilities: Preservation of complete pipeline and associated facilities and its maintenance by filling and pressurizing with nitrogen including supply and maintenance of nitrogen or by filling and pressurizing with corrosion inhibited water including supply and maintenance of water with regular dosing of inhibitor to maintain the effectiveness of the inhibitor water (along with disposal of corrosion inhibited water at a proper/ suitable location, after due preservation works) and supply of all consumables, all equipment, man- power, etc., complete as per the requirements of specifications, scope of work, standards, other provisions of Contract document and instructions of Engineer-in- Charge as per following details:
1284.00 | Type of Preservation By Filling Nitrogen Pressure (Bar(g)) 2.0 Pipe OD 355.6 mm Period 9 to 12 Month | 79000.00 | metre |  | 2.00 | 158000.00 | 1.00 | 79000.00 | 15.00 | 1185000.00 | 5.00 | 395000.00 | Not Quoted | Not Quoted | 18.05 | 1425950.00 | Not Quoted | Not Quoted | 22.00 | 1738000.00 | 4.65 | 367350.00 | 79000.00 | JSIW INFRASTRUCTURE PRIVATE LIMITED
1285.00 | Type of Preservation By Filling Nitrogen Pressure (Bar(g)) 2.0 Pipe OD 355.6 mm Period 12 to 18 Month | 79000.00 | metre |  | 1.50 | 118500.00 | 1.00 | 79000.00 | 20.00 | 1580000.00 | 10.00 | 790000.00 | Not Quoted | Not Quoted | 20.90 | 1651100.00 | Not Quoted | Not Quoted | 25.00 | 1975000.00 | 4.65 | 367350.00 | 79000.00 | JSIW INFRASTRUCTURE PRIVATE LIMITED
1286.00 | Type of Preservation By Filling Nitrogen Pressure (Bar(g)) 2.0 Pipe OD 355.6 mm Period 6 to 9 Month | 79000.00 | metre |  | 3.00 | 237000.00 | 1.00 | 79000.00 | 25.00 | 1975000.00 | 20.00 | 1580000.00 | Not Quoted | Not Quoted | 15.20 | 1200800.00 | Not Quoted | Not Quoted | 42.00 | 3318000.00 | 4.65 | 367350.00 | 79000.00 | JSIW INFRASTRUCTURE PRIVATE LIMITED
1287.00 | Type of Preservation By Filling Nitrogen Pressure (Bar(g)) 2.0 Pipe OD 355.6 mm Period 3 to 6 Month | 79000.00 | metre |  | 3.50 | 276500.00 | 1.00 | 79000.00 | 30.00 | 2370000.00 | 30.00 | 2370000.00 | Not Quoted | Not Quoted | 13.30 | 1050700.00 | Not Quoted | Not Quoted | 45.00 | 3555000.00 | 18.38 | 1452020.00 | 79000.00 | JSIW INFRASTRUCTURE PRIVATE LIMITED
1288.00 | Idle time preservation of Terminal and associated facilities: Preservation of complete terminal and associated facilities and its maintenance by filling and pressurizing with nitrogen including supply and maintenance of nitrogen or by filling and pressurizing with corrosion inhibited water including supply and maintenance of water with regular dosing of inhibitor to maintain the effectiveness of the inhibitor water (along with disposal of corrosion inhibited water at a proper/ suitable location, after due preservation works) and supply of all consumables, all equipment, man- power, etc., complete as per the requirements of specifications, scope of work, standards, other provisions of Contract document and instructions of Engineer-in- Charge as per following details
1289.00 | Type of Preservation By filling Nitrogen Pressure (Bar(g)) 2.0 Period 3 to 6 Month | 1500.00 | Inch Mtr |  | 30.00 | 45000.00 | 2.00 | 3000.00 | 30.00 | 45000.00 | 50.00 | 75000.00 | Not Quoted | Not Quoted | 80.75 | 121125.00 | Not Quoted | Not Quoted | 32.00 | 48000.00 | 290.56 | 435840.00 | 3000.00 | JSIW INFRASTRUCTURE PRIVATE LIMITED
1290.00 | Type of Preservation By filling Nitrogen Pressure (Bar(g)) 2.0 Period Up to 3 Month | 1500.00 | Inch Mtr |  | 60.00 | 90000.00 | 2.00 | 3000.00 | 30.00 | 45000.00 | 50.00 | 75000.00 | Not Quoted | Not Quoted | 92.15 | 138225.00 | Not Quoted | Not Quoted | 38.00 | 57000.00 | 29.06 | 43590.00 | 3000.00 | JSIW INFRASTRUCTURE PRIVATE LIMITED
1291.00 | Type of Preservation By filling Nitrogen Pressure (Bar(g)) 2.0 Period 6 to 9 Month | 1500.00 | Inch Mtr |  | 25.00 | 37500.00 | 2.00 | 3000.00 | 30.00 | 45000.00 | 50.00 | 75000.00 | Not Quoted | Not Quoted | 99.75 | 149625.00 | Not Quoted | Not Quoted | 42.00 | 63000.00 | 29.06 | 43590.00 | 3000.00 | JSIW INFRASTRUCTURE PRIVATE LIMITED
1292.00 | Type of Preservation By filling Nitrogen Pressure (Bar(g)) 2.0 Period 9 to 12 Month | 1500.00 | Inch Mtr |  | 20.00 | 30000.00 | 2.00 | 3000.00 | 30.00 | 45000.00 | 50.00 | 75000.00 | Not Quoted | Not Quoted | 104.50 | 156750.00 | Not Quoted | Not Quoted | 45.00 | 67500.00 | 29.06 | 43590.00 | 3000.00 | JSIW INFRASTRUCTURE PRIVATE LIMITED
1293.00 | PRE-COMMISSIONING AND COMMISSIONING ASSISTANCE FOR PIPELINES
1294.00 | Carrying out pre-commissioning activities and pre-commissioning checks to the specified acceptance criteria, making the entire pipeline system including stations ready for commissioning, providing assistance during the complete duration of commissioning operations, supply of all equipment, man-power, consumables, including all type of pigs and required quantity of nitrogen (if & as required), materials for all temporary works and performing all associated works, complete as per the relevant specifications, scope of work, standards, other provisions of Contract document and instructions of Engineer-in-Charge
1295.00 | Pre-Commissioning Works as per details: Type of Activity Inertisation by Nitrogen Pipe OD 355.6 mm | 79000.00 | m |  | 30.00 | 2370000.00 | 17.25 | 1362750.00 | 30.00 | 2370000.00 | 25.00 | 1975000.00 | Not Quoted | Not Quoted | 14.25 | 1125750.00 | Not Quoted | Not Quoted | 18.00 | 1422000.00 | 22.05 | 1741950.00 | 1125750.00 | M/s. Megha Engineering and Infrastructures Ltd
1296.00 | Pre-Commissioning Works as per details: Type of Activity Dewatering Pipe OD 355.6 mm | 79000.00 | m |  | 5.00 | 395000.00 | 17.25 | 1362750.00 | 30.00 | 2370000.00 | 30.00 | 2370000.00 | Not Quoted | Not Quoted | 12.35 | 975650.00 | Not Quoted | Not Quoted | 25.00 | 1975000.00 | 18.38 | 1452020.00 | 395000.00 | Advance Infrastrurctures Pvt Ltd
1297.00 | Pre-Commissioning Works as per details: Type of Activity Drying Pipe OD 355.6 mm | 79000.00 | m |  | 22.00 | 1738000.00 | 34.50 | 2725500.00 | 30.00 | 2370000.00 | 40.00 | 3160000.00 | Not Quoted | Not Quoted | 13.30 | 1050700.00 | Not Quoted | Not Quoted | 65.00 | 5135000.00 | 22.05 | 1741950.00 | 1050700.00 | M/s. Megha Engineering and Infrastructures Ltd
1298.00 | Pre-Commissioning Works as per details: Type of Activity Swabbing Pipe OD 355.6 mm | 79000.00 | m |  | 10.00 | 790000.00 | 23.00 | 1817000.00 | 30.00 | 2370000.00 | 40.00 | 3160000.00 | Not Quoted | Not Quoted | 13.30 | 1050700.00 | Not Quoted | Not Quoted | 27.00 | 2133000.00 | 18.38 | 1452020.00 | 790000.00 | Advance Infrastrurctures Pvt Ltd
1299.00 | Commissioning Assistance : All works for Commissioning assistance as per details below: Pipe OD 355.6 mm | 79000.00 | m |  | 30.00 | 2370000.00 | 17.25 | 1362750.00 | 10.00 | 790000.00 | 25.00 | 1975000.00 | Not Quoted | Not Quoted | 13.30 | 1050700.00 | Not Quoted | Not Quoted | 15.00 | 1185000.00 | 14.70 | 1161300.00 | 790000.00 | Om Yash Projects Limited
1300.00 | PIPELINE INFORMATION MANAGEMENT SYSTEM
1301.00 | Execution of all works for Pipeline Information Management System as defined in Scope of Work & specification(s) enclosed with the tender document. Contractor's scope shall be co-ordination with a separate PIMS Contractor including providing all construction, survey, as-built, statutory and other required data in the Company approved formats for uploading in PIMS software by the PIMS Contractor required for real-time construction progress monitoring and for archival purposes. | 79000.00 | metre |  | 30.00 | 2370000.00 | 50.00 | 3950000.00 | 75.00 | 5925000.00 | 65.00 | 5135000.00 | Not Quoted | Not Quoted | 42.00 | 3318000.00 | Not Quoted | Not Quoted | 53.00 | 4187000.00 | 43.00 | 3397000.00 | 2370000.00 | Advance Infrastrurctures Pvt Ltd
1302.00 | PIPING WORKS IN DESPATCH/ RECEIPT/ INTERMEDIATE PUMPING/ COMPRESSOR/ INTERMEDIATE PIGGING/ SV/ SLV/ BLOCK VALVE/ TAP OFF STATIONS
1303.00 | FABRICATION, ERECTION, INSTALLATION AND TESTING OF PIPING
1304.00 | All works for installation of all above ground terminal/ station piping at all elevations and below ground at all depths for DT/ RT/ IP/ IPS/ Compressor/ Sectionalizing Valve Station(s)/Station Block Valves/Tap off/Station limit valve (SLV)/ In Stations including tapping(s) inside terminals/ station as indicated in Scope document, in all type of terrain and soil including receiving and taking over of all Owner supplied materials from Owner's designated place(s) of issue, transportation including loading, unloading, handling from Owner's designated place(s) of issue to Contractor's owned/ hired stock yard(s)/ work site(s)/ work shop(s) including arranging all necessary intermediate storage area(s) thereof, as required; supply of all materials (except those specified subsequently in SOR) equipment, consumables etc. as defined in Contractor's scope of supply, and their transportation to the work site(s); performing all above ground/buried piping fabrication works including cutting, edge preparation, (inclusive of grinding the edges of pipes, fittings, flanges etc. to match with the matching edges of uneven/ different thickness wherever required), fit up, bending, pre-heating wherever required, welding, threading etc.; erection of pipes of all types and thickness over sleepers, overhead racks and at all other elevations; hook-up with equipment nozzles; installation and supporting of all type of valves up to size of 1.5" NB, all types of inline/ online instruments such as pressure/thermal safety valves(other than those covered separately in subsequent SOR), fittings of all sizes i.e. flow tees, insulating joints, blow down type QOEC, LR Bends, Pig Signalers, elbows, reducers, tees, 'O' lets, flanges, blind flanges, spectacle blinds, spacers and blinds, tappings for pressure instruments, thermo wells, hoses and hose couplings of all sizes, as applicable, sample connections, flame arrestors as applicable, vents and drains required for process and hydro-testing purposes etc.; fixing of all types of gaskets (including gaskets for RJ flanges), stud bolts and nuts, jack screw etc. of all sizes including torque tightening as applicable; Carrying out all temporary, ancillary & auxiliary piping works; fabrication of strainers of sizes up to 1.5” NB; carrying out non-destructive testing (excluding specific radiography works covered subsequently in SOR) including radiography, magnetic particle/ liquid penetration etc. as required; hook-up with existing piping/pipeline installed by others as per drawings wherever required; weld repairs/retesting; cleaning and flushing by water/ compressed air, carrying out hydrostatic test, pneumatic test, valve functional test and any other type of testing as specified, de-pressurizing, dewatering, drying by compressed air if applicable; pre-commissioning and providing commissioning assistance for process piping and commissioning of non-process piping, if applicable; cutting of mainline/ pipeline/ terminal piping and beveling (if required), tie-in of valve assembly, including NDT of tie-in joints; excavation and filling in all types of soil including soft/hard rock for installation of piping/pipe supports; clean-up and restoration of site, preparation of as built drawings, documents and project records; transportation of surplus free issue materials to Owner's designated place(s); completing all works in all respects as per the IFC drawings, scope of work, specifications, standards and other provisions of Contract and instruction of Engineer-in-Charge. 1. This work is exclusive of all works associated with main pipeline covered above. 2. Installation of valves/ equipment etc. of size 2" NB and above will be paid separately as per items covered herein subsequently. 3. All works for piping supports will be paid separately as per items covered herein subsequently. 4. All others works pertaining to the Station (Architecture/ Civil/ Structural/ Electrical/ Instrumentation works etc.) shall be as per rates indicated elsewhere in the tender document.
1305.00 | Pipe OD 60.3 mm Pipe Material Grade ASTM A 106 Gr. B (CHARPY) Installation Above Ground Wall thickness (mm)/ Schedule XS | 6.00 | m |  | 7000.00 | 42000.00 | 2000.00 | 12000.00 | 998.00 | 5988.00 | 780.00 | 4680.00 | Not Quoted | Not Quoted | 608.00 | 3648.00 | Not Quoted | Not Quoted | 3300.00 | 19800.00 | 1859.60 | 11157.60 | 3648.00 | M/s. Megha Engineering and Infrastructures Ltd
1306.00 | Pipe OD 88.9 mm Pipe Material Grade ASTM A 106 Gr. B (CHARPY) Installation Above Ground Wall thickness (mm)/ Schedule STD | 36.00 | m |  | 7500.00 | 270000.00 | 3000.00 | 108000.00 | 1520.00 | 54720.00 | 1170.00 | 42120.00 | Not Quoted | Not Quoted | 779.00 | 28044.00 | Not Quoted | Not Quoted | 3500.00 | 126000.00 | 1859.60 | 66945.60 | 28044.00 | M/s. Megha Engineering and Infrastructures Ltd
1307.00 | Pipe OD 114.3 mm Pipe Material Grade ASTM A 106 Gr. B (CHARPY) Installation Above Ground Wall thickness (mm)/ Schedule XS | 36.00 | m |  | 8200.00 | 295200.00 | 4000.00 | 144000.00 | 1952.00 | 70272.00 | 1560.00 | 56160.00 | Not Quoted | Not Quoted | 921.50 | 33174.00 | Not Quoted | Not Quoted | 3750.00 | 135000.00 | 3719.20 | 133891.20 | 33174.00 | M/s. Megha Engineering and Infrastructures Ltd
1308.00 | Pipe OD 168.3 mm Pipe Material Grade ASTM A 106 Gr. B (CHARPY) Installation Above Ground Wall thickness (mm)/ Schedule XS | 12.00 | m |  | 8500.00 | 102000.00 | 6000.00 | 72000.00 | 3082.00 | 36984.00 | 2340.00 | 28080.00 | Not Quoted | Not Quoted | 1995.00 | 23940.00 | Not Quoted | Not Quoted | 3750.00 | 45000.00 | 5578.80 | 66945.60 | 23940.00 | M/s. Megha Engineering and Infrastructures Ltd
1309.00 | Pipe OD 219.1 mm Pipe Material Grade API 5L Gr. B PSL 2 Installation Above Ground Wall thickness (mm)/ Schedule 6.35 | 10.00 | m |  | 9000.00 | 90000.00 | 8000.00 | 80000.00 | 3995.00 | 39950.00 | 3120.00 | 31200.00 | Not Quoted | Not Quoted | 2185.00 | 21850.00 | Not Quoted | Not Quoted | 8500.00 | 85000.00 | 5578.80 | 55788.00 | 21850.00 | M/s. Megha Engineering and Infrastructures Ltd
1310.00 | Pipe OD 26.7 mm Pipe Material Grade ASTM A 106 Gr. B Installation Above Ground Wall thickness (mm)/ Schedule S120 | 12.00 | m |  | 4200.00 | 50400.00 | 1000.00 | 12000.00 | 493.00 | 5916.00 | 390.00 | 4680.00 | Not Quoted | Not Quoted | 2250.00 | 27000.00 | Not Quoted | Not Quoted | 2700.00 | 32400.00 | 697.35 | 8368.20 | 4680.00 | TOLANI PROJECTS PVT LTD
1311.00 | Pipe OD 323.9 mm Pipe Material Grade API 5L Gr. X-52 PSL 2 Installation Above Ground Wall thickness (mm)/ Schedule 11.13 | 18.00 | m |  | 14000.00 | 252000.00 | 12000.00 | 216000.00 | 5868.00 | 105624.00 | 4680.00 | 84240.00 | Not Quoted | Not Quoted | 2550.00 | 45900.00 | Not Quoted | Not Quoted | 16500.00 | 297000.00 | 11157.60 | 200836.80 | 45900.00 | M/s. Megha Engineering and Infrastructures Ltd
1312.00 | Pipe OD 26.7 mm Pipe Material Grade ASTM A 106 Gr. B IBR Installation Above Ground Wall thickness (mm)/ Schedule S120 | 12.00 | metre |  | 4200.00 | 50400.00 | 1000.00 | 12000.00 | 522.00 | 6264.00 | 390.00 | 4680.00 | Not Quoted | Not Quoted | 2775.00 | 33300.00 | Not Quoted | Not Quoted | 2700.00 | 32400.00 | 697.35 | 8368.20 | 4680.00 | TOLANI PROJECTS PVT LTD
1313.00 | Pipe OD 88.9 mm Pipe Material Grade ASTM A 106 GR.B, BE, SEAMLESS, IBR Installation Above Ground Wall thickness (mm)/ Schedule STD | 24.00 | metre |  | 7500.00 | 180000.00 | 3000.00 | 72000.00 | 1699.00 | 40776.00 | 1287.00 | 30888.00 | Not Quoted | Not Quoted | 2520.00 | 60480.00 | Not Quoted | Not Quoted | 3500.00 | 84000.00 | 2789.40 | 66945.60 | 30888.00 | TOLANI PROJECTS PVT LTD
1314.00 | Pipe OD 33.4 mm Pipe Material Grade ASTM A 312 TP304, PE, SEAMLESS, CRYO, Installation Above Ground Wall thickness (mm)/ Schedule 40S | 12.00 | metre |  | 4200.00 | 50400.00 | 3000.00 | 36000.00 | 827.00 | 9924.00 | 650.00 | 7800.00 | Not Quoted | Not Quoted | 2250.00 | 27000.00 | Not Quoted | Not Quoted | 19500.00 | 234000.00 | 929.80 | 11157.60 | 7800.00 | TOLANI PROJECTS PVT LTD
1315.00 | Pipe OD 60.3 mm Pipe Material Grade ASTM A 312 TP304, PE, SEAMLESS, CRYO, Installation Above Ground Wall thickness (mm)/ Schedule 40S | 15.00 | metre |  | 7200.00 | 108000.00 | 2000.00 | 30000.00 | 1736.00 | 26040.00 | 1300.00 | 19500.00 | Not Quoted | Not Quoted | 2275.00 | 34125.00 | Not Quoted | Not Quoted | 3300.00 | 49500.00 | 1859.60 | 27894.00 | 19500.00 | TOLANI PROJECTS PVT LTD
1316.00 | Pipe OD 168.2 mm Pipe Material Grade ASTM A 312 TP304, PE, SEAMLESS, CRYO, Installation Above Ground Wall thickness (mm)/ Schedule 40S | 10.00 | metre |  | 8500.00 | 85000.00 | 6000.00 | 60000.00 | 4876.00 | 48760.00 | 3900.00 | 39000.00 | Not Quoted | Not Quoted | 2260.00 | 22600.00 | Not Quoted | Not Quoted | 3750.00 | 37500.00 | 4649.00 | 46490.00 | 22600.00 | M/s. Megha Engineering and Infrastructures Ltd
1317.00 | Pipe OD 60.3 mm Pipe Material Grade ASTM A 333 GR.6, BE, SEAMLESS, LT Installation Above Ground Wall thickness (mm)/ Schedule XS | 6.00 | metre |  | 7200.00 | 43200.00 | 2000.00 | 12000.00 | 1226.00 | 7356.00 | 910.00 | 5460.00 | Not Quoted | Not Quoted | 2320.00 | 13920.00 | Not Quoted | Not Quoted | 3300.00 | 19800.00 | 1859.60 | 11157.60 | 5460.00 | TOLANI PROJECTS PVT LTD
1318.00 | Pipe OD 60.3 mm Pipe Material Grade ASTM A 333 GR.6, BE, SEAMLESS, LT Installation Above Ground Wall thickness (mm)/ Schedule S160 | 20.00 | metre |  | 7200.00 | 144000.00 | 2000.00 | 40000.00 | 1223.00 | 24460.00 | 910.00 | 18200.00 | Not Quoted | Not Quoted | 2155.00 | 43100.00 | Not Quoted | Not Quoted | 3300.00 | 66000.00 | 1859.60 | 37192.00 | 18200.00 | TOLANI PROJECTS PVT LTD
1319.00 | Pipe OD 114.3 mm Pipe Material Grade ASTM A 333 GR.6, BE, SEAMLESS, LT Installation Above Ground Wall thickness (mm)/ Schedule XS | 4.00 | metre |  | 8200.00 | 32800.00 | 4000.00 | 16000.00 | 2349.00 | 9396.00 | 1820.00 | 7280.00 | Not Quoted | Not Quoted | 2110.00 | 8440.00 | Not Quoted | Not Quoted | 3750.00 | 15000.00 | 3719.20 | 14876.80 | 7280.00 | TOLANI PROJECTS PVT LTD
1320.00 | Pipe OD 168.2 mm Pipe Material Grade ASTM A 333 GR.6, BE, SEAMLESS, LT Installation Above Ground Wall thickness (mm)/ Schedule XS | 10.00 | metre |  | 8500.00 | 85000.00 | 6000.00 | 60000.00 | 3508.00 | 35080.00 | 2730.00 | 27300.00 | Not Quoted | Not Quoted | 2520.00 | 25200.00 | Not Quoted | Not Quoted | 3750.00 | 37500.00 | 5578.80 | 55788.00 | 25200.00 | M/s. Megha Engineering and Infrastructures Ltd
1321.00 | Pipe OD 323.8 mm Pipe Material Grade ASTM A 333 GR.6, BE, SEAMLESS, LT Installation Above Ground Wall thickness (mm)/ Schedule 15.9 mm | 18.00 | metre |  | 22000.00 | 396000.00 | 12000.00 | 216000.00 | 7349.00 | 132282.00 | 5460.00 | 98280.00 | Not Quoted | Not Quoted | 2520.00 | 45360.00 | Not Quoted | Not Quoted | 16500.00 | 297000.00 | 11157.60 | 200836.80 | 45360.00 | M/s. Megha Engineering and Infrastructures Ltd
1322.00 | Pipe OD 60.3 mm Pipe Material Grade ASTM A 106 GR.B, BE, SEAMLESS, IBR Installation Above Ground Wall thickness (mm)/ Schedule XS | 30.00 | metre |  | 7200.00 | 216000.00 | 2000.00 | 60000.00 | 1110.00 | 33300.00 | 858.00 | 25740.00 | Not Quoted | Not Quoted | 2550.00 | 76500.00 | Not Quoted | Not Quoted | 3300.00 | 99000.00 | 1859.60 | 55788.00 | 25740.00 | TOLANI PROJECTS PVT LTD
1323.00 | Preparation of IBR Package and liaisoning for obtaining approval for the piping systems falling under the purview of IBR LP steam line from the statutory Indian Boiler Regulation (IBR) authority of the state where the plant is situated. Line Sizes: 88.9 mm & 60.3 mm Note:- System isometrics & any other documentation required by the IBR authorities shall be developed by Contractor. | 1.00 | Lumpsum |  | 250000.00 | 250000.00 | 500000.00 | 500000.00 | 628070.00 | 628070.00 | 500000.00 | 500000.00 | Not Quoted | Not Quoted | 2265.00 | 2265.00 | Not Quoted | Not Quoted | 1500000.00 | 1500000.00 | 348675.03 | 348675.03 | 2265.00 | M/s. Megha Engineering and Infrastructures Ltd
1324.00 | STEAM JACKETING: All works related to steam jacketing of pipes as per EIL Spec. no. 6-79-0026. Pipe OD: 168.2 Rating: 300# MOC: ASTM A 312 TP304, CRYO | 20.00 | metre |  | 5850.00 | 117000.00 | 6000.00 | 120000.00 | 4534.00 | 90680.00 | 3500.00 | 70000.00 | Not Quoted | Not Quoted | 2245.00 | 44900.00 | Not Quoted | Not Quoted | 35000.00 | 700000.00 | 29056.25 | 581125.00 | 44900.00 | M/s. Megha Engineering and Infrastructures Ltd
1325.00 | Pipe OD 323.8 mm Pipe Material Grade ASTM A 333 GR.6, BE, SEAMLESS, LT Installation Above Ground Wall thickness (mm)/ Schedule S100 | 18.00 | metre |  | 14000.00 | 252000.00 | 12000.00 | 216000.00 | 5594.00 | 100692.00 | 4200.00 | 75600.00 | Not Quoted | Not Quoted | 2255.00 | 40590.00 | Not Quoted | Not Quoted | 16500.00 | 297000.00 | 2789.40 | 50209.20 | 40590.00 | M/s. Megha Engineering and Infrastructures Ltd
1326.00 | INSTALLATION OF VALVES/FLOW METERS/ STRAINERS/ SCRAPER TRAPS/ EQUIPMENT/ SKIDS
1327.00 | Receiving and taking over of all Owner supplied/ Free Issued materials, equipment including skids from Owner's designated place(s) of issue, transportation including loading, unloading, handling from Owner's designated place(s) of issue to Contractor's owned/ hired stock yard(s)/ work site(s)/ work shop(s) including arranging all necessary intermediate storage area(s) thereof, as required; supply of all materials, equipment, consumables as defined in Contractor's scope of supply and its transportation to the work site(s);installation of valves, flow meters, strainers, scraper traps including QOEC, equipment, skids etc., supply and fixing of gaskets, stud bolts, nuts of all sizes including torque tightening as applicable, leveling, aligning, installation and assembly of accessories, including accessories for actuators, making electrical/ pneumatic connections for such actuators, if any, by bolting/threading or welding of pipes at all elevations, hook up works with others facilities as necessary as per P&ID, testing, completing all works in all respects as per drawings, scope of work, specifications, standards, other provisions of Contract and directions of the Engineer-in-Charge. For all Instrumentation items, details/ specifications/ datasheets are covered elsewhere in the tender document.
1328.00 | Installation of Scraper Launcher/Receiver as defined below: Item Type Bi-directional Scraper Trap Major Barrel 508 mm Minor Barrel 355.6 mm Rating 600# | 1.00 | nos |  | 165000.00 | 165000.00 | 250000.00 | 250000.00 | 195834.00 | 195834.00 | 150000.00 | 150000.00 | Not Quoted | Not Quoted | 52250.00 | 52250.00 | Not Quoted | Not Quoted | 270000.00 | 270000.00 | 116225.01 | 116225.01 | 52250.00 | M/s. Megha Engineering and Infrastructures Ltd
1329.00 | Installation of Flow Meter as defined below: Item Type Mass Flow Meter Size 323.9 mm Rating 1500# | 2.00 | nos |  | 95000.00 | 190000.00 | 250000.00 | 500000.00 | 96721.00 | 193442.00 | 75000.00 | 150000.00 | Not Quoted | Not Quoted | 3325.00 | 6650.00 | Not Quoted | Not Quoted | 35000.00 | 70000.00 | 17433.75 | 34867.50 | 6650.00 | M/s. Megha Engineering and Infrastructures Ltd
1330.00 | Installation of Skid as below: Type of Skid H2S Analyzer | 1.00 | MT |  | 195000.00 | 195000.00 | 30000.00 | 30000.00 | 188063.00 | 188063.00 | 150000.00 | 150000.00 | Not Quoted | Not Quoted | 4275.00 | 4275.00 | Not Quoted | Not Quoted | 150000.00 | 150000.00 | 23245.00 | 23245.00 | 4275.00 | M/s. Megha Engineering and Infrastructures Ltd
1331.00 | Installation of Valve (Ball/ Plug/ Gate/ Globe/ Check/ PCV/FCV/SDV/Butterfly) as below: Installation Above Ground End Type Flanged Operation Manual Size 114.3 mm Rating 600# | 10.00 | nos |  | 16500.00 | 165000.00 | 4000.00 | 40000.00 | 7760.00 | 77600.00 | 6000.00 | 60000.00 | Not Quoted | Not Quoted | 3040.00 | 30400.00 | Not Quoted | Not Quoted | 7595.00 | 75950.00 | 7438.40 | 74384.00 | 30400.00 | M/s. Megha Engineering and Infrastructures Ltd
1332.00 | Installation of Valve (Ball/ Plug/ Gate/ Globe/ Check/ PCV/FCV/SDV/Butterfly) as below: Installation Above Ground End Type Flanged Operation Manual Size 60.3 mm Rating 150# | 15.00 | nos |  | 9500.00 | 142500.00 | 2000.00 | 30000.00 | 2071.00 | 31065.00 | 1600.00 | 24000.00 | Not Quoted | Not Quoted | 4275.00 | 64125.00 | Not Quoted | Not Quoted | 3797.00 | 56955.00 | 3719.20 | 55788.00 | 24000.00 | TOLANI PROJECTS PVT LTD
1333.00 | Installation of Valve (Ball/ Plug/ Gate/ Globe/ Check/ PCV/FCV/SDV/Butterfly) as below: Installation Above Ground End Type Butt Welded Operation Manual Size 114.3 mm Rating 600# | 10.00 | nos |  | 16500.00 | 165000.00 | 4000.00 | 40000.00 | 12887.00 | 128870.00 | 10000.00 | 100000.00 | Not Quoted | Not Quoted | 8550.00 | 85500.00 | Not Quoted | Not Quoted | 7595.00 | 75950.00 | 7438.40 | 74384.00 | 40000.00 | JSIW INFRASTRUCTURE PRIVATE LIMITED
1334.00 | Installation of Valve (Ball/ Plug/ Gate/ Globe/ Check/ PCV/FCV/SDV/Butterfly) as below: Installation Above Ground End Type Flanged Operation Manual Size 60.3 mm Rating 600# | 10.00 | nos |  | 9500.00 | 95000.00 | 2000.00 | 20000.00 | 4037.00 | 40370.00 | 3000.00 | 30000.00 | Not Quoted | Not Quoted | 18810.00 | 188100.00 | Not Quoted | Not Quoted | 3797.00 | 37970.00 | 3719.20 | 37192.00 | 20000.00 | JSIW INFRASTRUCTURE PRIVATE LIMITED
1335.00 | Installation of Valve (Ball/ Plug/ Gate/ Globe/ Check/ PCV/FCV/SDV/Butterfly) as below: Installation Buried End Type Butt Welded Operation Manual Size 168.3 mm Rating 600# | 10.00 | nos |  | 25000.00 | 250000.00 | 6000.00 | 60000.00 | 19645.00 | 196450.00 | 15000.00 | 150000.00 | Not Quoted | Not Quoted | 13300.00 | 133000.00 | Not Quoted | Not Quoted | 11393.00 | 113930.00 | 11157.60 | 111576.00 | 60000.00 | JSIW INFRASTRUCTURE PRIVATE LIMITED
1336.00 | Installation of Valve (Ball/ Plug/ Gate/ Globe/ Check/ PCV/FCV/SDV/Butterfly) as below: Installation Above Ground End Type Flanged Operation Actuated (MOV) Size 355.6 mm Rating 600# | 2.00 | nos |  | 45000.00 | 90000.00 | 24000.00 | 48000.00 | 107690.00 | 215380.00 | 84000.00 | 168000.00 | Not Quoted | Not Quoted | 36100.00 | 72200.00 | Not Quoted | Not Quoted | 22786.00 | 45572.00 | 26034.40 | 52068.80 | 45572.00 | AMPSEPC PVT LTD
1337.00 | Installation of Valve (Ball/ Plug/ Gate/ Globe/ Check/ PCV/FCV/SDV/Butterfly) as below: Installation Above Ground End Type Flanged Operation Manual Size 355.6 mm Rating 600# | 5.00 | nos |  | 45000.00 | 225000.00 | 14000.00 | 70000.00 | 27708.00 | 138540.00 | 21000.00 | 105000.00 | Not Quoted | Not Quoted | 33250.00 | 166250.00 | Not Quoted | Not Quoted | 22786.00 | 113930.00 | 26034.40 | 130172.00 | 70000.00 | JSIW INFRASTRUCTURE PRIVATE LIMITED
1338.00 | Installation of Valve (Ball/ Plug/ Gate/ Globe/ Check/ PCV/FCV/SDV/Butterfly) as below: Installation Above Ground End Type Flanged Operation Manual Size 168.3 mm Rating 600# | 5.00 | nos |  | 18000.00 | 90000.00 | 6000.00 | 30000.00 | 11541.00 | 57705.00 | 9000.00 | 45000.00 | Not Quoted | Not Quoted | 6650.00 | 33250.00 | Not Quoted | Not Quoted | 11393.00 | 56965.00 | 11157.60 | 55788.00 | 30000.00 | JSIW INFRASTRUCTURE PRIVATE LIMITED
1339.00 | Installation of Valve (Ball/ Plug/ Gate/ Globe/ Check/ PCV/FCV/SDV/Butterfly) as below: Installation Above Ground End Type Butt Welded Operation Manual Size 168.3 mm Rating 600# | 5.00 | nos |  | 18000.00 | 90000.00 | 6000.00 | 30000.00 | 20210.00 | 101050.00 | 15000.00 | 75000.00 | Not Quoted | Not Quoted | 7600.00 | 38000.00 | Not Quoted | Not Quoted | 11393.00 | 56965.00 | 11157.60 | 55788.00 | 30000.00 | JSIW INFRASTRUCTURE PRIVATE LIMITED
1340.00 | Installation of Valve (Ball/ Plug/ Gate/ Globe/ Check/ PCV/FCV/SDV/Butterfly) as below: Installation Buried End Type Butt Welded Operation Actuated (MOV) Size 114.3 mm Rating 600# | 1.00 | nos |  | 16500.00 | 16500.00 | 8000.00 | 8000.00 | 34044.00 | 34044.00 | 26000.00 | 26000.00 | Not Quoted | Not Quoted | 4275.00 | 4275.00 | Not Quoted | Not Quoted | 7595.00 | 7595.00 | 7438.40 | 7438.40 | 4275.00 | M/s. Megha Engineering and Infrastructures Ltd
1341.00 | Installation of Valve (Ball/ Plug/ Gate/ Globe/ Check/ PCV/FCV/SDV/Butterfly) as below: Installation Above Ground End Type Butt Welded Operation Manual Size 114.3 mm Rating 300# | 5.00 | nos |  | 16500.00 | 82500.00 | 4000.00 | 20000.00 | 10464.00 | 52320.00 | 8000.00 | 40000.00 | Not Quoted | Not Quoted | 34200.00 | 171000.00 | Not Quoted | Not Quoted | 7595.00 | 37975.00 | 7438.40 | 37192.00 | 20000.00 | JSIW INFRASTRUCTURE PRIVATE LIMITED
1342.00 | Installation of Valve (Ball/ Plug/ Gate/ Globe/ Check/ PCV/FCV/SDV/Butterfly) as below: Installation Above Ground End Type Butt Welded Operation Manual Size 60.3 mm Rating 300# | 5.00 | nos |  | 9500.00 | 47500.00 | 2000.00 | 10000.00 | 5307.00 | 26535.00 | 4000.00 | 20000.00 | Not Quoted | Not Quoted | 6650.00 | 33250.00 | Not Quoted | Not Quoted | 3797.00 | 18985.00 | 3719.20 | 18596.00 | 10000.00 | JSIW INFRASTRUCTURE PRIVATE LIMITED
1343.00 | Installation of Valve (Ball/ Plug/ Gate/ Globe/ Check/ PCV/FCV/SDV/Butterfly) as below: Installation Buried End Type Butt Welded Operation Actuated (MOV) Size 355.6 mm Rating 600# | 1.00 | nos |  | 105000.00 | 105000.00 | 28000.00 | 28000.00 | 122545.00 | 122545.00 | 91000.00 | 91000.00 | Not Quoted | Not Quoted | 52250.00 | 52250.00 | Not Quoted | Not Quoted | 22786.00 | 22786.00 | 26034.40 | 26034.40 | 22786.00 | AMPSEPC PVT LTD
1344.00 | Installation of Valve (Ball/ Plug/ Gate/ Globe/ Check/ PCV/FCV/SDV/Butterfly) as below: Installation Above Ground End Type Butt Welded Operation Actuated (MOV) Size 323.9 mm Rating 600# | 1.00 | nos |  | 105000.00 | 105000.00 | 24000.00 | 24000.00 | 102959.00 | 102959.00 | 78000.00 | 78000.00 | Not Quoted | Not Quoted | 3325.00 | 3325.00 | Not Quoted | Not Quoted | 19450.00 | 19450.00 | 22315.20 | 22315.20 | 3325.00 | M/s. Megha Engineering and Infrastructures Ltd
1345.00 | Installation of Valve (Ball/ Plug/ Gate/ Globe/ Check/ PCV/FCV/SDV/Butterfly) as below: Installation Above Ground End Type Butt Welded Operation Manual Size 26.7 mm Rating 1500# | 5.00 | nos |  | 4000.00 | 20000.00 | 1000.00 | 5000.00 | 3509.00 | 17545.00 | 2625.00 | 13125.00 | Not Quoted | Not Quoted | 4275.00 | 21375.00 | Not Quoted | Not Quoted | 2534.00 | 12670.00 | 697.35 | 3486.75 | 3486.75 | KEC Spur Infrastructure Pvt. Ltd.
1346.00 | Installation of Valve (Ball/ Plug/ Gate/ Globe/ Check/ PCV/FCV/SDV/Butterfly) as below: Installation Above Ground End Type Butt Welded Operation Manual Size 33.4 mm Rating 1500# | 2.00 | nos |  | 4000.00 | 8000.00 | 1500.00 | 3000.00 | 4707.00 | 9414.00 | 3500.00 | 7000.00 | Not Quoted | Not Quoted | 3040.00 | 6080.00 | Not Quoted | Not Quoted | 2700.00 | 5400.00 | 1859.60 | 3719.20 | 3000.00 | JSIW INFRASTRUCTURE PRIVATE LIMITED
1347.00 | Installation of Valve (Ball/ Plug/ Gate/ Globe/ Check/ PCV/FCV/SDV/Butterfly) as below: Installation Above Ground End Type Butt Welded Operation Actuated (MOV) Size 60.3 mm Rating 300# | 3.00 | nos |  | 5200.00 | 15600.00 | 4000.00 | 12000.00 | 17493.00 | 52479.00 | 13000.00 | 39000.00 | Not Quoted | Not Quoted | 4275.00 | 12825.00 | Not Quoted | Not Quoted | 3797.00 | 11391.00 | 3719.20 | 11157.60 | 11157.60 | KEC Spur Infrastructure Pvt. Ltd.
1348.00 | Installation of Valve (Ball/ Plug/ Gate/ Globe/ Check/ PCV/FCV/SDV/Butterfly) as below: Installation Above Ground End Type Butt Welded Operation Manual Size 168.3 mm Rating 300# | 2.00 | nos |  | 25000.00 | 50000.00 | 6000.00 | 12000.00 | 8012.00 | 16024.00 | 6000.00 | 12000.00 | Not Quoted | Not Quoted | 8550.00 | 17100.00 | Not Quoted | Not Quoted | 11393.00 | 22786.00 | 11157.60 | 22315.20 | 12000.00 | JSIW INFRASTRUCTURE PRIVATE LIMITED, TOLANI PROJECTS PVT LTD
1349.00 | Installation of Valve (Ball/ Plug/ Gate/ Globe/ Check/ PCV/FCV/SDV/Butterfly) as below: Installation Above Ground End Type Flanged Operation Manual Size 323.9 mm Rating 1500# | 5.00 | nos |  | 45000.00 | 225000.00 | 12000.00 | 60000.00 | 54797.00 | 273985.00 | 42000.00 | 210000.00 | Not Quoted | Not Quoted | 36100.00 | 180500.00 | Not Quoted | Not Quoted | 19450.00 | 97250.00 | 22315.20 | 111576.00 | 60000.00 | JSIW INFRASTRUCTURE PRIVATE LIMITED
1350.00 | Installation of Valve (Ball/ Plug/ Gate/ Globe/ Check/ PCV/FCV/SDV/Butterfly) as below: Installation Above Ground End Type Flanged Operation Actuated (MOV) Size 60.3 mm Rating 1500# | 3.00 | nos |  | 9500.00 | 28500.00 | 4000.00 | 12000.00 | 19183.00 | 57549.00 | 15000.00 | 45000.00 | Not Quoted | Not Quoted | 33250.00 | 99750.00 | Not Quoted | Not Quoted | 3797.00 | 11391.00 | 3719.20 | 11157.60 | 11157.60 | KEC Spur Infrastructure Pvt. Ltd.
1351.00 | Installation of steam traps & drip leg assemblies in line with applicable standards & specifications including provision of pits for safe discharge of steam, supporting, insulation etc. Pipe OD: 60.3 mm Rating: 150# MOC: ASTM A 106 GR.B, IBR | 2.00 | nos |  | 25000.00 | 50000.00 | 5000.00 | 10000.00 | 2150.00 | 4300.00 | 1600.00 | 3200.00 | Not Quoted | Not Quoted | 6650.00 | 13300.00 | Not Quoted | Not Quoted | 50000.00 | 100000.00 | 58112.51 | 116225.02 | 3200.00 | TOLANI PROJECTS PVT LTD
1352.00 | Installation of steam traps & drip leg assemblies in line with applicable standards & specifications including provision of pits for safe discharge of steam, supporting, insulation etc. Pipe OD: 88.9 mm Rating: 150# MOC: ASTM A 106 GR.B, IBR | 6.00 | nos |  | 35000.00 | 210000.00 | 6000.00 | 36000.00 | 3002.00 | 18012.00 | 2400.00 | 14400.00 | Not Quoted | Not Quoted | 4275.00 | 25650.00 | Not Quoted | Not Quoted | 75000.00 | 450000.00 | 58112.51 | 348675.06 | 14400.00 | TOLANI PROJECTS PVT LTD
1353.00 | RADIOGRAPHY WORKS
1354.00 | Performance of radiographic inspection of piping of all types, sizes, thickness including providing or hiring of all necessary equipment, supply of all consumables including radiographic films and whatever else even though not expressly mentioned but required to perform the work as per specification and instructions of Engineer-in-Charge. All works shall be done as per details below:
1355.00 | Pipe OD 114.3 mm | 100.00 | nos |  | 1100.00 | 110000.00 | 1489.08 | 148908.00 | 701.00 | 70100.00 | 540.00 | 54000.00 | Not Quoted | Not Quoted | 522.50 | 52250.00 | Not Quoted | Not Quoted | 1120.00 | 112000.00 | 1255.23 | 125523.00 | 52250.00 | M/s. Megha Engineering and Infrastructures Ltd
1356.00 | Pipe OD 168.3 mm | 75.00 | nos |  | 1600.00 | 120000.00 | 1569.19 | 117689.25 | 702.00 | 52650.00 | 540.00 | 40500.00 | Not Quoted | Not Quoted | 779.00 | 58425.00 | Not Quoted | Not Quoted | 1750.00 | 131250.00 | 1255.23 | 94142.25 | 40500.00 | TOLANI PROJECTS PVT LTD
1357.00 | Pipe OD 219.1 mm | 30.00 | nos |  | 2200.00 | 66000.00 | 1644.55 | 49336.50 | 840.00 | 25200.00 | 648.00 | 19440.00 | Not Quoted | Not Quoted | 978.50 | 29355.00 | Not Quoted | Not Quoted | 2350.00 | 70500.00 | 1255.23 | 37656.90 | 19440.00 | TOLANI PROJECTS PVT LTD
1358.00 | Pipe OD 88.9 mm | 80.00 | nos |  | 1000.00 | 80000.00 | 1451.40 | 116112.00 | 701.00 | 56080.00 | 540.00 | 43200.00 | Not Quoted | Not Quoted | 446.50 | 35720.00 | Not Quoted | Not Quoted | 850.00 | 68000.00 | 1255.23 | 100418.40 | 35720.00 | M/s. Megha Engineering and Infrastructures Ltd
1359.00 | Pipe OD 60.3 mm | 150.00 | nos |  | 850.00 | 127500.00 | 1471.52 | 220728.00 | 728.00 | 109200.00 | 540.00 | 81000.00 | Not Quoted | Not Quoted | 251.75 | 37762.50 | Not Quoted | Not Quoted | 650.00 | 97500.00 | 1882.85 | 282427.50 | 37762.50 | M/s. Megha Engineering and Infrastructures Ltd
1360.00 | Pipe OD 323.9 mm | 80.00 | nos |  | 4800.00 | 384000.00 | 1800.02 | 144001.60 | 1093.00 | 87440.00 | 810.00 | 64800.00 | Not Quoted | Not Quoted | 1444.00 | 115520.00 | Not Quoted | Not Quoted | 3350.00 | 268000.00 | 1882.85 | 150628.00 | 64800.00 | TOLANI PROJECTS PVT LTD
1361.00 | Pipe OD 355.6 mm | 40.00 | nos |  | 4800.00 | 192000.00 | 1847.04 | 73881.60 | 1371.00 | 54840.00 | 1080.00 | 43200.00 | Not Quoted | Not Quoted | 1567.50 | 62700.00 | Not Quoted | Not Quoted | 3750.00 | 150000.00 | 1255.23 | 50209.20 | 43200.00 | TOLANI PROJECTS PVT LTD
1362.00 | Pipe OD 48.3 mm | 75.00 | nos |  | 750.00 | 56250.00 | 1471.52 | 110364.00 | 702.00 | 52650.00 | 540.00 | 40500.00 | Not Quoted | Not Quoted | 152.00 | 11400.00 | Not Quoted | Not Quoted | 650.00 | 48750.00 | 1255.23 | 94142.25 | 11400.00 | M/s. Megha Engineering and Infrastructures Ltd
1363.00 | Pipe OD 26.7 mm | 50.00 | nos |  | 650.00 | 32500.00 | 1471.52 | 73576.00 | 724.00 | 36200.00 | 540.00 | 27000.00 | Not Quoted | Not Quoted | 97.85 | 4892.50 | Not Quoted | Not Quoted | 550.00 | 27500.00 | 1255.23 | 62761.50 | 4892.50 | M/s. Megha Engineering and Infrastructures Ltd
1364.00 | Pipe OD 33.4 mm | 50.00 | nos |  | 650.00 | 32500.00 | 1471.52 | 73576.00 | 679.00 | 33950.00 | 540.00 | 27000.00 | Not Quoted | Not Quoted | 109.25 | 5462.50 | Not Quoted | Not Quoted | 630.00 | 31500.00 | 1255.23 | 62761.50 | 5462.50 | M/s. Megha Engineering and Infrastructures Ltd
1365.00 | Pipe OD 21.3 mm | 25.00 | nos |  | 550.00 | 13750.00 | 1471.52 | 36788.00 | 687.00 | 17175.00 | 540.00 | 13500.00 | Not Quoted | Not Quoted | 87.40 | 2185.00 | Not Quoted | Not Quoted | 550.00 | 13750.00 | 1255.23 | 31380.75 | 2185.00 | M/s. Megha Engineering and Infrastructures Ltd
1366.00 | PAINTING WORKS
1367.00 | Supply of paints, solvents and primers, preparation of surfaces and application of primer and finish paints suitable for Industrial/ Industrial Marine environment for above ground piping including valves & fittings as defined in contract document and as per standard specification for Surface preparation and protective coating, identification, lettering/ numbering, colour coding etc. as specified including rub down and touch up of shop primer or scrapping of shop primer wherever required and providing of scaffolding for all heights, labour, materials, tools and tackles, consumables, supervision etc. to complete the work in all respect as per Standard/ Job Specification, Drawings, Standards and instruction of Engineer-in-Charge. All works shall be done as per details below
1368.00 | Pipe OD 21.3 mm Painting Environment Industrial | 20.00 | m |  | 2100.00 | 42000.00 | 218.70 | 4374.00 | 151.00 | 3020.00 | 113.00 | 2260.00 | Not Quoted | Not Quoted | 403.75 | 8075.00 | Not Quoted | Not Quoted | 120.00 | 2400.00 | 348.68 | 6973.60 | 2260.00 | TOLANI PROJECTS PVT LTD
1369.00 | Pipe OD 88.9 mm Painting Environment Industrial | 20.00 | m |  | 3500.00 | 70000.00 | 912.81 | 18256.20 | 565.00 | 11300.00 | 450.00 | 9000.00 | Not Quoted | Not Quoted | 570.00 | 11400.00 | Not Quoted | Not Quoted | 210.00 | 4200.00 | 476.52 | 9530.40 | 4200.00 | AMPSEPC PVT LTD
1370.00 | Pipe OD 219.1 mm Painting Environment Industrial | 20.00 | m |  | 4500.00 | 90000.00 | 2249.67 | 44993.40 | 1572.00 | 31440.00 | 1200.00 | 24000.00 | Not Quoted | Not Quoted | 855.00 | 17100.00 | Not Quoted | Not Quoted | 275.00 | 5500.00 | 581.13 | 11622.60 | 5500.00 | AMPSEPC PVT LTD
1371.00 | Pipe OD 273 mm Painting Environment Industrial | 20.00 | m |  | 4800.00 | 96000.00 | 2803.11 | 56062.20 | 2018.00 | 40360.00 | 1500.00 | 30000.00 | Not Quoted | Not Quoted | 807.50 | 16150.00 | Not Quoted | Not Quoted | 255.00 | 5100.00 | 592.75 | 11855.00 | 5100.00 | AMPSEPC PVT LTD
1372.00 | Pipe OD 168.3 mm Painting Environment Industrial | 20.00 | m |  | 4300.00 | 86000.00 | 1728.07 | 34561.40 | 1170.00 | 23400.00 | 900.00 | 18000.00 | Not Quoted | Not Quoted | 460.75 | 9215.00 | Not Quoted | Not Quoted | 145.00 | 2900.00 | 557.88 | 11157.60 | 2900.00 | AMPSEPC PVT LTD
1373.00 | Pipe OD 33.4 mm Painting Environment Industrial | 20.00 | m |  | 2550.00 | 51000.00 | 342.94 | 6858.80 | 192.00 | 3840.00 | 150.00 | 3000.00 | Not Quoted | Not Quoted | 522.50 | 10450.00 | Not Quoted | Not Quoted | 165.00 | 3300.00 | 424.22 | 8484.40 | 3000.00 | TOLANI PROJECTS PVT LTD
1374.00 | Pipe OD 48.3 mm Painting Environment Industrial | 20.00 | m |  | 2950.00 | 59000.00 | 495.93 | 9918.60 | 300.00 | 6000.00 | 225.00 | 4500.00 | Not Quoted | Not Quoted | 617.50 | 12350.00 | Not Quoted | Not Quoted | 175.00 | 3500.00 | 435.84 | 8716.80 | 3500.00 | AMPSEPC PVT LTD
1375.00 | Pipe OD 60.3 mm Painting Environment Industrial | 60.00 | m |  | 3200.00 | 192000.00 | 619.15 | 37149.00 | 387.00 | 23220.00 | 300.00 | 18000.00 | Not Quoted | Not Quoted | 684.00 | 41040.00 | Not Quoted | Not Quoted | 185.00 | 11100.00 | 453.28 | 27196.80 | 11100.00 | AMPSEPC PVT LTD
1376.00 | Pipe OD 114.3 mm Painting Environment Industrial | 20.00 | m |  | 3850.00 | 77000.00 | 1173.61 | 23472.20 | 780.00 | 15600.00 | 600.00 | 12000.00 | Not Quoted | Not Quoted | 1045.00 | 20900.00 | Not Quoted | Not Quoted | 325.00 | 6500.00 | 499.77 | 9995.40 | 6500.00 | AMPSEPC PVT LTD
1377.00 | Pipe OD 323.9 mm Painting Environment Industrial | 48.00 | m |  | 5450.00 | 261600.00 | 3325.74 | 159635.52 | 2363.00 | 113424.00 | 1800.00 | 86400.00 | Not Quoted | Not Quoted | 1206.50 | 57912.00 | Not Quoted | Not Quoted | 375.00 | 18000.00 | 615.99 | 29567.52 | 18000.00 | AMPSEPC PVT LTD
1378.00 | Pipe OD 355.6 mm Painting Environment Industrial | 50.00 | m |  | 5800.00 | 290000.00 | 3651.23 | 182561.50 | 2659.00 | 132950.00 | 2100.00 | 105000.00 | Not Quoted | Not Quoted | 1350.00 | 67500.00 | Not Quoted | Not Quoted | 375.00 | 18750.00 | 674.11 | 33705.50 | 18750.00 | AMPSEPC PVT LTD
1379.00 | PIPE SUPPORT WORKS
1380.00 | Supply of all materials required for fabrication of pipe supports & special supports including supply of bolts, nuts, washers, U Clamps, Wooden Blocks, Teflon Pads, SS Plates (as required) etc. as mentioned in the drawing/ standards and as defined in scope of work document, fabrication and erection of pipe/ equipment supports (for all sizes/ thickness) including shoes, pipes, cradles, turn buckles, T-posts for all types of guides, anchors, special supports for cold/hot insulated pipes etc. if applicable, all necessary equipment, consumables, labour etc. for completing all works, supply and application of paints and primers suitable for painting environment as defined in contract document and as per standard specification for Surface preparation and protective coating and completing the work as per drawings, scope of work, specifications, standards, other provisions of Contract and instruction of Engineer-in-Charge.
1381.00 | CS Structural Steel | 10.00 | MT |  | 125000.00 | 1250000.00 | 100000.00 | 1000000.00 | 151325.00 | 1513250.00 | 120000.00 | 1200000.00 | Not Quoted | Not Quoted | 104500.00 | 1045000.00 | Not Quoted | Not Quoted | 135000.00 | 1350000.00 | 117387.26 | 1173872.60 | 1000000.00 | JSIW INFRASTRUCTURE PRIVATE LIMITED
1382.00 | Stainless Steel | 3.00 | MT |  | 195000.00 | 585000.00 | 200000.00 | 600000.00 | 450097.00 | 1350291.00 | 350000.00 | 1050000.00 | Not Quoted | Not Quoted | 125400.00 | 376200.00 | Not Quoted | Not Quoted | 275000.00 | 825000.00 | 127847.51 | 383542.53 | 376200.00 | M/s. Megha Engineering and Infrastructures Ltd
1383.00 | PIPE INSULATION WORKS
1384.00 | Providing hot/ cold insulation as per P&IDs/ standards/ specifications/ job specifications including anti corrosive paint on all pipes laid on sleepers, portals, racks, flanges, fittings, valves, equipment, i.e. scraper traps (including all branch connections), supports at all elevations etc. including supply of insulating, cladding and other ancillary materials, protective coverings, consumables, other necessary materials as required, all tools and tackles, equipment, apparatus etc., labour and supervision, transportation of materials to work site, preparation of mattresses to prescribed thickness and densities, applying on surfaces as specified, including all preparatory works there on, all binding, tie-ing, lacing, stitching and/ or otherwise securing finishing with cladding, providing bolts, rivets and self-tapping screws wherever specified, providing inspection windows, end seals for valves, flanges, fittings etc., providing all necessary scaffolding and completing the work as per drawings, scope of work, specifications, standards, other provisions of Contract and instruction of Engineer-in-Charge. Note:- 1. For valve sizes 1.5 inches and below, the rate for providing hot/ cold insulation will be considered as a part of providing hot/ cold insulation on piping. No extra amount for the same shall be paid.
1385.00 | Cold/ Hot Insulation of Pipes as defined below: Type of Insulation Cold Pipe OD 168.3 mm Insulation thickness 50 mm | 30.00 | m |  | 1500.00 | 45000.00 | 4906.50 | 147195.00 | 1305.00 | 39150.00 | 1000.00 | 30000.00 | Not Quoted | Not Quoted | 1947.50 | 58425.00 | Not Quoted | Not Quoted | 425.00 | 12750.00 | 4196.89 | 125906.70 | 12750.00 | AMPSEPC PVT LTD
1386.00 | Cold/ Hot Insulation of Pipes as defined below: Type of Insulation Cold Pipe OD 60.3 mm Insulation thickness 40 mm | 30.00 | m |  | 1250.00 | 37500.00 | 2624.00 | 78720.00 | 530.00 | 15900.00 | 400.00 | 12000.00 | Not Quoted | Not Quoted | 1947.50 | 58425.00 | Not Quoted | Not Quoted | 375.00 | 11250.00 | 1928.17 | 57845.10 | 11250.00 | AMPSEPC PVT LTD
1387.00 | Cold/ Hot Insulation of Pipes as defined below: Type of Insulation Cold Pipe OD 114.3 mm Insulation thickness 40 mm | 30.00 | m |  | 1400.00 | 42000.00 | 3271.00 | 98130.00 | 886.00 | 26580.00 | 700.00 | 21000.00 | Not Quoted | Not Quoted | 1947.50 | 58425.00 | Not Quoted | Not Quoted | 1150.00 | 34500.00 | 2826.59 | 84797.70 | 21000.00 | TOLANI PROJECTS PVT LTD
1388.00 | Cold/ Hot Insulation of Pipes as defined below: Type of Insulation Cold Pipe OD 323.9 mm Insulation thickness 50 mm | 50.00 | m |  | 1750.00 | 87500.00 | 9813.00 | 490650.00 | 2675.00 | 133750.00 | 2000.00 | 100000.00 | Not Quoted | Not Quoted | 1947.50 | 97375.00 | Not Quoted | Not Quoted | 1150.00 | 57500.00 | 6958.39 | 347919.50 | 57500.00 | AMPSEPC PVT LTD
1389.00 | Cold/ Hot Insulation of Pipes as defined below: Type of Insulation Cold Pipe OD 355.6 mm Insulation thickness 50 mm | 50.00 | m |  | 1750.00 | 87500.00 | 11448.50 | 572425.00 | 2901.00 | 145050.00 | 2300.00 | 115000.00 | Not Quoted | Not Quoted | 1947.50 | 97375.00 | Not Quoted | Not Quoted | 1150.00 | 57500.00 | 7520.92 | 376046.00 | 57500.00 | AMPSEPC PVT LTD
1390.00 | Cold/ Hot Insulation of Pipes as defined below: Type of Insulation Hot Pipe OD 88.9 mm Insulation thickness 40 mm | 1500.00 | m |  | 1600.00 | 2400000.00 | 2975.00 | 4462500.00 | 509.00 | 763500.00 | 400.00 | 600000.00 | Not Quoted | Not Quoted | 1947.50 | 2921250.00 | Not Quoted | Not Quoted | 175.00 | 262500.00 | 1811.95 | 2717925.00 | 262500.00 | AMPSEPC PVT LTD
1391.00 | Cold/ Hot Insulation of Pipes as defined below: Type of Insulation Hot Pipe OD 60.3 mm Insulation thickness 40 mm | 30.00 | m |  | 1500.00 | 45000.00 | 2624.00 | 78720.00 | 389.00 | 11670.00 | 300.00 | 9000.00 | Not Quoted | Not Quoted | 1947.50 | 58425.00 | Not Quoted | Not Quoted | 375.00 | 11250.00 | 1484.19 | 44525.70 | 9000.00 | TOLANI PROJECTS PVT LTD
1392.00 | Cold/ Hot Insulation of Pipes as defined below: Type of Insulation Hot Pipe OD 26.7 mm Insulation thickness 40 mm | .50 | m |  | 1250.00 | 625.00 | 2195.00 | 1097.50 | 200.00 | 100.00 | 150.00 | 75.00 | Not Quoted | Not Quoted | 1947.50 | 973.75 | Not Quoted | Not Quoted | 510.00 | 255.00 | 1101.81 | 550.91 | 75.00 | TOLANI PROJECTS PVT LTD
1393.00 | Cold/ Hot Insulation of Pipes as defined below: Type of Insulation Hot Pipe OD 48.3 mm Insulation thickness 40 mm | .50 | m |  | 1500.00 | 750.00 | 2195.00 | 1097.50 | 262.00 | 131.00 | 200.00 | 100.00 | Not Quoted | Not Quoted | 1947.50 | 973.75 | Not Quoted | Not Quoted | 1150.00 | 575.00 | 1348.21 | 674.11 | 100.00 | TOLANI PROJECTS PVT LTD
1394.00 | Cold/ Hot Insulation of Valves as defined below: Type of Insulation Cold Pipe OD 168.3 mm Insulation thickness 50 mm | 30.00 | nos |  | 1500.00 | 45000.00 | 4906.50 | 147195.00 | 1252.00 | 37560.00 | 1000.00 | 30000.00 | Not Quoted | Not Quoted | 1947.50 | 58425.00 | Not Quoted | Not Quoted | 1150.00 | 34500.00 | 6838.68 | 205160.40 | 30000.00 | TOLANI PROJECTS PVT LTD
1395.00 | Cold/ Hot Insulation of Valves as defined below: Type of Insulation Cold Pipe OD 60.3 mm Insulation thickness 40 mm | 30.00 | nos |  | 1250.00 | 37500.00 | 2624.00 | 78720.00 | 403.00 | 12090.00 | 320.00 | 9600.00 | Not Quoted | Not Quoted | 1947.50 | 58425.00 | Not Quoted | Not Quoted | 675.00 | 20250.00 | 3268.25 | 98047.50 | 9600.00 | TOLANI PROJECTS PVT LTD
1396.00 | Cold/ Hot Insulation of Valves as defined below: Type of Insulation Cold Pipe OD 26.7 mm Insulation thickness 40 mm | 30.00 | nos |  | 1600.00 | 48000.00 | 2195.00 | 65850.00 | 204.00 | 6120.00 | 160.00 | 4800.00 | Not Quoted | Not Quoted | 1947.50 | 58425.00 | Not Quoted | Not Quoted | 650.00 | 19500.00 | 2401.21 | 72036.30 | 4800.00 | TOLANI PROJECTS PVT LTD
1397.00 | Cold/ Hot Insulation of Valves as defined below: Type of Insulation Cold Pipe OD 21.3 mm Insulation thickness 40 mm | 30.00 | nos |  | 1125.00 | 33750.00 | 2195.00 | 65850.00 | 202.00 | 6060.00 | 150.00 | 4500.00 | Not Quoted | Not Quoted | 1947.50 | 58425.00 | Not Quoted | Not Quoted | 675.00 | 20250.00 | 2262.90 | 67887.00 | 4500.00 | TOLANI PROJECTS PVT LTD
1398.00 | Cold/ Hot Insulation of Valves as defined below: Type of Insulation Cold Pipe OD 33.4 mm Insulation thickness 40 mm | 30.00 | nos |  | 1295.00 | 38850.00 | 2195.00 | 65850.00 | 207.00 | 6210.00 | 160.00 | 4800.00 | Not Quoted | Not Quoted | 1947.50 | 58425.00 | Not Quoted | Not Quoted | 825.00 | 24750.00 | 2574.38 | 77231.40 | 4800.00 | TOLANI PROJECTS PVT LTD
1399.00 | Cold/ Hot Insulation of Valves as defined below: Type of Insulation Cold Pipe OD 48.3 mm Insulation thickness 40 mm | 20.00 | nos |  | 1300.00 | 26000.00 | 2195.00 | 43900.00 | 314.00 | 6280.00 | 250.00 | 5000.00 | Not Quoted | Not Quoted | 1947.50 | 38950.00 | Not Quoted | Not Quoted | 875.00 | 17500.00 | 2959.09 | 59181.80 | 5000.00 | TOLANI PROJECTS PVT LTD
1400.00 | Cold/ Hot Insulation of Valves as defined below: Type of Insulation Cold Pipe OD 88.9 mm Insulation thickness 40 mm | 20.00 | nos |  | 1400.00 | 28000.00 | 2975.00 | 59500.00 | 667.00 | 13340.00 | 500.00 | 10000.00 | Not Quoted | Not Quoted | 1947.50 | 38950.00 | Not Quoted | Not Quoted | 550.00 | 11000.00 | 4006.28 | 80125.60 | 10000.00 | TOLANI PROJECTS PVT LTD
1401.00 | Cold/ Hot Insulation of Valves as defined below: Type of Insulation Cold Pipe OD 114.3 mm Insulation thickness 40 mm | 20.00 | nos |  | 1600.00 | 32000.00 | 3271.00 | 65420.00 | 848.00 | 16960.00 | 650.00 | 13000.00 | Not Quoted | Not Quoted | 1947.50 | 38950.00 | Not Quoted | Not Quoted | 1150.00 | 23000.00 | 4661.79 | 93235.80 | 13000.00 | TOLANI PROJECTS PVT LTD
1402.00 | Cold/ Hot Insulation of Valves as defined below: Type of Insulation Cold Pipe OD 219.1 mm Insulation thickness 50 mm | 20.00 | nos |  | 2125.00 | 42500.00 | 6542.00 | 130840.00 | 1626.00 | 32520.00 | 1300.00 | 26000.00 | Not Quoted | Not Quoted | 1947.50 | 38950.00 | Not Quoted | Not Quoted | 1150.00 | 23000.00 | 8217.11 | 164342.20 | 23000.00 | AMPSEPC PVT LTD
1403.00 | Cold/ Hot Insulation of Valves as defined below: Type of Insulation Cold Pipe OD 323.9 mm Insulation thickness 50 mm | 20.00 | nos |  | 2600.00 | 52000.00 | 9813.00 | 196260.00 | 2658.00 | 53160.00 | 2000.00 | 40000.00 | Not Quoted | Not Quoted | 1947.50 | 38950.00 | Not Quoted | Not Quoted | 1150.00 | 23000.00 | 11059.97 | 221199.40 | 23000.00 | AMPSEPC PVT LTD
1404.00 | Cold/ Hot Insulation of Valves as defined below: Type of Insulation Cold Pipe OD 355.6 mm Insulation thickness 50 mm | 20.00 | nos |  | 2600.00 | 52000.00 | 11448.50 | 228970.00 | 2907.00 | 58140.00 | 2300.00 | 46000.00 | Not Quoted | Not Quoted | 1947.50 | 38950.00 | Not Quoted | Not Quoted | 1150.00 | 23000.00 | 15892.61 | 317852.20 | 23000.00 | AMPSEPC PVT LTD
1405.00 | Cold/ Hot Insulation of Valves as defined below: Type of Insulation Hot Pipe OD 88.9 mm Insulation thickness 40 mm | 3.00 | nos |  | 1400.00 | 4200.00 | 2975.00 | 8925.00 | 502.00 | 1506.00 | 400.00 | 1200.00 | Not Quoted | Not Quoted | 1947.50 | 5842.50 | Not Quoted | Not Quoted | 1150.00 | 3450.00 | 2834.73 | 8504.19 | 1200.00 | TOLANI PROJECTS PVT LTD
1406.00 | Cold/ Hot Insulation of Valves as defined below: Type of Insulation Hot Pipe OD 26.7 mm Insulation thickness 40 mm | 2.00 | nos |  | 1400.00 | 2800.00 | 2195.00 | 4390.00 | 203.00 | 406.00 | 150.00 | 300.00 | Not Quoted | Not Quoted | 1947.50 | 3895.00 | Not Quoted | Not Quoted | 1150.00 | 2300.00 | 1791.03 | 3582.06 | 300.00 | TOLANI PROJECTS PVT LTD
1407.00 | Cold/ Hot Insulation of Valves as defined below: Type of Insulation Hot Pipe OD 60.3 mm Insulation thickness 40 mm | 11.00 | nos |  | 1250.00 | 13750.00 | 2624.00 | 28864.00 | 384.00 | 4224.00 | 300.00 | 3300.00 | Not Quoted | Not Quoted | 1947.50 | 21422.50 | Not Quoted | Not Quoted | 1150.00 | 12650.00 | 2353.56 | 25889.16 | 3300.00 | TOLANI PROJECTS PVT LTD
1408.00 | Cold/ Hot Insulation of Valves as defined below: Type of Insulation Hot Pipe OD 48.3 mm Insulation thickness 40 mm | 2.00 | nos |  | 1500.00 | 3000.00 | 2195.00 | 4390.00 | 266.00 | 532.00 | 200.00 | 400.00 | Not Quoted | Not Quoted | 1947.50 | 3895.00 | Not Quoted | Not Quoted | 1150.00 | 2300.00 | 2152.49 | 4304.98 | 400.00 | TOLANI PROJECTS PVT LTD
1409.00 | SUPPLY OF ASSORTED PIPES
1410.00 | Supply, procurement and transportation to worksite(s)/workshop(s) including loading, unloading and handling for Assorted Pipes to be supplied by Contractor as per the requirement of PMS, data-sheets, scope of work, specifications and applicable addendum (if any), standards, instructions of Owner/ Engineer-in-Charge and other provisions of Contract. Supply of pipes as per EIL Specification No. 6-44-0051 (Technical notes for Pipes) & its addendum (if any), PMS & any other information forming the tender document as per the following details:
1411.00 | Make SMLS Standard ASME B 36.10 Ends Plain Ended - API Pipe Material Grade ASTM A 106 Gr. B Pipe OD 26.7 mm Wall thickness (mm) / Schedule 5.56 | 12.00 | m |  | 588.90 | 7066.80 | 571.25 | 6855.00 | 498.00 | 5976.00 | 440.00 | 5280.00 | Not Quoted | Not Quoted | 4389.00 | 52668.00 | Not Quoted | Not Quoted | 511.50 | 6138.00 | 493.96 | 5927.52 | 5280.00 | TOLANI PROJECTS PVT LTD
1412.00 | Make SMLS Standard ASME B 36.10 Ends Bevel Ended - ASTM Pipe Material Grade ASTM A 106 Gr. B (CHARPY) Pipe OD 114.3 mm Wall thickness (mm) / Schedule 8.56 | 19.00 | m |  | 2614.30 | 49671.70 | 2210.32 | 41996.08 | 2202.00 | 41838.00 | 1958.00 | 37202.00 | Not Quoted | Not Quoted | 5130.00 | 97470.00 | Not Quoted | Not Quoted | 2762.10 | 52479.90 | 2248.95 | 42730.05 | 37202.00 | TOLANI PROJECTS PVT LTD
1413.00 | Make SMLS Standard ASME B 36.10 Ends Bevel Ended - ASTM Pipe Material Grade ASTM A 106 Gr. B (CHARPY) Pipe OD 60.3 mm Wall thickness (mm) / Schedule 5.54 | 12.00 | m |  | 876.20 | 10514.40 | 831.40 | 9976.80 | 728.00 | 8736.00 | 651.00 | 7812.00 | Not Quoted | Not Quoted | 5472.00 | 65664.00 | Not Quoted | Not Quoted | 925.65 | 11107.80 | 747.33 | 8967.96 | 7812.00 | TOLANI PROJECTS PVT LTD
1414.00 | Make SMLS Standard API 5L (& EIL Specification, as applicable) Ends Bevel Ended - ASTM Pipe Material Grade API 5L Gr. B PSL 2 Pipe OD 219.1 mm Wall thickness (mm) / Schedule 6.35 | 10.00 | m |  | 4284.80 | 42848.00 | 4647.40 | 46474.00 | 4731.00 | 47310.00 | 4188.00 | 41880.00 | Not Quoted | Not Quoted | 5928.00 | 59280.00 | Not Quoted | Not Quoted | 10243.20 | 102432.00 | 4867.50 | 48675.00 | 41880.00 | TOLANI PROJECTS PVT LTD
1415.00 | Make SMLS Standard ASME B 36.10 Ends Bevel Ended - ASTM Pipe Material Grade ASTM A 106 Gr. B Pipe OD 60.3 mm Wall thickness (mm) / Schedule 5.54 | 25.00 | m |  | 876.20 | 21905.00 | 831.40 | 20785.00 | 747.00 | 18675.00 | 651.00 | 16275.00 | Not Quoted | Not Quoted | 5472.00 | 136800.00 | Not Quoted | Not Quoted | 1098.90 | 27472.50 | 747.33 | 18683.25 | 16275.00 | TOLANI PROJECTS PVT LTD
1416.00 | Make SMLS Standard ASME B 36.10 Ends Bevel Ended - ASTM Pipe Material Grade ASTM A 106 Gr. B (CHARPY) Pipe OD 88.9 mm Wall thickness (mm) / Schedule 5.49 | 36.00 | m |  | 1324.70 | 47689.20 | 1176.85 | 42366.60 | 1120.00 | 40320.00 | 983.00 | 35388.00 | Not Quoted | Not Quoted | 4845.00 | 174420.00 | Not Quoted | Not Quoted | 2070.75 | 74547.00 | 1129.71 | 40669.56 | 35388.00 | TOLANI PROJECTS PVT LTD
1417.00 | Make SMLS Standard ASME B 36.10 Ends Bevel Ended - ASTM Pipe Material Grade ASTM A 106 Gr. B (CHARPY) Pipe OD 168.3 mm Wall thickness (mm) / Schedule 10.97 | 12.00 | m |  | 4982.90 | 59794.80 | 4091.23 | 49094.76 | 4097.00 | 49164.00 | 3698.00 | 44376.00 | Not Quoted | Not Quoted | 30210.00 | 362520.00 | Not Quoted | Not Quoted | 5270.10 | 63241.20 | 4298.00 | 51576.00 | 44376.00 | TOLANI PROJECTS PVT LTD
1418.00 | Make SMLS Standard ASME B 36.10 Ends Plain Ended - API Pipe Material Grade ASTM A 106 Gr. B IBR Pipe OD 26.7 mm Wall thickness (mm) / Schedule 5.56 | 24.00 | m |  | 559.00 | 13416.00 | 571.25 | 13710.00 | 485.00 | 11640.00 | 440.00 | 10560.00 | Not Quoted | Not Quoted | 25536.00 | 612864.00 | Not Quoted | Not Quoted | 511.50 | 12276.00 | 493.96 | 11855.04 | 10560.00 | TOLANI PROJECTS PVT LTD
1419.00 | Make SMLS Standard ASME B 36.10 Ends Bevel Ended - ASTM Pipe Material Grade ASTM A 106 Gr. B IBR Pipe OD 88.9 mm Wall thickness (mm) / Schedule 5.49 | 1500.00 | m |  | 1324.70 | 1987050.00 | 1176.85 | 1765275.00 | 1088.00 | 1632000.00 | 983.00 | 1474500.00 | Not Quoted | Not Quoted | 4104.00 | 6156000.00 | Not Quoted | Not Quoted | 2070.75 | 3106125.00 | 1129.71 | 1694565.00 | 1474500.00 | TOLANI PROJECTS PVT LTD
1420.00 | Make SMLS Standard ASME B 36.19 Ends Plain Ended - API Pipe Material Grade ASTM A 312 TP304 CRYO Pipe OD 33.4 mm Wall thickness (mm) / Schedule 3.38 | 12.00 | m |  | 1650.00 | 19800.00 | 1325.15 | 15901.80 | 1184.00 | 14208.00 | 1047.00 | 12564.00 | Not Quoted | Not Quoted | 8550.00 | 102600.00 | Not Quoted | Not Quoted | 511.50 | 6138.00 | 1328.45 | 15941.40 | 6138.00 | AMPSEPC PVT LTD
1421.00 | Make SMLS Standard ASME B 36.19 Ends Bevel Ended - ASTM Pipe Material Grade ASTM A 312 TP304 CRYO Pipe OD 60.3 mm Wall thickness (mm) / Schedule 3.91 | 15.00 | m |  | 2580.00 | 38700.00 | 2686.75 | 40301.25 | 2096.00 | 31440.00 | 1830.00 | 27450.00 | Not Quoted | Not Quoted | 8892.00 | 133380.00 | Not Quoted | Not Quoted | 925.65 | 13884.75 | 2801.02 | 42015.30 | 13884.75 | AMPSEPC PVT LTD
1422.00 | Make SMLS Standard ASME B 36.19 Ends Bevel Ended - ASTM Pipe Material Grade ASTM A 312 TP304 CRYO Pipe OD 168.3 mm Wall thickness (mm) / Schedule 7.11 | 430.81 | m |  | 12850.00 | 5535934.20 | 13018.33 | 5608452.78 | 13098.00 | 5642775.58 | 11568.00 | 4983633.22 | Not Quoted | Not Quoted | 8895.00 | 3832072.74 | Not Quoted | Not Quoted | 4785.00 | 2061435.42 | 14516.90 | 6254054.72 | 2061435.42 | AMPSEPC PVT LTD
1423.00 | Make SMLS Standard ASME B 36.10 Ends Bevel Ended - ASTM Pipe Material Grade ASTM A 333 Gr. 6 LT Pipe OD 60.3 mm Wall thickness (mm) / Schedule 8.74 | 20.00 | m |  | 2165.80 | 43316.00 | 1559.05 | 31181.00 | 1481.00 | 29620.00 | 1336.00 | 26720.00 | Not Quoted | Not Quoted | 8875.00 | 177500.00 | Not Quoted | Not Quoted | 1296.90 | 25938.00 | 1552.77 | 31055.40 | 25938.00 | AMPSEPC PVT LTD
1424.00 | Make SMLS Standard ASME B 36.10 Ends Bevel Ended - ASTM Pipe Material Grade ASTM A 333 Gr. 6 LT Pipe OD 60.3 mm Wall thickness (mm) / Schedule 5.54 | 6.00 | m |  | 1197.30 | 7183.80 | 964.75 | 5788.50 | 895.00 | 5370.00 | 785.00 | 4710.00 | Not Quoted | Not Quoted | 8775.00 | 52650.00 | Not Quoted | Not Quoted | 4958.25 | 29749.50 | 894.93 | 5369.58 | 4710.00 | TOLANI PROJECTS PVT LTD
1425.00 | Make SMLS Standard ASME B 36.10 Ends Bevel Ended - ASTM Pipe Material Grade ASTM A 333 Gr. 6 LT Pipe OD 114.3 mm Wall thickness (mm) / Schedule 8.56 | 4.00 | m |  | 3571.10 | 14284.40 | 2612.47 | 10449.88 | 2715.00 | 10860.00 | 2363.00 | 9452.00 | Not Quoted | Not Quoted | 8850.00 | 35400.00 | Not Quoted | Not Quoted | 2762.10 | 11048.40 | 2694.10 | 10776.40 | 9452.00 | TOLANI PROJECTS PVT LTD
1426.00 | Make SMLS Standard ASME B 36.10 Ends Bevel Ended - ASTM Pipe Material Grade ASTM A 333 Gr. 6 LT Pipe OD 168.3 mm Wall thickness (mm) / Schedule 10.97 | 10.00 | m |  | 10329.80 | 103298.00 | 4805.23 | 48052.30 | 5024.00 | 50240.00 | 4463.00 | 44630.00 | Not Quoted | Not Quoted | 8585.00 | 85850.00 | Not Quoted | Not Quoted | 5280.00 | 52800.00 | 5088.33 | 50883.30 | 44630.00 | TOLANI PROJECTS PVT LTD
1427.00 | Make SMLS Standard ASME B 36.10 Ends Bevel Ended - ASTM Pipe Material Grade ASTM A 333 Gr. 6 LT Pipe OD 323.9 mm Wall thickness (mm) / Schedule 21.44 | 36.00 | m |  | 26289.90 | 946436.40 | 23180.00 | 834480.00 | 24714.00 | 889704.00 | 21600.00 | 777600.00 | Not Quoted | Not Quoted | 8955.00 | 322380.00 | Not Quoted | Not Quoted | 26289.45 | 946420.20 | 25104.60 | 903765.60 | 322380.00 | M/s. Megha Engineering and Infrastructures Ltd
1428.00 | Make SMLS Standard ASME B 36.10 Ends Bevel Ended - ASTM Pipe Material Grade ASTM A 333 Gr. 6 LT Pipe OD 323.9 mm Wall thickness (mm) / Schedule 15.9 | 48.00 | m |  | 21669.70 | 1040145.60 | 18518.00 | 888864.00 | 20055.00 | 962640.00 | 17820.00 | 855360.00 | Not Quoted | Not Quoted | 8895.00 | 426960.00 | Not Quoted | Not Quoted | 20691.00 | 993168.00 | 19944.21 | 957322.08 | 426960.00 | M/s. Megha Engineering and Infrastructures Ltd
1429.00 | Make SMLS Standard API 5L Ends Bevel Ended - ASTM Pipe Material Grade API 5L GR.X-52 PSL2, Pipe OD 323.9 mm Wall thickness (mm) / Schedule 11.1 | 18.00 | m |  | 25800.00 | 464400.00 | 14906.00 | 268308.00 | 16303.00 | 293454.00 | 14700.00 | 264600.00 | Not Quoted | Not Quoted | 8850.00 | 159300.00 | Not Quoted | Not Quoted | 19470.00 | 350460.00 | 15946.07 | 287029.26 | 159300.00 | M/s. Megha Engineering and Infrastructures Ltd
1430.00 | SUPPLY OF REINF.PAD, ASTM A 312 TP304, CRYO, 6.0 INCH, 40S, 2.0 INCH | 4.00 | nos |  | 12500.00 | 50000.00 | 2655.50 | 10622.00 | 4060.00 | 16240.00 | 3570.00 | 14280.00 | Not Quoted | Not Quoted | 8755.00 | 35020.00 | Not Quoted | Not Quoted | 8250.00 | 33000.00 | 17433.75 | 69735.00 | 10622.00 | JSIW INFRASTRUCTURE PRIVATE LIMITED
1431.00 | SUPPLY OF REINF.PAD, ASTM A 312 TP304, CRYO, 6.0 INCH, 40S, 4.0 INCH | 2.00 | nos |  | 12800.00 | 25600.00 | 12935.00 | 25870.00 | 1994.00 | 3988.00 | 1785.00 | 3570.00 | Not Quoted | Not Quoted | 8955.00 | 17910.00 | Not Quoted | Not Quoted | 13200.00 | 26400.00 | 40678.75 | 81357.50 | 3570.00 | TOLANI PROJECTS PVT LTD
1432.00 | Make SMLS Standard ASME B 36.10 Ends Bevel Ended - ASTM Pipe Material Grade ASTM A 106 Gr. B IBR Pipe OD 60.3 mm Wall thickness (mm) / Schedule XS | 30.00 | metre |  | 876.00 | 26280.00 | 831.40 | 24942.00 | 717.00 | 21510.00 | 651.00 | 19530.00 | Not Quoted | Not Quoted | 8855.00 | 265650.00 | Not Quoted | Not Quoted | 25542.00 | 766260.00 | 784.52 | 23535.60 | 19530.00 | TOLANI PROJECTS PVT LTD
1433.00 | SUPPLY OF FLANGES
1434.00 | Supply, procurement and transportation to worksite(s)/workshop(s) including loading, unloading and handling for Flanges to be supplied by Contractor as per the requirement of PMS, data-sheets, scope of work, specifications and applicable addendum (if any), standards, instructions of Owner/ Engineer-in-Charge and other provisions of Contract. Supply of flanges as per EIL Specification No. 6-71-0023, 6-71-0024, 6-44-0053 (Technical Notes for Flanges) & its addendum (if any), PMS & any other information forming the tender document, as per the following details:
1435.00 | Flanges for Pipeline Type Weld neck (WN) Face Raised Face (RF) Standard ASME B 16.5 Finish (AARH) 125 Rating 150# Material ASTM A 105 IBR Pipe OD 26.7 mm Wall thickness 5.56 mm | 25.00 | nos |  | 328.90 | 8222.50 | 365.70 | 9142.50 | 222.00 | 5550.00 | 197.00 | 4925.00 | Not Quoted | Not Quoted | 807.50 | 20187.50 | Not Quoted | Not Quoted | 3689.40 | 92235.00 | 3463.51 | 86587.75 | 4925.00 | TOLANI PROJECTS PVT LTD
1436.00 | Flanges for Pipeline Type Weld neck (WN) Face Ring Joint (RJ) Standard ASME B 16.5 Finish (AARH) 32-63 Rating 1500# Material ASTM A 350 Gr. LF2 Cl. 1 Pipe OD 323.9 mm Wall thickness 21.44 mm | 7.00 | nos |  | 99008.00 | 693056.00 | 92609.04 | 648263.28 | 94657.00 | 662599.00 | 82555.00 | 577885.00 | Not Quoted | Not Quoted | 5700.00 | 39900.00 | Not Quoted | Not Quoted | 48875.97 | 342131.79 | 23245.00 | 162715.00 | 39900.00 | M/s. Megha Engineering and Infrastructures Ltd
1437.00 | Flanges for Pipeline Type Weld neck (WN) Face Raised Face (RF) Standard ASME B 16.5 Finish (AARH) 125 Rating 300# Material ASTM A 105 IBR Pipe OD 88.9 mm Wall thickness 5.49 mm | 26.00 | nos |  | 1930.50 | 50193.00 | 2105.88 | 54752.88 | 1210.00 | 31460.00 | 1064.00 | 27664.00 | Not Quoted | Not Quoted | 40850.00 | 1062100.00 | Not Quoted | Not Quoted | 11583.00 | 301158.00 | 3573.92 | 92921.92 | 27664.00 | TOLANI PROJECTS PVT LTD
1438.00 | Flanges for Pipeline Type Weld neck (WN) Face Raised Face (RF) Standard ASME B 16.5 Finish (AARH) 125 Rating 300# Material ASTM A 182 GR.F304 CRYO Pipe OD 60.3 mm Wall thickness 3.91 mm | 18.00 | nos |  | 2145.00 | 38610.00 | 2198.34 | 39570.12 | 1695.00 | 30510.00 | 1510.00 | 27180.00 | Not Quoted | Not Quoted | 38950.00 | 701100.00 | Not Quoted | Not Quoted | 8144.57 | 146602.26 | 1493.49 | 26882.82 | 26882.82 | KEC Spur Infrastructure Pvt. Ltd.
1439.00 | Flanges for Pipeline Type Weld neck (WN) Face Raised Face (RF) Standard ASME B 16.5 Finish (AARH) 125 Rating 300# Material ASTM A 182 GR.F304 CRYO Pipe OD 114.3 mm Wall thickness 6.02 mm | 12.00 | nos |  | 5863.00 | 70356.00 | 9465.42 | 113585.04 | 4810.00 | 57720.00 | 4356.00 | 52272.00 | Not Quoted | Not Quoted | 51300.00 | 615600.00 | Not Quoted | Not Quoted | 16291.28 | 195495.36 | 6973.50 | 83682.00 | 52272.00 | TOLANI PROJECTS PVT LTD
1440.00 | Flanges for Pipeline Type Weld neck (WN) Face Raised Face (RF) Standard ASME B 16.5 Finish (AARH) 125 Rating 300# Material ASTM A 182 GR.F304 CRYO Pipe OD 168.3 mm Wall thickness 7.11 mm | 17.00 | nos |  | 10868.00 | 184756.00 | 15266.94 | 259537.98 | 8596.00 | 146132.00 | 7808.00 | 132736.00 | Not Quoted | Not Quoted | 14725.00 | 250325.00 | Not Quoted | Not Quoted | 24437.99 | 415445.83 | 11854.95 | 201534.15 | 132736.00 | TOLANI PROJECTS PVT LTD
1441.00 | Flanges for Pipeline Type Weld neck (WN) Face Raised Face (RF) Standard ASME B 16.5 Finish (AARH) 125 Rating 150# Material ASTM A 105 (CHARPY) Pipe OD 219.1 mm Wall thickness 6.35 mm | 4.00 | nos |  | 7865.00 | 31460.00 | 4362.18 | 17448.72 | 3422.00 | 13688.00 | 3042.00 | 12168.00 | Not Quoted | Not Quoted | 11875.00 | 47500.00 | Not Quoted | Not Quoted | 32582.55 | 130330.20 | 16852.63 | 67410.52 | 12168.00 | TOLANI PROJECTS PVT LTD
1442.00 | Flanges for Pipeline Type Weld neck (WN) Face Ring Joint (RJ) Standard ASME B 16.5 Finish (AARH) 63 Rating 1500# Material ASTM A 350 Gr. LF2 Cl. 1 Pipe OD 26.7 mm Wall thickness 5.56 mm | 12.00 | nos |  | 2184.00 | 26208.00 | 2319.78 | 27837.36 | 620.00 | 7440.00 | 542.00 | 6504.00 | Not Quoted | Not Quoted | 9310.00 | 111720.00 | Not Quoted | Not Quoted | 5362.50 | 64350.00 | 1104.14 | 13249.68 | 6504.00 | TOLANI PROJECTS PVT LTD
1443.00 | Flanges for Pipeline Type Weld neck (WN) Face Raised Face (RF) Standard ASME B 16.5 Finish (AARH) 125 Rating 600# Material ASTM A 350 Gr. LF2 Cl. 1 Pipe OD 60.3 mm Wall thickness 5.54 mm | 12.00 | nos |  | 1281.28 | 15375.36 | 1302.72 | 15632.64 | 781.00 | 9372.00 | 705.00 | 8460.00 | Not Quoted | Not Quoted | 16150.00 | 193800.00 | Not Quoted | Not Quoted | 8144.57 | 97734.84 | 1493.49 | 17921.88 | 8460.00 | TOLANI PROJECTS PVT LTD
1444.00 | Flanges for Pipeline Type Weld neck (WN) Face Ring Joint (RJ) Standard ASME B 16.5 Finish (AARH) 63 Rating 1500# Material ASTM A 350 Gr. LF2 Cl. 1 Pipe OD 60.3 mm Wall thickness 8.74 mm | 20.00 | nos |  | 2912.00 | 58240.00 | 3212.64 | 64252.80 | 2209.00 | 44180.00 | 1962.00 | 39240.00 | Not Quoted | Not Quoted | 14250.00 | 285000.00 | Not Quoted | Not Quoted | 8144.57 | 162891.40 | 1569.04 | 31380.80 | 31380.80 | KEC Spur Infrastructure Pvt. Ltd.
1445.00 | Flanges for Pipeline Type Weld neck (WN) Face Raised Face (RF) Standard ASME B 16.5 Finish (AARH) 125 Rating 600# Material ASTM A 350 Gr. LF2 Cl. 1 Pipe OD 114.3 mm Wall thickness 8.56 mm | 4.00 | nos |  | 4513.60 | 18054.40 | 4818.96 | 19275.84 | 3013.00 | 12052.00 | 2725.00 | 10900.00 | Not Quoted | Not Quoted | 9025.00 | 36100.00 | Not Quoted | Not Quoted | 16291.28 | 65165.12 | 4881.45 | 19525.80 | 10900.00 | TOLANI PROJECTS PVT LTD
1446.00 | Flanges for Pipeline Type Weld neck (WN) Face Raised Face (RF) Standard ASME B 16.5 Finish (AARH) 125 Rating 600# Material ASTM A 350 Gr. LF2 Cl. 1 Pipe OD 168.3 mm Wall thickness 10.97 mm | 11.00 | nos |  | 8736.00 | 96096.00 | 7249.14 | 79740.54 | 6774.00 | 74514.00 | 5908.00 | 64988.00 | Not Quoted | Not Quoted | 9975.00 | 109725.00 | Not Quoted | Not Quoted | 24437.99 | 268817.89 | 11854.95 | 130404.45 | 64988.00 | TOLANI PROJECTS PVT LTD
1447.00 | Flanges for Pipeline Type Blind Face Raised Face (RF) Standard ASME B 16.5 Finish (AARH) 125 Rating 150# Material ASTM A 105 Pipe OD 60.3 mm Wall thickness NA | 4.00 | nos |  | 557.70 | 2230.80 | 637.56 | 2550.24 | 373.00 | 1492.00 | 332.00 | 1328.00 | Not Quoted | Not Quoted | 931.00 | 3724.00 | Not Quoted | Not Quoted | 8144.57 | 32578.28 | 906.56 | 3626.24 | 1328.00 | TOLANI PROJECTS PVT LTD
1448.00 | Flanges for Pipeline Type Blind Face Raised Face (RF) Standard ASME B 16.5 Finish (AARH) 125 Rating 150# Material ASTM A 105 Pipe OD 26.7 mm Wall thickness NA | 10.00 | nos |  | 243.10 | 2431.00 | 287.04 | 2870.40 | 184.00 | 1840.00 | 162.00 | 1620.00 | Not Quoted | Not Quoted | 3800.00 | 38000.00 | Not Quoted | Not Quoted | 3689.40 | 36894.00 | 650.86 | 6508.60 | 1620.00 | TOLANI PROJECTS PVT LTD
1449.00 | Flanges for Pipeline Type Blind Face Raised Joint (RJ) Standard ASME B 16.5 Finish (AARH) 63 Rating 1500# Material ASTM A 350 GR.LF2 CL.1 Pipe OD 60.3 mm Wall thickness NA | 3.00 | nos |  | 2329.60 | 6988.80 | 3212.64 | 9637.92 | 1801.00 | 5403.00 | 1636.00 | 4908.00 | Not Quoted | Not Quoted | 12350.00 | 37050.00 | Not Quoted | Not Quoted | 8144.57 | 24433.71 | 906.56 | 2719.68 | 2719.68 | KEC Spur Infrastructure Pvt. Ltd.
1450.00 | SUPPLY OF FLNG.FIG.8, ASME-B16.48, ASTM A 105, 150, FF/125AARH, 2.0 INCH | 4.00 | nos |  | 1144.00 | 4576.00 | 2096.22 | 8384.88 | 1033.00 | 4132.00 | 932.00 | 3728.00 | Not Quoted | Not Quoted | 1026.00 | 4104.00 | Not Quoted | Not Quoted | 4372.50 | 17490.00 | 1493.49 | 5973.96 | 3728.00 | TOLANI PROJECTS PVT LTD
1451.00 | SUPPLY OF FLNG.FIG.8, ASME-B16.48, ASTM A 182 GR.F304, 300, FF/125AARH, CRYO, 6.0 INCH | 1.00 | nos |  | 12480.00 | 12480.00 | 11328.42 | 11328.42 | 10201.00 | 10201.00 | 9231.00 | 9231.00 | Not Quoted | Not Quoted | 969.00 | 969.00 | Not Quoted | Not Quoted | 13117.50 | 13117.50 | 7205.95 | 7205.95 | 969.00 | M/s. Megha Engineering and Infrastructures Ltd
1452.00 | SUPPLY OF FLNG.FIG.8, ASME-B16.48, ASTM A 350 GR.LF2 CL.1, 1500, RTJ/63AARH, LT, 0.75 INCH | 3.00 | nos |  | 1372.80 | 4118.40 | 4491.90 | 13475.70 | 1480.00 | 4440.00 | 1303.00 | 3909.00 | Not Quoted | Not Quoted | 3800.00 | 11400.00 | Not Quoted | Not Quoted | 1640.10 | 4920.30 | 464.90 | 1394.70 | 1394.70 | KEC Spur Infrastructure Pvt. Ltd.
1453.00 | SUPPLY OF FLNG.FIG.8, ASME-B16.48, ASTM A 350 GR.LF2 CL.1, 1500, RTJ/63AARH, LT, 2.0 INCH | 16.00 | nos |  | 6006.00 | 96096.00 | 10780.56 | 172488.96 | 1740.00 | 27840.00 | 1559.00 | 24944.00 | Not Quoted | Not Quoted | 1500.00 | 24000.00 | Not Quoted | Not Quoted | 4372.50 | 69960.00 | 1493.49 | 23895.84 | 23895.84 | KEC Spur Infrastructure Pvt. Ltd.
1454.00 | SUPPLY OF FLNG.FIG.8, ASME-B16.48, ASTM A 350 GR.LF2 CL.1, 600, FF/125AARH, LT, 6.0 INCH | 1.00 | nos |  | 12012.00 | 12012.00 | 11978.40 | 11978.40 | 5026.00 | 5026.00 | 4478.00 | 4478.00 | Not Quoted | Not Quoted | 1050.00 | 1050.00 | Not Quoted | Not Quoted | 13117.50 | 13117.50 | 6741.05 | 6741.05 | 1050.00 | M/s. Megha Engineering and Infrastructures Ltd
1455.00 | SUPPLY OF SPCR&BLND, ASME-B16.48, ASTM A 350 GR.LF2 CL.1, 1500, RTJ/63AARH, LT, 12.0 INCH | 7.00 | nos |  | 51480.00 | 360360.00 | 55760.28 | 390321.96 | 53223.00 | 372561.00 | 46357.00 | 324499.00 | Not Quoted | Not Quoted | 1755.00 | 12285.00 | Not Quoted | Not Quoted | 26235.00 | 183645.00 | 14644.35 | 102510.45 | 12285.00 | M/s. Megha Engineering and Infrastructures Ltd
1456.00 | SUPPLY OF SPCR&BLND, ASME-B16.48, ASTM A 350 GR.LF2 CL.1, 600, FF/125AARH, LT, 14.0 INCH | 2.00 | nos |  | 44616.00 | 89232.00 | 36465.12 | 72930.24 | 23805.00 | 47610.00 | 20848.00 | 41696.00 | Not Quoted | Not Quoted | 1855.00 | 3710.00 | Not Quoted | Not Quoted | 30607.50 | 61215.00 | 29056.25 | 58112.50 | 3710.00 | M/s. Megha Engineering and Infrastructures Ltd
1457.00 | SUPPLY OF FLNG.SO, B-16.5, ASTM A 105, 150, RF/125AARH, 2.0 INCH | 1.00 | nos |  | 572.00 | 572.00 | 661.02 | 661.02 | 397.00 | 397.00 | 358.00 | 358.00 | Not Quoted | Not Quoted | 1555.00 | 1555.00 | Not Quoted | Not Quoted | 4372.50 | 4372.50 | 1493.49 | 1493.49 | 358.00 | TOLANI PROJECTS PVT LTD
1458.00 | Flanges for Pipeline Type Weld neck (WN) Face Raised Face (RF) Standard ASME B 16.5 Finish (AARH) 125 Rating 150# Material ASTM A 105 IBR Pipe OD 60.3 mm Wall thickness/ Sch. XS | 38.00 | nos |  | 786.50 | 29887.00 | 803.16 | 30520.08 | 556.00 | 21128.00 | 498.00 | 18924.00 | Not Quoted | Not Quoted | 1755.00 | 66690.00 | Not Quoted | Not Quoted | 7293.00 | 277134.00 | 1493.49 | 56752.62 | 18924.00 | TOLANI PROJECTS PVT LTD
1459.00 | Flanges for Pipeline Type Blind Face Raised Face (RF) Standard ASME B 16.5 Finish (AARH) 125 Rating 150# Material ASTM A 105, IBR Pipe OD 60.3 mm Wall thickness NA | 4.00 | nos |  | 557.70 | 2230.80 | 643.08 | 2572.32 | 366.00 | 1464.00 | 332.00 | 1328.00 | Not Quoted | Not Quoted | 1775.00 | 7100.00 | Not Quoted | Not Quoted | 7293.00 | 29172.00 | 815.90 | 3263.60 | 1328.00 | TOLANI PROJECTS PVT LTD
1460.00 | SUPPLY OF FITTINGS
1461.00 | Supply, procurement and transportation to worksite(s)/workshop(s) including loading, unloading and handling for Fittings to be supplied by Contractor as per the requirement of PMS, data-sheets, scope of work, specifications and applicable addendum (if any), standards, instructions of Owner/ Engineer-in-Charge and other provisions of Contract. Supply of fittings as per EIL Specification No. 6-71-0023, 6-71-0024, 6-44-0054 (Technical Notes for Fittings) & its addendum (if any), PMS & any other information forming the tender document, as per the following details:
1462.00 | Type ELBOW 90 DEG Ends/ Rating Butt Welded / Not Required Standard ASME B 16.9 Material ASTM A 234 Gr. WPB OD1 60.3 mm Wall thickness (mm)/ Schedule 1 5.54 OD2 60.3 mm Wall thickness (mm)/ Schedule 2 5.54 | 10.00 | nos |  | 1170.00 | 11700.00 | 200.00 | 2000.00 | 221.00 | 2210.00 | 200.00 | 2000.00 | Not Quoted | Not Quoted | 4275.00 | 42750.00 | Not Quoted | Not Quoted | 3539.25 | 35392.50 | 348.68 | 3486.80 | 2000.00 | JSIW INFRASTRUCTURE PRIVATE LIMITED, TOLANI PROJECTS PVT LTD
1463.00 | Type ELBOW 90 DEG Ends/ Rating Butt Welded / Not Required Standard ASME B 16.9 Material ASTM A 234 Gr. WPB (CHARPY) OD1 219.1 mm Wall thickness (mm)/ Schedule 1 6.35 OD2 219.1 mm Wall thickness (mm)/ Schedule 2 6.35 | 12.00 | nos |  | 7150.00 | 85800.00 | 2200.00 | 26400.00 | 2521.00 | 30252.00 | 2200.00 | 26400.00 | Not Quoted | Not Quoted | 741.00 | 8892.00 | Not Quoted | Not Quoted | 10939.50 | 131274.00 | 11041.38 | 132496.56 | 8892.00 | M/s. Megha Engineering and Infrastructures Ltd
1464.00 | Type ELBOW 90 DEG Ends/ Rating Butt Welded / Not Required Standard ASME B 16.9 Material ASTM A 234 Gr. WPB (CHARPY) OD1 88.9 mm Wall thickness (mm)/ Schedule 1 5.49 OD2 88.9 mm Wall thickness (mm)/ Schedule 2 5.49 | 12.00 | nos |  | 1430.00 | 17160.00 | 450.00 | 5400.00 | 502.00 | 6024.00 | 450.00 | 5400.00 | Not Quoted | Not Quoted | 836.00 | 10032.00 | Not Quoted | Not Quoted | 4504.50 | 54054.00 | 1627.15 | 19525.80 | 5400.00 | JSIW INFRASTRUCTURE PRIVATE LIMITED, TOLANI PROJECTS PVT LTD
1465.00 | Type ELBOW 45 DEG Ends/ Rating Butt Welded / Not Required Standard ASME B 16.9 Material ASTM A 234 Gr. WPB OD1 60.3 mm Wall thickness (mm)/ Schedule 1 5.54 OD2 60.3 mm Wall thickness (mm)/ Schedule 2 5.54 | 6.00 | nos |  | 975.00 | 5850.00 | 200.00 | 1200.00 | 228.00 | 1368.00 | 200.00 | 1200.00 | Not Quoted | Not Quoted | 4275.00 | 25650.00 | Not Quoted | Not Quoted | 2574.00 | 15444.00 | 581.13 | 3486.78 | 1200.00 | JSIW INFRASTRUCTURE PRIVATE LIMITED, TOLANI PROJECTS PVT LTD
1466.00 | Type ELBOW 45 DEG Ends/ Rating Butt Welded / Not Required Standard ASME B 16.9 Material ASTM A 234 Gr. WPB (CHARPY) OD1 88.9 mm Wall thickness (mm)/ Schedule 1 5.49 OD2 88.9 mm Wall thickness (mm)/ Schedule 2 5.49 | 3.00 | nos |  | 1170.00 | 3510.00 | 350.00 | 1050.00 | 396.00 | 1188.00 | 350.00 | 1050.00 | Not Quoted | Not Quoted | 3800.00 | 11400.00 | Not Quoted | Not Quoted | 3861.00 | 11583.00 | 929.80 | 2789.40 | 1050.00 | JSIW INFRASTRUCTURE PRIVATE LIMITED, TOLANI PROJECTS PVT LTD
1467.00 | Type ELBOW 45 DEG Ends/ Rating Butt Welded / Not Required Standard ASME B 16.9 Material ASTM A 234 Gr. WPB (CHARPY) OD1 219.1 mm Wall thickness (mm)/ Schedule 1 6.35 OD2 219.1 mm Wall thickness (mm)/ Schedule 2 6.35 | 8.00 | nos |  | 5720.00 | 45760.00 | 1775.00 | 14200.00 | 1957.00 | 15656.00 | 1775.00 | 14200.00 | Not Quoted | Not Quoted | 5225.00 | 41800.00 | Not Quoted | Not Quoted | 5577.00 | 44616.00 | 12145.51 | 97164.08 | 14200.00 | JSIW INFRASTRUCTURE PRIVATE LIMITED, TOLANI PROJECTS PVT LTD
1468.00 | Type UNEQUAL TEE Ends/ Rating Butt Welded / Not Required Standard ASME B 16.9 Material ASTM A 234 Gr. WPB (CHARPY) OD1 114.3 mm Wall thickness (mm)/ Schedule 1 8.56 OD2 60.3 mm Wall thickness (mm)/ Schedule 2 5.54 | 4.00 | nos |  | 2925.00 | 11700.00 | 2500.00 | 10000.00 | 2770.00 | 11080.00 | 2500.00 | 10000.00 | Not Quoted | Not Quoted | 6080.00 | 24320.00 | Not Quoted | Not Quoted | 4826.25 | 19305.00 | 3835.43 | 15341.72 | 10000.00 | JSIW INFRASTRUCTURE PRIVATE LIMITED, TOLANI PROJECTS PVT LTD
1469.00 | Type CONCENTRIC REDUCER Ends/ Rating Butt Welded / Not Required Standard ASME B 16.9 Material ASTM A 234 Gr. WPB (CHARPY) OD1 114.3 mm Wall thickness (mm)/ Schedule 1 6.02 OD2 88.9 mm Wall thickness (mm)/ Schedule 2 5.49 | 4.00 | nos |  | 2340.00 | 9360.00 | 700.00 | 2800.00 | 787.00 | 3148.00 | 700.00 | 2800.00 | Not Quoted | Not Quoted | 4655.00 | 18620.00 | Not Quoted | Not Quoted | 6006.00 | 24024.00 | 1743.38 | 6973.52 | 2800.00 | JSIW INFRASTRUCTURE PRIVATE LIMITED, TOLANI PROJECTS PVT LTD
1470.00 | Type CONCENTRIC REDUCER Ends/ Rating Butt Welded / Not Required Standard ASME B 16.9 Material ASTM A 234 Gr. WPB (CHARPY) OD1 219.1 mm Wall thickness (mm)/ Schedule 1 6.35 OD2 114.3 mm Wall thickness (mm)/ Schedule 2 6.02 | 8.00 | nos |  | 4680.00 | 37440.00 | 2250.00 | 18000.00 | 2494.00 | 19952.00 | 2250.00 | 18000.00 | Not Quoted | Not Quoted | 5605.00 | 44840.00 | Not Quoted | Not Quoted | 9652.50 | 77220.00 | 8716.88 | 69735.04 | 18000.00 | JSIW INFRASTRUCTURE PRIVATE LIMITED, TOLANI PROJECTS PVT LTD
1471.00 | Type ELBOW 90 DEG Ends/ Rating Butt Welded / Not Required Standard ASME B 16.9 Material ASTM A 234 Gr. WPB IBR OD1 88.9 mm Wall thickness (mm)/ Schedule 1 STD OD2 88.9 mm Wall thickness (mm)/ Schedule 2 STD | 30.00 | nos |  | 1755.00 | 52650.00 | 1600.00 | 48000.00 | 1195.00 | 35850.00 | 1050.00 | 31500.00 | Not Quoted | Not Quoted | 2850.00 | 85500.00 | Not Quoted | Not Quoted | 4504.50 | 135135.00 | 929.80 | 27894.00 | 27894.00 | KEC Spur Infrastructure Pvt. Ltd.
1472.00 | Type ELBOW 90 DEG Ends/ Rating Butt Welded / Not Required Standard ASME B 16.9 Material ASTM A 304-S CRYO OD1 60.3 mm Wall thickness (mm)/ Schedule 1 S40 OD2 60.3 mm Wall thickness (mm)/ Schedule 2 S40 | 8.00 | nos |  | 1560.00 | 12480.00 | 1000.00 | 8000.00 | 1135.00 | 9080.00 | 1000.00 | 8000.00 | Not Quoted | Not Quoted | 11400.00 | 91200.00 | Not Quoted | Not Quoted | 3539.25 | 28314.00 | 1046.03 | 8368.24 | 8000.00 | JSIW INFRASTRUCTURE PRIVATE LIMITED, TOLANI PROJECTS PVT LTD
1473.00 | Type ELBOW 90 DEG Ends/ Rating Butt Welded / Not Required Standard ASME B 16.9 Material ASTM A 304-S CRYO OD1 168.3 mm Wall thickness (mm)/ Schedule 1 S40 OD2 168.3 mm Wall thickness (mm)/ Schedule 2 S40 | 20.00 | nos |  | 14950.00 | 299000.00 | 13500.00 | 270000.00 | 15224.00 | 304480.00 | 13500.00 | 270000.00 | Not Quoted | Not Quoted | 6840.00 | 136800.00 | Not Quoted | Not Quoted | 9223.50 | 184470.00 | 2905.63 | 58112.60 | 58112.60 | KEC Spur Infrastructure Pvt. Ltd.
1474.00 | Type ELBOW 90 DEG Ends/ Rating Butt Welded / Not Required Standard ASME B 16.9 Material ASTM A 420 GR.WPL6 LT OD1 60.3 mm Wall thickness (mm)/ Schedule 1 XS OD2 60.3 mm Wall thickness (mm)/ Schedule 2 XS | 8.00 | nos |  | 1950.00 | 15600.00 | 300.00 | 2400.00 | 337.00 | 2696.00 | 300.00 | 2400.00 | Not Quoted | Not Quoted | 1235.00 | 9880.00 | Not Quoted | Not Quoted | 3539.25 | 28314.00 | 464.90 | 3719.20 | 2400.00 | JSIW INFRASTRUCTURE PRIVATE LIMITED, TOLANI PROJECTS PVT LTD
1475.00 | Type ELBOW 90 DEG Ends/ Rating Butt Welded / Not Required Standard ASME B 16.9 Material ASTM A 420 GR.WPL6 LT OD1 60.3 mm Wall thickness (mm)/ Schedule 1 S160 OD2 60.3 mm Wall thickness (mm)/ Schedule 2 S160 | 16.00 | nos |  | 2860.00 | 45760.00 | 1100.00 | 17600.00 | 1244.00 | 19904.00 | 1100.00 | 17600.00 | Not Quoted | Not Quoted | 902.50 | 14440.00 | Not Quoted | Not Quoted | 3539.25 | 56628.00 | 581.13 | 9298.08 | 9298.08 | KEC Spur Infrastructure Pvt. Ltd.
1476.00 | Type ELBOW 90 DEG Ends/ Rating Butt Welded / Not Required Standard ASME B 16.9 Material ASTM A 420 GR.WPL6 LT OD1 114.3 mm Wall thickness (mm)/ Schedule 1 XS OD2 114.3 mm Wall thickness (mm)/ Schedule 2 XS | 9.00 | nos |  | 3770.00 | 33930.00 | 1200.00 | 10800.00 | 1335.00 | 12015.00 | 1200.00 | 10800.00 | Not Quoted | Not Quoted | 4085.00 | 36765.00 | Not Quoted | Not Quoted | 6006.00 | 54054.00 | 1975.83 | 17782.47 | 10800.00 | JSIW INFRASTRUCTURE PRIVATE LIMITED, TOLANI PROJECTS PVT LTD
1477.00 | Type ELBOW 90 DEG Ends/ Rating Butt Welded / Not Required Standard ASME B 16.9 Material ASTM A 420 GR.WPL6 LT OD1 168.3 mm Wall thickness (mm)/ Schedule 1 XS OD2 168.3 mm Wall thickness (mm)/ Schedule 2 XS | 6.00 | nos |  | 8190.00 | 49140.00 | 3050.00 | 18300.00 | 3374.00 | 20244.00 | 3050.00 | 18300.00 | Not Quoted | Not Quoted | 1045.00 | 6270.00 | Not Quoted | Not Quoted | 9223.50 | 55341.00 | 2905.63 | 17433.78 | 6270.00 | M/s. Megha Engineering and Infrastructures Ltd
1478.00 | Type ELBOW 45 DEG Ends/ Rating Butt Welded / Not Required Standard ASME B 16.9 Material ASTM A 234 Gr. WPB IBR OD1 88.9 mm Wall thickness (mm)/ Schedule 1 STD OD2 88.9 mm Wall thickness (mm)/ Schedule 2 STD | 10.00 | nos |  | 1430.00 | 14300.00 | 1600.00 | 16000.00 | 763.00 | 7630.00 | 683.00 | 6830.00 | Not Quoted | Not Quoted | 13300.00 | 133000.00 | Not Quoted | Not Quoted | 1930.50 | 19305.00 | 348.68 | 3486.80 | 3486.80 | KEC Spur Infrastructure Pvt. Ltd.
1479.00 | Type ELBOW 45 DEG Ends/ Rating Butt Welded / Not Required Standard ASME B 16.9 Material ASTM A 403 Gr. WP304-S CRYO OD1 168.3 mm Wall thickness (mm)/ Schedule 1 7.11 OD2 168.3 mm Wall thickness (mm)/ Schedule 2 7.11 | 10.00 | nos |  | 11700.00 | 117000.00 | 9000.00 | 90000.00 | 9991.00 | 99910.00 | 9000.00 | 90000.00 | Not Quoted | Not Quoted | 427.50 | 4275.00 | Not Quoted | Not Quoted | 3217.50 | 32175.00 | 2905.63 | 29056.30 | 4275.00 | M/s. Megha Engineering and Infrastructures Ltd
1480.00 | Type ELBOW 45 DEG Ends/ Rating Butt Welded / Not Required Standard ASME B 16.9 Material ASTM A 420 Gr. WPL6 LT OD1 60.33 mm Wall thickness (mm)/ Schedule 1 8.74 OD2 60.33 mm Wall thickness (mm)/ Schedule 2 8.74 | 6.00 | nos |  | 2600.00 | 15600.00 | 950.00 | 5700.00 | 1061.00 | 6366.00 | 950.00 | 5700.00 | Not Quoted | Not Quoted | 513.00 | 3078.00 | Not Quoted | Not Quoted | 1716.00 | 10296.00 | 348.68 | 2092.08 | 2092.08 | KEC Spur Infrastructure Pvt. Ltd.
1481.00 | Type ELBOW 45 DEG Ends/ Rating Butt Welded / Not Required Standard ASME B 16.9 Material ASTM A 420 Gr. WPL6 LT OD1 168.3 mm Wall thickness (mm)/ Schedule 1 10.97 OD2 168.3 mm Wall thickness (mm)/ Schedule 2 10.97 | 4.00 | nos |  | 5850.00 | 23400.00 | 2100.00 | 8400.00 | 2321.00 | 9284.00 | 2100.00 | 8400.00 | Not Quoted | Not Quoted | 684.00 | 2736.00 | Not Quoted | Not Quoted | 3217.50 | 12870.00 | 2905.63 | 11622.52 | 2736.00 | M/s. Megha Engineering and Infrastructures Ltd
1482.00 | Type ELBOW 45 DEG Ends/ Rating Butt Welded / Not Required Standard ASME B 16.9 Material ASTM A 420 Gr. WPL6 LT OD1 323.9 mm Wall thickness (mm)/ Schedule 1 15.9 OD2 323.9 mm Wall thickness (mm)/ Schedule 2 15.9 | 4.00 | nos |  | 25600.00 | 102400.00 | 16500.00 | 66000.00 | 18760.00 | 75040.00 | 16500.00 | 66000.00 | Not Quoted | Not Quoted | 10925.00 | 43700.00 | Not Quoted | Not Quoted | 13942.50 | 55770.00 | 13947.00 | 55788.00 | 43700.00 | M/s. Megha Engineering and Infrastructures Ltd
1483.00 | Type ELBOW 45 DEG Ends/ Rating Butt Welded / Not Required Standard ASME B 16.9 Material ASTM A 420 Gr. WPL6 LT OD1 323.9 mm Wall thickness (mm)/ Schedule 1 21.44 OD2 323.9 mm Wall thickness (mm)/ Schedule 2 21.44 | 4.00 | nos |  | 25800.00 | 103200.00 | 26500.00 | 106000.00 | 29264.00 | 117056.00 | 26500.00 | 106000.00 | Not Quoted | Not Quoted | 11400.00 | 45600.00 | Not Quoted | Not Quoted | 13942.50 | 55770.00 | 16271.50 | 65086.00 | 45600.00 | M/s. Megha Engineering and Infrastructures Ltd
1484.00 | Type ELBOW 45 DEG Ends/ Rating Butt Welded / Not Required Standard ASME B 16.9 Material MSS SP-75 FR.WPHY-52 (CHARPY) OD1 323.9 mm Wall thickness (mm)/ Schedule 1 11.1 OD2 323.9 mm Wall thickness (mm)/ Schedule 2 11.1 | 4.00 | nos |  | 26800.00 | 107200.00 | 16500.00 | 66000.00 | 18881.00 | 75524.00 | 16500.00 | 66000.00 | Not Quoted | Not Quoted | 9975.00 | 39900.00 | Not Quoted | Not Quoted | 13942.50 | 55770.00 | 17898.65 | 71594.60 | 39900.00 | M/s. Megha Engineering and Infrastructures Ltd
1485.00 | Type EQUAL TEE Ends/ Rating Butt Welded / Not Required Standard ASME B 16.9 Material ASTM A 234 Gr. WPB IBR OD1 88.9 mm Wall thickness (mm)/ Schedule 1 5.49 OD2 88.9mm Wall thickness (mm)/ Schedule 2 5.49 | 5.00 | nos |  | 1950.00 | 9750.00 | 1600.00 | 8000.00 | 2588.00 | 12940.00 | 2310.00 | 11550.00 | Not Quoted | Not Quoted | 9025.00 | 45125.00 | Not Quoted | Not Quoted | 4826.25 | 24131.25 | 2324.50 | 11622.50 | 8000.00 | JSIW INFRASTRUCTURE PRIVATE LIMITED
1486.00 | Type EQUAL TEE Ends/ Rating Butt Welded / Not Required Standard ASME B 16.9 Material ASTM A 403 Gr. WP304-S CRYO OD 168.3 mm Wall thickness (mm)/ Schedule 7.11 | 4.00 | nos |  | 18200.00 | 72800.00 | 16500.00 | 66000.00 | 18854.00 | 75416.00 | 16500.00 | 66000.00 | Not Quoted | Not Quoted | 5510.00 | 22040.00 | Not Quoted | Not Quoted | 6006.00 | 24024.00 | 3248.49 | 12993.96 | 12993.96 | KEC Spur Infrastructure Pvt. Ltd.
1487.00 | Type EQUAL TEE Ends/ Rating Butt Welded / Not Required Standard ASME B 16.9 Material ASTM A 420 Gr. WPL6 LT OD 60.3mm Wall thickness (mm)/ Schedule 5.54 | 6.00 | nos |  | 2860.00 | 17160.00 | 1000.00 | 6000.00 | 1104.00 | 6624.00 | 1000.00 | 6000.00 | Not Quoted | Not Quoted | 4370.00 | 26220.00 | Not Quoted | Not Quoted | 4086.23 | 24517.38 | 1394.70 | 8368.20 | 6000.00 | JSIW INFRASTRUCTURE PRIVATE LIMITED, TOLANI PROJECTS PVT LTD
1488.00 | Type EQUAL TEE Ends/ Rating Butt Welded / Not Required Standard ASME B 16.9 Material ASTM A 420 Gr. WPL6 LT OD 114.3 mm Wall thickness (mm)/ Schedule 8.56 | 6.00 | nos |  | 3770.00 | 22620.00 | 2850.00 | 17100.00 | 3171.00 | 19026.00 | 2850.00 | 17100.00 | Not Quoted | Not Quoted | 6650.00 | 39900.00 | Not Quoted | Not Quoted | 5362.50 | 32175.00 | 4067.88 | 24407.28 | 17100.00 | JSIW INFRASTRUCTURE PRIVATE LIMITED, TOLANI PROJECTS PVT LTD
1489.00 | Type EQUAL TEE Ends/ Rating Butt Welded / Not Required Standard ASME B 16.9 Material ASTM A 420 Gr. WPL6 LT OD 323.9 mm Wall thickness (mm)/ Schedule 21.44 | 3.00 | nos |  | 19500.00 | 58500.00 | 39500.00 | 118500.00 | 44449.00 | 133347.00 | 39500.00 | 118500.00 | Not Quoted | Not Quoted | 8855.00 | 26565.00 | Not Quoted | Not Quoted | 30030.00 | 90090.00 | 25569.50 | 76708.50 | 26565.00 | M/s. Megha Engineering and Infrastructures Ltd
1490.00 | Type UNEQUAL TEE Ends/ Rating Butt Welded / Not Required Standard ASME B 16.9 Material ASTM A 420 Gr. WPL6 LT OD1 114.3 mm Wall thickness (mm)/ Schedule1 8.56 OD2 60.33mm Wall thickness (mm)/ Schedule2 5.54 | 2.00 | nos |  | 3770.00 | 7540.00 | 2850.00 | 5700.00 | 3165.00 | 6330.00 | 2850.00 | 5700.00 | Not Quoted | Not Quoted | 8850.00 | 17700.00 | Not Quoted | Not Quoted | 5362.50 | 10725.00 | 3254.30 | 6508.60 | 5700.00 | JSIW INFRASTRUCTURE PRIVATE LIMITED, TOLANI PROJECTS PVT LTD
1491.00 | Type UNEQUAL TEE Ends/ Rating Butt Welded / Not Required Standard ASME B 16.9 Material ASTM A 420 Gr. WPL6 LT OD1 168.3 mm Wall thickness (mm)/ Schedule1 10.97 OD2 114.3 mm Wall thickness (mm)/ Schedule2 8.56 | 2.00 | nos |  | 9100.00 | 18200.00 | 4950.00 | 9900.00 | 5668.00 | 11336.00 | 4950.00 | 9900.00 | Not Quoted | Not Quoted | 8775.00 | 17550.00 | Not Quoted | Not Quoted | 6006.00 | 12012.00 | 17433.75 | 34867.50 | 9900.00 | JSIW INFRASTRUCTURE PRIVATE LIMITED, TOLANI PROJECTS PVT LTD
1492.00 | Type UNEQUAL TEE Ends/ Rating Butt Welded / Not Required Standard ASME B 16.9 Material ASTM A 420 Gr. WPL6 LT OD1 323.9 mm Wall thickness (mm)/ Schedule1 15.9 OD2 168.3 mm Wall thickness (mm)/ Schedule2 10.97 | 2.00 | nos |  | 14800.00 | 29600.00 | 27500.00 | 55000.00 | 30552.00 | 61104.00 | 27500.00 | 55000.00 | Not Quoted | Not Quoted | 8800.00 | 17600.00 | Not Quoted | Not Quoted | 30030.00 | 60060.00 | 25569.50 | 51139.00 | 17600.00 | M/s. Megha Engineering and Infrastructures Ltd
1493.00 | Type UNEQUAL TEE Ends/ Rating Butt Welded / Not Required Standard ASME B 16.9 Material ASTM A 420 Gr. WPL6 LT OD1 323.9 mm Wall thickness (mm)/ Schedule1 21.44OD2 168.3 mm Wall thickness (mm)/ Schedule2 10.97 | 2.00 | nos |  | 14800.00 | 29600.00 | 39500.00 | 79000.00 | 44664.00 | 89328.00 | 39500.00 | 79000.00 | Not Quoted | Not Quoted | 8855.00 | 17710.00 | Not Quoted | Not Quoted | 30030.00 | 60060.00 | 29056.25 | 58112.50 | 17710.00 | M/s. Megha Engineering and Infrastructures Ltd
1494.00 | Type CONCENTRIC REDUCER Ends/ Rating Butt Welded / Not Required Standard ASME B 16.9 Material ASTM A 234 Gr. WPB IBR OD1 88.9 mm Wall thickness (mm)/ Schedule 1 5.49 OD2 60.3 mm Wall thickness (mm)/ Schedule 2 XS | 2.00 | nos |  | 1625.00 | 3250.00 | 1600.00 | 3200.00 | 736.00 | 1472.00 | 648.00 | 1296.00 | Not Quoted | Not Quoted | 8755.00 | 17510.00 | Not Quoted | Not Quoted | 6006.00 | 12012.00 | 1743.38 | 3486.76 | 1296.00 | TOLANI PROJECTS PVT LTD
1495.00 | Type CONCENTRIC REDUCER Ends/ Rating Butt Welded / Not Required Standard ASME B 16.9 Material ASTM A 234 Gr. WPB IBR OD1 168.3 mm Wall thickness (mm)/ Schedule 1 7.11 OD2 88.9 mm Wall thickness (mm)/ Schedule 2 5.49 | 4.00 | nos |  | 4550.00 | 18200.00 | 2500.00 | 10000.00 | 2305.00 | 9220.00 | 2030.00 | 8120.00 | Not Quoted | Not Quoted | 8955.00 | 35820.00 | Not Quoted | Not Quoted | 7293.00 | 29172.00 | 6043.70 | 24174.80 | 8120.00 | TOLANI PROJECTS PVT LTD
1496.00 | Type CONCENTRIC REDUCER Ends/ Rating Butt Welded / Not Required Standard ASME B 16.9 Material ASTM A 420 GR.WPL6 LT OD1 168.3 mm Wall thickness (mm)/ Schedule 1 10.97 OD2 114.3 mm Wall thickness (mm)/ Schedule 2 8.56 | 4.00 | nos |  | 5200.00 | 20800.00 | 2050.00 | 8200.00 | 2329.00 | 9316.00 | 2050.00 | 8200.00 | Not Quoted | Not Quoted | 8850.00 | 35400.00 | Not Quoted | Not Quoted | 7293.00 | 29172.00 | 4067.88 | 16271.52 | 8200.00 | JSIW INFRASTRUCTURE PRIVATE LIMITED, TOLANI PROJECTS PVT LTD
1497.00 | Type CONCENTRIC REDUCER Ends/ Rating Butt Welded / Not Required Standard ASME B 16.9 Material ASTM A 420 GR.WPL6 LT OD1 323.9 mm Wall thickness (mm)/ Schedule 1 21.44 OD2 168.3 mm Wall thickness (mm)/ Schedule 2 10.97 | 4.00 | nos |  | 6800.00 | 27200.00 | 21500.00 | 86000.00 | 24288.00 | 97152.00 | 21500.00 | 86000.00 | Not Quoted | Not Quoted | 8755.00 | 35020.00 | Not Quoted | Not Quoted | 27885.00 | 111540.00 | 14528.13 | 58112.52 | 27200.00 | Advance Infrastrurctures Pvt Ltd
1498.00 | Type CONCENTRIC REDUCER Ends/ Rating Butt Welded / Not Required Standard ASME B 16.9 Material ASTM A 420 GR.WPL6 LT OD1 323.9 mm Wall thickness (mm)/ Schedule 1 21.44 OD2 219.1 mm Wall thickness (mm)/ Schedule 2 15.09 | 4.00 | nos |  | 18900.00 | 75600.00 | 17500.00 | 70000.00 | 19671.00 | 78684.00 | 17500.00 | 70000.00 | Not Quoted | Not Quoted | 8655.00 | 34620.00 | Not Quoted | Not Quoted | 21450.00 | 85800.00 | 14528.13 | 58112.52 | 34620.00 | M/s. Megha Engineering and Infrastructures Ltd
1499.00 | SUPPLY OF SOCKOLET, MSS-SP97, ASTM A 105, SW, 6000, 2.0 INCH, 0.75 INCH | 2.00 | nos |  | 910.00 | 1820.00 | 350.00 | 700.00 | 399.00 | 798.00 | 350.00 | 700.00 | Not Quoted | Not Quoted | 450.00 | 900.00 | Not Quoted | Not Quoted | 1320.00 | 2640.00 | 2092.05 | 4184.10 | 700.00 | JSIW INFRASTRUCTURE PRIVATE LIMITED, TOLANI PROJECTS PVT LTD
1500.00 | SUPPLY OF SOCKOLET, MSS-SP97, ASTM A 105, SW, 6000, 3.0 INCH, 0.75 INCH | 2.00 | nos |  | 910.00 | 1820.00 | 350.00 | 700.00 | 393.00 | 786.00 | 350.00 | 700.00 | Not Quoted | Not Quoted | 450.00 | 900.00 | Not Quoted | Not Quoted | 1650.00 | 3300.00 | 2092.05 | 4184.10 | 700.00 | JSIW INFRASTRUCTURE PRIVATE LIMITED, TOLANI PROJECTS PVT LTD
1501.00 | SUPPLY OF SOCKOLET, MSS-SP97, ASTM A 105, SW, 3000, 2.0 INCH, 1.0 INCH | 3.00 | nos |  | 780.00 | 2340.00 | 350.00 | 1050.00 | 396.00 | 1188.00 | 350.00 | 1050.00 | Not Quoted | Not Quoted | 450.00 | 1350.00 | Not Quoted | Not Quoted | 1320.00 | 3960.00 | 2092.05 | 6276.15 | 1050.00 | JSIW INFRASTRUCTURE PRIVATE LIMITED, TOLANI PROJECTS PVT LTD
1502.00 | SUPPLY OF SOCKOLET, MSS-SP97, ASTM A 350 GR.LF2 CL.1, SW, 6000, LT, 4.0 INCH, 0.75 INCH | 4.00 | nos |  | 1235.00 | 4940.00 | 450.00 | 1800.00 | 497.00 | 1988.00 | 450.00 | 1800.00 | Not Quoted | Not Quoted | 450.00 | 1800.00 | Not Quoted | Not Quoted | 1980.00 | 7920.00 | 2092.05 | 8368.20 | 1800.00 | M/s. Megha Engineering and Infrastructures Ltd, JSIW INFRASTRUCTURE PRIVATE LIMITED, TOLANI PROJECTS PVT LTD
1503.00 | SUPPLY OF SOCKOLET, MSS-SP97, ASTM A 350 GR.LF2 CL.1, SW, 6000, LT, 6.0 INCH, 0.75 INCH | 5.00 | nos |  | 1235.00 | 6175.00 | 450.00 | 2250.00 | 507.00 | 2535.00 | 450.00 | 2250.00 | Not Quoted | Not Quoted | 450.00 | 2250.00 | Not Quoted | Not Quoted | 2475.00 | 12375.00 | 2092.05 | 10460.25 | 2250.00 | M/s. Megha Engineering and Infrastructures Ltd, JSIW INFRASTRUCTURE PRIVATE LIMITED, TOLANI PROJECTS PVT LTD
1504.00 | SUPPLY OF SOCKOLET, MSS-SP97, ASTM A 350 GR.LF2 CL.1, SW, 6000, LT, 12.0 INCH, 0.75 INCH | 12.00 | nos |  | 1235.00 | 14820.00 | 450.00 | 5400.00 | 508.00 | 6096.00 | 450.00 | 5400.00 | Not Quoted | Not Quoted | 450.00 | 5400.00 | Not Quoted | Not Quoted | 3465.00 | 41580.00 | 2092.05 | 25104.60 | 5400.00 | M/s. Megha Engineering and Infrastructures Ltd, JSIW INFRASTRUCTURE PRIVATE LIMITED, TOLANI PROJECTS PVT LTD
1505.00 | SUPPLY OF WELDOLET, MSS-SP97, ASTM A 105 (CHARPY), BW, 12.0 INCH, 11.1 MM THK, 2.0 INCH, XS | 12.00 | nos |  | 1560.00 | 18720.00 | 1000.00 | 12000.00 | 1139.00 | 13668.00 | 1000.00 | 12000.00 | Not Quoted | Not Quoted | 450.00 | 5400.00 | Not Quoted | Not Quoted | 3465.00 | 41580.00 | 3486.75 | 41841.00 | 5400.00 | M/s. Megha Engineering and Infrastructures Ltd
1506.00 | SUPPLY OF WELDOLET, MSS-SP97, ASTM A 350 GR.LF2 CL.1, BW, LT, 12.0 INCH, S100, 4.0 INCH, XS | 12.00 | nos |  | 7540.00 | 90480.00 | 4000.00 | 48000.00 | 4468.00 | 53616.00 | 4000.00 | 48000.00 | Not Quoted | Not Quoted | 450.00 | 5400.00 | Not Quoted | Not Quoted | 4125.00 | 49500.00 | 8135.75 | 97629.00 | 5400.00 | M/s. Megha Engineering and Infrastructures Ltd
1507.00 | SUPPLY OF WELDOLET, MSS-SP97, ASTM A 350 GR.LF2 CL.1, BW, LT, 12.0 INCH, S100, 0.75 INCH, S160 | 12.00 | nos |  | 1235.00 | 14820.00 | 450.00 | 5400.00 | 512.00 | 6144.00 | 450.00 | 5400.00 | Not Quoted | Not Quoted | 450.00 | 5400.00 | Not Quoted | Not Quoted | 3135.00 | 37620.00 | 2324.50 | 27894.00 | 5400.00 | M/s. Megha Engineering and Infrastructures Ltd, JSIW INFRASTRUCTURE PRIVATE LIMITED, TOLANI PROJECTS PVT LTD
1508.00 | SUPPLY OF WELDOLET, MSS-SP97, ASTM A 350 GR.LF2 CL.1, BW, LT, 12.0 INCH, S100, 2.0 INCH, S160 | 12.00 | nos |  | 2340.00 | 28080.00 | 1250.00 | 15000.00 | 1376.00 | 16512.00 | 1250.00 | 15000.00 | Not Quoted | Not Quoted | 450.00 | 5400.00 | Not Quoted | Not Quoted | 3795.00 | 45540.00 | 8135.75 | 97629.00 | 5400.00 | M/s. Megha Engineering and Infrastructures Ltd
1509.00 | SUPPLY OF ELBOW.90, B-16.9, ASTM A 420 GR.WPL6, BW, 1.5D, LT, 12.0 INCH, S100 | 12.00 | nos |  | 2400.00 | 28800.00 | 35500.00 | 426000.00 | 39502.00 | 474024.00 | 35500.00 | 426000.00 | Not Quoted | Not Quoted | 500.00 | 6000.00 | Not Quoted | Not Quoted | 20418.75 | 245025.00 | 29056.25 | 348675.00 | 6000.00 | M/s. Megha Engineering and Infrastructures Ltd
1510.00 | SUPPLY OF ELBOW.90, B-16.9, ASTM A 420 GR.WPL6, BW, 1.5D, LT, 12.0 INCH, 15.9 MM THK | 4.00 | nos |  | 2650.00 | 10600.00 | 21500.00 | 86000.00 | 23770.00 | 95080.00 | 21500.00 | 86000.00 | Not Quoted | Not Quoted | 500.00 | 2000.00 | Not Quoted | Not Quoted | 20418.75 | 81675.00 | 31380.75 | 125523.00 | 2000.00 | M/s. Megha Engineering and Infrastructures Ltd
1511.00 | SUPPLY OF ELBOW.90, B-16.9, MSS SP-75 GR.WPHY-52 (CHARPY), BW, 1.5D, 12.0 INCH, 11.1 MM THK | 6.00 | nos |  | 2400.00 | 14400.00 | 22500.00 | 135000.00 | 25162.00 | 150972.00 | 22500.00 | 135000.00 | Not Quoted | Not Quoted | 500.00 | 3000.00 | Not Quoted | Not Quoted | 20418.75 | 122512.50 | 31961.88 | 191771.28 | 3000.00 | M/s. Megha Engineering and Infrastructures Ltd
1512.00 | SUPPLY OF CAP, B-16.9, ASTM A 420 GR.WPL6, BW, LT, 4.0 INCH, XS | 1.00 | nos |  | 2340.00 | 2340.00 | 1000.00 | 1000.00 | 1109.00 | 1109.00 | 1000.00 | 1000.00 | Not Quoted | Not Quoted | 550.00 | 550.00 | Not Quoted | Not Quoted | 3465.00 | 3465.00 | 5811.25 | 5811.25 | 550.00 | M/s. Megha Engineering and Infrastructures Ltd
1513.00 | SUPPLY OF CPLNG.HALF, B-16.11, ASTM A 105, SW, 6000, IBR, 0.75 INCH | 12.00 | nos |  | 260.00 | 3120.00 | 1000.00 | 12000.00 | 1112.00 | 13344.00 | 1000.00 | 12000.00 | Not Quoted | Not Quoted | 550.00 | 6600.00 | Not Quoted | Not Quoted | 2475.00 | 29700.00 | 290.56 | 3486.72 | 3120.00 | Advance Infrastrurctures Pvt Ltd
1514.00 | SUPPLY OF CPLNG.HALF, B-16.11, ASTM A 182 GR.F304, SW, 3000, CRYO, 0.75 INCH | 6.00 | nos |  | 455.00 | 2730.00 | 1100.00 | 6600.00 | 1241.00 | 7446.00 | 1100.00 | 6600.00 | Not Quoted | Not Quoted | 550.00 | 3300.00 | Not Quoted | Not Quoted | 1980.00 | 11880.00 | 348.68 | 2092.08 | 2092.08 | KEC Spur Infrastructure Pvt. Ltd.
1515.00 | SUPPLY OF CPLNG.HALF, B-16.11, ASTM A 182 GR.F304, SW, 3000, CRYO, 1.0 INCH | 2.00 | nos |  | 650.00 | 1300.00 | 1250.00 | 2500.00 | 1402.00 | 2804.00 | 1250.00 | 2500.00 | Not Quoted | Not Quoted | 550.00 | 1100.00 | Not Quoted | Not Quoted | 1980.00 | 3960.00 | 348.68 | 697.36 | 697.36 | KEC Spur Infrastructure Pvt. Ltd.
1516.00 | Type ELBOW 90 DEG Ends/ Rating Butt Welded / Not Required Standard ASME B 16.9 Material ASTM A 234 Gr. WPB IBR OD1 60.3 mm Wall thickness (mm)/ Schedule 1 XS OD2 NA Wall thickness (mm)/ Schedule 2 NA | 10.00 | nos |  | 1560.00 | 15600.00 | 4000.00 | 40000.00 | 636.00 | 6360.00 | 560.00 | 5600.00 | Not Quoted | Not Quoted | 8580.00 | 85800.00 | Not Quoted | Not Quoted | 4620.00 | 46200.00 | 581.13 | 5811.30 | 5600.00 | TOLANI PROJECTS PVT LTD
1517.00 | Type ELBOW 45 DEG Ends/ Rating Butt Welded / Not Required Standard ASME B 16.9 Material ASTM A 234 Gr. WPB IBR OD1 60.3 mm Wall thickness (mm)/ Schedule 1 XS OD2 NA Wall thickness (mm)/ Schedule 2 NA | 10.00 | nos |  | 1170.00 | 11700.00 | 4000.00 | 40000.00 | 617.00 | 6170.00 | 560.00 | 5600.00 | Not Quoted | Not Quoted | 8555.00 | 85550.00 | Not Quoted | Not Quoted | 4785.00 | 47850.00 | 581.13 | 5811.30 | 5600.00 | TOLANI PROJECTS PVT LTD
1518.00 | Type EQUAL TEE Ends/ Rating Butt Welded / Not Required Standard ASME B 16.9 Material ASTM A 234 Gr. WPB IBR OD1 60.3 mm Wall thickness (mm)/ Schedule 1 XS OD2 NA Wall thickness (mm)/ Schedule 2 NA | 10.00 | nos |  | 1950.00 | 19500.00 | 4000.00 | 40000.00 | 1552.00 | 15520.00 | 1400.00 | 14000.00 | Not Quoted | Not Quoted | 7955.00 | 79550.00 | Not Quoted | Not Quoted | 5280.00 | 52800.00 | 697.35 | 6973.50 | 6973.50 | KEC Spur Infrastructure Pvt. Ltd.
1519.00 | SUPPLY OF VALVES
1520.00 | Supply, procurement and transportation to worksite(s)/workshop(s) including loading, unloading and handling for Valves to be supplied by Contractor as per the requirement of PMS, data-sheets, scope of work, specifications and applicable addendum (if any), standards, instructions of Owner/ Engineer-in-Charge and other provisions of Contract. Supply of valves (including commissioning spares (as applicable)) as per EIL Specification No. 6-71-0014 (Specification for Ball Valves), 6-71-0016 (Specification for Plug Valves), 6-71-0017 (Specification for Check Valves), 6-44-0052 (Technical notes for valves) & their addendum (if any), Job Specifications, Datasheets, VMS, PMS & any other information forming the tender document, as per the following details
1521.00 | Type Ball Valve Ends Socket Welded Standard BS EN 17292 Rating 800# Operation Manual Installation Above Ground Size 26.7 mm Datasheet No. C007-000-83-44-DS-0050 | 5.00 | nos |  | 8000.00 | 40000.00 | 8355.33 | 41776.65 | 15530.00 | 77650.00 | 13880.00 | 69400.00 | Not Quoted | Not Quoted | 4275.00 | 21375.00 | Not Quoted | Not Quoted | 5850.00 | 29250.00 | 8135.75 | 40678.75 | 21375.00 | M/s. Megha Engineering and Infrastructures Ltd
1522.00 | Type Gate Valve Ends Socket Welded Standard BS EN 15761 Rating 600# Operation Manual Installation Above Ground Size 26.7 mm Datasheet No. C007-000-83-44-DS-0063 | 5.00 | nos |  | 7000.00 | 35000.00 | 7641.87 | 38209.35 | 6919.00 | 34595.00 | 6041.00 | 30205.00 | Not Quoted | Not Quoted | 4775.00 | 23875.00 | Not Quoted | Not Quoted | 6250.00 | 31250.00 | 5811.25 | 29056.25 | 23875.00 | M/s. Megha Engineering and Infrastructures Ltd
1523.00 | Type Ball Valve Ends Socket Welded Standard BS EN 15761 Rating 800# Operation Manual Installation Above Ground Size 33.4 mm Datasheet No. C007-000-83-44-DS-0055 | 5.00 | nos |  | 20500.00 | 102500.00 | 35154.35 | 175771.75 | 31608.00 | 158040.00 | 27790.00 | 138950.00 | Not Quoted | Not Quoted | 7600.00 | 38000.00 | Not Quoted | Not Quoted | 6450.00 | 32250.00 | 11622.50 | 58112.50 | 32250.00 | AMPSEPC PVT LTD
1524.00 | Type Globe Valve Ends Socket Welded Standard API 602 Rating 800# Operation Manual Installation Above Ground Size 21.3 mm Datasheet No. C007-000-83-44-DS-0062 | 5.00 | nos |  | 20500.00 | 102500.00 | 27850.24 | 139251.20 | 24731.00 | 123655.00 | 22016.00 | 110080.00 | Not Quoted | Not Quoted | 7675.00 | 38375.00 | Not Quoted | Not Quoted | 5950.00 | 29750.00 | 25569.50 | 127847.50 | 29750.00 | AMPSEPC PVT LTD
1525.00 | Supply of Steam Traps & drip leg assemblies as per EIL Std. drawings & Steam Trap Schedule for LP Steam line attached with the tender document. Line size: 60.3 mm, Rating: 150#, IBR | 2.00 | nos |  | 25600.00 | 51200.00 | 106260.00 | 212520.00 | 55762.00 | 111524.00 | 50000.00 | 100000.00 | Not Quoted | Not Quoted | 7655.00 | 15310.00 | Not Quoted | Not Quoted | 25000.00 | 50000.00 | 174337.52 | 348675.04 | 15310.00 | M/s. Megha Engineering and Infrastructures Ltd
1526.00 | Supply of Steam Traps & drip leg assemblies as per EIL Std. drawings & Steam Trap Schedule for LP Steam line attached with the tender document. Line size: 88.9 mm, Rating: 300#, IBR | 6.00 | nos |  | 26900.00 | 161400.00 | 159390.00 | 956340.00 | 83122.00 | 498732.00 | 75000.00 | 450000.00 | Not Quoted | Not Quoted | 8500.00 | 51000.00 | Not Quoted | Not Quoted | 25000.00 | 150000.00 | 301059.73 | 1806358.38 | 51000.00 | M/s. Megha Engineering and Infrastructures Ltd
1527.00 | SUPPLY OF GASKETS
1528.00 | Supply, procurement and transportation to worksite(s)/workshop(s) including loading, unloading and handling for Gaskets to be supplied by Contractor as per the requirement of PMS, data-sheets, scope of work, specifications and applicable addendum (if any), standards, instructions of Owner/ Engineer-in-Charge and other provisions of Contract. Supply of Gaskets as per EIL Specification no. 6-44-0056 (Technical Notes for Gaskets), PMS & any other information forming part of the tender document, as per the following details:
1529.00 | SUPPLY OF GASKET, B-16.20-ANSI B16.5, SP.WND SS316+GRAFIL+ I RING, SPIRAL, 150, 2.0 INCH | 72.00 | nos |  | 109.20 | 7862.40 | 93.90 | 6760.80 | 110.00 | 7920.00 | 99.00 | 7128.00 | Not Quoted | Not Quoted | 200.00 | 14400.00 | Not Quoted | Not Quoted | 250.00 | 18000.00 | 219.67 | 15816.24 | 6760.80 | JSIW INFRASTRUCTURE PRIVATE LIMITED
1530.00 | SUPPLY OF GASKET, B-16.20-ANSI B16.5, SP.WND SS316+GRAFIL, SPIRAL, 150, 8.0 INCH | 2.00 | nos |  | 397.80 | 795.60 | 379.56 | 759.12 | 456.00 | 912.00 | 405.00 | 810.00 | Not Quoted | Not Quoted | 205.00 | 410.00 | Not Quoted | Not Quoted | 250.00 | 500.00 | 156.90 | 313.80 | 313.80 | KEC Spur Infrastructure Pvt. Ltd.
1531.00 | SUPPLY OF GASKET, B-16.20-ANSI B16.5, SP.WND SS316+GRAFIL+ I RING, SPIRAL, 150, 0.75 INCH | 25.00 | nos |  | 41.60 | 1040.00 | 63.48 | 1587.00 | 38.00 | 950.00 | 33.00 | 825.00 | Not Quoted | Not Quoted | 195.00 | 4875.00 | Not Quoted | Not Quoted | 250.00 | 6250.00 | 83.68 | 2092.00 | 825.00 | TOLANI PROJECTS PVT LTD
1532.00 | SUPPLY OF GASKET, B-16.20-ANSI B16.5, SP.WND SS316+GRAFIL+ I RING, SPIRAL, 150, 3.0 INCH | 28.00 | nos |  | 171.60 | 4804.80 | 156.06 | 4369.68 | 162.00 | 4536.00 | 144.00 | 4032.00 | Not Quoted | Not Quoted | 210.00 | 5880.00 | Not Quoted | Not Quoted | 250.00 | 7000.00 | 373.08 | 10446.24 | 4032.00 | TOLANI PROJECTS PVT LTD
1533.00 | SUPPLY OF GASKET, B-16.20-ANSI B16.5, SP.WND SS316+GRAFIL+ I RING, SPIRAL, 600, LT, 2.0 INCH | 12.00 | nos |  | 122.20 | 1466.40 | 113.74 | 1364.88 | 121.00 | 1452.00 | 106.00 | 1272.00 | Not Quoted | Not Quoted | 205.00 | 2460.00 | Not Quoted | Not Quoted | 250.00 | 3000.00 | 815.90 | 9790.80 | 1272.00 | TOLANI PROJECTS PVT LTD
1534.00 | SUPPLY OF GASKET, B-16.20-ANSI B16.5, SP.WND SS316+GRAFIL+ I RING, SPIRAL, 600, LT, 4.0 INCH | 4.00 | nos |  | 276.90 | 1107.60 | 301.53 | 1206.12 | 290.00 | 1160.00 | 260.00 | 1040.00 | Not Quoted | Not Quoted | 220.00 | 880.00 | Not Quoted | Not Quoted | 250.00 | 1000.00 | 88.33 | 353.32 | 353.32 | KEC Spur Infrastructure Pvt. Ltd.
1535.00 | SUPPLY OF GASKET, B-16.20-ANSI B16.5, SP.WND SS316+GRAFIL+ I RING, SPIRAL, 600, LT, 6.0 INCH | 12.00 | nos |  | 442.00 | 5304.00 | 589.84 | 7078.08 | 490.00 | 5880.00 | 436.00 | 5232.00 | Not Quoted | Not Quoted | 210.00 | 2520.00 | Not Quoted | Not Quoted | 250.00 | 3000.00 | 177.82 | 2133.84 | 2133.84 | KEC Spur Infrastructure Pvt. Ltd.
1536.00 | SUPPLY OF GASKET, B-16.20-ANSI B16.5, SP.WND SS316+GRAFIL+ I RING, SPIRAL, 600, LT, 14.0 INCH | 2.00 | nos |  | 1032.20 | 2064.40 | 1401.85 | 2803.70 | 1273.00 | 2546.00 | 1113.00 | 2226.00 | Not Quoted | Not Quoted | 205.00 | 410.00 | Not Quoted | Not Quoted | 250.00 | 500.00 | 334.73 | 669.46 | 410.00 | M/s. Megha Engineering and Infrastructures Ltd
1537.00 | SUPPLY OF GASKET, B-16.20-ANSI B16.5, SS316+GRAFIL+SS316 I/O RING, SPIRAL, 300, CRYO, 2.0 INCH | 18.00 | nos |  | 170.30 | 3065.40 | 113.74 | 2047.32 | 183.00 | 3294.00 | 160.00 | 2880.00 | Not Quoted | Not Quoted | 200.00 | 3600.00 | Not Quoted | Not Quoted | 250.00 | 4500.00 | 324.27 | 5836.86 | 2047.32 | JSIW INFRASTRUCTURE PRIVATE LIMITED
1538.00 | SUPPLY OF GASKET, B-16.20-ANSI B16.5, SS316+GRAFIL+SS316 I/O RING, SPIRAL, 300, CRYO, 4.0 INCH | 12.00 | nos |  | 364.00 | 4368.00 | 301.53 | 3618.36 | 418.00 | 5016.00 | 375.00 | 4500.00 | Not Quoted | Not Quoted | 195.00 | 2340.00 | Not Quoted | Not Quoted | 250.00 | 3000.00 | 41.84 | 502.08 | 502.08 | KEC Spur Infrastructure Pvt. Ltd.
1539.00 | SUPPLY OF GASKET, B-16.20-ANSI B16.5, SS316+GRAFIL+SS316 I/O RING, SPIRAL, 300, CRYO, 6.0 INCH | 13.00 | nos |  | 629.20 | 8179.60 | 589.84 | 7667.92 | 685.00 | 8905.00 | 620.00 | 8060.00 | Not Quoted | Not Quoted | 199.00 | 2587.00 | Not Quoted | Not Quoted | 250.00 | 3250.00 | 146.44 | 1903.72 | 1903.72 | KEC Spur Infrastructure Pvt. Ltd.
1540.00 | SUPPLY OF GASKET, B-16.20-ANSI B16.5, SOFT IRON, OCT-RING, 1500, LT, 0.75 INCH | 12.00 | nos |  | 104.00 | 1248.00 | 132.25 | 1587.00 | 124.00 | 1488.00 | 110.00 | 1320.00 | Not Quoted | Not Quoted | 205.00 | 2460.00 | Not Quoted | Not Quoted | 250.00 | 3000.00 | 177.82 | 2133.84 | 1248.00 | Advance Infrastrurctures Pvt Ltd
1541.00 | SUPPLY OF GASKET, B-16.20-ANSI B16.5, SOFT IRON, OCT-RING, 1500, LT, 2.0 INCH | 34.00 | nos |  | 158.60 | 5392.40 | 198.38 | 6744.92 | 200.00 | 6800.00 | 180.00 | 6120.00 | Not Quoted | Not Quoted | 225.00 | 7650.00 | Not Quoted | Not Quoted | 250.00 | 8500.00 | 271.97 | 9246.98 | 5392.40 | Advance Infrastrurctures Pvt Ltd
1542.00 | SUPPLY OF GASKET, B-16.20-ANSI B16.5, SOFT IRON, OCT-RING, 1500, LT, 12.0 INCH | 14.00 | nos |  | 3133.00 | 43862.00 | 2409.60 | 33734.40 | 3061.00 | 42854.00 | 2675.00 | 37450.00 | Not Quoted | Not Quoted | 220.00 | 3080.00 | Not Quoted | Not Quoted | 250.00 | 3500.00 | 4184.10 | 58577.40 | 3080.00 | M/s. Megha Engineering and Infrastructures Ltd
1543.00 | SUPPLY OF GASKET, B-16.21-ANSI B16.5, NONASBESTOS BS7531 GR X, RING, 150, 2.0 INCH, 2 MM | 20.00 | nos |  | 65.00 | 1300.00 | 93.90 | 1878.00 | 28.00 | 560.00 | 25.00 | 500.00 | Not Quoted | Not Quoted | 199.00 | 3980.00 | Not Quoted | Not Quoted | 250.00 | 5000.00 | 41.84 | 836.80 | 500.00 | TOLANI PROJECTS PVT LTD
1544.00 | SUPPLY OF FASTENERS
1545.00 | Supply, procurement and transportation to worksite(s)/workshop(s) including loading, unloading and handling for Fasteners to be supplied by Contractor as per the requirement of PMS, data-sheets, scope of work, specifications and applicable addendum (if any), standards, instructions of Owner/ Engineer-in-Charge and other provisions of Contract. Supply of Fasteners as per EIL Specification no. 6-44-0057 (Technical Notes for Fasteners), ASME B 18.2, PMS & any other information forming part of the tender document, as per the following details:
1546.00 | SUPPY OF BOLT.STUD WITH 2 NUTS, B-18.2, A193 GR.B7, A194 GR.2H, 0.625 INCH X 3.5 INCH | 350.00 | nos |  | 58.50 | 20475.00 | 107.80 | 37730.00 | 55.00 | 19250.00 | 48.00 | 16800.00 | Not Quoted | Not Quoted | 118.75 | 41562.50 | Not Quoted | Not Quoted | 350.00 | 122500.00 | 58.11 | 20338.50 | 16800.00 | TOLANI PROJECTS PVT LTD
1547.00 | SUPPLY OF BOLT.STUD WITH 2 NUTS, B-18.2, A193 GR.B7, A194 GR.2H, 0.5 INCH X 2.5 INCH | 100.00 | nos |  | 35.10 | 3510.00 | 65.18 | 6518.00 | 57.00 | 5700.00 | 51.00 | 5100.00 | Not Quoted | Not Quoted | 156.75 | 15675.00 | Not Quoted | Not Quoted | 350.00 | 35000.00 | 16.27 | 1627.00 | 1627.00 | KEC Spur Infrastructure Pvt. Ltd.
1548.00 | SUPPLY OF BOLT.STUD WITH 2 NUTS, B-18.2, A193 GR.B7, A194 GR.2H, 0.75 INCH X 4.25 INCH | 16.00 | nos |  | 100.10 | 1601.60 | 172.98 | 2767.68 | 85.00 | 1360.00 | 75.00 | 1200.00 | Not Quoted | Not Quoted | 147.25 | 2356.00 | Not Quoted | Not Quoted | 350.00 | 5600.00 | 113.90 | 1822.40 | 1200.00 | TOLANI PROJECTS PVT LTD
1549.00 | SUPPLY OF BOLT.STUD WITH 2 NUTS, B-18.2, A193 GR.B7, A194 GR.2H, 0.75 INCH X 4.25 INCH | 224.00 | nos |  | 100.10 | 22422.40 | 172.98 | 38747.52 | 86.00 | 19264.00 | 75.00 | 16800.00 | Not Quoted | Not Quoted | 137.75 | 30856.00 | Not Quoted | Not Quoted | 350.00 | 78400.00 | 113.90 | 25513.60 | 16800.00 | TOLANI PROJECTS PVT LTD
1550.00 | SUPPLY OF BOLT.STUD WITH 2 NUTS, B-18.2, A320 GR.B8CL.2, A194 GR.8, CRYO, 0.625 INCH X 3.5 INCH | 144.00 | nos |  | 196.30 | 28267.20 | 248.19 | 35739.36 | 207.00 | 29808.00 | 181.00 | 26064.00 | Not Quoted | Not Quoted | 128.25 | 18468.00 | Not Quoted | Not Quoted | 350.00 | 50400.00 | 435.84 | 62760.96 | 18468.00 | M/s. Megha Engineering and Infrastructures Ltd
1551.00 | SUPPLY OF BOLT.STUD WITH 2 NUTS, B-18.2, A320 GR.B8CL.2, A194 GR.8, CRYO, 0.75 INCH X 5.0 INCH | 132.00 | nos |  | 352.30 | 46503.60 | 453.77 | 59897.64 | 341.00 | 45012.00 | 306.00 | 40392.00 | Not Quoted | Not Quoted | 137.75 | 18183.00 | Not Quoted | Not Quoted | 350.00 | 46200.00 | 942.58 | 124420.56 | 18183.00 | M/s. Megha Engineering and Infrastructures Ltd
1552.00 | SUPPLY OF BOLT.STUD WITH 2 NUTS, B-18.2, A320 GR.B8CL.2, A194 GR.8, CRYO, 0.75 INCH X 5.75 INCH | 12.00 | nos |  | 370.50 | 4446.00 | 521.46 | 6257.52 | 378.00 | 4536.00 | 330.00 | 3960.00 | Not Quoted | Not Quoted | 125.40 | 1504.80 | Not Quoted | Not Quoted | 350.00 | 4200.00 | 1006.51 | 12078.12 | 1504.80 | M/s. Megha Engineering and Infrastructures Ltd
1553.00 | SUPPLY OF BOLT.STUD WITH 2 NUTS, B-18.2, A320 GR.B8CL.2, A194 GR.8, CRYO, 0.75 INCH X 4.5 INCH | 96.00 | nos |  | 334.10 | 32073.60 | 438.73 | 42118.08 | 320.00 | 30720.00 | 290.00 | 27840.00 | Not Quoted | Not Quoted | 131.10 | 12585.60 | Not Quoted | Not Quoted | 350.00 | 33600.00 | 877.50 | 84240.00 | 12585.60 | M/s. Megha Engineering and Infrastructures Ltd
1554.00 | SUPPLY OF BOLT.STUD WITH 2 NUTS, B-18.2, A320 GR.L7, A194 GR.4, LT, 0.625 INCH X 4.25 INCH | 96.00 | nos |  | 79.30 | 7612.80 | 117.83 | 11311.68 | 98.00 | 9408.00 | 88.00 | 8448.00 | Not Quoted | Not Quoted | 178.60 | 17145.60 | Not Quoted | Not Quoted | 350.00 | 33600.00 | 56.95 | 5467.20 | 5467.20 | KEC Spur Infrastructure Pvt. Ltd.
1555.00 | SUPPLY OF BOLT.STUD WITH 2 NUTS, B-18.2, A320 GR.L7, A194 GR.4, LT, 0.75 INCH X 5.75 INCH | 12.00 | nos |  | 144.30 | 1731.60 | 210.59 | 2527.08 | 256.00 | 3072.00 | 231.00 | 2772.00 | Not Quoted | Not Quoted | 194.75 | 2337.00 | Not Quoted | Not Quoted | 350.00 | 4200.00 | 119.71 | 1436.52 | 1436.52 | KEC Spur Infrastructure Pvt. Ltd.
1556.00 | SUPPLY OF BOLT.STUD WITH 2 NUTS, B-18.2, A320 GR.L7, A194 GR.4, LT, 0.75 INCH X 4.5 INCH | 24.00 | nos |  | 128.70 | 3088.80 | 181.76 | 4362.24 | 252.00 | 6048.00 | 219.00 | 5256.00 | Not Quoted | Not Quoted | 209.00 | 5016.00 | Not Quoted | Not Quoted | 350.00 | 8400.00 | 102.28 | 2454.72 | 2454.72 | KEC Spur Infrastructure Pvt. Ltd.
1557.00 | SUPPLY OF BOLT.STUD WITH 2 NUTS, B-18.2, A320 GR.L7, A194 GR.4, LT, 0.875 INCH X 5.75 INCH | 16.00 | nos |  | 192.40 | 3078.40 | 294.57 | 4713.12 | 168.00 | 2688.00 | 146.00 | 2336.00 | Not Quoted | Not Quoted | 237.50 | 3800.00 | Not Quoted | Not Quoted | 350.00 | 5600.00 | 151.09 | 2417.44 | 2336.00 | TOLANI PROJECTS PVT LTD
1558.00 | SUPPLY OF BOLT.STUD WITH 2 NUTS, B-18.2, A320 GR.L7, A194 GR.4, LT, 0.875 INCH X 7.25 INCH | 128.00 | nos |  | 221.00 | 28288.00 | 335.94 | 43000.32 | 182.00 | 23296.00 | 165.00 | 21120.00 | Not Quoted | Not Quoted | 123.50 | 15808.00 | Not Quoted | Not Quoted | 350.00 | 44800.00 | 173.18 | 22167.04 | 15808.00 | M/s. Megha Engineering and Infrastructures Ltd
1559.00 | SUPPLY OF BOLT.STUD WITH 2 NUTS, B-18.2, A320 GR.L7, A194 GR.4, LT, 0.875 INCH X 5.75 INCH | 32.00 | nos |  | 192.40 | 6156.80 | 293.32 | 9386.24 | 163.00 | 5216.00 | 146.00 | 4672.00 | Not Quoted | Not Quoted | 128.25 | 4104.00 | Not Quoted | Not Quoted | 350.00 | 11200.00 | 151.09 | 4834.88 | 4104.00 | M/s. Megha Engineering and Infrastructures Ltd
1560.00 | SUPPLY OF BOLT.STUD WITH 3 NUTS, B-18.2, A320 GR.L7, A194 GR.4, LT, 1.0 INCH X 7.75 INCH | 120.00 | nos |  | 371.80 | 44616.00 | 561.57 | 67388.40 | 315.00 | 37800.00 | 279.00 | 33480.00 | Not Quoted | Not Quoted | 175.75 | 21090.00 | Not Quoted | Not Quoted | 350.00 | 42000.00 | 219.67 | 26360.40 | 21090.00 | M/s. Megha Engineering and Infrastructures Ltd
1561.00 | SUPPLY OF BOLT.STUD WITH 3 NUTS, B-18.2, A320 GR.L7, A194 GR.4, LT, 1.0 INCH X 8.75 INCH | 12.00 | nos |  | 347.10 | 4165.20 | 601.68 | 7220.16 | 335.00 | 4020.00 | 296.00 | 3552.00 | Not Quoted | Not Quoted | 160.00 | 1920.00 | Not Quoted | Not Quoted | 350.00 | 4200.00 | 237.10 | 2845.20 | 1920.00 | M/s. Megha Engineering and Infrastructures Ltd
1562.00 | SUPPLY OF BOLT.STUD WITH 3 NUTS, B-18.2, A320 GR.L7, A194 GR.4, LT, 1.375 INCH X 12.75 INCH | 20.00 | nos |  | 1030.90 | 20618.00 | 1606.99 | 32139.80 | 903.00 | 18060.00 | 787.00 | 15740.00 | Not Quoted | Not Quoted | 155.00 | 3100.00 | Not Quoted | Not Quoted | 350.00 | 7000.00 | 771.73 | 15434.60 | 3100.00 | M/s. Megha Engineering and Infrastructures Ltd
1563.00 | SUPPLY OF BOLT.STUD WITH 3 NUTS, B-18.2, A320 GR.L7, A194 GR.4, LT, 2.0 INCH X 21.5 INCH | 112.00 | nos |  | 3541.20 | 396614.40 | 5334.90 | 597508.80 | 2772.00 | 310464.00 | 2508.00 | 280896.00 | Not Quoted | Not Quoted | 185.00 | 20720.00 | Not Quoted | Not Quoted | 350.00 | 39200.00 | 2361.69 | 264509.28 | 20720.00 | M/s. Megha Engineering and Infrastructures Ltd
1564.00 | SUPPLY OF BOLT.M/C WITH 1 NUTS, B-18.2, A307 GR.B, A563 GR.B, 0.625 INCH X 2.75 INCH | 48.00 | nos |  | 450.00 | 21600.00 | 175.49 | 8423.52 | 71.00 | 3408.00 | 63.00 | 3024.00 | Not Quoted | Not Quoted | 175.00 | 8400.00 | Not Quoted | Not Quoted | 350.00 | 16800.00 | 41.84 | 2008.32 | 2008.32 | KEC Spur Infrastructure Pvt. Ltd.
1565.00 | SUPPLY OF BOLT.M/C WITH 1 NUTS, B-18.2, A307 GR.B, A563 GR.B, 0.625 INCH X 3.25 INCH | 16.00 | nos |  | 695.00 | 11120.00 | 195.55 | 3128.80 | 72.00 | 1152.00 | 65.00 | 1040.00 | Not Quoted | Not Quoted | 165.00 | 2640.00 | Not Quoted | Not Quoted | 350.00 | 5600.00 | 45.33 | 725.28 | 725.28 | KEC Spur Infrastructure Pvt. Ltd.
1566.00 | SUPPLY OF JACK.SCREW, B-18.2, A320 GR.B8CL.2, 0.75 INCH X 4.0 INCH | 2.00 | nos |  | 785.00 | 1570.00 | 1188.32 | 2376.64 | 3813.00 | 7626.00 | 3461.00 | 6922.00 | Not Quoted | Not Quoted | 1300.00 | 2600.00 | Not Quoted | Not Quoted | 350.00 | 700.00 | 1899.12 | 3798.24 | 700.00 | AMPSEPC PVT LTD
1567.00 | SUPPLY OF JACK.SCREW, B-18.2, A320 GR.L7, 0.75 INCH X 6.75 INCH | 4.00 | nos |  | 1165.00 | 4660.00 | 429.95 | 1719.80 | 336.00 | 1344.00 | 305.00 | 1220.00 | Not Quoted | Not Quoted | 1325.00 | 5300.00 | Not Quoted | Not Quoted | 350.00 | 1400.00 | 245.23 | 980.92 | 980.92 | KEC Spur Infrastructure Pvt. Ltd.
1568.00 | SUPPLY OF JACK.SCREW, B-18.2, A320 GR.L7, 0.75 INCH X 4.75 INCH | 2.00 | nos |  | 998.00 | 1996.00 | 376.05 | 752.10 | 315.00 | 630.00 | 275.00 | 550.00 | Not Quoted | Not Quoted | 1375.00 | 2750.00 | Not Quoted | Not Quoted | 350.00 | 700.00 | 198.74 | 397.48 | 397.48 | KEC Spur Infrastructure Pvt. Ltd.
1569.00 | SUPPLY OF JACK.SCREW, B-18.2, A320 GR.L7, 0.75 INCH X 11.75 INCH | 14.00 | nos |  | 1480.00 | 20720.00 | 674.38 | 9441.32 | 430.00 | 6020.00 | 378.00 | 5292.00 | Not Quoted | Not Quoted | 1275.00 | 17850.00 | Not Quoted | Not Quoted | 350.00 | 4900.00 | 385.87 | 5402.18 | 4900.00 | AMPSEPC PVT LTD
1570.00 | SUPPLY OF JACK.SCREW, B-18.2, A320 GR.L7, 0.75 INCH X 4.75 INCH | 32.00 | nos |  | 998.00 | 31936.00 | 376.05 | 12033.60 | 304.00 | 9728.00 | 275.00 | 8800.00 | Not Quoted | Not Quoted | 1385.00 | 44320.00 | Not Quoted | Not Quoted | 350.00 | 11200.00 | 203.39 | 6508.48 | 6508.48 | KEC Spur Infrastructure Pvt. Ltd.
1571.00 | HOOK UP WITH EXISTING PIPING FACILITIES (WELDED/ FLANGED JOINT)
1572.00 | Carrying out Evacuation of process fluid from piping system, Supply of inert gas for purging of the evacuated piping system. Carrying out purging of existing piping system and ensuring piping system is free from Hydrocarbon before start of Hook up. Removal of blind flange, Carrying out Flange joint hook up, Hydraulic bolt tensioning & all other associated works as per Scope of Work, Specification, Drawings, standards & other provisions of contract & instruction of Engineer-In-Charge with following details
1573.00 | Type of hook-up Flanged Pipe Size 323.9 mm Rating 1500# | 1.00 | nos |  | 150000.00 | 150000.00 | 115000.00 | 115000.00 | 1235047.00 | 1235047.00 | 1000000.00 | 1000000.00 | Not Quoted | Not Quoted | 65000.00 | 65000.00 | Not Quoted | Not Quoted | 2250.00 | 2250.00 | 58112.51 | 58112.51 | 2250.00 | AMPSEPC PVT LTD
1574.00 | Type of hook-up Flanged Pipe Size 168.3 mm Rating 300# | 1.00 | nos |  | 100000.00 | 100000.00 | 57500.00 | 57500.00 | 635159.00 | 635159.00 | 500000.00 | 500000.00 | Not Quoted | Not Quoted | 15000.00 | 15000.00 | Not Quoted | Not Quoted | 2752.00 | 2752.00 | 58112.51 | 58112.51 | 2752.00 | AMPSEPC PVT LTD
1575.00 | INERTIZATION OF EXISTING PIPELINE & STATION PIPING
1576.00 | Inertization of existing pipeline &/or station piping, making the same Hydrocarbon free to carry out Hot works, supply of all equipment, man-power, Supply of required amount of inert gas (Nitrogen), consumables (including Pigs, as required) materials for all temporary works and performing all associated works, complete as per scope of work, relevant specifications, other provisions of Contract document and instructions of Engineer-in-Charge.
1577.00 | Inertization of Existing Piping | 250.00 | Inch Mtr |  | 480.00 | 120000.00 | 86.25 | 21562.50 | 323.00 | 80750.00 | 250.00 | 62500.00 | Not Quoted | Not Quoted | 2000.00 | 500000.00 | Not Quoted | Not Quoted | 4500.00 | 1125000.00 | 232.45 | 58112.50 | 21562.50 | JSIW INFRASTRUCTURE PRIVATE LIMITED
1578.00 | HYDRAULIC BOLT TENSIONING
1579.00 | Carrying out tensioning of bolted joints on all types of piping as per specification (EIL Specification no. 6-76-0002 or any other job specification, as included in tender document) including supply of all materials, recording devices, instruments etc.; providing all specialized equipment, skilled/ unskilled man power, specialist, supervisory staff and completing the work in all respects as per scope of work, specifications, provisions of Contract document and instructions of engineer-in-charge for following details
1580.00 | Joint Size 323.9 mm Rating 600# | 10.00 | nos |  | 5000.00 | 50000.00 | 2760.00 | 27600.00 | 4823.00 | 48230.00 | 4000.00 | 40000.00 | Not Quoted | Not Quoted | 1216.00 | 12160.00 | Not Quoted | Not Quoted | 3500.00 | 35000.00 | 8135.75 | 81357.50 | 12160.00 | M/s. Megha Engineering and Infrastructures Ltd
1581.00 | Joint Size 355.6 mm Rating 600# | 8.00 | nos |  | 5000.00 | 40000.00 | 3220.00 | 25760.00 | 5632.00 | 45056.00 | 4500.00 | 36000.00 | Not Quoted | Not Quoted | 1482.00 | 11856.00 | Not Quoted | Not Quoted | 4000.00 | 32000.00 | 8716.88 | 69735.04 | 11856.00 | M/s. Megha Engineering and Infrastructures Ltd
1582.00 | Joint Size 323.9 mm Rating 1500# | 15.00 | nos |  | 5000.00 | 75000.00 | 3105.00 | 46575.00 | 7469.00 | 112035.00 | 6000.00 | 90000.00 | Not Quoted | Not Quoted | 1575.00 | 23625.00 | Not Quoted | Not Quoted | 5000.00 | 75000.00 | 8716.88 | 130753.20 | 23625.00 | M/s. Megha Engineering and Infrastructures Ltd
1583.00 | SUPPLY & INSTALLATION OF PIPE SLEEVE FOR PIPING UNDER ROAD/ DYKES
1584.00 | Supply & Installation of pipe sleeve by open cut for road/ dyke crossings wherever required in all type of soils inside the terminal/ stations as per standard no. 7-44-0404. Sleeve thickness & size shall be as per standard no. 7-44-0404.
1585.00 | Pipe OD 508 mm | 50.00 | m |  | 9000.00 | 450000.00 | 26697.25 | 1334862.50 | 42945.00 | 2147250.00 | 35000.00 | 1750000.00 | Not Quoted | Not Quoted | 1824.00 | 91200.00 | Not Quoted | Not Quoted | 15000.00 | 750000.00 | 7670.85 | 383542.50 | 91200.00 | M/s. Megha Engineering and Infrastructures Ltd
1586.00 | POSITIVE MATERIAL IDENTIFICATION
1587.00 | Mobilization and demobilization of Alloy Analyzers with necessary accessories for Positive Material Identification (PMI) at site/ field, carrying out PMI of base metal, weld ments and deposited weld metal for above ground Stainless Steel (SS) Piping at all elevations as per the requirement of scope of work, Standard Specification no. 6-82-0002, instructions of Owner / Engineer-in-Charge and other provisions of Contract | 2.00 | nos |  | 25000.00 | 50000.00 | 115000.00 | 230000.00 | 123475.00 | 246950.00 | 100000.00 | 200000.00 | Not Quoted | Not Quoted | 45600.00 | 91200.00 | Not Quoted | Not Quoted | 45003.00 | 90006.00 | 58112.51 | 116225.02 | 50000.00 | Advance Infrastrurctures Pvt Ltd
1588.00 | VIDEO FILM & PHOTOGRAPHY OF CONSTRUCTION ACTIVITIES
1589.00 | Preparation of high resolution video films using drones or equivalent equipment as required (for minim 1 hr.) with audio commentary and Industrial photography covering all aspects/activities of pipeline construction annotated as required, conversion of same to video DVD/ Blue Ray/ USB Drive format, submitting three (3) sets of the same as per details in scope of work document. | 1.00 | Lumpsum |  | 500000.00 | 500000.00 | 920000.00 | 920000.00 | 764510.00 | 764510.00 | 632000.00 | 632000.00 | Not Quoted | Not Quoted | 665000.00 | 665000.00 | Not Quoted | Not Quoted | 550000.00 | 550000.00 | 581125.06 | 581125.06 | 500000.00 | Advance Infrastrurctures Pvt Ltd
1590.00 | HDD AT ANY OTHER LOCATION (AS PER DIRECTIONS OF ENGINEER-IN-CHARGE)
1591.00 | Complete work for all type of crossings at multiple location other than listed HDDs (between the limits as established at Site) in all types of soil/ strata (including Normal Strata/ Hard Strata/ Hard Rock, as defined subsequently) including all additional drilled lengths necessitated by Contractor's design and based on site conditions, carrying out geo-technical investigation, carrying out topographical and hydrological survey and collection of data to establish the bed of the crossing (as applicable); calculation of scour depth of water body crossings (as applicable), including construction design calculation and engineering of the crossing for all types of crossings, "Receiving and taking-over", handling, loading, transportation and unloading of externally corrosion coated/ bare line pipes (as applicable) from designated place(s) of issue/ dump site(s) to Contractor's own stock-yard(s)/ work site; mobilization and de- mobilization at site(s), supply of all materials as per "Scope of Supply" all consumables, equipment, manpower, other resources, temporary acquisition of additional land as required for string preparations/ all other works, and execution of, but not limited to, the following works in accordance with specifications, drawings; preparation of all necessary construction drawings for Owner's approval, Preparation of detailed construction method statement, calculations and installation procedures, Strings preparation including welding, NDT of welds and re-beveled areas, radiography, weld repair and re-test, pre-hydro testing of completed string, corrosion coating of field joints with HDD sleeves, inspection of corrosion coating and repair of defects, installation of pipeline string by Horizontal directional drilling, Supply & Installation of 168.3mm size, 6.4 mm thk., API 5L Gr. B/ IS 3589 Fe 410 CS conduit for OFC (including 500µm of epoxy coating on CS Conduit as required) below the lowest level of the crossing including cover by separate horizontal directional drilling to the correct profile as per approved drawings and specification, Post-installation hydrotest including leaks and repair of defects and retesting, etc. for defects attributed to Contractor's faulty work, safe disposal of corrosion Inhibited water and bentonite, Supply, fabrication and construction of protective fencing as required; supply, fabrication and erection of pipeline markers; Restoration and clean-up etc., Preparation of as-built drawings and other records etc. All other works not specifically listed herein, but required as per drawings, scope of work, specifications, standards and provision of contract document, calculations, and instruction of Engineer-in- Charge, leading to successful completion of works. Notes: 1. Length of HDD shall be measured as actual curvilinear length between tie-ins at entry and exit. Length of HDD shall be kept as minimum. 2. Individual length of HDD can go up to a maximum length of 500m. 3. Rate against this item shall not exceed rates quoted against SOR item no. 01PP.9 & its sub-items
1592.00 | Scope of Work Installation of Pipeline (Line Pipe Free issue from Owner) Pipe Material Grade API 5L Gr. X-70 PSL 2 Pipe OD (mm) 355.6 Type of Soil/ Strata Normal Strata (Soft Soil/ Sand/ Clay/ Silty Sand/ Silty Clay etc.) Wall Thickness (Pipe) 8.7 mm | 300.00 | m |  | 14000.00 | 4200000.00 | 9000.00 | 2700000.00 | 19500.00 | 5850000.00 | 21000.00 | 6300000.00 | Not Quoted | Not Quoted | 28095.00 | 8428500.00 | Not Quoted | Not Quoted | 38000.00 | 11400000.00 | 17341.04 | 5202312.00 | 2700000.00 | JSIW INFRASTRUCTURE PRIVATE LIMITED
1593.00 | Scope of Work Installation of Pipeline (Line Pipe Free issue from Owner) Pipe Material Grade API 5L Gr. X-70 PSL 2 Pipe OD (mm) 355.6 Type of Soil/ Strata Hard Rock Wall Thickness (Pipe) 8.7 mm | 300.00 | m |  | 29000.00 | 8700000.00 | 22000.00 | 6600000.00 | 45000.00 | 13500000.00 | 50000.00 | 15000000.00 | Not Quoted | Not Quoted | 27075.00 | 8122500.00 | Not Quoted | Not Quoted | 38000.00 | 11400000.00 | 37933.53 | 11380059.00 | 6600000.00 | JSIW INFRASTRUCTURE PRIVATE LIMITED
1594.00 | Scope of Work Installation of Pipeline (Line Pipe Free issue from Owner) Pipe Material Grade API 5L Gr. X-70 PSL 2 Pipe OD (mm) 355.6 Type of Soil/ Strata Hard Strata (Soft Rock/ Murrum / Weathered Rock etc.) Wall Thickness (Pipe) 8.7 mm | 400.00 | m |  | 18000.00 | 7200000.00 | 18000.00 | 7200000.00 | 30000.00 | 12000000.00 | 31000.00 | 12400000.00 | Not Quoted | Not Quoted | 13775.00 | 5510000.00 | Not Quoted | Not Quoted | 38000.00 | 15200000.00 | 37933.53 | 15173412.00 | 5510000.00 | M/s. Megha Engineering and Infrastructures Ltd
1595.00 | Total amount excluding GST for Section-1
1596.00 | GST (CGST&SGST/UTGST or IGST) in percentage (%) on Net Total Amount | 1.00 | percentage |  | 18.00 | 172367363.22 | 18.00 | 122334715.10 | 18.00 | 160497606.97 | 18.00 | 159833466.00 | Not Quoted | Not Quoted | 18.00 | 150625430.92 | 18.00 | 0.00 | 18.00 | 167730627.56 | 18.00 | 154375192.15 | 0.00 | Ace Pipeline Contracts Pvt Ltd
| Total in Figures |  |  |  |  | 1129963825.58 |  | 801972021.21 |  | 1052150979.03 |  | 1047797166.02 |  |  |  | 987433380.47 |  | 0.00 |  | 1099567447.34 |  | 1012015148.55
Lowest Amount Quoted BY: Ace Pipeline Contracts Pvt Ltd(0.00)

## BoQ2
Government eProcurement System Created By: ALLAN TOMY Created Date/Time: 12-Jul-2025 03:53 PM Tender Title: PIPELINE LAYING AND ASSOCIATED WORKS FOR C2/C3 PIPELINE PROJECT FROM VIJAIPUR TO PATA Tender ID: 2025_GAIL_229266_1
Tender Inviting Authority: GAIL India Ltd
Name of Work: PIPELINE LAYING AND ASSOCIATED WORKS FOR C2/C3 PIPELINE PROJECT FROM VIJAIPUR TO PATA (SECTON-2)
TENDER ID- 2025_GAIL_229266_1 (Ref. No. GAIL/NOD/CP/PRJ/C2C3/LYG/24-76)
SCHEDULE OF WORK / ITEM(S)
Sl.No | Description of Work / Item(s) | No.of Qty | Units | Estimated Rate | Advance Infrastrurctures Pvt Ltd (GSTN-NA) BID ID -838351 |  | JSIW INFRASTRUCTURE PRIVATE LIMITED (GSTN-NA) BID ID -843936 |  | Om Yash Projects Limited (GSTN-NA) BID ID -839550 |  | TOLANI PROJECTS PVT LTD (GSTN-NA) BID ID -844391 |  | PRATHAM EPC PROJECTS LTD (GSTN-NA) BID ID -839201 |  | M/s. Megha Engineering and Infrastructures Ltd (GSTN-NA) BID ID -838182 |  | Ace Pipeline Contracts Pvt Ltd (GSTN-NA) BID ID -841328 |  | AMPSEPC PVT LTD (GSTN-NA) BID ID -843529 |  | KEC Spur Infrastructure Pvt. Ltd. (GSTN-NA) BID ID -844412
[5 empty] | Rate | Amount | Rate | Amount | Rate | Amount | Rate | Amount | Rate | Amount | Rate | Amount | Rate | Amount | Rate | Amount | Rate | Amount | L1 Amount | L1 Vendor
1.00 | METALLIC MATERIALS AND CORROSION
2.00 | Magnetic Cleaning and Electronic Geometry Pigging
3.00 | Mobilisation/ Demobilisation of pigging tools, tackles, consumables, accessories and personnel by Contractor at work site including but not limited to magnet pigs, electronic geometry pigs and pig tracking device, temporary launcher and receiver as per Specification and other provision of the bid document including supply of material, equipment, manpower, etc. as required for geometry inspection and magnet cleaning in accordance with the EIL Specification C007-000-06-41-EGP-0001: A) Mobilisation B) Demobilisation NOTE: Lumpsum charge is applicable for Mobilization and Demobilization charge only, and not for the entire Magnetic Cleaning and EGP charge. | 1.00 | Lumpsum |  | 500000.00 | 500000.00 | 115000.00 | 115000.00 | 75000.00 | 75000.00 | 50000.00 | 50000.00 | 500000.00 | 500000.00 | 522500.00 | 522500.00 | 240000.00 | 240000.00 | 75000.00 | 75000.00 | 290562.53 | 290562.53 | 50000.00 | TOLANI PROJECTS PVT LTD
4.00 | Magnetic Cleaning: Running of adequate no. of Magnet Pigs for pipeline including pig tracking for each segment, preparation of site report as per Specification and provisions of the bid document. | 87040.00 | m |  | 32.00 | 2785280.00 | 17.25 | 1501440.00 | 12.00 | 1044480.00 | 10.00 | 870400.00 | 50.00 | 4352000.00 | 10.50 | 913920.00 | 17.00 | 1479680.00 | 18.00 | 1566720.00 | 5.68 | 494387.20 | 494387.20 | KEC Spur Infrastructure Pvt. Ltd.
5.00 | Electronic Geometry Pigging: Running of adequate no. of Electronic Geometry Pig (Caliper) including pig tracking for each segment, preparation of site report on pipeline, data analysis at Contractors facility as per Specification and provisions of the bid document. | 87040.00 | m |  | 35.00 | 3046400.00 | 23.00 | 2001920.00 | 13.00 | 1131520.00 | 15.00 | 1305600.00 | 70.00 | 6092800.00 | 21.00 | 1827840.00 | 19.00 | 1653760.00 | 35.00 | 3046400.00 | 13.63 | 1186355.20 | 1131520.00 | Om Yash Projects Limited
6.00 | Defect Verification: Defect verification at a max. of 3 locations for each segment inspected including supply of all tools, tackles, instruments, personnel and their transportation, all earth work, repair of pipeline coating wherever exposed, backfilling, work complete in all respect as per direction of engineer-in-charge. NOTE: Unit EACH signifies each segment of the pipeline. | 1.00 | each |  | 100000.00 | 100000.00 | 34500.00 | 34500.00 | 5000.00 | 5000.00 | 500.00 | 500.00 | 50000.00 | 50000.00 | 104500.00 | 104500.00 | 120000.00 | 120000.00 | 75000.00 | 75000.00 | 290562.53 | 290562.53 | 500.00 | TOLANI PROJECTS PVT LTD
7.00 | Final Report: Preparation of final work report as per agreed format and submission to Client / Client's Consultant in total of 4 copies. | 1.00 | Lumpsum |  | 100000.00 | 100000.00 | 57500.00 | 57500.00 | 15000.00 | 15000.00 | 5000.00 | 5000.00 | 100000.00 | 100000.00 | 104500.00 | 104500.00 | 120000.00 | 120000.00 | 50000.00 | 50000.00 | 290562.53 | 290562.53 | 5000.00 | TOLANI PROJECTS PVT LTD
8.00 | CATHODIC PROTECTION
9.00 | Temporary Cathodic Protection System for pipeline
10.00 | Survey, Design, Detail Engineering, Supply, installation, testing and commissioning, Post commissioning surveys, interference mitigation(CDEGS Modelling/Utility Modelling) of the cathodic protection system of the pipeline. All work shall be carried out conforming to the scope of work, design basis, data sheets, specifications, standards, drawings, etc as per the provisions of GCC, SCC and specification no: C007-000-06-45-CSW-01 Rev.0 | 1.00 | Lumpsum |  | 20579944.00 | 20579944.00 | 11435289.50 | 11435289.50 | 12500000.00 | 12500000.00 | 10857247.00 | 10857247.00 | 50000000.00 | 50000000.00 | 7315000.00 | 7315000.00 | 16588800.00 | 16588800.00 | 12817583.50 | 12817583.50 | 14253986.20 | 14253986.20 | 7315000.00 | M/s. Megha Engineering and Infrastructures Ltd
11.00 | Permanent Cathodic Protection System for pipeline
12.00 | Survey, Design, Detail Engineering, Supply, installation, testing and commissioning, Post commissioning surveys, interference mitigation(CDEGS Modelling/Utility Modelling) of the cathodic protection system of the pipeline. All work shall be carried out conforming to the scope of work, design basis, data sheets, specifications, standards, drawings, etc as per the provisions of GCC, SCC and specification no: C007-000-06-45-CSW-01 Rev.0 | 1.00 | Lumpsum |  | 29812450.00 | 29812450.00 | 9478059.65 | 9478059.65 | 10000000.00 | 10000000.00 | 8875008.00 | 8875008.00 | 20000000.00 | 20000000.00 | 12540000.00 | 12540000.00 | 11000160.00 | 11000160.00 | 10477440.00 | 10477440.00 | 11651594.48 | 11651594.48 | 8875008.00 | TOLANI PROJECTS PVT LTD
13.00 | ELECTRICAL WORKS
14.00 | Misc. Items
15.00 | LED FLP-IIC-2 xT8 (2x 20W) : Supply, installation, testing and commissioning of following lighting fixtures and connecting to wiring junction box/marshalling box complete with lamps and necessary driver including supply of all connected materials like flexible conduit, clamps, supports, chains, anchor fasteners, bolts, nuts and washers etc. as required, including supply and fixing of cable glands, lugs, including all labour and materials, as per approved drawings, data sheet for lighting fixture schedule, EIL installation standards, specifications of this tender and directions of Engineer-in-charge | 64.00 | nos |  | 13260.00 | 848640.00 | 16875.00 | 1080000.00 | 13328.00 | 852992.00 | 13781.00 | 881984.00 | 19800.00 | 1267200.00 | 18810.00 | 1203840.00 | 11400.00 | 729600.00 | 6500.00 | 416000.00 | 9065.55 | 580195.20 | 416000.00 | AMPSEPC PVT LTD
16.00 | Supply, installation and connection of COPPER earth plate of 600mmx600mmx3mm thick including accessories and providing masonry enclosure with cover plate having locking arrangement and watering pipe of 2.7meter long, with charcoal/cock and salt as required. | 8.00 | nos |  | 37050.00 | 296400.00 | 25785.00 | 206280.00 | 21562.00 | 172496.00 | 21057.00 | 168456.00 | 55000.00 | 440000.00 | 16720.00 | 133760.00 | 54000.00 | 432000.00 | 35000.00 | 280000.00 | 34867.50 | 278940.00 | 133760.00 | M/s. Megha Engineering and Infrastructures Ltd
17.00 | Type -PDB1:- Design, preparation of documents and drawings, Supply, installation, testing & commissioning of 415V/240V, 300A, 50kA(1 sec.), 50Hz fixed type compartmentalized free stand alone switchboard with 2 incomers, 1 bus coupler with normal & emergency buses and associated feeders as per clause 7.0-c (Table-3) of C007-000-16-50-SP-0001, EIL Specification 6-51-0012, having TPN & SPN bus including Auto-healthy phase selector, Static Voltage Regulator of adequate rating as per data sheets, Single line diagrams attached with the tender, including transportation from store/yard to site at the place of installation, proper storage, assembly of sections, installation on concrete trenches/foundation, mounting & wiring of loose accessories supplied by equipment vendor etc., aligning, leveling, testing, calibration of meters and all other accessories including all labour & materials, as per approved drawings, specification of this tender & directions of Engineer-in-Charge. | 3.00 | nos |  | 1027988.00 | 3083964.00 | 832500.00 | 2497500.00 | 612158.00 | 1836474.00 | 679875.00 | 2039625.00 | 3434880.00 | 10304640.00 | 1254000.00 | 3762000.00 | 1274400.00 | 3823200.00 | 650000.00 | 1950000.00 | 1660817.47 | 4982452.41 | 1836474.00 | Om Yash Projects Limited
18.00 | "Type -PDB2:- Design, preparation of documents and drawings, Supply, installation, testing & commissioning of 415V/240V, 300A, 25kA(1 sec.), 50Hz fixed type compartmentalized free stand alone switchboard with 1 incomer and associated feeders as per clause 7.0-c (Table-4) of C007-000-16-50-SP-0001, EIL Specification 6-51-0012, having TPN & SPN bus including Auto-healthy phase selector, Static Voltage Regulator of adequate rating as per data sheets, Single line diagrams attached with the tender, including transportation from store/yard to site at the place of installation, proper storage, assembly of sections, installation on concrete trenches/foundation, mounting & wiring of loose accessories supplied by equipment vendor etc., aligning, leveling, testing, calibration of meters and all other accessories including all labour & materials, as per approved drawings, specification of this tender & directions of Engineer-in-Charge." | 5.00 | nos |  | 899600.00 | 4498000.00 | 832500.00 | 4162500.00 | 660045.00 | 3300225.00 | 679875.00 | 3399375.00 | 2658950.00 | 13294750.00 | 940500.00 | 4702500.00 | 825600.00 | 4128000.00 | 450000.00 | 2250000.00 | 1454128.99 | 7270644.95 | 2250000.00 | AMPSEPC PVT LTD
19.00 | Supply, installation, testing, commissioning of Outdoor type630A MCCB- Isolator box suitable for termination ofincoming and outgoing 1100V grade cables for 3 runs of 3.5Cx300 sq.mm, 1100V grade, PVC, FR, Aluminium cables with all the cable lugs and glands as required. | 8.00 | nos |  | 48000.00 | 384000.00 | 177750.00 | 1422000.00 | 148066.00 | 1184528.00 | 145162.00 | 1161296.00 | 180000.00 | 1440000.00 | 67925.00 | 543400.00 | 144000.00 | 1152000.00 | 125000.00 | 1000000.00 | 151092.52 | 1208740.16 | 384000.00 | Advance Infrastrurctures Pvt Ltd
20.00 | Supply of 1100 V grade, Copper Conductor, XLPE insulated and unarmoured, cables of following sizes as per EIL standard specification No. 6-51-0051, data sheets, specifications of this tender and directions of Engineer-in- Charge. 3CX2.5sq.mm | 1000.00 | nos |  | 395.00 | 395000.00 | 198.00 | 198000.00 | 161.00 | 161000.00 | 161.00 | 161000.00 | 310.00 | 310000.00 | 68.00 | 68000.00 | 216.00 | 216000.00 | 155.00 | 155000.00 | 371.92 | 371920.00 | 68000.00 | M/s. Megha Engineering and Infrastructures Ltd
21.00 | 240V SPN DB for exhaust fan: Supply, installation, connection, testing and commissioning of safe area 240V power DB, wall mounting type, dust- tight (with hinged cover) sheet steel enclosure having 32 A, SPN DP MCB incomer and 8 Nos. outgoing single pole MCBs (upto 20 A) 9 kA type for outgoing circuit control with complete wiring, including cable termination, supply, connection and fixing of single compression Ni plated brass cable glands and copper crimping type lugs, including all labour and materials, as per approved drawings, specifications of this tender and directions of Engineer-in- Charge. | 8.00 | nos |  | 21840.00 | 174720.00 | 77085.00 | 616680.00 | 63782.00 | 510256.00 | 62952.00 | 503616.00 | 38500.00 | 308000.00 | 47025.00 | 376200.00 | 30000.00 | 240000.00 | 350000.00 | 2800000.00 | 10678.75 | 85430.00 | 85430.00 | KEC Spur Infrastructure Pvt. Ltd.
22.00 | 240V SPN DB: Supply, installation, connection, testing and commissioning of safe area 240V power DB for AC, wall mounting type, dust- tight (with hinged cover) sheet steel enclosure having 63 A, SPN DP MCB incomer and 4 Nos. outgoing single pole MCBs (upto 32 A) 9 kA type for outgoing circuit control with complete wiring, including cable termination, supply, connection and fixing of single compression Ni plated brass cable glands and copper crimping type lugs, including all labour and materials, as per approved drawings, specifications of this tender and directions of Engineer-in- Charge. | 3.00 | nos |  | 16380.00 | 49140.00 | 130500.00 | 391500.00 | 105004.00 | 315012.00 | 106575.00 | 319725.00 | 42500.00 | 127500.00 | 47025.00 | 141075.00 | 36000.00 | 108000.00 | 350000.00 | 1050000.00 | 9976.75 | 29930.25 | 29930.25 | KEC Spur Infrastructure Pvt. Ltd.
23.00 | "240V SPN DB for critical ltg: Supply, installation, connection, testing and commissioning of safe area 240V, 10A ( min), 25KA for 1 sec. type power DB, having CU bus bar, wall mounting type, dust- tight (with hinged cover) sheet steel enclosure having 25 A, SPN DP MCB incomer with ELCB and 12 Nos. outgoing single pole MCBs (upto 20 A) for outgoing circuit control with complete wiring, including cable termination, supply, connection and fixing of single compression Ni plated brass cable glands and copper crimping type lugs, including all labour and materials, as per approved drawings, specifications of this tender and directions of Engineer-in- Charge. [Note: Necessary interlocks with FA System shall be considered in Critical Lighting Panel.]" | 8.00 | nos |  | 29484.00 | 235872.00 | 77085.00 | 616680.00 | 61998.00 | 495984.00 | 62952.00 | 503616.00 | 38500.00 | 308000.00 | 52250.00 | 418000.00 | 33600.00 | 268800.00 | 580000.00 | 4640000.00 | 13221.76 | 105774.08 | 105774.08 | KEC Spur Infrastructure Pvt. Ltd.
24.00 | Supply and installation of earthing jumper connections across the pipe flanges including supply of 25 sq mm flexible copper cable with compatible copper lugs, bolts, nuts and spring washers, etc. (sizes of studs and bolts shall be as per piping material specification) as per 7-51-0112 including all labour and material as per approved drawings, specifications of this tender and directions of Engineer-in-Charge. | 80.00 | nos |  | 8060.00 | 644800.00 | 562.50 | 45000.00 | 446.00 | 35680.00 | 459.00 | 36720.00 | 2500.00 | 200000.00 | 366.00 | 29280.00 | 600.00 | 48000.00 | 21500.00 | 1720000.00 | 10460.25 | 836820.00 | 29280.00 | M/s. Megha Engineering and Infrastructures Ltd
25.00 | Design, supply, installation, testing, commissioning of 3600W solar Electric power system for SV station without CP system as indicated in datasheet doc. No. C007-000-16-50-DS-4002 and attached single line diagram doc. No. C007-000-16-50-00001 and Scope of Work document number C007-000-16-50-SOW-9510 for 48 hours back up including but not limited to solar arrays (2x50%, with mounting frames, structures, foundation, footings & module interconnection, solar module mounting structures for roof top ( including anchor bolts, fasteners etc.), Junction boxes (Array, Main & Fuse box), solar charge controller (2x100%), Ni-Cd batteries suitable for photovoltaic application complying to IEC 61427 testing requirements and construction as per IEC 62259, IEC 60623 & IS 10918 and accessories for battery set (2 x 50%) including battery isolation box, battery racks, 96V DC /240V AC (2X100%) inverter along with ACDB, 96V DC/(-)48 V DC-DC converter (2x100%), (-) 48 V DCDB (Telecom) with 63 A(min.), 25 KA for 1 sec. CU bus bar with outgoing feeders, 96V DC/(+)48 V DC-DC converter (2x100%), (+) 48 V DCDB (CP System) with 63 A(min.), 25 KA for 1 sec. CU bus bar with outgoing feeders, 96V DC/24V DC - DC Converter (2x100%), 24V DCDB , 63A (min.), 25 KA for 1 sec. CU bus bar with outgoing feeders, Grid charger ( 3 nos. single phase float cum boost charger type ), metering and protection/isolation system with associated interconnecting AC/DC cables, solar cables, Earthing and Lightning protection for the entire system as per Scope of Work, Job Specification, Datasheet, EIL standard specifications and as per directions of Engineer-in-charge at site. Note: All solar panels shall be installed on the rooftop of SV station (with CP) building (prefarably) / on ground. Therefore, contractor to select each solar module rating (Wp) accordingly subject to minimum of 500Wp. Solar modules for all SV stations shall be of same design (preferably MONO PERC type) and same rating. Customized type solar module supporting structure shall be considered by the contractor so that all solar modules can be accommodated on the roof area / ground. Ni-Cd Battery shall be suitable for PV solar application (i.e. cyclic operation) in line with respective IEC/IS requirement. Normal KPL type Ni-Cd battery is not acceptable. | 2.00 | nos |  | 25206918.10 | 50413836.20 | 6500000.00 | 13000000.00 | 8100000.00 | 16200000.00 | 8725471.00 | 17450942.00 | 21000000.00 | 42000000.00 | 783750.00 | 1567500.00 | 23267924.00 | 46535848.00 | 1130000.00 | 2260000.00 | 19495442.39 | 38990884.78 | 1567500.00 | M/s. Megha Engineering and Infrastructures Ltd
26.00 | Design, supply, installation, testing, commissioning of 2400W solar Electric power system for SV station without CP system as indicated in datasheet doc. No. C007-000-16-50-DS-4002 and attached single line diagram doc. No. C007-000-16-50-00002 and Scope of Work document number C007-000-16-50-SOW-9510 for 48 hours back up including but not limited to solar arrays (2x50%, with mounting frames, structures, foundation, footings & module interconnection, solar module mounting structures for roof top ( including anchor bolts, fasteners etc.), Junction boxes (Array, Main & Fuse box), solar charge controller (2x100%), Ni-Cd batteries suitable for photovoltaic application complying to IEC 61427 testing requirements and construction as per IEC 62259, IEC 60623 & IS 10918 and accessories for battery set (2 x 50%) including battery isolation box, battery racks, 96V DC /240V AC (2X100%) inverter along with ACDB, 96V DC/(-)48 V DC-DC converter (2x100%), (-) 48 V DCDB (Telecom) with 63 A(min.), 25 KA for 1 sec. CU bus bar with outgoing feeders, 96V DC/(+)48 V DC-DC converter (2x100%), (+) 48 V DCDB (CP System) with 63 A(min.), 25 KA for 1 sec. CU bus bar with outgoing feeders, 96V DC/24V DC - DC Converter (2x100%), 24V DCDB , 63A (min.), 25 KA for 1 sec. CU bus bar with outgoing feeders, Grid charger ( 3 nos. single phase float cum boost charger type ), metering and protection/isolation system with associated interconnecting AC/DC cables, solar cables, Earthing and Lightning protection for the entire system as per Scope of Work, Job Specification, Datasheet, EIL standard specifications and as per directions of Engineer-in-charge at site. Note: All solar panels shall be installed on the rooftop of SV station (with CP) Repeater building (prefarably) / on ground. Therefore, contractor to select each solar module rating (Wp) accordingly subject to minimum of 500Wp. Solar modules for all SV stations shall be of same design (preferably MONO PERC type) and same rating. Customized type solar module supporting structure shall be considered by the contractor so that all solar modules can be accommodated on the roof area / ground. Ni-Cd Battery shall be suitable for PV solar application (i.e. cyclic operation) in line with respective IEC/IS requirement. Normal KPL type Ni-Cd battery is not acceptable. | 6.00 | nos |  | 17611978.80 | 105671872.80 | 4500000.00 | 27000000.00 | 7000000.00 | 42000000.00 | 6096454.00 | 36578724.00 | 14700000.00 | 88200000.00 | 522500.00 | 3135000.00 | 16257211.00 | 97543266.00 | 950000.00 | 5700000.00 | 13621392.24 | 81728353.44 | 3135000.00 | M/s. Megha Engineering and Infrastructures Ltd
27.00 | 240V SPN DB for normal ltg: Supply, installation, connection, testing and commissioning of safe area 240V, 10A ( min), 25KA for 1 sec. type power DB, having CU bus bar, wall mounting type, dust- tight (with hinged cover) sheet steel enclosure having 25 A, SPN DP MCB incomer with ELCB and 12 Nos. outgoing single pole MCBs (upto 20 A) for outgoing circuit control with complete wiring, including cable termination, supply, connection and fixing of single compression Ni plated brass cable glands and copper crimping type lugs, including all labour and materials, as per approved drawings, specifications of this tender and directions of Engineer-in- Charge. | 8.00 | nos |  | 29484.00 | 235872.00 | 78750.00 | 630000.00 | 63393.00 | 507144.00 | 64312.00 | 514496.00 | 35500.00 | 284000.00 | 47025.00 | 376200.00 | 38400.00 | 307200.00 | 450000.00 | 3600000.00 | 13221.76 | 105774.08 | 105774.08 | KEC Spur Infrastructure Pvt. Ltd.
28.00 | Door Switch for Telecom/SCADA room, Electrical Room, Battery Room door with Provision of remote status indication (i.e. door OPEN or CLOSED) | 6.00 | nos |  | 9800.00 | 58800.00 | 13050.00 | 78300.00 | 10856.00 | 65136.00 | 10657.00 | 63942.00 | 6500.00 | 39000.00 | 3762.00 | 22572.00 | 6600.00 | 39600.00 | 16500.00 | 99000.00 | 1917.71 | 11506.26 | 11506.26 | KEC Spur Infrastructure Pvt. Ltd.
29.00 | "Type -PDB3:- Design, preparation of documents and drawings, Supply, installation, testing & commissioning of 415V/240V, 300A, 50kA(1 sec.), 50Hz fixed type compartmentalized free stand alone switchboard with 2 incomers, 1 bus coupler with normal & emergency buses and associated feeders as per clause 7.0-c (Table-5) of C007-000-16-50-SP-0001, EIL Specification 6-51-0012, having TPN & SPN bus including Auto-healthy phase selector, Static Voltage Regulator of adequate rating as per data sheets, Single line diagrams attached with the tender, including transportation from store/yard to site at the place of installation, proper storage, assembly of sections, installation on concrete trenches/foundation, mounting & wiring of loose accessories supplied by equipment vendor etc., aligning, leveling, testing, calibration of meters and all other accessories including all labour & materials, as per approved drawings, specification of this tender & directions of Engineer-in-Charge." | 1.00 | nos |  | 1027988.00 | 1027988.00 | 832500.00 | 832500.00 | 699766.00 | 699766.00 | 679875.00 | 679875.00 | 3252415.00 | 3252415.00 | 940500.00 | 940500.00 | 900000.00 | 900000.00 | 650000.00 | 650000.00 | 1952580.20 | 1952580.20 | 650000.00 | AMPSEPC PVT LTD
30.00 | FIRE ALARM SYSTEM
31.00 | Supply, installation, termination, termination, connection, testing and commissioning of addressable multi sensor detectors with junction box as per data sheets, EIL standard specification no. 6-51-0076, approved drawings, specifications of this tender and directions of Engineer-incharge. | 176.00 | nos |  | 3900.00 | 686400.00 | 3000.00 | 528000.00 | 2653.00 | 466928.00 | 2657.00 | 467632.00 | 6550.00 | 1152800.00 | 2195.00 | 386320.00 | 4200.00 | 739200.00 | 2950.00 | 519200.00 | 3486.75 | 613668.00 | 386320.00 | M/s. Megha Engineering and Infrastructures Ltd
32.00 | Supply, installation, termination, connection, testing and commissioning of hazardous area addressable type break glass type fire alarm boxes (Manual call point-MCP) as per data sheets, EIL standard specification no.6-51-0076, approved drawings, specifications of this tender and directions of Engineer-in-charge. | 24.00 | nos |  | 9100.00 | 218400.00 | 7000.00 | 168000.00 | 13298.00 | 319152.00 | 13851.00 | 332424.00 | 9800.00 | 235200.00 | 6793.00 | 163032.00 | 8640.00 | 207360.00 | 4400.00 | 105600.00 | 8135.75 | 195258.00 | 105600.00 | AMPSEPC PVT LTD
33.00 | Supply, installation, termination, connection, testing and commissioning of safe area addressable type break glass type fire alarm boxes (Manual call point-MCP) as per datasheets, EIL standard specification no. 6-51-0076,approved drawings, specifications of this tender and directions of Engineer-in-charge. | 72.00 | nos |  | 4550.00 | 327600.00 | 3500.00 | 252000.00 | 8994.00 | 647568.00 | 9117.00 | 656424.00 | 5540.00 | 398880.00 | 5016.00 | 361152.00 | 5760.00 | 414720.00 | 4400.00 | 316800.00 | 4067.88 | 292887.36 | 252000.00 | JSIW INFRASTRUCTURE PRIVATE LIMITED
34.00 | Supply, installation, termination, connection, testing and commissioning of hooter suitable for indoor location as per data sheets, EIL standard specification no. 6-51-0076, approved drawings, specifications of this tender and directions of Engineer-in-charge. | 16.00 | nos |  | 4550.00 | 72800.00 | 3500.00 | 56000.00 | 6192.00 | 99072.00 | 6460.00 | 103360.00 | 4550.00 | 72800.00 | 6793.00 | 108688.00 | 7584.00 | 121344.00 | 1950.00 | 31200.00 | 4067.88 | 65086.08 | 31200.00 | AMPSEPC PVT LTD
35.00 | Supply, installation, termination, connection, testing and commissioning of hooter acknowledgement box suitable for indoor location as per data sheets, EIL standard specification no. 6-51-0076, approved drawings,specifications of this tender and directions of Engineerincharge. | 8.00 | nos |  | 3900.00 | 31200.00 | 3000.00 | 24000.00 | 1628.00 | 13024.00 | 1642.00 | 13136.00 | 3500.00 | 28000.00 | 8778.00 | 70224.00 | 8792.00 | 70336.00 | 1450.00 | 11600.00 | 3486.75 | 27894.00 | 11600.00 | AMPSEPC PVT LTD
36.00 | Supply, installation, termination, connection, testing and commissioning of Fault isolator modules for loops connecting break glass units/detectors as per datasheets, EIL standard specification no. 6-51-0076,approved drawings, specifications of this tender and directions of Engineer-in-charge. | 16.00 | nos |  | 4550.00 | 72800.00 | 3500.00 | 56000.00 | 5084.00 | 81344.00 | 5054.00 | 80864.00 | 4555.00 | 72880.00 | 4285.00 | 68560.00 | 5194.00 | 83104.00 | 35000.00 | 560000.00 | 4067.88 | 65086.08 | 56000.00 | JSIW INFRASTRUCTURE PRIVATE LIMITED
37.00 | Supply, installation, termination, connection, testing and commissioning of Fault isolator modules for loops connecting outdoor break glass units as per data sheets,EIL standard specification no. 6-51-0076, approved drawings, specifications of this tender and directions of Engineer-in-charge. | 8.00 | nos |  | 4550.00 | 36400.00 | 3500.00 | 28000.00 | 4951.00 | 39608.00 | 5054.00 | 40432.00 | 4550.00 | 36400.00 | 6793.00 | 54344.00 | 11400.00 | 91200.00 | 2950.00 | 23600.00 | 4067.88 | 32543.04 | 23600.00 | AMPSEPC PVT LTD
38.00 | Supply, installation, termination, connection, testing and commissioning of of input/monitor relay as per data sheets, EIL standard specification no. 6-51-0076, approved drawings, Specifications of this tender and directions of Engineer-incharge. | 16.00 | nos |  | 9100.00 | 145600.00 | 7000.00 | 112000.00 | 6224.00 | 99584.00 | 6052.00 | 96832.00 | 4550.00 | 72800.00 | 4598.00 | 73568.00 | 5040.00 | 80640.00 | 15800.00 | 252800.00 | 8135.75 | 130172.00 | 72800.00 | PRATHAM EPC PROJECTS LTD
39.00 | Supply, installation, termination, connection, testing and commissioning of of output/control relay module as per data sheets, EIL standard specification no. 6-51-0076, approved drawings, Specifications of this tender and directions of Engineer-incharge. | 16.00 | nos |  | 9100.00 | 145600.00 | 7000.00 | 112000.00 | 6195.00 | 99120.00 | 6052.00 | 96832.00 | 4550.00 | 72800.00 | 4284.50 | 68552.00 | 5040.00 | 80640.00 | 18800.00 | 300800.00 | 8135.75 | 130172.00 | 68552.00 | M/s. Megha Engineering and Infrastructures Ltd
40.00 | "Supply, installation, termination, connection, testing and commissioning of Analogue addressable type Heat Detectors intrinsically safe type Ex (i) type suitable for gas group IIC, temp class T3 as per data sheets, EIL standard specification no. 6-51-0076, approved drawings, specifications of this tender and directions of Engineer-in-charge." | 32.00 | nos |  | 32500.00 | 1040000.00 | 25000.00 | 800000.00 | 7567.00 | 242144.00 | 7427.00 | 237664.00 | 22500.00 | 720000.00 | 19855.00 | 635360.00 | 12360.00 | 395520.00 | 1550.00 | 49600.00 | 29056.25 | 929800.00 | 49600.00 | AMPSEPC PVT LTD
41.00 | Supply and installation of safe area FA Junction Boxes with 16 terminals and 4 cable entries as per data sheets,EIL standard specification no. 6-51-0076, approved drawings, specifications of this tender and directions of Engineer-in-charge. | 8.00 | nos |  | 2600.00 | 20800.00 | 2000.00 | 16000.00 | 47228.00 | 377824.00 | 47888.00 | 383104.00 | 6500.00 | 52000.00 | 8465.00 | 67720.00 | 12000.00 | 96000.00 | 22500.00 | 180000.00 | 2324.50 | 18596.00 | 16000.00 | JSIW INFRASTRUCTURE PRIVATE LIMITED
42.00 | Supply, installation, termination, testing, commissioning of 2 loop microprocessor based analogue Addressable data gathering fire alarm panel (DGFAP) as per data sheets, EIL standard specification no. 6-51-0076, approved drawings, including supply, laying and termination of all cables required for the same, supply of all hardware, software, cards, material, components, wiring etc as required. | 8.00 | nos |  | 520000.00 | 4160000.00 | 400000.00 | 3200000.00 | 608327.00 | 4866616.00 | 614515.00 | 4916120.00 | 645500.00 | 5164000.00 | 261250.00 | 2090000.00 | 288000.00 | 2304000.00 | 65000.00 | 520000.00 | 475963.83 | 3807710.64 | 520000.00 | AMPSEPC PVT LTD
43.00 | Supply, installation, termination, testing, commissioning of microprocessor based fire alarm repeater panel with inbuilt hooter, suitable for wall mounting as per data sheets, EIL standard specification no. 6-51-0076, approved drawings,specifications of this tender and directions of Engineerincharge. | 8.00 | nos |  | 260000.00 | 2080000.00 | 200000.00 | 1600000.00 | 284365.00 | 2274920.00 | 296715.00 | 2373720.00 | 268999.00 | 2151992.00 | 261250.00 | 2090000.00 | 228000.00 | 1824000.00 | 9500.00 | 76000.00 | 237981.91 | 1903855.28 | 76000.00 | AMPSEPC PVT LTD
44.00 | Supply, installation, termination, connection, testing and commissioning of wall mounted exit signs as per datasheets, EIL standard specification no. 6-51-0076,approved drawings, specifications of this tender and directions of Engineer-incharge. | 16.00 | nos |  | 3250.00 | 52000.00 | 2500.00 | 40000.00 | 2790.00 | 44640.00 | 2719.00 | 43504.00 | 8500.00 | 136000.00 | 4495.00 | 71920.00 | 3000.00 | 48000.00 | 1350.00 | 21600.00 | 2905.63 | 46490.08 | 21600.00 | AMPSEPC PVT LTD
45.00 | Supply, installation, termination, testing, commissioning of microprocessor based Electrical operated siren for diametrical range of 2.5 kms (roof-top type) as per data sheets, EIL standard specification no. 6-51-0076, approved drawings,specifications of this tender and directions of Engineerincharge. The same shall be suitable for single phase (i.e. SPN) input power supply. | 8.00 | nos |  | 26000.00 | 208000.00 | 20000.00 | 160000.00 | 46862.00 | 374896.00 | 46128.00 | 369024.00 | 285500.00 | 2284000.00 | 17245.00 | 137960.00 | 164400.00 | 1315200.00 | 19500.00 | 156000.00 | 23245.00 | 185960.00 | 137960.00 | M/s. Megha Engineering and Infrastructures Ltd
46.00 | Supply, installation, termination, testing, commissioning of microprocessor based fire alarm linear heat sensing cable, suitable for cable trench area as per data sheets, EIL standard specification no. 6-51-0076, approved drawings,specifications of this tender and directions of Engineerincharge. | 1200.00 | nos |  | 1170.00 | 1404000.00 | 900.00 | 1080000.00 | 230.00 | 276000.00 | 225.00 | 270000.00 | 980.00 | 1176000.00 | 627.00 | 752400.00 | 1320.00 | 1584000.00 | 495.00 | 594000.00 | 1046.03 | 1255236.00 | 270000.00 | TOLANI PROJECTS PVT LTD
47.00 | MISCELLANEOUS CONTROL GEAR
48.00 | Installation, testing and commissioning of miscellaneous surface mounted industrial/FLP control gear such as lighting/power panel, push button stations, motor starter, communication equipment, junction boxes, panels, plugs, sockets, including supply of necessary hardware, touch up painting including supply of paint, including transportation from store/yard to site at the place of installation, unpacking, (excluding fixing of cable glands and cable terminations), including all labour and materials, as per approved drawings, specifications of this tender and directions of Engineer-in-Charge.
49.00 | Weight of the unit up to 5 kg. | 2.00 | nos |  | 2925.00 | 5850.00 | 3105.00 | 6210.00 | 2603.00 | 5206.00 | 2535.00 | 5070.00 | 5500.00 | 11000.00 | 3660.00 | 7320.00 | 12480.00 | 24960.00 | 5000.00 | 10000.00 | 2963.74 | 5927.48 | 5070.00 | TOLANI PROJECTS PVT LTD
50.00 | Weight of the unit above 5 kg. but upto 20 kg. | 20.00 | nos |  | 11700.00 | 234000.00 | 4905.00 | 98100.00 | 4060.00 | 81200.00 | 4005.00 | 80100.00 | 7500.00 | 150000.00 | 7315.00 | 146300.00 | 24960.00 | 499200.00 | 10000.00 | 200000.00 | 4939.56 | 98791.20 | 80100.00 | TOLANI PROJECTS PVT LTD
51.00 | Weight of the unit above 20 kg. but upto 100 kg. | 20.00 | nos |  | 58500.00 | 1170000.00 | 7171.20 | 143424.00 | 5956.00 | 119120.00 | 5856.00 | 117120.00 | 9500.00 | 190000.00 | 36575.00 | 731500.00 | 46800.00 | 936000.00 | 15000.00 | 300000.00 | 10169.69 | 203393.80 | 117120.00 | TOLANI PROJECTS PVT LTD
52.00 | Supply of Industrial, weather proof type Push Button stations as per EIL specification No. 6-51-0014, as per approved drawings, specifications of this tender and directions of Engineer-in-Charge.
53.00 | With stop (latching type) push button. | 6.00 | nos |  | 4901.00 | 29406.00 | 6075.00 | 36450.00 | 4927.00 | 29562.00 | 4961.00 | 29766.00 | 7500.00 | 45000.00 | 2299.00 | 13794.00 | 4200.00 | 25200.00 | 10000.00 | 60000.00 | 4980.24 | 29881.44 | 13794.00 | M/s. Megha Engineering and Infrastructures Ltd
54.00 | PLUGS, SOCKETS AND JUNCTION BOXES
55.00 | Supply of weatherproof metal clad 415V, TPN, industrial type socket and plug with heavy duty interlocking switch, with adequately sized cable adaptor box for incoming and outgoing cable terminations, including supply of double compression brass nickel plated cable glands, tinned copper lugs, including all labours and materials, as per approved drawings, specifications of this tender and directions of Engineer-in-Charge.
56.00 | 63 A, 415 V, 5 pin sockets along with associated 5 pin plugs. | 8.00 | nos |  | 20410.00 | 163280.00 | 9405.00 | 75240.00 | 7663.00 | 61304.00 | 7680.00 | 61440.00 | 25500.00 | 204000.00 | 3660.00 | 29280.00 | 21600.00 | 172800.00 | 10000.00 | 80000.00 | 5753.14 | 46025.12 | 29280.00 | M/s. Megha Engineering and Infrastructures Ltd
57.00 | Supply of following types of FLP(II A/II B) and WP sockets, plugs and handlamps as per EIL specification No. 6-51-0021, including all labours and materials, as per approved drawings, specifications of this tender and directions of Engineer-in-Charge.
58.00 | 63 A, 415 V, 5 pin socket. | 8.00 | nos |  | 21840.00 | 174720.00 | 14805.00 | 118440.00 | 12249.00 | 97992.00 | 12090.00 | 96720.00 | 23500.00 | 188000.00 | 3660.00 | 29280.00 | 18000.00 | 144000.00 | 11000.00 | 88000.00 | 15109.25 | 120874.00 | 29280.00 | M/s. Megha Engineering and Infrastructures Ltd
59.00 | 63 A, 415 V, 5 pin Plugs for item no. 01EE.1060.20.10 | 8.00 | nos |  | 2535.00 | 20280.00 | 2110.00 | 16880.00 | 1651.00 | 13208.00 | 1723.00 | 13784.00 | 15500.00 | 124000.00 | 525.00 | 4200.00 | 12000.00 | 96000.00 | 15000.00 | 120000.00 | 11041.38 | 88331.04 | 4200.00 | M/s. Megha Engineering and Infrastructures Ltd
60.00 | Supply of following types of FLP (II C) and WP sockets, plugs and handlamps as per EIL specification No. 6-51-0021, including all labours and materials, as per approved drawings, specifications of this tender and directions of Engineer-in-Charge.
61.00 | 240 V, 15 A, 3 pin socket. | 16.00 | nos |  | 5031.00 | 80496.00 | 8770.50 | 140328.00 | 6837.00 | 109392.00 | 7162.00 | 114592.00 | 6780.00 | 108480.00 | 2200.00 | 35200.00 | 8400.00 | 134400.00 | 4869.00 | 77904.00 | 9298.00 | 148768.00 | 35200.00 | M/s. Megha Engineering and Infrastructures Ltd
62.00 | 240 V, 15 A, 3 pin Plugs for item no. 01EE.1060.30.70 | 16.00 | nos |  | 2038.40 | 32614.40 | 1570.50 | 25128.00 | 1287.00 | 20592.00 | 1282.00 | 20512.00 | 7250.00 | 116000.00 | 2200.00 | 35200.00 | 3600.00 | 57600.00 | 4869.00 | 77904.00 | 2556.95 | 40911.20 | 20512.00 | TOLANI PROJECTS PVT LTD
63.00 | 24 V, 5 A, 3 pin socket. | 5.00 | nos |  | 5031.00 | 25155.00 | 6070.50 | 30352.50 | 5046.00 | 25230.00 | 4957.00 | 24785.00 | 5500.00 | 27500.00 | 1985.00 | 9925.00 | 8400.00 | 42000.00 | 4869.00 | 24345.00 | 9298.00 | 46490.00 | 9925.00 | M/s. Megha Engineering and Infrastructures Ltd
64.00 | 24 V, 5 A, 3 pin Plugs for item no. 01EE.1060.30.90 | 5.00 | nos |  | 2038.40 | 10192.00 | 1120.50 | 5602.50 | 921.00 | 4605.00 | 915.00 | 4575.00 | 4500.00 | 22500.00 | 1985.00 | 9925.00 | 3600.00 | 18000.00 | 4869.00 | 24345.00 | 2556.95 | 12784.75 | 4575.00 | TOLANI PROJECTS PVT LTD
65.00 | CANOPIES
66.00 | Supply, fabrication and installation of GI canopies for outdoor electrical miscellaneous equipments such as lighting/power panels and distribution junction boxes, local panels , PB stations etc. to render them weather proof including supply of necessary hardware for fixing and clamping with the equipment, including all labour and materials, as per approved drawings, specifications of this tender and directions of Engineer-in-Charge.
67.00 | Lighting Panel/Power panel/distribution junctions boxes. | 12.00 | nos |  | 5850.00 | 70200.00 | 9450.00 | 113400.00 | 7670.00 | 92040.00 | 7717.00 | 92604.00 | 7500.00 | 90000.00 | 1565.00 | 18780.00 | 6000.00 | 72000.00 | 11500.00 | 138000.00 | 8135.75 | 97629.00 | 18780.00 | M/s. Megha Engineering and Infrastructures Ltd
68.00 | Manual call points/field call stations. | 30.00 | nos |  | 4940.00 | 148200.00 | 6165.00 | 184950.00 | 4928.00 | 147840.00 | 5034.00 | 151020.00 | 5500.00 | 165000.00 | 730.00 | 21900.00 | 4200.00 | 126000.00 | 9800.00 | 294000.00 | 3777.31 | 113319.30 | 21900.00 | M/s. Megha Engineering and Infrastructures Ltd
69.00 | ANCHOR FASTENERS
70.00 | Supply, drilling in RCC and fixing of metallic anchor fasteners for supporting of cable trays and miscellaneous electrical switchgear of following sizes, including all labour and materials, as per approved drawings, specifications of this tender and directions of Engineer-in-Charge.
71.00 | 3/16" BSW. | 50.00 | nos |  | 175.00 | 8750.00 | 40.50 | 2025.00 | 34.00 | 1700.00 | 33.00 | 1650.00 | 110.00 | 5500.00 | 146.00 | 7300.00 | 151.00 | 7550.00 | 665.00 | 33250.00 | 92.98 | 4649.00 | 1650.00 | TOLANI PROJECTS PVT LTD
72.00 | 5/16" BSW. | 50.00 | nos |  | 253.50 | 12675.00 | 58.50 | 2925.00 | 45.00 | 2250.00 | 47.00 | 2350.00 | 130.00 | 6500.00 | 146.00 | 7300.00 | 180.00 | 9000.00 | 695.00 | 34750.00 | 127.85 | 6392.50 | 2250.00 | Om Yash Projects Limited
73.00 | 1/4" BSW. | 50.00 | nos |  | 192.40 | 9620.00 | 76.50 | 3825.00 | 64.00 | 3200.00 | 62.00 | 3100.00 | 210.00 | 10500.00 | 160.00 | 8000.00 | 290.00 | 14500.00 | 550.00 | 27500.00 | 104.60 | 5230.00 | 3100.00 | TOLANI PROJECTS PVT LTD
74.00 | 3/8" BSW. | 50.00 | nos |  | 283.40 | 14170.00 | 94.50 | 4725.00 | 74.00 | 3700.00 | 77.00 | 3850.00 | 250.00 | 12500.00 | 140.00 | 7000.00 | 344.00 | 17200.00 | 535.00 | 26750.00 | 151.09 | 7554.50 | 3700.00 | Om Yash Projects Limited
75.00 | 5/8" BSW. | 50.00 | nos |  | 513.50 | 25675.00 | 112.50 | 5625.00 | 93.00 | 4650.00 | 91.00 | 4550.00 | 280.00 | 14000.00 | 180.00 | 9000.00 | 386.00 | 19300.00 | 455.00 | 22750.00 | 185.96 | 9298.00 | 4550.00 | TOLANI PROJECTS PVT LTD
76.00 | 1/2" BSW. | 50.00 | nos |  | 647.40 | 32370.00 | 126.00 | 6300.00 | 105.00 | 5250.00 | 102.00 | 5100.00 | 300.00 | 15000.00 | 220.00 | 11000.00 | 414.00 | 20700.00 | 480.00 | 24000.00 | 174.34 | 8717.00 | 5100.00 | TOLANI PROJECTS PVT LTD
77.00 | TESTING AND COMMISSIONING OF MOTORS
78.00 | Testing and commissioning of MV motors of following ratings and checking of all interface connections, change of grease, wherever required, including supply of approved type of grease, no load/full load running of motor, including all labour and materials, as per approved drawings, specifications of this tender and directions of Engineer-in-Charge.
79.00 | Upto 5.5 kW. | 4.00 | nos |  | 15931.00 | 63724.00 | 11587.50 | 46350.00 | 9686.00 | 38744.00 | 9463.00 | 37852.00 | 50000.00 | 200000.00 | 1570.00 | 6280.00 | 10800.00 | 43200.00 | 10000.00 | 40000.00 | 3486.75 | 13947.00 | 6280.00 | M/s. Megha Engineering and Infrastructures Ltd
80.00 | Above 11 kW but upto 22 kW. | 3.00 | nos |  | 33670.00 | 101010.00 | 17806.50 | 53419.50 | 14828.00 | 44484.00 | 14541.00 | 43623.00 | 50000.00 | 150000.00 | 20900.00 | 62700.00 | 18000.00 | 54000.00 | 15000.00 | 45000.00 | 4649.00 | 13947.00 | 13947.00 | KEC Spur Infrastructure Pvt. Ltd.
81.00 | Above 22 kW but upto 45 kW. | 4.00 | nos |  | 46280.00 | 185120.00 | 18436.50 | 73746.00 | 15222.00 | 60888.00 | 15056.00 | 60224.00 | 50000.00 | 200000.00 | 57475.00 | 229900.00 | 30000.00 | 120000.00 | 20000.00 | 80000.00 | 6392.38 | 25569.52 | 25569.52 | KEC Spur Infrastructure Pvt. Ltd.
82.00 | Testing and commissioning of safe area/ FLP motor operated valve actuators with integral starter of different sizes, checking of all interface connections, local/remote controls, settings of limit and torque switches, no load/full load running, including all labour and materials, as per specifications of this tender and directions of Engineer-in-Charge.
83.00 | Safe area/FLP motor operated valve actuators. | 8.00 | nos |  | 45500.00 | 364000.00 | 29250.00 | 234000.00 | 22761.00 | 182088.00 | 23887.00 | 191096.00 | 50000.00 | 400000.00 | 78375.00 | 627000.00 | 78000.00 | 624000.00 | 10000.00 | 80000.00 | 17433.75 | 139470.00 | 80000.00 | AMPSEPC PVT LTD
84.00 | SAFETY EQUIPMENT
85.00 | Supply and installation of the following, including the supply of necessary clamps, bolts, rawl plugs etc., breaking and making good of walls, if required, mounting, including all labour and materials, complete and as per applicable standards and CEA Guidelines and as per directions of Engineer-in-Charge.
86.00 | Shock hazard charts complete with frame and glass. | 8.00 | nos |  | 3510.00 | 28080.00 | 2920.50 | 23364.00 | 2274.00 | 18192.00 | 2385.00 | 19080.00 | 2500.00 | 20000.00 | 5225.00 | 41800.00 | 3600.00 | 28800.00 | 3200.00 | 25600.00 | 2092.05 | 16736.40 | 16736.40 | KEC Spur Infrastructure Pvt. Ltd.
87.00 | First Aid Boxes. | 16.00 | nos |  | 9100.00 | 145600.00 | 5805.00 | 92880.00 | 4521.00 | 72336.00 | 4740.00 | 75840.00 | 3200.00 | 51200.00 | 6795.00 | 108720.00 | 4200.00 | 67200.00 | 850.00 | 13600.00 | 5811.25 | 92980.00 | 13600.00 | AMPSEPC PVT LTD
88.00 | 4.5 kg capacity CO2 type fire extinguishers. | 24.00 | nos |  | 5200.00 | 124800.00 | 6705.00 | 160920.00 | 5379.00 | 129096.00 | 5475.00 | 131400.00 | 9800.00 | 235200.00 | 4389.00 | 105336.00 | 5400.00 | 129600.00 | 7500.00 | 180000.00 | 8135.75 | 195258.00 | 105336.00 | M/s. Megha Engineering and Infrastructures Ltd
89.00 | Sand buckets with stand (Each with at least 3 sand buckets). | 12.00 | nos |  | 15340.00 | 184080.00 | 7155.00 | 85860.00 | 5926.00 | 71112.00 | 5843.00 | 70116.00 | 15500.00 | 186000.00 | 470.00 | 5640.00 | 4200.00 | 50400.00 | 1150.00 | 13800.00 | 2092.05 | 25104.60 | 5640.00 | M/s. Megha Engineering and Infrastructures Ltd
90.00 | Anti-climbing device of barbed wire of 12 SWG three ply galvanised, around poles. | 800.00 | m |  | 188.50 | 150800.00 | 580.50 | 464400.00 | 482.00 | 385600.00 | 474.00 | 379200.00 | 1500.00 | 1200000.00 | 836.00 | 668800.00 | 3000.00 | 2400000.00 | 14.50 | 11600.00 | 290.56 | 232448.00 | 11600.00 | AMPSEPC PVT LTD
91.00 | Supply and laying of 900 mm wide safety insulation mats complying to IS-15652, of following grades required for maintenance of electrical equipment in substation, including cutting to required shape in running length, including all labour and materials, as per applicable Indian or International standards and CEA Guidelines and as per directions of Engineer-in-Charge.
92.00 | 3.3 kV grade. | 120.00 | m |  | 3185.00 | 382200.00 | 1665.00 | 199800.00 | 1337.00 | 160440.00 | 1359.00 | 163080.00 | 1550.00 | 186000.00 | 37.00 | 4440.00 | 540.00 | 64800.00 | 1450.00 | 174000.00 | 1627.15 | 195258.00 | 4440.00 | M/s. Megha Engineering and Infrastructures Ltd
93.00 | Supply of following items as per applicable Indian standards/CEA Guidelines.
94.00 | Rubber hand gloves (11 kV grade). | 12.00 | pair |  | 1633.92 | 19607.04 | 6165.00 | 73980.00 | 4916.00 | 58992.00 | 5034.00 | 60408.00 | 4500.00 | 54000.00 | 836.00 | 10032.00 | 960.00 | 11520.00 | 5000.00 | 60000.00 | 3486.75 | 41841.00 | 10032.00 | M/s. Megha Engineering and Infrastructures Ltd
95.00 | Enamelled caution boards. | 30.00 | nos |  | 3510.00 | 105300.00 | 945.00 | 28350.00 | 765.00 | 22950.00 | 771.00 | 23130.00 | 1500.00 | 45000.00 | 1570.00 | 47100.00 | 1800.00 | 54000.00 | 850.00 | 25500.00 | 871.69 | 26150.70 | 22950.00 | Om Yash Projects Limited
96.00 | SUPPLY OF MV CABLES
97.00 | Supply of 1100 V grade, Copper Conductor,XLPE insulated and armoured, cables of following sizes as per EIL standard specification No. 6-51-0051, data sheets, specifications of this tender and directions of Engineer-in-Charge.
98.00 | 2 C x 2.5 sq. mm | 200.00 | m |  | 176.37 | 35274.00 | 105.00 | 21000.00 | 158.00 | 31600.00 | 182.00 | 36400.00 | 170.00 | 34000.00 | 68.00 | 13600.00 | 170.00 | 34000.00 | 129.78 | 25956.00 | 190.61 | 38122.00 | 13600.00 | M/s. Megha Engineering and Infrastructures Ltd
99.00 | 3 C x 2.5 sq. mm | 4600.00 | m |  | 148.37 | 682502.00 | 135.00 | 621000.00 | 79.00 | 363400.00 | 89.00 | 409400.00 | 210.00 | 966000.00 | 90.00 | 414000.00 | 188.00 | 864800.00 | 167.16 | 768936.00 | 220.83 | 1015818.00 | 363400.00 | Om Yash Projects Limited
100.00 | 3 C x 4 sq. mm | 1000.00 | m |  | 203.25 | 203250.00 | 205.00 | 205000.00 | 125.00 | 125000.00 | 139.00 | 139000.00 | 311.00 | 311000.00 | 150.00 | 150000.00 | 275.00 | 275000.00 | 235.62 | 235620.00 | 232.45 | 232450.00 | 125000.00 | Om Yash Projects Limited
101.00 | 3 C x 6 sq. mm | 200.00 | m |  | 281.87 | 56374.00 | 280.00 | 56000.00 | 280.00 | 56000.00 | 322.00 | 64400.00 | 415.00 | 83000.00 | 200.00 | 40000.00 | 415.00 | 83000.00 | 339.78 | 67956.00 | 264.99 | 52998.00 | 40000.00 | M/s. Megha Engineering and Infrastructures Ltd
102.00 | 4 C x 6 sq. mm | 150.00 | m |  | 360.78 | 54117.00 | 360.00 | 54000.00 | 376.00 | 56400.00 | 423.00 | 63450.00 | 584.00 | 87600.00 | 210.00 | 31500.00 | 522.00 | 78300.00 | 444.36 | 66654.00 | 378.89 | 56833.50 | 31500.00 | M/s. Megha Engineering and Infrastructures Ltd
103.00 | 4 C x 16 sq. mm | 100.00 | m |  | 1099.54 | 109954.00 | 850.00 | 85000.00 | 742.00 | 74200.00 | 851.00 | 85100.00 | 1380.00 | 138000.00 | 440.00 | 44000.00 | 1274.00 | 127400.00 | 1043.70 | 104370.00 | 769.41 | 76941.00 | 44000.00 | M/s. Megha Engineering and Infrastructures Ltd
104.00 | Supply of 1100 V grade, Copper Conductor, Overall shielded, twisted pair/triad, PVC insulated and armoured, cables of following sizes as per EIL standard specification No. 6-51-0052, data sheets, specifications of this tender and directions of Engineer-in-Charge.
105.00 | 2 Pair x 1.5 sq. mm | 100.00 | m |  | 258.03 | 25803.00 | 189.00 | 18900.00 | 276.00 | 27600.00 | 323.00 | 32300.00 | 373.00 | 37300.00 | 118.00 | 11800.00 | 196.00 | 19600.00 | 169.92 | 16992.00 | 168.53 | 16853.00 | 11800.00 | M/s. Megha Engineering and Infrastructures Ltd
106.00 | 6 Pair x 1.5 sq. mm | 100.00 | m |  | 455.39 | 45539.00 | 358.20 | 35820.00 | 385.00 | 38500.00 | 432.00 | 43200.00 | 891.00 | 89100.00 | 270.00 | 27000.00 | 470.00 | 47000.00 | 400.80 | 40080.00 | 388.19 | 38819.00 | 27000.00 | M/s. Megha Engineering and Infrastructures Ltd
107.00 | 2 Pair x 2.5 sq. mm | 1500.00 | m |  | 190.34 | 285510.00 | 296.10 | 444150.00 | 129.00 | 193500.00 | 144.00 | 216000.00 | 536.00 | 804000.00 | 190.00 | 285000.00 | 244.00 | 366000.00 | 169.92 | 254880.00 | 251.05 | 376575.00 | 193500.00 | Om Yash Projects Limited
108.00 | 4 Pair x 2.5 sq. mm | 500.00 | m |  | 459.20 | 229600.00 | 360.00 | 180000.00 | 219.00 | 109500.00 | 255.00 | 127500.00 | 939.00 | 469500.00 | 370.00 | 185000.00 | 421.00 | 210500.00 | 243.36 | 121680.00 | 427.71 | 213855.00 | 109500.00 | Om Yash Projects Limited
109.00 | 6 Pair x 2.5 sq. mm | 1000.00 | m |  | 693.00 | 693000.00 | 500.00 | 500000.00 | 282.00 | 282000.00 | 315.00 | 315000.00 | 1356.00 | 1356000.00 | 470.00 | 470000.00 | 595.00 | 595000.00 | 615.84 | 615840.00 | 447.47 | 447470.00 | 282000.00 | Om Yash Projects Limited
110.00 | 12 Pair x 2.5 sq. mm | 100.00 | m |  | 817.46 | 81746.00 | 1345.50 | 134550.00 | 821.00 | 82100.00 | 945.00 | 94500.00 | 2548.00 | 254800.00 | 785.00 | 78500.00 | 1206.00 | 120600.00 | 1156.32 | 115632.00 | 715.95 | 71595.00 | 71595.00 | KEC Spur Infrastructure Pvt. Ltd.
111.00 | Supply of 1100 V grade, Aluminium Conductor, XLPE insulated and armoured, cables of following sizes as per EIL standard specification No. 6-51-0051, data sheets, specifications of this tender and directions of Engineer-in-Charge.
112.00 | 2 C x 25 sq. mm | 200.00 | m |  | 576.80 | 115360.00 | 120.00 | 24000.00 | 193.00 | 38600.00 | 214.00 | 42800.00 | 192.00 | 38400.00 | 405.00 | 81000.00 | 186.00 | 37200.00 | 186.72 | 37344.00 | 215.02 | 43004.00 | 24000.00 | JSIW INFRASTRUCTURE PRIVATE LIMITED
113.00 | 3 C x 25 sq. mm | 800.00 | m |  | 237.09 | 189672.00 | 165.00 | 132000.00 | 110.00 | 88000.00 | 126.00 | 100800.00 | 260.00 | 208000.00 | 534.00 | 427200.00 | 185.00 | 148000.00 | 245.28 | 196224.00 | 283.59 | 226872.00 | 88000.00 | Om Yash Projects Limited
114.00 | 3.5 C x 25 sq. mm | 5000.00 | m |  | 245.95 | 1229750.00 | 190.00 | 950000.00 | 103.00 | 515000.00 | 119.00 | 595000.00 | 292.00 | 1460000.00 | 620.00 | 3100000.00 | 216.00 | 1080000.00 | 284.64 | 1423200.00 | 328.92 | 1644600.00 | 515000.00 | Om Yash Projects Limited
115.00 | 2 C x 35 sq. mm | 100.00 | m |  | 576.80 | 57680.00 | 150.00 | 15000.00 | 337.00 | 33700.00 | 382.00 | 38200.00 | 243.00 | 24300.00 | 510.00 | 51000.00 | 266.00 | 26600.00 | 232.80 | 23280.00 | 268.48 | 26848.00 | 15000.00 | JSIW INFRASTRUCTURE PRIVATE LIMITED
116.00 | 3 C x 35 sq. mm | 100.00 | m |  | 329.00 | 32900.00 | 210.00 | 21000.00 | 363.00 | 36300.00 | 411.00 | 41100.00 | 317.00 | 31700.00 | 768.00 | 76800.00 | 316.00 | 31600.00 | 311.52 | 31152.00 | 359.14 | 35914.00 | 21000.00 | JSIW INFRASTRUCTURE PRIVATE LIMITED
117.00 | 3.5 C x 35 sq. mm | 1400.00 | m |  | 451.48 | 632072.00 | 240.00 | 336000.00 | 134.00 | 187600.00 | 153.00 | 214200.00 | 368.00 | 515200.00 | 755.00 | 1057000.00 | 264.00 | 369600.00 | 346.08 | 484512.00 | 399.81 | 559734.00 | 187600.00 | Om Yash Projects Limited
118.00 | 2 C x 50 sq. mm | 200.00 | m |  | 623.00 | 124600.00 | 200.00 | 40000.00 | 224.00 | 44800.00 | 255.00 | 51000.00 | 368.00 | 73600.00 | 680.00 | 136000.00 | 263.00 | 52600.00 | 301.44 | 60288.00 | 347.51 | 69502.00 | 40000.00 | JSIW INFRASTRUCTURE PRIVATE LIMITED
119.00 | 3 C x 50 sq. mm | 100.00 | m |  | 469.00 | 46900.00 | 275.00 | 27500.00 | 403.00 | 40300.00 | 450.00 | 45000.00 | 423.00 | 42300.00 | 880.00 | 88000.00 | 377.00 | 37700.00 | 405.12 | 40512.00 | 467.22 | 46722.00 | 27500.00 | JSIW INFRASTRUCTURE PRIVATE LIMITED
120.00 | 3.5 C x 50 sq. mm | 500.00 | m |  | 451.48 | 225740.00 | 315.00 | 157500.00 | 199.00 | 99500.00 | 227.00 | 113500.00 | 485.00 | 242500.00 | 1025.00 | 512500.00 | 335.00 | 167500.00 | 468.96 | 234480.00 | 540.45 | 270225.00 | 99500.00 | Om Yash Projects Limited
121.00 | 3.5 C x 70 sq. mm | 100.00 | m |  | 494.49 | 49449.00 | 425.00 | 42500.00 | 538.00 | 53800.00 | 627.00 | 62700.00 | 690.00 | 69000.00 | 1380.00 | 138000.00 | 643.00 | 64300.00 | 631.68 | 63168.00 | 607.86 | 60786.00 | 42500.00 | JSIW INFRASTRUCTURE PRIVATE LIMITED
122.00 | 2 C x 95 sq. mm | 500.00 | m |  | 441.39 | 220695.00 | 340.00 | 170000.00 | 223.00 | 111500.00 | 254.00 | 127000.00 | 545.00 | 272500.00 | 1085.00 | 542500.00 | 389.00 | 194500.00 | 498.24 | 249120.00 | 575.31 | 287655.00 | 111500.00 | Om Yash Projects Limited
123.00 | 3 C x 95 sq. mm | 500.00 | m |  | 552.97 | 276485.00 | 475.00 | 237500.00 | 296.00 | 148000.00 | 334.00 | 167000.00 | 735.00 | 367500.00 | 1490.00 | 745000.00 | 524.00 | 262000.00 | 684.48 | 342240.00 | 789.17 | 394585.00 | 148000.00 | Om Yash Projects Limited
124.00 | 3.5 C x 120 sq. mm | 500.00 | m |  | 837.20 | 418600.00 | 695.00 | 347500.00 | 427.00 | 213500.00 | 485.00 | 242500.00 | 1075.00 | 537500.00 | 2150.00 | 1075000.00 | 746.00 | 373000.00 | 987.84 | 493920.00 | 1139.01 | 569505.00 | 213500.00 | Om Yash Projects Limited
125.00 | 3.5 C x 185 sq. mm | 100.00 | m |  | 995.93 | 99593.00 | 1030.00 | 103000.00 | 1032.00 | 103200.00 | 1197.00 | 119700.00 | 1674.00 | 167400.00 | 3230.00 | 323000.00 | 1645.00 | 164500.00 | 1482.24 | 148224.00 | 1709.67 | 170967.00 | 99593.00 | Advance Infrastrurctures Pvt Ltd
126.00 | 3.5 C x 240 sq. mm | 2500.00 | m |  | 1398.11 | 3495275.00 | 1295.00 | 3237500.00 | 729.00 | 1822500.00 | 822.00 | 2055000.00 | 2004.00 | 5010000.00 | 4050.00 | 10125000.00 | 1502.00 | 3755000.00 | 1861.44 | 4653600.00 | 2146.68 | 5366700.00 | 1822500.00 | Om Yash Projects Limited
127.00 | LAYING OF CABLES
128.00 | Laying of cables of different voltage grade and types of the following overall diameters in ready trays/trenches/ supported on structure/pull through pipes including supply and fixing of stainless steel strip number tags, supply and applying of fireproofing paint to meet OISD requirement (for 1m length near terminations), supply and fixing of GI saddles & saddle bars, trefoil clamps (for single core cables) etc., including transportation from store/yard to site at the place of installation, unpacking, including all labour and materials, as per approved drawings, specifications of this tender and directions of Engineer-in-Charge
129.00 | Cables with OD upto 20 mm. | 4500.00 | m |  | 60.00 | 270000.00 | 48.60 | 218700.00 | 39.00 | 175500.00 | 39.00 | 175500.00 | 90.00 | 405000.00 | 37.00 | 166500.00 | 96.00 | 432000.00 | 100.00 | 450000.00 | 63.92 | 287640.00 | 166500.00 | M/s. Megha Engineering and Infrastructures Ltd
130.00 | Cables with OD above 20 mm but upto 30 mm. | 7000.00 | m |  | 73.00 | 511000.00 | 52.20 | 365400.00 | 44.00 | 308000.00 | 42.00 | 294000.00 | 110.00 | 770000.00 | 48.00 | 336000.00 | 108.00 | 756000.00 | 100.00 | 700000.00 | 77.74 | 544180.00 | 294000.00 | TOLANI PROJECTS PVT LTD
131.00 | Cables with OD above 30 mm but upto 40 mm. | 1000.00 | m |  | 112.00 | 112000.00 | 55.80 | 55800.00 | 43.00 | 43000.00 | 45.00 | 45000.00 | 140.00 | 140000.00 | 70.00 | 70000.00 | 120.00 | 120000.00 | 100.00 | 100000.00 | 92.98 | 92980.00 | 43000.00 | Om Yash Projects Limited
132.00 | Cables with OD above 40 mm but upto 50 mm. | 100.00 | m |  | 121.00 | 12100.00 | 61.20 | 6120.00 | 51.00 | 5100.00 | 49.00 | 4900.00 | 170.00 | 17000.00 | 115.00 | 11500.00 | 144.00 | 14400.00 | 100.00 | 10000.00 | 151.09 | 15109.00 | 4900.00 | TOLANI PROJECTS PVT LTD
133.00 | Cables with OD above 50 mm but upto 60 mm. | 2500.00 | m |  | 154.00 | 385000.00 | 99.00 | 247500.00 | 79.00 | 197500.00 | 80.00 | 200000.00 | 190.00 | 475000.00 | 125.00 | 312500.00 | 168.00 | 420000.00 | 100.00 | 250000.00 | 241.75 | 604375.00 | 197500.00 | Om Yash Projects Limited
134.00 | Cables with OD above 60 mm but upto 80 mm. | 100.00 | m |  | 177.00 | 17700.00 | 112.50 | 11250.00 | 88.00 | 8800.00 | 91.00 | 9100.00 | 210.00 | 21000.00 | 125.00 | 12500.00 | 192.00 | 19200.00 | 100.00 | 10000.00 | 387.03 | 38703.00 | 8800.00 | Om Yash Projects Limited
135.00 | END TERMINATIONS
136.00 | Termination of XLPE insulated armoured power cables (up to 1100 V grade) and connection of leads excluding the supply of cable glands and lugs but including fixing of cable glands, supply and fixing of PVC shrouds for outdoor terminations, cutting and stripping of cable insulation, crimping the lug on to the conductor, clamping of the cable-cores, marking with wire number, ferrules etc., including all labour and materials, as per approved drawings, specifications of this tender and directions of Engineer-in-Charge.
137.00 | Cables with OD upto 20 mm. | 50.00 | nos |  | 95.00 | 4750.00 | 130.50 | 6525.00 | 107.00 | 5350.00 | 106.00 | 5300.00 | 225.00 | 11250.00 | 220.00 | 11000.00 | 96.00 | 4800.00 | 100.00 | 5000.00 | 185.96 | 9298.00 | 4750.00 | Advance Infrastrurctures Pvt Ltd
138.00 | Cables with OD above 20 mm but upto 30 mm. | 50.00 | nos |  | 105.00 | 5250.00 | 157.50 | 7875.00 | 129.00 | 6450.00 | 128.00 | 6400.00 | 280.00 | 14000.00 | 370.00 | 18500.00 | 108.00 | 5400.00 | 100.00 | 5000.00 | 232.45 | 11622.50 | 5000.00 | AMPSEPC PVT LTD
139.00 | Cables with OD above 30 mm but upto 40 mm. | 50.00 | nos |  | 115.00 | 5750.00 | 178.20 | 8910.00 | 143.00 | 7150.00 | 145.00 | 7250.00 | 550.00 | 27500.00 | 470.00 | 23500.00 | 120.00 | 6000.00 | 100.00 | 5000.00 | 348.68 | 17434.00 | 5000.00 | AMPSEPC PVT LTD
140.00 | Cables with OD above 40 mm but upto 50 mm. | 50.00 | nos |  | 128.00 | 6400.00 | 202.50 | 10125.00 | 165.00 | 8250.00 | 165.00 | 8250.00 | 1250.00 | 62500.00 | 670.00 | 33500.00 | 144.00 | 7200.00 | 100.00 | 5000.00 | 435.84 | 21792.00 | 5000.00 | AMPSEPC PVT LTD
141.00 | Cables with OD above 50 mm but upto 60 mm. | 20.00 | nos |  | 145.00 | 2900.00 | 225.00 | 4500.00 | 174.00 | 3480.00 | 183.00 | 3660.00 | 1550.00 | 31000.00 | 670.00 | 13400.00 | 168.00 | 3360.00 | 100.00 | 2000.00 | 697.35 | 13947.00 | 2000.00 | AMPSEPC PVT LTD
142.00 | Cables with OD above 60 mm but upto 80 mm. | 20.00 | nos |  | 158.00 | 3160.00 | 270.00 | 5400.00 | 221.00 | 4420.00 | 220.00 | 4400.00 | 2150.00 | 43000.00 | 836.00 | 16720.00 | 192.00 | 3840.00 | 100.00 | 2000.00 | 1115.76 | 22315.20 | 2000.00 | AMPSEPC PVT LTD
143.00 | Termination of communication, fire alarm & control paired cables and connection of leads excluding the supply of cable glands and lugs but including fixing of cable glands, supply and fixing of PVC shrouds for outdoor terminations, cutting, stripping of cable insulation, crimping the lug on to the conductor, clamping of the cable- cores, marking with wire number, ferrules etc., including all labour and materials, as per approved drawings, specifications of this tender and directions of Engineer-in-Charge.
144.00 | All sizes from 1P to 4P and upto 2.5 sq. mm | 100.00 | nos |  | 95.00 | 9500.00 | 130.50 | 13050.00 | 102.00 | 10200.00 | 106.00 | 10600.00 | 550.00 | 55000.00 | 130.00 | 13000.00 | 180.00 | 18000.00 | 100.00 | 10000.00 | 185.96 | 18596.00 | 9500.00 | Advance Infrastrurctures Pvt Ltd
145.00 | All sizes from 5P to 10P and upto 2.5 sq. mm | 50.00 | nos |  | 108.00 | 5400.00 | 157.50 | 7875.00 | 127.00 | 6350.00 | 128.00 | 6400.00 | 880.00 | 44000.00 | 205.00 | 10250.00 | 240.00 | 12000.00 | 100.00 | 5000.00 | 232.45 | 11622.50 | 5000.00 | AMPSEPC PVT LTD
146.00 | All sizes from 11P to 15P and upto 2.5 sq. mm | 20.00 | nos |  | 125.00 | 2500.00 | 225.00 | 4500.00 | 185.00 | 3700.00 | 183.00 | 3660.00 | 1110.00 | 22200.00 | 260.00 | 5200.00 | 300.00 | 6000.00 | 100.00 | 2000.00 | 371.92 | 7438.40 | 2000.00 | AMPSEPC PVT LTD
147.00 | STRAIGHT THROUGH JOINTS
148.00 | Supply and Making of heat shrinkable type straight through joints for 1100 volt grade power cables as per EIL standard specification No. 6-51-0051, including cutting, stripping of cable insulation complete with supply of compression / crimping type ferrules, plastic mould and epoxy resin compound etc., including all labour and materials, as per approved drawings, specifications of this tender and directions of Engineer-in-Charge.
149.00 | Cables with OD upto 20 mm. | 5.00 | nos |  | 59.00 | 295.00 | 3190.50 | 15952.50 | 2571.00 | 12855.00 | 2605.00 | 13025.00 | 3500.00 | 17500.00 | 1672.00 | 8360.00 | 3600.00 | 18000.00 | 1900.00 | 9500.00 | 6500.46 | 32502.30 | 295.00 | Advance Infrastrurctures Pvt Ltd
150.00 | Cables with OD above 20 mm but upto 30 mm. | 5.00 | nos |  | 72.00 | 360.00 | 4090.50 | 20452.50 | 3335.00 | 16675.00 | 3340.00 | 16700.00 | 4500.00 | 22500.00 | 1672.00 | 8360.00 | 5400.00 | 27000.00 | 2200.00 | 11000.00 | 13040.45 | 65202.25 | 360.00 | Advance Infrastrurctures Pvt Ltd
151.00 | Cables with OD above 30 mm but upto 40 mm. | 5.00 | nos |  | 89.00 | 445.00 | 7065.00 | 35325.00 | 5487.00 | 27435.00 | 5769.00 | 28845.00 | 5500.00 | 27500.00 | 1881.00 | 9405.00 | 7200.00 | 36000.00 | 2700.00 | 13500.00 | 17864.95 | 89324.75 | 445.00 | Advance Infrastrurctures Pvt Ltd
152.00 | Cables with OD above 40 mm but upto 50 mm. | 5.00 | nos |  | 103.00 | 515.00 | 8775.00 | 43875.00 | 7062.00 | 35310.00 | 7166.00 | 35830.00 | 6500.00 | 32500.00 | 1881.00 | 9405.00 | 9000.00 | 45000.00 | 2950.00 | 14750.00 | 28297.30 | 141486.50 | 515.00 | Advance Infrastrurctures Pvt Ltd
153.00 | Cables with OD above 50 mm but upto 60 mm. | 5.00 | nos |  | 107.00 | 535.00 | 11308.50 | 56542.50 | 8889.00 | 44445.00 | 9235.00 | 46175.00 | 7500.00 | 37500.00 | 2200.00 | 11000.00 | 10800.00 | 54000.00 | 3200.00 | 16000.00 | 33791.26 | 168956.30 | 535.00 | Advance Infrastrurctures Pvt Ltd
154.00 | Cables with OD above 60 mm but upto 80 mm. | 5.00 | nos |  | 124.00 | 620.00 | 14355.00 | 71775.00 | 11185.00 | 55925.00 | 11723.00 | 58615.00 | 9900.00 | 49500.00 | 2615.00 | 13075.00 | 12600.00 | 63000.00 | 3700.00 | 18500.00 | 37627.85 | 188139.25 | 620.00 | Advance Infrastrurctures Pvt Ltd
155.00 | G.I. & PVC PIPES
156.00 | Supply and laying of following sizes of G.I. Pipes (medium) in required length fixed on steel, concrete or similar structure, laid in trenches, ready to be buried in concrete including cutting, threading, bending and similar works, supply of clamps, small iron structures, spacers and installation of seats, plugs, bushings etc., small civil works, including all labour and materials, as per approved drawings, specifications of this tender and directions of Engineer-in-Charge.
157.00 | 50 mm NB. | 100.00 | m |  | 845.00 | 84500.00 | 670.50 | 67050.00 | 542.00 | 54200.00 | 547.00 | 54700.00 | 1400.00 | 140000.00 | 1360.00 | 136000.00 | 1440.00 | 144000.00 | 650.00 | 65000.00 | 726.41 | 72641.00 | 54200.00 | Om Yash Projects Limited
158.00 | 100 mm NB. | 750.00 | m |  | 1400.00 | 1050000.00 | 1215.00 | 911250.00 | 950.00 | 712500.00 | 992.00 | 744000.00 | 200.00 | 150000.00 | 2610.00 | 1957500.00 | 1800.00 | 1350000.00 | 720.00 | 540000.00 | 1133.19 | 849892.50 | 150000.00 | PRATHAM EPC PROJECTS LTD
159.00 | 150 mm NB. | 120.00 | m |  | 2033.00 | 243960.00 | 1507.50 | 180900.00 | 1218.00 | 146160.00 | 1231.00 | 147720.00 | 2500.00 | 300000.00 | 3135.00 | 376200.00 | 2400.00 | 288000.00 | 980.00 | 117600.00 | 1685.26 | 202231.20 | 117600.00 | AMPSEPC PVT LTD
160.00 | STRUCTURAL STEEL
161.00 | Supply, fabrication and installation of MS base frames, supports for switchgear, and brackets for miscellaneous electrical equipments, cable and cable tray supports out of rolled MS sections, pipes, plates etc. including shot blasting, welding, bolting, riveting, supply of necessary anchor bolts and grouting etc., supply of paint and applying of anti-rust primer coat and finished coats of approved synthetic enamel paint as per Table-10 of specification 6-79-0020 suitable for highly corrosive environment, including breaking walls, floors etc. for structures as required including supply of all GI hardware materials, all labour and materials complete as per approved drawings, specifications of this tender and directions of Engineer-in-Charge. (Any item weighing up to 1 kg. or less shall neither be measured nor paid). | 8000.00 | kg |  | 124.00 | 992000.00 | 118.80 | 950400.00 | 100.00 | 800000.00 | 97.00 | 776000.00 | 150.00 | 1200000.00 | 475.00 | 3800000.00 | 114.00 | 912000.00 | 100.00 | 800000.00 | 127.85 | 1022800.00 | 776000.00 | TOLANI PROJECTS PVT LTD
162.00 | CABLE - TRAYS
163.00 | Supply and installation of prefabricated hot dip galvanised steel cable trays, fabricated out of hot rolled sheet steel with rigid welded construction ladder type with a rung as per std. 7-51-0333, of approved make and cable tray fittings, including all labour and materials, as per approved drawings, specifications of this tender and directions of Engineer-in-Charge.
164.00 | 300 mm wide Straight run cable tray. | 150.00 | m |  | 1430.00 | 214500.00 | 877.50 | 131625.00 | 694.00 | 104100.00 | 716.00 | 107400.00 | 1880.00 | 282000.00 | 836.00 | 125400.00 | 876.00 | 131400.00 | 1145.00 | 171750.00 | 1685.26 | 252789.00 | 104100.00 | Om Yash Projects Limited
165.00 | Horizontal bends for 300 mm wide tray with 1000 mm bending radius. | 10.00 | nos |  | 5850.00 | 58500.00 | 495.00 | 4950.00 | 388.00 | 3880.00 | 404.00 | 4040.00 | 7500.00 | 75000.00 | 2508.00 | 25080.00 | 1680.00 | 16800.00 | 2150.00 | 21500.00 | 4649.00 | 46490.00 | 3880.00 | Om Yash Projects Limited
166.00 | Vertical outside bends for 300 mm wide tray with 1000 mm bending radius | 10.00 | nos |  | 5850.00 | 58500.00 | 495.00 | 4950.00 | 407.00 | 4070.00 | 404.00 | 4040.00 | 8200.00 | 82000.00 | 2405.00 | 24050.00 | 1680.00 | 16800.00 | 2150.00 | 21500.00 | 5026.73 | 50267.30 | 4040.00 | TOLANI PROJECTS PVT LTD
167.00 | Vertical inside bends for 300 mm wide tray with 1000 mm bending radius | 10.00 | nos |  | 5850.00 | 58500.00 | 495.00 | 4950.00 | 409.00 | 4090.00 | 404.00 | 4040.00 | 8500.00 | 85000.00 | 2405.00 | 24050.00 | 1680.00 | 16800.00 | 2150.00 | 21500.00 | 5026.73 | 50267.30 | 4040.00 | TOLANI PROJECTS PVT LTD
168.00 | Supply and installation of following galvanised slotted channel trays of 2 mm thickness and 50 mm high for supporting cables, including all labour and materials, as per approved drawings, specifications of this tender and directions of Engineer-in-Charge.
169.00 | 100 mm wide. | 100.00 | m |  | 359.00 | 35900.00 | 517.50 | 51750.00 | 415.00 | 41500.00 | 422.00 | 42200.00 | 650.00 | 65000.00 | 370.00 | 37000.00 | 720.00 | 72000.00 | 1130.00 | 113000.00 | 1016.97 | 101697.00 | 35900.00 | Advance Infrastrurctures Pvt Ltd
170.00 | 150 mm wide. | 50.00 | m |  | 590.00 | 29500.00 | 621.00 | 31050.00 | 512.00 | 25600.00 | 507.00 | 25350.00 | 880.00 | 44000.00 | 445.00 | 22250.00 | 1020.00 | 51000.00 | 1950.00 | 97500.00 | 1306.37 | 65318.50 | 22250.00 | M/s. Megha Engineering and Infrastructures Ltd
171.00 | 60 mm wide. | 50.00 | m |  | 267.00 | 13350.00 | 337.50 | 16875.00 | 282.00 | 14100.00 | 275.00 | 13750.00 | 380.00 | 19000.00 | 340.00 | 17000.00 | 480.00 | 24000.00 | 950.00 | 47500.00 | 887.96 | 44398.00 | 13350.00 | Advance Infrastrurctures Pvt Ltd
172.00 | Supply, fabrication and installation of 0.91 mm (20 gauge) GI sheet covers for cable trays, including necessary hardwares, including all labour and materials, as per approved drawings, specifications of this tender and directions of Engineer-in-Charge. | 70.00 | m² |  | 1235.00 | 86450.00 | 2205.00 | 154350.00 | 1820.00 | 127400.00 | 1800.00 | 126000.00 | 1250.00 | 87500.00 | 445.00 | 31150.00 | 1440.00 | 100800.00 | 1450.00 | 101500.00 | 1098.33 | 76883.10 | 31150.00 | M/s. Megha Engineering and Infrastructures Ltd
173.00 | CABLE GLANDS
174.00 | Supply of nickel-plated, flame proof IIA/IIB double compression type brass cable glands, suitable for out door terminations of armoured PVC cables of following overall diameter (excluding termination and connection of cables), including all labour and materials, as per approved drawings, specifications of this tender and directions of Engineer-in-Charge.
175.00 | Cables with OD upto 20 mm. | 100.00 | nos |  | 297.00 | 29700.00 | 250.20 | 25020.00 | 195.00 | 19500.00 | 204.00 | 20400.00 | 340.00 | 34000.00 | 190.00 | 19000.00 | 398.00 | 39800.00 | 486.00 | 48600.00 | 575.31 | 57531.00 | 19000.00 | M/s. Megha Engineering and Infrastructures Ltd
176.00 | Cables with OD above 20 mm but upto 30 mm. | 30.00 | nos |  | 556.00 | 16680.00 | 607.50 | 18225.00 | 497.00 | 14910.00 | 496.00 | 14880.00 | 550.00 | 16500.00 | 365.00 | 10950.00 | 644.00 | 19320.00 | 510.00 | 15300.00 | 1040.21 | 31206.30 | 10950.00 | M/s. Megha Engineering and Infrastructures Ltd
177.00 | Cables with OD above 30 mm but upto 40 mm. | 10.00 | nos |  | 1074.00 | 10740.00 | 787.50 | 7875.00 | 648.00 | 6480.00 | 643.00 | 6430.00 | 750.00 | 7500.00 | 690.00 | 6900.00 | 880.00 | 8800.00 | 525.00 | 5250.00 | 1162.25 | 11622.50 | 5250.00 | AMPSEPC PVT LTD
178.00 | Cables with OD above 40 mm but upto 50 mm. | 10.00 | nos |  | 1202.00 | 12020.00 | 945.00 | 9450.00 | 791.00 | 7910.00 | 771.00 | 7710.00 | 1250.00 | 12500.00 | 980.00 | 9800.00 | 1465.00 | 14650.00 | 545.00 | 5450.00 | 1743.38 | 17433.80 | 5450.00 | AMPSEPC PVT LTD
179.00 | Cables with OD above 50 mm but upto 60 mm. | 10.00 | nos |  | 1975.00 | 19750.00 | 1305.00 | 13050.00 | 1071.00 | 10710.00 | 1065.00 | 10650.00 | 1850.00 | 18500.00 | 1463.00 | 14630.00 | 2170.00 | 21700.00 | 565.00 | 5650.00 | 1917.71 | 19177.10 | 5650.00 | AMPSEPC PVT LTD
180.00 | Supply of nickel plated brass double compression cable glands suitable for outdoor installations (WP) of following overall diameter (excluding termination and connections of cables), including drilling of suitable holes in equipments for fixing purposes etc., including all labour and materials, as per approved drawings, specifications of this tender and directions of Engineer-in-Charge.
181.00 | Cables with OD upto 20 mm. | 50.00 | nos |  | 450.00 | 22500.00 | 250.20 | 12510.00 | 209.00 | 10450.00 | 204.00 | 10200.00 | 300.00 | 15000.00 | 240.00 | 12000.00 | 352.00 | 17600.00 | 475.00 | 23750.00 | 575.31 | 28765.50 | 10200.00 | TOLANI PROJECTS PVT LTD
182.00 | Cables with OD above 20 mm but upto 30 mm. | 50.00 | nos |  | 764.00 | 38200.00 | 607.50 | 30375.00 | 506.00 | 25300.00 | 496.00 | 24800.00 | 500.00 | 25000.00 | 305.00 | 15250.00 | 587.00 | 29350.00 | 495.00 | 24750.00 | 1040.21 | 52010.50 | 15250.00 | M/s. Megha Engineering and Infrastructures Ltd
183.00 | Cables with OD above 30 mm but upto 40 mm. | 50.00 | nos |  | 1374.00 | 68700.00 | 787.50 | 39375.00 | 631.00 | 31550.00 | 643.00 | 32150.00 | 700.00 | 35000.00 | 480.00 | 24000.00 | 821.00 | 41050.00 | 510.00 | 25500.00 | 1888.66 | 94433.00 | 24000.00 | M/s. Megha Engineering and Infrastructures Ltd
184.00 | Cables with OD above 40 mm but upto 50 mm. | 10.00 | nos |  | 1430.00 | 14300.00 | 945.00 | 9450.00 | 784.00 | 7840.00 | 771.00 | 7710.00 | 1200.00 | 12000.00 | 745.00 | 7450.00 | 1408.00 | 14080.00 | 525.00 | 5250.00 | 2161.79 | 21617.90 | 5250.00 | AMPSEPC PVT LTD
185.00 | Cables with OD above 50 mm but upto 60 mm. | 20.00 | nos |  | 2475.00 | 49500.00 | 1305.00 | 26100.00 | 1059.00 | 21180.00 | 1065.00 | 21300.00 | 1900.00 | 38000.00 | 1463.00 | 29260.00 | 2228.00 | 44560.00 | 535.00 | 10700.00 | 2417.48 | 48349.60 | 10700.00 | AMPSEPC PVT LTD
186.00 | Cables with OD above 60 mm but upto 80 mm. | 10.00 | nos |  | 2535.00 | 25350.00 | 1665.00 | 16650.00 | 1393.00 | 13930.00 | 1359.00 | 13590.00 | 2560.00 | 25600.00 | 2508.00 | 25080.00 | 3002.00 | 30020.00 | 555.00 | 5550.00 | 3021.85 | 30218.50 | 5550.00 | AMPSEPC PVT LTD
187.00 | Supply of nickel plated brass single compression cable glands of following overall diameter (excluding termination and connections of cables), including drilling of suitable holes in equipments for fixing purposes etc., including all labour and materials, as per approved drawings, specifications of this tender and directions of Engineer-in-Charge.
188.00 | Cables with OD upto 20 mm. | 50.00 | nos |  | 74.00 | 3700.00 | 157.50 | 7875.00 | 127.00 | 6350.00 | 128.00 | 6400.00 | 250.00 | 12500.00 | 37.00 | 1850.00 | 294.00 | 14700.00 | 475.00 | 23750.00 | 518.36 | 25918.00 | 1850.00 | M/s. Megha Engineering and Infrastructures Ltd
189.00 | Cables with OD above 20 mm but upto 30 mm. | 50.00 | nos |  | 219.00 | 10950.00 | 247.50 | 12375.00 | 194.00 | 9700.00 | 202.00 | 10100.00 | 380.00 | 19000.00 | 110.00 | 5500.00 | 445.00 | 22250.00 | 495.00 | 24750.00 | 936.77 | 46838.50 | 5500.00 | M/s. Megha Engineering and Infrastructures Ltd
190.00 | Cables with OD above 30 mm but upto 40 mm. | 50.00 | nos |  | 390.00 | 19500.00 | 427.50 | 21375.00 | 344.00 | 17200.00 | 349.00 | 17450.00 | 410.00 | 20500.00 | 155.00 | 7750.00 | 480.00 | 24000.00 | 510.00 | 25500.00 | 1700.37 | 85018.50 | 7750.00 | M/s. Megha Engineering and Infrastructures Ltd
191.00 | Cables with OD above 40 mm but upto 50 mm. | 25.00 | nos |  | 708.00 | 17700.00 | 562.50 | 14062.50 | 441.00 | 11025.00 | 459.00 | 11475.00 | 480.00 | 12000.00 | 240.00 | 6000.00 | 563.00 | 14075.00 | 525.00 | 13125.00 | 1945.61 | 48640.25 | 6000.00 | M/s. Megha Engineering and Infrastructures Ltd
192.00 | Cables with OD above 50 mm but upto 60 mm. | 10.00 | nos |  | 838.00 | 8380.00 | 607.50 | 6075.00 | 496.00 | 4960.00 | 496.00 | 4960.00 | 500.00 | 5000.00 | 335.00 | 3350.00 | 587.00 | 5870.00 | 535.00 | 5350.00 | 2175.73 | 21757.30 | 3350.00 | M/s. Megha Engineering and Infrastructures Ltd
193.00 | Cables with OD above 60 mm but upto 80 mm. | 10.00 | nos |  | 968.00 | 9680.00 | 765.00 | 7650.00 | 625.00 | 6250.00 | 624.00 | 6240.00 | 550.00 | 5500.00 | 650.00 | 6500.00 | 644.00 | 6440.00 | 555.00 | 5550.00 | 2393.07 | 23930.70 | 5500.00 | PRATHAM EPC PROJECTS LTD
194.00 | Supply and fixing of FLP(IIA/IIB) blocking plugs for blocking unused cable entries with following diameter in outdoor electrical equipment including all labour and materials, as per approved drawings, specifications of this tender and directions of Engineer-in-Charge.
195.00 | Cables with OD up to 20 mm | 10.00 | nos |  | 296.00 | 2960.00 | 76.50 | 765.00 | 60.00 | 600.00 | 62.00 | 620.00 | 550.00 | 5500.00 | 400.00 | 4000.00 | 410.00 | 4100.00 | 210.00 | 2100.00 | 310.32 | 3103.20 | 600.00 | Om Yash Projects Limited
196.00 | Cables with OD above 20 mm but upto 30 mm | 10.00 | nos |  | 556.00 | 5560.00 | 130.50 | 1305.00 | 104.00 | 1040.00 | 106.00 | 1060.00 | 550.00 | 5500.00 | 470.00 | 4700.00 | 644.00 | 6440.00 | 225.00 | 2250.00 | 561.37 | 5613.70 | 1040.00 | Om Yash Projects Limited
197.00 | Cables with OD above 30 mm but upto 40 mm | 5.00 | nos |  | 685.00 | 3425.00 | 202.50 | 1012.50 | 158.00 | 790.00 | 165.00 | 825.00 | 550.00 | 2750.00 | 660.00 | 3300.00 | 996.00 | 4980.00 | 245.00 | 1225.00 | 1020.46 | 5102.30 | 790.00 | Om Yash Projects Limited
198.00 | Cables with OD above 40 mm but upto 50 mm | 5.00 | nos |  | 1073.00 | 5365.00 | 247.50 | 1237.50 | 195.00 | 975.00 | 202.00 | 1010.00 | 1250.00 | 6250.00 | 680.00 | 3400.00 | 1465.00 | 7325.00 | 265.00 | 1325.00 | 1166.90 | 5834.50 | 975.00 | Om Yash Projects Limited
199.00 | Cables with OD above 50 mm but upto 60 mm | 5.00 | nos |  | 1975.00 | 9875.00 | 265.50 | 1327.50 | 208.00 | 1040.00 | 216.00 | 1080.00 | 550.00 | 2750.00 | 710.00 | 3550.00 | 1818.00 | 9090.00 | 275.00 | 1375.00 | 1305.21 | 6526.05 | 1040.00 | Om Yash Projects Limited
200.00 | MARKERS
201.00 | Supply and installation of cable markers as per std. 7-51-0301, for underground cable runs with 14 SWG enamelled steel plate with white lettering on jade green background inclusive of providing and fixing supports, including all labour and materials, as per approved drawings, specifications of this tender and directions of Engineer-in-Charge. | 60.00 | nos |  | 1500.00 | 90000.00 | 3825.00 | 229500.00 | 3179.00 | 190740.00 | 3123.00 | 187380.00 | 4250.00 | 255000.00 | 470.00 | 28200.00 | 4985.00 | 299100.00 | 2100.00 | 126000.00 | 4649.00 | 278940.00 | 28200.00 | M/s. Megha Engineering and Infrastructures Ltd
202.00 | Supply and installation of earth pit markers for directly buried GI pipe electrodes with 14 SWG enamelled steel plate engraved with white letters BURIED, EARTH ELECTRODE on JADE green background complete with support and foundation as per approved drawings, specifications of this tender and direction of Engineer-in-Charge. | 120.00 | nos |  | 1650.00 | 198000.00 | 2925.00 | 351000.00 | 2335.00 | 280200.00 | 2388.00 | 286560.00 | 4000.00 | 480000.00 | 680.00 | 81600.00 | 4692.00 | 563040.00 | 1750.00 | 210000.00 | 4649.00 | 557880.00 | 81600.00 | M/s. Megha Engineering and Infrastructures Ltd
203.00 | CABLE LUGS
204.00 | Supply of crimping type long barrel tinned copper lugs with circular/sector shaped barrel for following conductor sizes, as per approved drawings, specifications of this tender and directions of Engineer-in-Charge.
205.00 | All sizes upto 10 sq. mm | 360.00 | nos |  | 15.00 | 5400.00 | 10.80 | 3888.00 | 8.00 | 2880.00 | 8.00 | 2880.00 | 40.00 | 14400.00 | 37.00 | 13320.00 | 47.00 | 16920.00 | 59.00 | 21240.00 | 25.57 | 9205.20 | 2880.00 | Om Yash Projects Limited, TOLANI PROJECTS PVT LTD
206.00 | All sizes from 16 to 35 sq. mm | 150.00 | nos |  | 48.00 | 7200.00 | 31.50 | 4725.00 | 25.00 | 3750.00 | 25.00 | 3750.00 | 80.00 | 12000.00 | 70.00 | 10500.00 | 94.00 | 14100.00 | 80.00 | 12000.00 | 34.87 | 5230.50 | 3750.00 | Om Yash Projects Limited, TOLANI PROJECTS PVT LTD
207.00 | All sizes from 50 to 185 sq. mm | 25.00 | nos |  | 490.00 | 12250.00 | 94.50 | 2362.50 | 75.00 | 1875.00 | 77.00 | 1925.00 | 380.00 | 9500.00 | 305.00 | 7625.00 | 445.00 | 11125.00 | 481.00 | 12025.00 | 104.60 | 2615.00 | 1875.00 | Om Yash Projects Limited
208.00 | All sizes from 240 to 400 sq. mm | 25.00 | nos |  | 1352.00 | 33800.00 | 189.00 | 4725.00 | 150.00 | 3750.00 | 154.00 | 3850.00 | 1250.00 | 31250.00 | 940.00 | 23500.00 | 1465.00 | 36625.00 | 1014.00 | 25350.00 | 139.47 | 3486.75 | 3486.75 | KEC Spur Infrastructure Pvt. Ltd.
209.00 | Supply of crimping type long barrel aluminium lugs with circular/sector shaped barrel for following conductor sizes, as per approved drawings, specifications of this tender and directions of Engineer-in-Charge.
210.00 | All sizes upto 10 sq. mm | 2.00 | nos |  | 5.00 | 10.00 | 9.00 | 18.00 | 7.00 | 14.00 | 7.00 | 14.00 | 30.00 | 60.00 | 11.00 | 22.00 | 36.00 | 72.00 | 55.00 | 110.00 | 27.89 | 55.78 | 10.00 | Advance Infrastrurctures Pvt Ltd
211.00 | All sizes from 16 to 35 sq. mm | 250.00 | nos |  | 11.00 | 2750.00 | 27.00 | 6750.00 | 23.00 | 5750.00 | 22.00 | 5500.00 | 60.00 | 15000.00 | 13.00 | 3250.00 | 71.00 | 17750.00 | 85.00 | 21250.00 | 37.19 | 9297.50 | 2750.00 | Advance Infrastrurctures Pvt Ltd
212.00 | All sizes from 50 to 185 sq. mm | 50.00 | nos |  | 60.00 | 3000.00 | 85.50 | 4275.00 | 69.00 | 3450.00 | 69.00 | 3450.00 | 450.00 | 22500.00 | 48.00 | 2400.00 | 527.00 | 26350.00 | 110.00 | 5500.00 | 112.74 | 5637.00 | 2400.00 | M/s. Megha Engineering and Infrastructures Ltd
213.00 | All sizes from 240 to 400 sq. mm | 25.00 | nos |  | 201.00 | 5025.00 | 166.50 | 4162.50 | 139.00 | 3475.00 | 135.00 | 3375.00 | 550.00 | 13750.00 | 172.00 | 4300.00 | 644.00 | 16100.00 | 125.00 | 3125.00 | 151.09 | 3777.25 | 3125.00 | AMPSEPC PVT LTD
214.00 | Supply of crimping type long barrel Bimetallic lugs with Al barrel & tinned Cu palm with circular/sector shaped barrel for following conductor sizes, as per approved drawings, specifications of this tender and directions of Engineer-in-Charge.
215.00 | All sizes upto 10 sq. mm | 10.00 | nos |  | 220.00 | 2200.00 | 13.50 | 135.00 | 11.00 | 110.00 | 11.00 | 110.00 | 180.00 | 1800.00 | 5.50 | 55.00 | 211.00 | 2110.00 | 55.00 | 550.00 | 30.22 | 302.20 | 55.00 | M/s. Megha Engineering and Infrastructures Ltd
216.00 | All sizes from 16 to 35 sq. mm | 10.00 | nos |  | 243.00 | 2430.00 | 40.50 | 405.00 | 33.00 | 330.00 | 33.00 | 330.00 | 880.00 | 8800.00 | 12.00 | 120.00 | 1032.00 | 10320.00 | 85.00 | 850.00 | 40.68 | 406.80 | 120.00 | M/s. Megha Engineering and Infrastructures Ltd
217.00 | All sizes from 50 to 185 sq. mm | 10.00 | nos |  | 696.00 | 6960.00 | 112.50 | 1125.00 | 91.00 | 910.00 | 91.00 | 910.00 | 2550.00 | 25500.00 | 50.00 | 500.00 | 2990.00 | 29900.00 | 110.00 | 1100.00 | 122.04 | 1220.40 | 500.00 | M/s. Megha Engineering and Infrastructures Ltd
218.00 | All sizes from 240 to 400 sq. mm | 10.00 | nos |  | 918.00 | 9180.00 | 211.50 | 2115.00 | 169.00 | 1690.00 | 172.00 | 1720.00 | 3500.00 | 35000.00 | 220.00 | 2200.00 | 4105.00 | 41050.00 | 125.00 | 1250.00 | 162.72 | 1627.20 | 1250.00 | AMPSEPC PVT LTD
219.00 | ADAPTORS / REDUCERS / NIPPLES ETC.
220.00 | Supply and fixing nickel-plated brass adaptors/ reducers for cable glands of following sizes including all labour and materials complete as per approved drawings, specifications of this tender and directions of Engineer-in-Charge. Adaptors shall have male part threaded as per Eqpt. threads and the other end to receive glands having E.T. thread.
221.00 | Eqpt. Thread 3/4" PF (J.I.S.)-E.T. Thread 3/4"ET | 5.00 | nos |  | 221.00 | 1105.00 | 198.00 | 990.00 | 166.00 | 830.00 | 161.00 | 805.00 | 530.00 | 2650.00 | 95.00 | 475.00 | 623.00 | 3115.00 | 65.00 | 325.00 | 987.91 | 4939.55 | 325.00 | AMPSEPC PVT LTD
222.00 | Eqpt. Thread 1" PF (J.I.S.) - E.T. Thread 3/4"ET | 5.00 | nos |  | 372.00 | 1860.00 | 292.50 | 1462.50 | 237.00 | 1185.00 | 238.00 | 1190.00 | 610.00 | 3050.00 | 95.00 | 475.00 | 715.00 | 3575.00 | 75.00 | 375.00 | 1249.42 | 6247.10 | 375.00 | AMPSEPC PVT LTD
223.00 | Eqpt. Thread 1" PF (J.I.S.) -E.T. Thread 1"ET | 5.00 | nos |  | 553.00 | 2765.00 | 337.50 | 1687.50 | 280.00 | 1400.00 | 275.00 | 1375.00 | 660.00 | 3300.00 | 115.00 | 575.00 | 774.00 | 3870.00 | 85.00 | 425.00 | 2388.42 | 11942.10 | 425.00 | AMPSEPC PVT LTD
224.00 | Eqpt. Thread 1-1/2" PF (J.I.S.)- E.T. Thread 1-1/4"ET | 5.00 | nos |  | 635.00 | 3175.00 | 472.50 | 2362.50 | 369.00 | 1845.00 | 385.00 | 1925.00 | 750.00 | 3750.00 | 115.00 | 575.00 | 880.00 | 4400.00 | 105.00 | 525.00 | 2497.68 | 12488.40 | 525.00 | AMPSEPC PVT LTD
225.00 | Eqpt. Thread 1-1/2" PF (J.I.S.)- E.T. Thread 1-1/2"ET | 5.00 | nos |  | 697.00 | 3485.00 | 562.50 | 2812.50 | 450.00 | 2250.00 | 459.00 | 2295.00 | 810.00 | 4050.00 | 125.00 | 625.00 | 949.00 | 4745.00 | 110.00 | 550.00 | 2634.82 | 13174.10 | 550.00 | AMPSEPC PVT LTD
226.00 | Supply and installation of GI reducers/enlargers of following sizes for cable glands of following sizes including all labour and materials complete as per approved drawings, specifications of this tender and directions of Engineer-in-Charge. Adaptors shall have male part threaded as per Eqpt. threads and the other end to receive glands having E.T. thread.
227.00 | Eqpt. Thread PG 13.5(DIN) - E.T. Thread 3/4" ET | 5.00 | nos |  | 195.00 | 975.00 | 157.50 | 787.50 | 125.00 | 625.00 | 128.00 | 640.00 | 510.00 | 2550.00 | 95.00 | 475.00 | 598.00 | 2990.00 | 85.00 | 425.00 | 1096.00 | 5480.00 | 425.00 | AMPSEPC PVT LTD
228.00 | Eqpt. Thread PG 16 (DIN) -E.T. Thread 3/4" ET | 5.00 | nos |  | 246.00 | 1230.00 | 247.50 | 1237.50 | 203.00 | 1015.00 | 202.00 | 1010.00 | 570.00 | 2850.00 | 95.00 | 475.00 | 668.00 | 3340.00 | 95.00 | 475.00 | 1374.94 | 6874.70 | 475.00 | M/s. Megha Engineering and Infrastructures Ltd, AMPSEPC PVT LTD
229.00 | Eqpt. Thread PG 21 (DIN) -E.T. Thread 1"ET | 5.00 | nos |  | 371.00 | 1855.00 | 292.50 | 1462.50 | 235.00 | 1175.00 | 238.00 | 1190.00 | 610.00 | 3050.00 | 115.00 | 575.00 | 715.00 | 3575.00 | 105.00 | 525.00 | 2630.17 | 13150.85 | 525.00 | AMPSEPC PVT LTD
230.00 | Eqpt. Thread 1" ET (IS) -E.T. Thread 3/4" ET | 5.00 | nos |  | 760.00 | 3800.00 | 292.50 | 1462.50 | 232.00 | 1160.00 | 238.00 | 1190.00 | 610.00 | 3050.00 | 115.00 | 575.00 | 715.00 | 3575.00 | 85.00 | 425.00 | 2778.94 | 13894.70 | 425.00 | AMPSEPC PVT LTD
231.00 | Supply and fixing FLP(IIA/IIB), weatherproof, nickel-plated brass adaptors/reducers for cable glands of following sizes including all labour and materials complete as per approved drawings, specifications of this tender and directions of Engineer-in-Charge. Adaptors shall have male part threaded as per Eqpt. threads and the other end to receive glands having E.T. thread.
232.00 | Eqpt. Thread 3/4" PF (J.I.S.)-E.T. Thread 3/4"ET | 5.00 | nos |  | 293.00 | 1465.00 | 198.00 | 990.00 | 158.00 | 790.00 | 161.00 | 805.00 | 530.00 | 2650.00 | 105.00 | 525.00 | 622.00 | 3110.00 | 85.00 | 425.00 | 1305.21 | 6526.05 | 425.00 | AMPSEPC PVT LTD
233.00 | Eqpt. Thread 1" PF (J.I.S.) -E.T. Thread 3/4"ET | 5.00 | nos |  | 388.00 | 1940.00 | 292.50 | 1462.50 | 238.00 | 1190.00 | 238.00 | 1190.00 | 610.00 | 3050.00 | 125.00 | 625.00 | 715.00 | 3575.00 | 95.00 | 475.00 | 1646.91 | 8234.55 | 475.00 | AMPSEPC PVT LTD
234.00 | Eqpt. Thread 1" PF (J.I.S.) -E.T. Thread 1"ET | 5.00 | nos |  | 630.00 | 3150.00 | 337.50 | 1687.50 | 277.00 | 1385.00 | 275.00 | 1375.00 | 660.00 | 3300.00 | 140.00 | 700.00 | 774.00 | 3870.00 | 105.00 | 525.00 | 3167.13 | 15835.65 | 525.00 | AMPSEPC PVT LTD
235.00 | Eqpt. Thread 1-1/2" PF (J.I.S.)- E.T. Thread 1-1/4"ET | 5.00 | nos |  | 890.00 | 4450.00 | 472.50 | 2362.50 | 389.00 | 1945.00 | 385.00 | 1925.00 | 750.00 | 3750.00 | 140.00 | 700.00 | 880.00 | 4400.00 | 115.00 | 575.00 | 3322.87 | 16614.35 | 575.00 | AMPSEPC PVT LTD
236.00 | Eqpt. Thread 1-1/2" PF (J.I.S.)- E.T. Thread 1-1/2"ET | 5.00 | nos |  | 1105.00 | 5525.00 | 562.50 | 2812.50 | 437.00 | 2185.00 | 459.00 | 2295.00 | 820.00 | 4100.00 | 150.00 | 750.00 | 962.00 | 4810.00 | 125.00 | 625.00 | 3985.36 | 19926.80 | 625.00 | AMPSEPC PVT LTD
237.00 | FLOOD LIGHT MASTS
238.00 | Design, supply, installation, testing and commissioning of high mast lighting system as per EIL specification No. 6-51-0039, data sheet, including all civil works, excavation, foundation, disposal of surplus earth, providing shoring, strutting and dewatering if required and including supply of cement, steel, GI pipes and all other sundry materials, special cables etc. as required for each high masts, including fixing and connection of fixtures, cables, earthing, lightning rods and all mounting accessories and hardware as required, including all labour and materials, as per approved drawings, specifications of this tender and directions of Engineer-in-Charge.
239.00 | 20M high flood light mast for Safe Area, including supply of WP glands, lugs, 12Nos LED fixture of 250 Watt. | 8.00 | nos |  | 845000.00 | 6760000.00 | 550000.00 | 4400000.00 | 676633.00 | 5413064.00 | 606375.00 | 4851000.00 | 780000.00 | 6240000.00 | 836000.00 | 6688000.00 | 900000.00 | 7200000.00 | 1200000.00 | 9600000.00 | 924202.76 | 7393622.08 | 4400000.00 | JSIW INFRASTRUCTURE PRIVATE LIMITED
240.00 | LIGHTING POLES
241.00 | Supply and installation of Lighting Poles for floor mounting as per std. 7-51-0201, including all civil works, excavation, foundation, disposal of surplus earth, providing shoring, strutting and dewatering if required and including supply of cement, steel, GI pipes, base plates, paint and all sundry materials as required, including painting, (excluding supply and installation of control gear box/junction box), but including all labour and materials, as per approved drawings, specifications of this tender and directions of Engineer-in-Charge.
242.00 | Lighting poles for hazardous areas. | 50.00 | nos |  | 29250.00 | 1462500.00 | 10179.00 | 508950.00 | 8500.00 | 425000.00 | 8312.00 | 415600.00 | 30500.00 | 1525000.00 | 14630.00 | 731500.00 | 21600.00 | 1080000.00 | 17000.00 | 850000.00 | 33317.47 | 1665873.50 | 415600.00 | TOLANI PROJECTS PVT LTD
243.00 | Supply and installation of Poles for post top lantern as per std. 7-51-0210 with marshalling box, necessary wires/cable running from marshalling box to the lighting fixtures, cable termination and connection, fixing of cable glands and lugs, , including all civil works, excavation, foundation, disposal of surplus earth, providing shoring, strutting and dewatering if required and supply of cement, steel, GI pipes, base plates, paint and all sundry materials as required, painting, including all labour and materials, as per approved drawings, specifications of this tender and directions of Engineer-in-Charge.
244.00 | Post top lantern. | 16.00 | nos |  | 24050.00 | 384800.00 | 11250.00 | 180000.00 | 8831.00 | 141296.00 | 9187.00 | 146992.00 | 18500.00 | 296000.00 | 5120.00 | 81920.00 | 9600.00 | 153600.00 | 24500.00 | 392000.00 | 20339.38 | 325430.08 | 81920.00 | M/s. Megha Engineering and Infrastructures Ltd
245.00 | Supply and installation of street lighting poles (single bracket/double bracket) including built in marshalling box and necessary wire/cable running from marshalling box to the lighting fixture, cable termination and connection, fixing of cable glands and lugs, including all civil works, excavation, foundation, disposal of surplus earth, providing shoring, strutting and dewatering if required and including supply of cement, steel, GI pipes, base plates, paint and all sundry materials as required, including painting, including all labour and materials, as per approved drawings, specifications of this tender and directions of Engineer-in-Charge.
246.00 | Poles as per std. 7-51-0234 sht. 1 of 2 (Single bracket) | 56.00 | nos |  | 25740.00 | 1441440.00 | 16650.00 | 932400.00 | 13158.00 | 736848.00 | 13597.00 | 761432.00 | 32500.00 | 1820000.00 | 15155.00 | 848680.00 | 30720.00 | 1720320.00 | 20000.00 | 1120000.00 | 30008.33 | 1680466.48 | 736848.00 | Om Yash Projects Limited
247.00 | Poles as per std. 7-51-0234 sht. 1 of 2 (Double bracket) | 5.00 | nos |  | 27040.00 | 135200.00 | 19350.00 | 96750.00 | 15479.00 | 77395.00 | 15802.00 | 79010.00 | 33500.00 | 167500.00 | 16720.00 | 83600.00 | 34320.00 | 171600.00 | 20000.00 | 100000.00 | 37773.13 | 188865.65 | 77395.00 | Om Yash Projects Limited
248.00 | Poles as per std. 7-51-0235 sht. 1 of 2 | 32.00 | nos |  | 29250.00 | 936000.00 | 25650.00 | 820800.00 | 20179.00 | 645728.00 | 20947.00 | 670304.00 | 52300.00 | 1673600.00 | 28215.00 | 902880.00 | 45000.00 | 1440000.00 | 20000.00 | 640000.00 | 61366.02 | 1963712.64 | 640000.00 | AMPSEPC PVT LTD
249.00 | Poles as per std. 7-51-0235 sht. 2 of 2 | 5.00 | nos |  | 31070.00 | 155350.00 | 29250.00 | 146250.00 | 24223.00 | 121115.00 | 23887.00 | 119435.00 | 53500.00 | 267500.00 | 31350.00 | 156750.00 | 52200.00 | 261000.00 | 20000.00 | 100000.00 | 69735.01 | 348675.05 | 100000.00 | AMPSEPC PVT LTD
250.00 | HAZARDOUS AREA LIGHTING FIXTURES AND ACCESSORIES
251.00 | Installation, connection, testing and commissioning of following types of flame proof/Div.2 lighting fixtures and accessories, including cable termination and connection, fixing of cable glands, lugs, including supply of necessary hardwares, including transportation from store/yard to site at the place of installation, unpacking, including all labour and materials, as per approved drawings, specifications of this tender and directions of Engineer-in-Charge.
252.00 | 3-way, junction box. | 100.00 | nos |  | 1950.00 | 195000.00 | 1125.00 | 112500.00 | 928.00 | 92800.00 | 918.00 | 91800.00 | 1500.00 | 150000.00 | 680.00 | 68000.00 | 1680.00 | 168000.00 | 6800.00 | 680000.00 | 2731.29 | 273129.00 | 68000.00 | M/s. Megha Engineering and Infrastructures Ltd
253.00 | 4-way, junction box. | 15.00 | nos |  | 2210.00 | 33150.00 | 1305.00 | 19575.00 | 1054.00 | 15810.00 | 1065.00 | 15975.00 | 1500.00 | 22500.00 | 525.00 | 7875.00 | 1800.00 | 27000.00 | 7450.00 | 111750.00 | 3196.19 | 47942.85 | 7875.00 | M/s. Megha Engineering and Infrastructures Ltd
254.00 | Supply of following FLP/Div.2 lighting fixtures complete with lamps, requisite FLP cable glands, plugs and necessary control gear as per EIL standard specification No. 6-51-0061, data sheet for lighting fixture schedule, including all albour and materials, specifications of this tender and directions of Engineer-in-Charge.
255.00 | LED FLP IIC-3 | 5.00 | nos |  | 14040.00 | 70200.00 | 13050.00 | 65250.00 | 10294.00 | 51470.00 | 10657.00 | 53285.00 | 18500.00 | 92500.00 | 12020.00 | 60100.00 | 15000.00 | 75000.00 | 3100.00 | 15500.00 | 20048.81 | 100244.05 | 15500.00 | AMPSEPC PVT LTD
256.00 | FLP-LED-9 IIA/IIB | 5.00 | nos |  | 9500.00 | 47500.00 | 11250.00 | 56250.00 | 9152.00 | 45760.00 | 9187.00 | 45935.00 | 15500.00 | 77500.00 | 15675.00 | 78375.00 | 15000.00 | 75000.00 | 3150.00 | 15750.00 | 10750.81 | 53754.05 | 15750.00 | AMPSEPC PVT LTD
257.00 | FLP LED-4 IIA/IIB | 50.00 | nos |  | 14040.00 | 702000.00 | 7650.00 | 382500.00 | 6014.00 | 300700.00 | 6247.00 | 312350.00 | 17500.00 | 875000.00 | 9930.00 | 496500.00 | 7650.00 | 382500.00 | 3350.00 | 167500.00 | 22663.88 | 1133194.00 | 167500.00 | AMPSEPC PVT LTD
258.00 | Supply and installation of Type-`A' clamps(for bracket mounted lighting fixtures) including bolt (MOC SS304) for fixing the fixture to the clamp as per EIL std.no.7-51-0221, including supply and fixing of anchor fasteners, nuts and bolts, washers etc. as per approved drawings, specifications of this tender and directions of Engineer-in-Charge. | 65.00 | nos |  | 3250.00 | 211250.00 | 3105.00 | 201825.00 | 2558.00 | 166270.00 | 2535.00 | 164775.00 | 950.00 | 61750.00 | 3553.00 | 230945.00 | 1110.00 | 72150.00 | 3750.00 | 243750.00 | 2963.74 | 192643.10 | 61750.00 | PRATHAM EPC PROJECTS LTD
259.00 | Supply and installation of adapters for Platform and ground pole mounted lighting fixtures as per EIL std.no.7-51-0221, approved drawings, specifications of this tender and directions of Engineer-in-Charge. | 135.00 | nos |  | 3640.00 | 491400.00 | 1125.00 | 151875.00 | 884.00 | 119340.00 | 918.00 | 123930.00 | 1550.00 | 209250.00 | 575.00 | 77625.00 | 1800.00 | 243000.00 | 3850.00 | 519750.00 | 2963.74 | 400104.90 | 77625.00 | M/s. Megha Engineering and Infrastructures Ltd
260.00 | SAFE AREA LIGHTING FIXTURES
261.00 | Supply, installation, testing and commissioning of following lighting fixtures and connecting to wiring junction box/marshalling box complete with lamps and necessary control gear including supply of all connected materials like flexible conduit, clamps, supports, chains, anchor fastners, bolts, nuts and washers etc. as required, including supply and fixing of cable glands, lugs, including all labour and materials, as per approved drawings, data sheet for lighting fixture schedule, EIL installation standards, specifications of this tender and directions of Engineer-in-Charge.
262.00 | Type LED PT 1 Fixtures | 16.00 | nos |  | 4800.00 | 76800.00 | 11250.00 | 180000.00 | 8748.00 | 139968.00 | 9187.00 | 146992.00 | 12500.00 | 200000.00 | 525.00 | 8400.00 | 4200.00 | 67200.00 | 3800.00 | 60800.00 | 4875.64 | 78010.24 | 8400.00 | M/s. Megha Engineering and Infrastructures Ltd
263.00 | Supply, installation, testing and commissioning of following energy efficient lighting fixtures and connecting to wiring junction box/marshalling box complete with lamps and necessary control gear including supply of all connected materials like flexible conduit, clamps, supports, chains, anchor fastners, bolts, nuts and washers etc. as required, including supply and fixing of cable glands, lugs, including all labour and materials, as per approved drawings, data sheet for lighting fixture schedule, EIL installation standards, specifications of this tender and directions of Engineer-in-Charge.
264.00 | Type LED 2 Fixtures. | 130.00 | nos |  | 2340.00 | 304200.00 | 4365.00 | 567450.00 | 3451.00 | 448630.00 | 3564.00 | 463320.00 | 4500.00 | 585000.00 | 630.00 | 81900.00 | 3720.00 | 483600.00 | 3100.00 | 403000.00 | 2007.21 | 260937.30 | 81900.00 | M/s. Megha Engineering and Infrastructures Ltd
265.00 | Type LED 3 Fixtures. | 32.00 | nos |  | 4160.00 | 133120.00 | 4275.00 | 136800.00 | 3360.00 | 107520.00 | 3491.00 | 111712.00 | 2250.00 | 72000.00 | 680.00 | 21760.00 | 3000.00 | 96000.00 | 3350.00 | 107200.00 | 887.96 | 28414.72 | 21760.00 | M/s. Megha Engineering and Infrastructures Ltd
266.00 | Type LED 5 Fixtures. | 8.00 | nos |  | 4602.00 | 36816.00 | 4365.00 | 34920.00 | 3435.00 | 27480.00 | 3564.00 | 28512.00 | 3150.00 | 25200.00 | 890.00 | 7120.00 | 4200.00 | 33600.00 | 3750.00 | 30000.00 | 958.86 | 7670.88 | 7120.00 | M/s. Megha Engineering and Infrastructures Ltd
267.00 | Type LED 6 Fixtures. | 8.00 | nos |  | 5460.00 | 43680.00 | 4275.00 | 34200.00 | 3575.00 | 28600.00 | 3491.00 | 27928.00 | 2250.00 | 18000.00 | 1310.00 | 10480.00 | 2640.00 | 21120.00 | 3850.00 | 30800.00 | 1133.19 | 9065.52 | 9065.52 | KEC Spur Infrastructure Pvt. Ltd.
268.00 | Type LED 8 Fixtures. | 8.00 | nos |  | 5460.00 | 43680.00 | 3825.00 | 30600.00 | 3172.00 | 25376.00 | 3123.00 | 24984.00 | 850.00 | 6800.00 | 1570.00 | 12560.00 | 6600.00 | 52800.00 | 4250.00 | 34000.00 | 1133.19 | 9065.52 | 6800.00 | PRATHAM EPC PROJECTS LTD
269.00 | Type LED IND-1 Fixtures. | 80.00 | nos |  | 1625.00 | 130000.00 | 1215.00 | 97200.00 | 1009.00 | 80720.00 | 992.00 | 79360.00 | 2250.00 | 180000.00 | 260.00 | 20800.00 | 600.00 | 48000.00 | 3250.00 | 260000.00 | 742.68 | 59414.40 | 20800.00 | M/s. Megha Engineering and Infrastructures Ltd
270.00 | Type LED IND-3 Fixtures. | 8.00 | nos |  | 2028.00 | 16224.00 | 1687.50 | 13500.00 | 1393.00 | 11144.00 | 1378.00 | 11024.00 | 4550.00 | 36400.00 | 325.00 | 2600.00 | 1080.00 | 8640.00 | 3475.00 | 27800.00 | 900.74 | 7205.92 | 2600.00 | M/s. Megha Engineering and Infrastructures Ltd
271.00 | Type LED IND-4 Fixtures. | 100.00 | nos |  | 2145.00 | 214500.00 | 1282.50 | 128250.00 | 1038.00 | 103800.00 | 1047.00 | 104700.00 | 2290.00 | 229000.00 | 680.00 | 68000.00 | 612.00 | 61200.00 | 3675.00 | 367500.00 | 1016.97 | 101697.00 | 61200.00 | Ace Pipeline Contracts Pvt Ltd
272.00 | Type LED RSD-10 Fixtures. | 8.00 | nos |  | 4550.00 | 36400.00 | 1813.50 | 14508.00 | 1435.00 | 11480.00 | 1481.00 | 11848.00 | 3200.00 | 25600.00 | 16720.00 | 133760.00 | 3360.00 | 26880.00 | 5250.00 | 42000.00 | 2004.88 | 16039.04 | 11480.00 | Om Yash Projects Limited
273.00 | Type LED SFD-12 Fixtures. | 8.00 | nos |  | 5005.00 | 40040.00 | 1813.50 | 14508.00 | 1497.00 | 11976.00 | 1481.00 | 11848.00 | 3250.00 | 26000.00 | 16720.00 | 133760.00 | 3360.00 | 26880.00 | 5750.00 | 46000.00 | 2353.56 | 18828.48 | 11848.00 | TOLANI PROJECTS PVT LTD
274.00 | Type LED ST-4 Fixtures. | 60.00 | nos |  | 4225.00 | 253500.00 | 6525.00 | 391500.00 | 5154.00 | 309240.00 | 5328.00 | 319680.00 | 12500.00 | 750000.00 | 3920.00 | 235200.00 | 7200.00 | 432000.00 | 6175.00 | 370500.00 | 3138.08 | 188284.80 | 188284.80 | KEC Spur Infrastructure Pvt. Ltd.
275.00 | Type LED ST-10 Fixtures. | 2.00 | nos |  | 4797.00 | 9594.00 | 6255.00 | 12510.00 | 5018.00 | 10036.00 | 5108.00 | 10216.00 | 14500.00 | 29000.00 | 3920.00 | 7840.00 | 7920.00 | 15840.00 | 6200.00 | 12400.00 | 4393.31 | 8786.62 | 7840.00 | M/s. Megha Engineering and Infrastructures Ltd
276.00 | Type LED FD-1 Fixtures. | 40.00 | nos |  | 3894.00 | 155760.00 | 6435.00 | 257400.00 | 5170.00 | 206800.00 | 5255.00 | 210200.00 | 9800.00 | 392000.00 | 3920.00 | 156800.00 | 4380.00 | 175200.00 | 6230.00 | 249200.00 | 8379.82 | 335192.80 | 155760.00 | Advance Infrastrurctures Pvt Ltd
277.00 | Type LED FD-2 Fixtures. | 65.00 | nos |  | 6955.00 | 452075.00 | 8622.00 | 560430.00 | 6884.00 | 447460.00 | 7041.00 | 457665.00 | 18800.00 | 1222000.00 | 5225.00 | 339625.00 | 8040.00 | 522600.00 | 6250.00 | 406250.00 | 7279.17 | 473146.05 | 339625.00 | M/s. Megha Engineering and Infrastructures Ltd
278.00 | FANS AND EXHAUST FANS
279.00 | Supply, installation, connection, testing and commissioning of following types of exhaust fans including supply of all necessary supports etc., including fixing of cable glands, lugs with BEE(Bureau of Energy Efficiency) rating of minimum 3 star including all labour and materials and accessories like mounting frame, fixing bolt, wire guard/louvres etc., as per approved drawings, specifications of this tender and directions of Engineer-in-Charge.
280.00 | 300 mm dia., 1 phase, 900 rpm, wall mounting type epoxy painted exhaust fan with louvres. | 3.00 | nos |  | 14040.00 | 42120.00 | 4365.00 | 13095.00 | 3665.00 | 10995.00 | 3564.00 | 10692.00 | 6500.00 | 19500.00 | 3971.00 | 11913.00 | 6360.00 | 19080.00 | 5550.00 | 16650.00 | 6276.15 | 18828.45 | 10692.00 | TOLANI PROJECTS PVT LTD
281.00 | 450 mm dia., 1 phase, 900 rpm, wall mounting type epoxy painted exhaust fan with louvres. | 16.00 | nos |  | 15535.00 | 248560.00 | 5625.00 | 90000.00 | 4667.00 | 74672.00 | 4593.00 | 73488.00 | 8500.00 | 136000.00 | 4705.00 | 75280.00 | 7320.00 | 117120.00 | 6450.00 | 103200.00 | 12087.40 | 193398.40 | 73488.00 | TOLANI PROJECTS PVT LTD
282.00 | 450 mm dia., 1 phase, 900 rpm, wall mounting type epoxy painted exhaust fan with louvres suitable for Gas group IIC, temperature class T3. | 24.00 | nos |  | 14300.00 | 343200.00 | 14850.00 | 356400.00 | 11708.00 | 280992.00 | 12127.00 | 291048.00 | 21500.00 | 516000.00 | 15675.00 | 376200.00 | 14760.00 | 354240.00 | 10000.00 | 240000.00 | 19758.25 | 474198.00 | 240000.00 | AMPSEPC PVT LTD
283.00 | Supply, installation, connection, testing and commissioning of 240 V AC, 410 mm sweep wall mounting type, single phase, 3 blade fan with oscillation facility and built in speed regulator including fixing, wiring with BEE (Bureau of Energy Efficiency)rating of minimum 3 star including all labour and materials, as per approved drawings, specifications of this tender and directions of Engineer-in-Charge. | 4.00 | nos |  | 5460.00 | 21840.00 | 4050.00 | 16200.00 | 3326.00 | 13304.00 | 3307.00 | 13228.00 | 9800.00 | 39200.00 | 1881.00 | 7524.00 | 7800.00 | 31200.00 | 3250.00 | 13000.00 | 6392.38 | 25569.52 | 7524.00 | M/s. Megha Engineering and Infrastructures Ltd
284.00 | Supply, installation, connection, testing and commissioning of 240 V AC, 1200 mm sweep ceiling fan with regulator (labeled as minimum 3-star by Bureau of Energy Efficiency)including providing clamp/hook in RCC slab, if necessary, providing, fixing, ceiling, rose, wiring, including all labour and materials, as per approved drawings, specifications of this tender and directions of Engineer-in-Charge. | 6.00 | nos |  | 6760.00 | 40560.00 | 3825.00 | 22950.00 | 3168.00 | 19008.00 | 3123.00 | 18738.00 | 3500.00 | 21000.00 | 3762.00 | 22572.00 | 4464.00 | 26784.00 | 5150.00 | 30900.00 | 3196.19 | 19177.14 | 18738.00 | TOLANI PROJECTS PVT LTD
285.00 | SOCKETS / RECEPTACLES AND SWITCHES / MCB UNITS
286.00 | Supply, installation, connection, testing and commissioning of following ratings of 240 V, single phase, sockets/receptacles and metallic outlet boxes as described below including supply of all connected materials, including all labour and materials, as per approved drawings, specifications of this tender and directions of Engineer-in-Charge.
287.00 | 6 A, 5 pin plate type flush/ surface mounting sockets/receptacles. | 60.00 | nos |  | 3770.00 | 226200.00 | 265.50 | 15930.00 | 210.00 | 12600.00 | 216.00 | 12960.00 | 210.00 | 12600.00 | 107.00 | 6420.00 | 232.00 | 13920.00 | 1275.00 | 76500.00 | 871.69 | 52301.40 | 6420.00 | M/s. Megha Engineering and Infrastructures Ltd
288.00 | 16/6 A, 6 pin plate type flush/ surface mounting sockets/receptacles. | 45.00 | nos |  | 8450.00 | 380250.00 | 328.50 | 14782.50 | 268.00 | 12060.00 | 268.00 | 12060.00 | 380.00 | 17100.00 | 168.00 | 7560.00 | 420.00 | 18900.00 | 1495.00 | 67275.00 | 1162.25 | 52301.25 | 7560.00 | M/s. Megha Engineering and Infrastructures Ltd
289.00 | 20 A, 3 pin surface mounted industrial type switch socket with plug and sheet steel painted box. | 9.00 | nos |  | 6812.00 | 61308.00 | 1930.50 | 17374.50 | 1515.00 | 13635.00 | 1576.00 | 14184.00 | 3250.00 | 29250.00 | 195.00 | 1755.00 | 3588.00 | 32292.00 | 3450.00 | 31050.00 | 1336.59 | 12029.31 | 1755.00 | M/s. Megha Engineering and Infrastructures Ltd
290.00 | Supply, installation, connection, testing and commissioning of following ratings of 240 V, single phase switches/MCB units, including outlet boxes and associated accessories, including all labour and materials, as per approved drawings, specifications of this tender and directions of Engineer-in-Charge.
291.00 | 5A, 240V, piano type Weather proof switch | 6.00 | nos |  | 3640.00 | 21840.00 | 418.50 | 2511.00 | 348.00 | 2088.00 | 341.00 | 2046.00 | 80.00 | 480.00 | 48.00 | 288.00 | 607.00 | 3642.00 | 450.00 | 2700.00 | 122.04 | 732.24 | 288.00 | M/s. Megha Engineering and Infrastructures Ltd
292.00 | 5 A, piano type flush/surface mounted switches. | 230.00 | nos |  | 5746.00 | 1321580.00 | 130.50 | 30015.00 | 108.00 | 24840.00 | 106.00 | 24380.00 | 110.00 | 25300.00 | 97.00 | 22310.00 | 89.00 | 20470.00 | 475.00 | 109250.00 | 122.04 | 28069.20 | 20470.00 | Ace Pipeline Contracts Pvt Ltd
293.00 | 5 A, plate type flush/surface mounted switches. | 5.00 | nos |  | 5746.00 | 28730.00 | 130.50 | 652.50 | 102.00 | 510.00 | 106.00 | 530.00 | 100.00 | 500.00 | 113.00 | 565.00 | 121.00 | 605.00 | 495.00 | 2475.00 | 244.07 | 1220.35 | 500.00 | PRATHAM EPC PROJECTS LTD
294.00 | 15 A, piano type flush/surface mounted switches. | 8.00 | nos |  | 5746.00 | 45968.00 | 175.50 | 1404.00 | 141.00 | 1128.00 | 143.00 | 1144.00 | 210.00 | 1680.00 | 200.00 | 1600.00 | 110.00 | 880.00 | 510.00 | 4080.00 | 244.07 | 1952.56 | 880.00 | Ace Pipeline Contracts Pvt Ltd
295.00 | 15 A, plate type flush/surface mounted switches. | 2.00 | nos |  | 5239.00 | 10478.00 | 175.50 | 351.00 | 142.00 | 284.00 | 143.00 | 286.00 | 1250.00 | 2500.00 | 810.00 | 1620.00 | 233.00 | 466.00 | 3550.00 | 7100.00 | 1685.26 | 3370.52 | 284.00 | Om Yash Projects Limited
296.00 | 20A, DP MCB unit in moulded case enclosure for window type air conditioner. | 16.00 | nos |  | 6084.00 | 97344.00 | 2308.50 | 36936.00 | 1810.00 | 28960.00 | 1885.00 | 30160.00 | 1550.00 | 24800.00 | 810.00 | 12960.00 | 1380.00 | 22080.00 | 4575.00 | 73200.00 | 1685.26 | 26964.16 | 12960.00 | M/s. Megha Engineering and Infrastructures Ltd
297.00 | 32A, DP MCB unit in moulded case enclosure for window / split type air conditioner. | 6.00 | nos |  | 6084.00 | 36504.00 | 3105.00 | 18630.00 | 2532.00 | 15192.00 | 2535.00 | 15210.00 | 550.00 | 3300.00 | 810.00 | 4860.00 | 1711.00 | 10266.00 | 1850.00 | 11100.00 | 244.07 | 1464.42 | 1464.42 | KEC Spur Infrastructure Pvt. Ltd.
298.00 | JUNCTION BOXES (OUTDOOR / INDOOR TYPE)
299.00 | Supply and installation of dust and vermin proof G.I. sheet steel (1.6 mm thick) junction box WP type suitable for outdoor/indoor installation with number of outgoing ways as under, complete with PVC connectors, supply and fixing of cable glands, including supply of required size and number of terminals, including all labour and materials, as per approved drawings, specifications of this tender and directions of Engineer-in-Charge.
300.00 | 3 way. | 500.00 | nos |  | 7150.00 | 3575000.00 | 1125.00 | 562500.00 | 922.00 | 461000.00 | 918.00 | 459000.00 | 3200.00 | 1600000.00 | 565.00 | 282500.00 | 3000.00 | 1500000.00 | 1950.00 | 975000.00 | 4358.44 | 2179220.00 | 282500.00 | M/s. Megha Engineering and Infrastructures Ltd
301.00 | 4 way. | 10.00 | nos |  | 7540.00 | 75400.00 | 1485.00 | 14850.00 | 1228.00 | 12280.00 | 1212.00 | 12120.00 | 3500.00 | 35000.00 | 695.00 | 6950.00 | 3360.00 | 33600.00 | 2070.00 | 20700.00 | 5753.14 | 57531.40 | 6950.00 | M/s. Megha Engineering and Infrastructures Ltd
302.00 | Supply and installation of dust and vermin proof G.I. sheet steel (1.6 mm thick) junction box suitable for indoor installation, complete with 15A, 20 terminals, supply and fixing of cable glands for incoming cable and knock outs for conduit entry for outgoing circuits, including all labour and materials, as per approved drawings, specifications of this tender and directions of Engineer-in-Charge.
303.00 | Junction box. | 1.00 | nos |  | 8450.00 | 8450.00 | 5890.50 | 5890.50 | 4865.00 | 4865.00 | 4810.00 | 4810.00 | 4500.00 | 4500.00 | 2612.50 | 2612.50 | 4968.00 | 4968.00 | 3200.00 | 3200.00 | 6101.81 | 6101.81 | 2612.50 | M/s. Megha Engineering and Infrastructures Ltd
304.00 | LIGHTING / POWER PANELS AND DISTRIBUTION BOARDS
305.00 | Supply, installation, connection, testing and commissioning of flame proof weather proof lighting/power panels (for gas group IIA/IIB) as per EIL std. spec. 6-51-0008, including all labour and materials, as per approved drawings, specifications of this tender and directions of Engineer-in-Charge.
306.00 | 40 A, 4 pole incomer MCB isolator and ELCB and 6 Nos. outgoing double pole MCBs (upto 20 A). | 7.00 | nos |  | 46150.00 | 323050.00 | 70650.00 | 494550.00 | 57953.00 | 405671.00 | 57697.00 | 403879.00 | 58900.00 | 412300.00 | 99275.00 | 694925.00 | 144000.00 | 1008000.00 | 25000.00 | 175000.00 | 84844.26 | 593909.82 | 175000.00 | AMPSEPC PVT LTD
307.00 | 40 A, 4 pole incomer MCB isolator and ELCB and 12 Nos. outgoing double pole MCBs (upto 20 A). | 14.00 | nos |  | 55510.00 | 777140.00 | 99000.00 | 1386000.00 | 82812.00 | 1159368.00 | 80850.00 | 1131900.00 | 75800.00 | 1061200.00 | 125400.00 | 1755600.00 | 180000.00 | 2520000.00 | 35000.00 | 490000.00 | 139814.37 | 1957401.18 | 490000.00 | AMPSEPC PVT LTD
308.00 | Supply, installation, connection, testing and commissioning of safe area lighting/power panels, surface/flush mounting type, wall mounting type in dust tight (with hinged cover) sheet steel enclosure having 4 pole incomer and single pole MCB (9 kA type) for outgoing circuit control with complete wiring, including cable termination, connection and fixing of cable glands, including all labour and materials, as per approved drawings, specifications of this tender and directions of Engineer-in-Charge.
309.00 | 40 A, 4 pole incomer MCB isolator and ELCB and 6 Nos. outgoing single pole MCBs (upto 20 A). | 7.00 | nos |  | 18980.00 | 132860.00 | 14850.00 | 103950.00 | 12333.00 | 86331.00 | 12127.00 | 84889.00 | 35500.00 | 248500.00 | 52250.00 | 365750.00 | 19200.00 | 134400.00 | 55000.00 | 385000.00 | 67875.41 | 475127.87 | 84889.00 | TOLANI PROJECTS PVT LTD
310.00 | 40 A, 4 pole incomer MCB isolator and ELCB and 12 Nos. outgoing single pole MCBs (upto 20 A). | 21.00 | nos |  | 28210.00 | 592410.00 | 19350.00 | 406350.00 | 15228.00 | 319788.00 | 15802.00 | 331842.00 | 38500.00 | 808500.00 | 52250.00 | 1097250.00 | 21600.00 | 453600.00 | 65000.00 | 1365000.00 | 111851.50 | 2348881.50 | 319788.00 | Om Yash Projects Limited
311.00 | WIRING
312.00 | Circuit wiring in non-hazardous areas using (size given below), copper conductor, PVC insulated, FRLS outer sleeve cables (third core for earthing), from lighting/power panel/distribution junction box, excluding the supply of cable, junction boxes and cable glands but including termination and connection, including all labour and materials, as per approved drawings, specifications of this tender and directions of Engineer-in-Charge.
313.00 | 3 C x 2.5 sq. mm | 650.00 | m |  | 95.00 | 61750.00 | 130.50 | 84825.00 | 104.00 | 67600.00 | 106.00 | 68900.00 | 230.00 | 149500.00 | 235.13 | 152834.50 | 264.00 | 171600.00 | 41.00 | 26650.00 | 168.53 | 109544.50 | 26650.00 | AMPSEPC PVT LTD
314.00 | Circuit wiring in hazardous areas using (sizes given below) copper conductor, PVC insulated, FRLS outer sleeve armoured cables (third core for earthing) from lighting/power panel/distribution junction box onwards, excluding the supply of cables, junction boxes and cable glands but including fixing of cable glands, supply and fixing of clamps, cable terminations and connections, including all labour and materials, as per approved drawings, specifications of this tender and directions of Engineer-in-Charge.
315.00 | 3 C x 2.5 sq. mm | 2800.00 | m |  | 95.00 | 266000.00 | 178.20 | 498960.00 | 140.00 | 392000.00 | 145.00 | 406000.00 | 260.00 | 728000.00 | 365.75 | 1024100.00 | 288.00 | 806400.00 | 41.00 | 114800.00 | 226.64 | 634592.00 | 114800.00 | AMPSEPC PVT LTD
316.00 | Circuit wiring with 660 V grade, (sizes given below), FRLS PVC insulated copper wires in already laid surface/concealed conduit from lighting panel/power panel onwards including the supply of wires, termination and connection, including all labour and materials, as per approved drawings, specifications of this tender and directions of Engineer-in-Charge.
317.00 | 3 Nos x 1.5 sq. mm | 1350.00 | m |  | 52.00 | 70200.00 | 75.60 | 102060.00 | 60.00 | 81000.00 | 61.00 | 82350.00 | 120.00 | 162000.00 | 177.65 | 239827.50 | 144.00 | 194400.00 | 100.00 | 135000.00 | 139.47 | 188284.50 | 70200.00 | Advance Infrastrurctures Pvt Ltd
318.00 | 3 Nos x 2.5 sq. mm | 500.00 | m |  | 62.00 | 31000.00 | 99.90 | 49950.00 | 83.00 | 41500.00 | 81.00 | 40500.00 | 180.00 | 90000.00 | 198.55 | 99275.00 | 180.00 | 90000.00 | 100.00 | 50000.00 | 203.39 | 101695.00 | 31000.00 | Advance Infrastrurctures Pvt Ltd
319.00 | 5 Nos x 1.5 sq. mm | 450.00 | m |  | 85.00 | 38250.00 | 117.00 | 52650.00 | 92.00 | 41400.00 | 95.00 | 42750.00 | 200.00 | 90000.00 | 303.05 | 136372.50 | 240.00 | 108000.00 | 100.00 | 45000.00 | 203.39 | 91525.50 | 38250.00 | Advance Infrastrurctures Pvt Ltd
320.00 | 5 Nos x 2.5 sq. mm | 420.00 | m |  | 92.00 | 38640.00 | 175.50 | 73710.00 | 147.00 | 61740.00 | 143.00 | 60060.00 | 230.00 | 96600.00 | 344.85 | 144837.00 | 300.00 | 126000.00 | 100.00 | 42000.00 | 319.62 | 134240.40 | 38640.00 | Advance Infrastrurctures Pvt Ltd
321.00 | 7 Nos x 1.5 sq. mm | 210.00 | m |  | 115.00 | 24150.00 | 163.80 | 34398.00 | 130.00 | 27300.00 | 133.00 | 27930.00 | 280.00 | 58800.00 | 407.55 | 85585.50 | 336.00 | 70560.00 | 100.00 | 21000.00 | 267.32 | 56137.20 | 21000.00 | AMPSEPC PVT LTD
322.00 | 7 Nos x 2.5 sq. mm | 30.00 | m |  | 125.00 | 3750.00 | 247.50 | 7425.00 | 204.00 | 6120.00 | 202.00 | 6060.00 | 310.00 | 9300.00 | 480.70 | 14421.00 | 420.00 | 12600.00 | 100.00 | 3000.00 | 383.54 | 11506.20 | 3000.00 | AMPSEPC PVT LTD
323.00 | 3 Nos x 4 sq. mm | 120.00 | m |  | 95.00 | 11400.00 | 220.50 | 26460.00 | 182.00 | 21840.00 | 180.00 | 21600.00 | 230.00 | 27600.00 | 229.90 | 27588.00 | 270.00 | 32400.00 | 100.00 | 12000.00 | 319.62 | 38354.40 | 11400.00 | Advance Infrastrurctures Pvt Ltd
324.00 | Circuit wiring in non-hazardous areas using (size given below), copper conductor, PVC insulated, FRLS outer sleeve cables (third core for earthing) from lighting panel/distribution junction box onwards including the supply of cable, junction boxes and cable glands, including termination and connection, including all labour and materials, as per approved drawings, specifications of this tender and directions of Engineer-in-Charge.
325.00 | 3 C x 2.5 sq. mm armoured Cu cables. | 100.00 | m |  | 450.00 | 45000.00 | 193.50 | 19350.00 | 151.00 | 15100.00 | 158.00 | 15800.00 | 320.00 | 32000.00 | 235.13 | 23513.00 | 198.00 | 19800.00 | 165.00 | 16500.00 | 174.34 | 17434.00 | 15100.00 | Om Yash Projects Limited
326.00 | 3 C x 4 sq. mm armoured Cu cables. | 10.00 | m |  | 560.00 | 5600.00 | 250.20 | 2502.00 | 194.00 | 1940.00 | 204.00 | 2040.00 | 410.00 | 4100.00 | 365.75 | 3657.50 | 288.00 | 2880.00 | 195.00 | 1950.00 | 261.51 | 2615.10 | 1940.00 | Om Yash Projects Limited
327.00 | Supply and laying of (surface type) approved make of black enamelled steel conduit of following diameter and associated fittings from lighting/power panel, telephone, fire alarm/plant communication points etc., including supply of G.I. sheet steel junction boxes with acrylic cover, pull wire, including all labour and materials, as per approved drawings, specifications of this tender and directions of Engineer-in-Charge.
328.00 | 25 mm diameter. | 400.00 | m |  | 195.00 | 78000.00 | 157.50 | 63000.00 | 132.00 | 52800.00 | 128.00 | 51200.00 | 880.00 | 352000.00 | 172.43 | 68972.00 | 972.00 | 388800.00 | 235.00 | 94000.00 | 334.73 | 133892.00 | 51200.00 | TOLANI PROJECTS PVT LTD
329.00 | 40 mm diameter. | 800.00 | m |  | 225.00 | 180000.00 | 292.50 | 234000.00 | 244.00 | 195200.00 | 238.00 | 190400.00 | 1250.00 | 1000000.00 | 250.80 | 200640.00 | 1380.00 | 1104000.00 | 435.00 | 348000.00 | 485.82 | 388656.00 | 180000.00 | Advance Infrastrurctures Pvt Ltd
330.00 | Supply and installation of 50 mm x 50 mm, (18 SWG) 'METSEC' channel with removable cover, including supply of all connected hardware, supports, all labour and materials, as per approved drawings, specifications of this tender and directions of Engineer-in-Charge. | 320.00 | m |  | 850.00 | 272000.00 | 562.50 | 180000.00 | 453.00 | 144960.00 | 459.00 | 146880.00 | 1550.00 | 496000.00 | 438.90 | 140448.00 | 1711.00 | 547520.00 | 645.00 | 206400.00 | 842.63 | 269641.60 | 140448.00 | M/s. Megha Engineering and Infrastructures Ltd
331.00 | Circuit wiring with 660 V grade (sizes given below) PVC insulated copper conductor wires in already installed metsec channel including the supply of wires, termination, connection and harnessing of wires etc., including all labour and materials, as per approved drawings, specifications of this tender and directions of Engineer-in-Charge.
332.00 | 1.5 sq. mm wires. | 1200.00 | m |  | 95.00 | 114000.00 | 28.80 | 34560.00 | 23.00 | 27600.00 | 23.00 | 27600.00 | 65.00 | 78000.00 | 177.65 | 213180.00 | 72.00 | 86400.00 | 80.00 | 96000.00 | 17.43 | 20916.00 | 20916.00 | KEC Spur Infrastructure Pvt. Ltd.
333.00 | 2.5 sq. mm wires. | 100.00 | m |  | 110.00 | 11000.00 | 37.80 | 3780.00 | 30.00 | 3000.00 | 30.00 | 3000.00 | 95.00 | 9500.00 | 198.55 | 19855.00 | 104.00 | 10400.00 | 85.00 | 8500.00 | 24.41 | 2441.00 | 2441.00 | KEC Spur Infrastructure Pvt. Ltd.
334.00 | Supply and laying of (concealed type) PVC conduit of following diameter and associated fittings in brick walls, RCC slabs/ceilings for lighting/ power/telephone, fire alarm/plant communication points etc., including supply of G.I. sheet steel junction boxes with acrylic cover, pull wire, making cuts and chasis in built up brick work, RCC slabs/ceilings and making good the same, including all labour and materials, as per approved drawings, specifications of this tender and directions of Engineer-in-Charge.
335.00 | 25 mm diameter. | 1250.00 | m |  | 225.00 | 281250.00 | 70.20 | 87750.00 | 57.00 | 71250.00 | 57.00 | 71250.00 | 95.00 | 118750.00 | 67.93 | 84912.50 | 104.00 | 130000.00 | 85.00 | 106250.00 | 87.17 | 108962.50 | 71250.00 | Om Yash Projects Limited, TOLANI PROJECTS PVT LTD
336.00 | 40 mm diameter. | 200.00 | m |  | 396.00 | 79200.00 | 108.00 | 21600.00 | 59.00 | 11800.00 | 88.00 | 17600.00 | 180.00 | 36000.00 | 141.08 | 28216.00 | 199.00 | 39800.00 | 135.00 | 27000.00 | 133.66 | 26732.00 | 11800.00 | Om Yash Projects Limited
337.00 | Circuit wiring in hazardous areas using (sizes given below) copper conductor, XLPE insulated, FRLS outer sleeve armoured cables (third core for earthing) from lighting/power panel/distribution junction box onwards, excluding the supply of cables, junction boxes and cable glands but including fixing of cable glands, supply and fixing of clamps, cable terminations and connections, including all labour and materials, as per approved drawings, specifications of this tender and directions of Engineer-in-Charge.
338.00 | 3 C x 2.5 sq. mm | 100.00 | m |  | 95.00 | 9500.00 | 130.50 | 13050.00 | 104.00 | 10400.00 | 106.00 | 10600.00 | 310.00 | 31000.00 | 198.55 | 19855.00 | 288.00 | 28800.00 | 314.00 | 31400.00 | 226.64 | 22664.00 | 9500.00 | Advance Infrastrurctures Pvt Ltd
339.00 | SOLAR LIGHTING SYSTEM
340.00 | Design, supply, installation, testing and commissioning of standalone solar photovoltaic street lighting system (SLS) complete with pole with built in marshalling box and necessary wire/ cable running from marshalling box to the lighting fixture and battery bank, White LED fixture, PV Module, Battery, including fixing and connection of fixtures, cable termination and connection, fixing of cable glands and lugs and all mounting accessories and hardware as required, including all civil works, excavation, pre-cast foundation, disposal of surplus earth, etc. and including supply of cement, steel, GI pipes and, base plates, paint all other sundry materials, special cables etc. as required for each SLS system, including painting, all labour and materials, as per approved drawings, specifications of this tender and directions of Engineer-in-Charge.
341.00 | Standalone Solar Photovoltaic Street Lighting System (SLS) comprising of 40 W LED light, 150 Wp PV Module, 12 V battery of 200 Ah capacity Lead-Acid type with 7 meter high pole with single bracket as per Sheet 1 of 2 of 7-51-0234 and complete with PV module and Battery Box mounting arrangement, Battery box of 18 SWG Sheet Steel, Charge control unit with all protection feature including lightning protection and charge indication, all other control electronics, inter-connecting wires/cables, etc. All items shall be MNRE approved | 28.00 | nos |  | 120000.00 | 3360000.00 | 126000.00 | 3528000.00 | 101948.00 | 2854544.00 | 102900.00 | 2881200.00 | 125000.00 | 3500000.00 | 31350.00 | 877800.00 | 81600.00 | 2284800.00 | 75000.00 | 2100000.00 | 52443.24 | 1468410.72 | 877800.00 | M/s. Megha Engineering and Infrastructures Ltd
342.00 | Design, supply, installation, testing and commissioning of hybrid solar photovoltaic street lighting system (SLS) with provision of external power supply from owner's substation complete with pole with built in marshalling box and necessary wire/ cable running from marshalling box to the lighting fixture and battery bank, White LED fixture, PV Module, Battery, including fixing and connection of fixtures, cable termination and connection, fixing of cable glands and lugs and all mounting accessories and hardware as required, including all civil works, excavation, pre-cast foundation, disposal of surplus earth, etc. and including supply of cement, steel, GI pipes and, base plates, paint all other sundry materials, special cables etc. as required for each SLS system, including painting, all labour and materials, as per approved drawings, specifications of this tender and directions of Engineer-in-Charge.
343.00 | Hybrid Solar Photovoltaic Street Lighting System (SLS) comprising of 40 W LED light, 150 Wp PV Module, 12 V battery of 200 Ah capacity Lead-Acid type and external supply of 240 V with 7 meter high pole with single bracket as per Sheet 1 of 2 of 7-51-0234 and complete with PV module and Battery Box mounting arrangement, Battery box of 18 SWG Sheet Steel, Charge control unit(s) with changeover facility having provision to receive following external alternate supply from Owner with all protection feature including lightning protection and charge indication, all other control electronics, interconnecting wires/cables, etc. All items shall be MNRE approved. | 2.00 | nos |  | 135000.00 | 270000.00 | 88650.00 | 177300.00 | 74137.00 | 148274.00 | 72397.00 | 144794.00 | 145000.00 | 290000.00 | 36575.00 | 73150.00 | 105600.00 | 211200.00 | 75000.00 | 150000.00 | 61018.13 | 122036.26 | 73150.00 | M/s. Megha Engineering and Infrastructures Ltd
344.00 | EARTH ELECTRODES
345.00 | Supply, installation, testing and commissioning of GI earth electrodes, complete with earth pit as per std. 7-51-0102 and all necessary materials including excavation of earth pit, filling with charcoal and salt, back filling, providing necessary brickwork, connections, including all labour and materials, as per approved drawings, specifications of this tender and directions of Engineer-in-Charge.
346.00 | GI earth electrode as per std. 7-51-0102. | 100.00 | nos |  | 18850.00 | 1885000.00 | 15000.00 | 1500000.00 | 15974.00 | 1597400.00 | 16794.00 | 1679400.00 | 28500.00 | 2850000.00 | 8360.00 | 836000.00 | 20400.00 | 2040000.00 | 8650.00 | 865000.00 | 28557.83 | 2855783.00 | 836000.00 | M/s. Megha Engineering and Infrastructures Ltd
347.00 | EARTH STRIPS
348.00 | Supply, installation and connection of following GI earthing strip along the cable trenches or cable trays or fixing to walls or structures including welding at joints, providing anti-corrosive paint or bitumen and jute covering for welded portion, clamping and necessary hardware for connecting, etc., including all labour and materials, as per approved drawings, specifications of this tender and directions of Engineer-in-Charge.
349.00 | 50 x 6 mm | 400.00 | m |  | 267.00 | 106800.00 | 310.50 | 124200.00 | 258.00 | 103200.00 | 253.00 | 101200.00 | 380.00 | 152000.00 | 235.13 | 94052.00 | 384.00 | 153600.00 | 255.00 | 102000.00 | 284.75 | 113900.00 | 94052.00 | M/s. Megha Engineering and Infrastructures Ltd
350.00 | 40 x 5 mm | 160.00 | m |  | 232.00 | 37120.00 | 238.50 | 38160.00 | 185.00 | 29600.00 | 194.00 | 31040.00 | 310.00 | 49600.00 | 188.10 | 30096.00 | 336.00 | 53760.00 | 205.00 | 32800.00 | 206.88 | 33100.80 | 29600.00 | Om Yash Projects Limited
351.00 | 25 x 3 mm | 1300.00 | m |  | 140.00 | 182000.00 | 142.20 | 184860.00 | 117.00 | 152100.00 | 116.00 | 150800.00 | 255.00 | 331500.00 | 104.50 | 135850.00 | 222.00 | 288600.00 | 195.00 | 253500.00 | 108.09 | 140517.00 | 135850.00 | M/s. Megha Engineering and Infrastructures Ltd
352.00 | Supply, installation and connection of following GI earthing strip buried individually at a depth of 500 mm including welding at joints, providing anti-corrosive paint or bitumen and jute covering for welded portion, clamping and necessary hardware for connecting, excavation and refilling etc., including all labour and materials, as per approved drawings, specifications of this tender and directions of Engineer-in-Charge.
353.00 | 50 x 6 mm | 4720.00 | m |  | 346.00 | 1633120.00 | 310.50 | 1465560.00 | 259.00 | 1222480.00 | 253.00 | 1194160.00 | 420.00 | 1982400.00 | 261.25 | 1233100.00 | 600.00 | 2832000.00 | 225.00 | 1062000.00 | 315.33 | 1488357.60 | 1062000.00 | AMPSEPC PVT LTD
354.00 | 25 x 3 mm | 1120.00 | m |  | 182.00 | 203840.00 | 142.20 | 159264.00 | 111.00 | 124320.00 | 116.00 | 129920.00 | 285.00 | 319200.00 | 188.10 | 210672.00 | 438.00 | 490560.00 | 175.00 | 196000.00 | 108.09 | 121060.80 | 121060.80 | KEC Spur Infrastructure Pvt. Ltd.
355.00 | EARTHING CONNECTION
356.00 | Connecting individual equipment to the earth strip or earth plate with following sizes of G.I. wire / G.I. wire rope including the supply of G.I. wire /G.I. wire rope, lugs, conductors, connecting to the G.I. strip or earth plate and necessary hardware for connection, including all labour and materials, as per approved drawings, specifications of this tender and directions of Engineer-in-Charge.
357.00 | 3/8" dia (10 mm) flexible rope. | 6200.00 | m |  | 286.00 | 1773200.00 | 88.20 | 546840.00 | 70.00 | 434000.00 | 72.00 | 446400.00 | 500.00 | 3100000.00 | 104.50 | 647900.00 | 240.00 | 1488000.00 | 165.00 | 1023000.00 | 104.60 | 648520.00 | 434000.00 | Om Yash Projects Limited
358.00 | 5/8" dia (16 mm) flexible rope. | 60.00 | m |  | 320.00 | 19200.00 | 99.00 | 5940.00 | 79.00 | 4740.00 | 80.00 | 4800.00 | 600.00 | 36000.00 | 261.25 | 15675.00 | 348.00 | 20880.00 | 195.00 | 11700.00 | 133.66 | 8019.60 | 4740.00 | Om Yash Projects Limited
359.00 | 8 SWG GI Wire. | 300.00 | m |  | 385.00 | 115500.00 | 52.20 | 15660.00 | 41.00 | 12300.00 | 42.00 | 12600.00 | 80.00 | 24000.00 | 104.50 | 31350.00 | 204.00 | 61200.00 | 75.00 | 22500.00 | 68.57 | 20571.00 | 12300.00 | Om Yash Projects Limited
360.00 | Supply and installation of 25 sq. mm (168/0.01772") copper flexibles of following length with copper lugs crimped on both sides for earthing of pipeline vessels, equipments (non electrical) as per std. 7- 51-0112, including all labour and materials, as per approved drawings, specifications of this tender and directions of Engineer-in-Charge.
361.00 | 300 mm | 60.00 | nos |  | 715.00 | 42900.00 | 157.50 | 9450.00 | 130.00 | 7800.00 | 128.00 | 7680.00 | 650.00 | 39000.00 | 104.50 | 6270.00 | 216.00 | 12960.00 | 365.00 | 21900.00 | 767.09 | 46025.40 | 6270.00 | M/s. Megha Engineering and Infrastructures Ltd
362.00 | 500 mm | 60.00 | nos |  | 1072.50 | 64350.00 | 202.50 | 12150.00 | 164.00 | 9840.00 | 165.00 | 9900.00 | 950.00 | 57000.00 | 135.85 | 8151.00 | 288.00 | 17280.00 | 495.00 | 29700.00 | 1278.48 | 76708.80 | 8151.00 | M/s. Megha Engineering and Infrastructures Ltd
363.00 | 1500 mm | 60.00 | nos |  | 1670.00 | 100200.00 | 607.50 | 36450.00 | 496.00 | 29760.00 | 496.00 | 29760.00 | 1250.00 | 75000.00 | 303.05 | 18183.00 | 648.00 | 38880.00 | 1275.00 | 76500.00 | 1917.71 | 115062.60 | 18183.00 | M/s. Megha Engineering and Infrastructures Ltd
364.00 | EARTH PLATES
365.00 | Supply, installation and connection of GI earth plates as per std. 7-51-0103, complete with anchor bolts, including all labour and materials, as per approved drawings, specifications of this tender and directions of Engineer-in-Charge.
366.00 | Cu Earth Plate | 1.00 | nos |  | 25500.00 | 25500.00 | 2385.00 | 2385.00 | 1920.00 | 1920.00 | 1947.00 | 1947.00 | 12500.00 | 12500.00 | 3657.50 | 3657.50 | 19200.00 | 19200.00 | 18000.00 | 18000.00 | 37192.00 | 37192.00 | 1920.00 | Om Yash Projects Limited
367.00 | GI earth plate as per std. 7-51-0103. | 50.00 | nos |  | 11050.00 | 552500.00 | 1305.00 | 65250.00 | 1067.00 | 53350.00 | 1065.00 | 53250.00 | 2150.00 | 107500.00 | 548.63 | 27431.50 | 1920.00 | 96000.00 | 6500.00 | 325000.00 | 2673.18 | 133659.00 | 27431.50 | M/s. Megha Engineering and Infrastructures Ltd
368.00 | EARTHING CABLES
369.00 | Supply of 1100 V grade, multi stranded Copper Conductor, XLPE/PVC insulated and unarmoured cables (with green/yellow strips or green colour outer sleeve) of following sizes as per EIL standard specification No. 6-51-0051, data sheet, specifications of this tender and directions of Engineer-in-Charge.
370.00 | 1 C x 10 Sqmm | 400.00 | m |  | 385.00 | 154000.00 | 136.80 | 54720.00 | 114.00 | 45600.00 | 111.00 | 44400.00 | 245.00 | 98000.00 | 114.95 | 45980.00 | 192.00 | 76800.00 | 135.00 | 54000.00 | 191.77 | 76708.00 | 44400.00 | TOLANI PROJECTS PVT LTD
371.00 | Termination & connection of leads of 1100 V grade, multi stranded Copper Conductor, XLPE/PVC insulated and unarmoured, cables of following sizes for earthing of equipment, including supply of lugs, supply and fixing of GI saddles and saddle bars, cutting and stripping of cable insulation, crimping the lug on to the conductor, clamping of the cable, including all labour and materials as per approved drawings, specifications of this tender and directions of Engineer-in-Charge
372.00 | 1 C x 10 Sqmm | 16.00 | nos |  | 255.00 | 4080.00 | 28.80 | 460.80 | 23.00 | 368.00 | 23.00 | 368.00 | 245.00 | 3920.00 | 261.25 | 4180.00 | 228.00 | 3648.00 | 15500.00 | 248000.00 | 191.77 | 3068.32 | 368.00 | Om Yash Projects Limited, TOLANI PROJECTS PVT LTD
373.00 | TELEPHONE SYSTEM
374.00 | Supply, installation, testing and commissioning of Indoor Telephone Distribution J.B. made out of 2.03 mm (14 gauge) sheet steel, with one anti-rust coat of primer, with two finished coats of approved epoxy paint, with Krone type terminals with hinged lockable door, detachable gland plate at the bottom/top complete with termination and connections of incoming/ outgoing cables, including all labour and materials, as per specifications of this tender and directions of Engineer-in-Charge.
375.00 | TDJB Flush mounting type with an additional cable pull box at bottom for easy termination of cable suitable for 1 nos 5 Pair incoming cable(s) and 5 nos 1 Pair outgoing cable(s) | 10.00 | nos |  | 17500.00 | 175000.00 | 5625.00 | 56250.00 | 4429.00 | 44290.00 | 4593.00 | 45930.00 | 5500.00 | 55000.00 | 3657.50 | 36575.00 | 6000.00 | 60000.00 | 45000.00 | 450000.00 | 26557.42 | 265574.20 | 36575.00 | M/s. Megha Engineering and Infrastructures Ltd
376.00 | Supply, installation, connection, testing and commissioning of following plug - in type sockets for Telephones extensions including supply of sheet boxes with covers connection of socket and plug, including all labour and materials, as per approved drawings, specifications of this tender and directions of Engineer-in-Charge.
377.00 | Flush Mounting Type. | 18.00 | nos |  | 325.00 | 5850.00 | 292.50 | 5265.00 | 234.00 | 4212.00 | 238.00 | 4284.00 | 980.00 | 17640.00 | 574.75 | 10345.50 | 1080.00 | 19440.00 | 2975.00 | 53550.00 | 3079.96 | 55439.28 | 4212.00 | Om Yash Projects Limited
378.00 | Wiring with (No. of wires given below) 660 V grade, 0.63 mm dia. annealed tinned copper conductor, PVC insulated twin flat wire as per relevant IS in already laid surface/concealed conduit from TDJB onwards to telephone sockets including supply of Wires, termination and connection, including all labour and materials, as per approved drawings, specifications of this tender and directions of Engineer-in-Charge.
379.00 | 1 No. twin flat wire. | 180.00 | m |  | 325.00 | 58500.00 | 76.50 | 13770.00 | 61.00 | 10980.00 | 62.00 | 11160.00 | 80.00 | 14400.00 | 31.35 | 5643.00 | 90.00 | 16200.00 | 125.00 | 22500.00 | 145.28 | 26150.40 | 5643.00 | M/s. Megha Engineering and Infrastructures Ltd
380.00 | 2 Nos. twin flat wires. | 10.00 | m |  | 552.00 | 5520.00 | 148.50 | 1485.00 | 116.00 | 1160.00 | 121.00 | 1210.00 | 110.00 | 1100.00 | 47.03 | 470.30 | 120.00 | 1200.00 | 225.00 | 2250.00 | 249.88 | 2498.80 | 470.30 | M/s. Megha Engineering and Infrastructures Ltd
381.00 | SUPPLY OF COMMUNICATION / FIRE ALALRM CABLE / CONDUITS / DUCTS
382.00 | Supply of communication, fire alarm & control paired cables of following sizes as per EIL standard specification No. 6-51-0052, data sheet, specifications of this tender and directions of Engineer-in-Charge.
383.00 | "Non-Jelly filled fire alarm armoured cables of size 1.5 mm² 2 pair" | 3000.00 | metre |  | 195.00 | 585000.00 | 121.50 | 364500.00 | 98.00 | 294000.00 | 99.00 | 297000.00 | 310.00 | 930000.00 | 125.40 | 376200.00 | 396.00 | 1188000.00 | 195.00 | 585000.00 | 112.74 | 338220.00 | 294000.00 | Om Yash Projects Limited
384.00 | Non-Jelly filled fire alarm un-armoured cables of size 1.5 mm² 2 pair | 1000.00 | m |  | 165.00 | 165000.00 | 70.20 | 70200.00 | 56.00 | 56000.00 | 57.00 | 57000.00 | 280.00 | 280000.00 | 94.05 | 94050.00 | 360.00 | 360000.00 | 225.00 | 225000.00 | 81.36 | 81360.00 | 56000.00 | Om Yash Projects Limited
385.00 | CIVIL WORKS/M.S. CHEQUERED PLATE
386.00 | Excavation and backfilling of trenches for cables and earth strip etc. , for a maximum depth of 1.5 m, shoring, shuttering and dewatering (if necessary) including consolidation and disposal of surplus earth up to a distance of 30 m, including all labour and materials, as per approved drawings, specifications of this tender and directions of Engineer-in-Charge. (Excavated trench dimensions shall be measured).
387.00 | Excavation and backfilling of trenches in all types of soil except rock. | 600.00 | m³ |  | 650.00 | 390000.00 | 472.50 | 283500.00 | 371.00 | 222600.00 | 385.00 | 231000.00 | 645.00 | 387000.00 | 783.75 | 470250.00 | 420.00 | 252000.00 | 510.00 | 306000.00 | 464.90 | 278940.00 | 222600.00 | Om Yash Projects Limited
388.00 | Supply and spreading of approved fine river sand/stone dust in cable trenches, including all labour and materials, specifications of this tender and directions of Engineer-in-Charge.
389.00 | Fine river sand. | 400.00 | m³ |  | 1750.00 | 700000.00 | 1935.00 | 774000.00 | 1579.00 | 631600.00 | 1580.00 | 632000.00 | 980.00 | 392000.00 | 1045.00 | 418000.00 | 780.00 | 312000.00 | 1150.00 | 460000.00 | 2324.50 | 929800.00 | 312000.00 | Ace Pipeline Contracts Pvt Ltd
390.00 | Supply and spreading of approved FLY ASH BRICKS - TYPE-5 of 75 mm thickness in cable trenches for cable protection, including all labour and materials, as per approved drawings, specifications of this tender and directions of Engineer-in-Charge. (Actual area of laid brick surfaces shall be measured).
391.00 | Bricks. | 520.00 | m² |  | 950.00 | 494000.00 | 607.50 | 315900.00 | 493.00 | 256360.00 | 496.00 | 257920.00 | 880.00 | 457600.00 | 313.50 | 163020.00 | 1080.00 | 561600.00 | 893.00 | 464360.00 | 755.46 | 392839.20 | 163020.00 | M/s. Megha Engineering and Infrastructures Ltd
392.00 | Providing and laying plain cement concrete for all depths below and up to a plinth level in foundations including tamping, ramming, vibrating, curing, shuttering etc. all as specified in any shape, position, thickness and finishing the top surface rough or smooth as specified and directed, including supply of all materials and all complete for concrete of M-15 grade with 20 mm and down size graded crushed stone aggregates, including all labour and materials, as per approved drawings, specifications of this tender and directions of Engineer-in-Charge.
393.00 | Plain cement concrete. | 5.00 | m³ |  | 8500.00 | 42500.00 | 310.50 | 1552.50 | 241.00 | 1205.00 | 253.00 | 1265.00 | 4000.00 | 20000.00 | 4702.50 | 23512.50 | 660.00 | 3300.00 | 5850.00 | 29250.00 | 6392.38 | 31961.90 | 1205.00 | Om Yash Projects Limited
394.00 | Supply, fabrication and installation of 6 mm thick M.S. chequered plate for covering floor cut- outs/cable trenches etc., including all labour and materials, as per approved drawings, specifications of this tender and directions of Engineer-in-Charge.
395.00 | 6 mm thick M.S. chequered plate. | 80.00 | m² |  | 5850.00 | 468000.00 | 7425.00 | 594000.00 | 6057.00 | 484560.00 | 6063.00 | 485040.00 | 5000.00 | 400000.00 | 88.83 | 7106.40 | 9000.00 | 720000.00 | 4825.00 | 386000.00 | 6857.28 | 548582.40 | 7106.40 | M/s. Megha Engineering and Infrastructures Ltd
396.00 | ACSR CONDUCTORS
397.00 | Supply, installation , tensioning, and connection of ACSR conductor of sizes as given below for running over poles, structures including P.G. Clamps, connection to isolators, load break switch, drop out fuses, lightning arrestors, O/H line to cable box connector but excluding the supply of insulators, isolators, load break switch, dropout fuses, lightning arrestor, including all labour and materials, as per the routing of layout drawings, as per approved drawings, specifications of this tender and directions of Engineer-in-Charge.
398.00 | Conductor type (11kV ACSR) | 1.00 | nos |  | 400.00 | 400.00 | 148.50 | 148.50 | 123.00 | 123.00 | 121.00 | 121.00 | 120000.00 | 120000.00 | 418.00 | 418.00 | 30000.00 | 30000.00 | 1150.00 | 1150.00 | 1278.48 | 1278.48 | 121.00 | TOLANI PROJECTS PVT LTD
399.00 | Conductor type - Dog | 1.00 | m |  | 325.00 | 325.00 | 157.50 | 157.50 | 127.00 | 127.00 | 128.00 | 128.00 | 580.00 | 580.00 | 209.00 | 209.00 | 4200.00 | 4200.00 | 2750.00 | 2750.00 | 1278.48 | 1278.48 | 127.00 | Om Yash Projects Limited
400.00 | LAN SYSTEMS
401.00 | Supply, installation, termination, testing and commissioning of flush mounted CAT-6 UTP JACK (Information Outlets) including supply of all connected materials(i.e Face plates, Surface mount box, patch cord at I/O end), including all labour and materials, as per approved drawings, specifications of this tender and directions of Engineer-in-charge. | 10.00 | nos |  | 715.00 | 7150.00 | 310.50 | 3105.00 | 255.00 | 2550.00 | 253.00 | 2530.00 | 980.00 | 9800.00 | 574.75 | 5747.50 | 600.00 | 6000.00 | 1000.00 | 10000.00 | 1220.36 | 12203.60 | 2530.00 | TOLANI PROJECTS PVT LTD
402.00 | Circuit wiring with following cables for LAN in already laid surface/concealed conduit from Etherswitch rack onwards to Cat-6 UTP Jack (Information outlet) including the supply of cables, termination and connection at both ends (i.e at jack panel end & at the I/O end), including all labour and materials, as per approved drawings, specifications of this tender and directions of Engineer-in-charge.
403.00 | 1 no. CAT-6 UTP cable | 20.00 | m |  | 55.00 | 1100.00 | 130.50 | 2610.00 | 106.00 | 2120.00 | 106.00 | 2120.00 | 80.00 | 1600.00 | 20.90 | 418.00 | 110.00 | 2200.00 | 375.00 | 7500.00 | 101.12 | 2022.40 | 418.00 | M/s. Megha Engineering and Infrastructures Ltd
404.00 | PAINTING & MARKING
405.00 | Letter painting and marking of all buses of switchboards, all incomers, bus couplers, outgoings with details of Tag No, feeder rating in KW/Amp, sending end source, in the front of the panels and bus bar, panel nos.etc. on the rear side of the panels for all switchboards, all other substation equipment viz.transformers, capacitors, neutral grounding resistors, VFD panels, other panels, etc for equipment housed in electrical substations including supply of all material such as stickers, enamel paints, stencil, etc including supply of all labour, materials as per the specification of this tender and directions of Engineer-in-Charge.
406.00 | Each alphabet/character upto 2 inch in height/length | 30.00 | nos |  | 125.00 | 3750.00 | 22.50 | 675.00 | 18.00 | 540.00 | 18.00 | 540.00 | 250.00 | 7500.00 | 52.25 | 1567.50 | 276.00 | 8280.00 | 225.00 | 6750.00 | 116.23 | 3486.90 | 540.00 | Om Yash Projects Limited, TOLANI PROJECTS PVT LTD
407.00 | Each alphabet/character above 2 inch and Upto 4 inch in height/length | 30.00 | nos |  | 195.00 | 5850.00 | 31.50 | 945.00 | 25.00 | 750.00 | 25.00 | 750.00 | 350.00 | 10500.00 | 156.75 | 4702.50 | 386.00 | 11580.00 | 275.00 | 8250.00 | 174.34 | 5230.20 | 750.00 | Om Yash Projects Limited, TOLANI PROJECTS PVT LTD
408.00 | Each alphabet/character above 4 inch and Upto 8 inch in height/length | 30.00 | nos |  | 298.00 | 8940.00 | 40.50 | 1215.00 | 34.00 | 1020.00 | 33.00 | 990.00 | 550.00 | 16500.00 | 209.00 | 6270.00 | 607.00 | 18210.00 | 320.00 | 9600.00 | 232.45 | 6973.50 | 990.00 | TOLANI PROJECTS PVT LTD
409.00 | Letter painting of tag nos., applicable circuit nos. for identification with red/black/white paint for all outdoor equipment in safe and hazardous areas viz. light fittings, control gear boxes, lighting/power panels, welding receptacles, convenience receptacles, local control stations, fire alarm manual call points, fire alarm detectors, motors, field call stations, loud speakers, etc. including supply of enamel paint, all hardware as required, supply of all labour, materials as per the specification of this tender and directions of Engineer-in-Charge.
410.00 | Each alphabet/character upto 2 inch in height/length | 30.00 | nos |  | 125.00 | 3750.00 | 22.50 | 675.00 | 18.00 | 540.00 | 18.00 | 540.00 | 250.00 | 7500.00 | 52.25 | 1567.50 | 276.00 | 8280.00 | 410.00 | 12300.00 | 232.45 | 6973.50 | 540.00 | Om Yash Projects Limited, TOLANI PROJECTS PVT LTD
411.00 | Each alphabet/character above 4 inch and Upto 8 inch in height/length | 30.00 | nos |  | 298.00 | 8940.00 | 31.50 | 945.00 | 25.00 | 750.00 | 25.00 | 750.00 | 350.00 | 10500.00 | 104.50 | 3135.00 | 607.00 | 18210.00 | 410.00 | 12300.00 | 348.68 | 10460.40 | 750.00 | Om Yash Projects Limited, TOLANI PROJECTS PVT LTD
412.00 | INSTRUMENTATION
413.00 | TELECOMMUNICATION WORKS
414.00 | OPTICAL FIBRE CABLE INSTALLATION
415.00 | Submission of OFC alignment sheets, as-built drawings and all documentation in accordance with the specifications. | 1.00 | Lumpsum |  | 100000.00 | 100000.00 | 115000.00 | 115000.00 | 20619.00 | 20619.00 | 21000.00 | 21000.00 | 200000.00 | 200000.00 | 104500.00 | 104500.00 | 100000.00 | 100000.00 | 75000.00 | 75000.00 | 174337.52 | 174337.52 | 20619.00 | Om Yash Projects Limited
416.00 | Supply & installation of OFC distance markers (metal plates on pipeline markers) at all pipeline marker locations as per specifications and direction of CLIENT/CONSULTANT. | 90.00 | nos |  | 3800.00 | 342000.00 | 1725.00 | 155250.00 | 4006.00 | 360540.00 | 4050.00 | 364500.00 | 5000.00 | 450000.00 | 3657.50 | 329175.00 | 3000.00 | 270000.00 | 5600.00 | 504000.00 | 9298.00 | 836820.00 | 155250.00 | JSIW INFRASTRUCTURE PRIVATE LIMITED
417.00 | OFC Route marker (Metallic Marker) on the Optical Fibre Cable laying route inside the terminals. | 40.00 | nos |  | 2800.00 | 112000.00 | 1725.00 | 69000.00 | 6932.00 | 277280.00 | 6750.00 | 270000.00 | 5000.00 | 200000.00 | 4702.50 | 188100.00 | 4200.00 | 168000.00 | 1800.00 | 72000.00 | 5811.25 | 232450.00 | 69000.00 | JSIW INFRASTRUCTURE PRIVATE LIMITED
418.00 | Supply of Jointing closures, Factory acceptance testing, storage, and transportation to site, loading, unloading, jointing of OFC all complete as per specifications provided in the bid document and direction of CLIENT/CONSULTANT. | 25.00 | nos |  | 4550.00 | 113750.00 | 5750.00 | 143750.00 | 10795.00 | 269875.00 | 10800.00 | 270000.00 | 12000.00 | 300000.00 | 3135.00 | 78375.00 | 5400.00 | 135000.00 | 3200.00 | 80000.00 | 13365.88 | 334147.00 | 78375.00 | M/s. Megha Engineering and Infrastructures Ltd
419.00 | Supply and installation of Jointing Pit, including sand, OFC joint identification marker, back filling as required etc. all complete | 25.00 | nos |  | 23400.00 | 585000.00 | 13800.00 | 345000.00 | 13943.00 | 348575.00 | 13500.00 | 337500.00 | 12000.00 | 300000.00 | 4702.50 | 117562.50 | 15600.00 | 390000.00 | 18350.00 | 458750.00 | 21501.63 | 537540.75 | 117562.50 | M/s. Megha Engineering and Infrastructures Ltd
420.00 | Supply and installation of Electronic marker system consisting of:
421.00 | Electronic Marker | 25.00 | nos |  | 3250.00 | 81250.00 | 3220.00 | 80500.00 | 20427.00 | 510675.00 | 20250.00 | 506250.00 | 5000.00 | 125000.00 | 3030.50 | 75762.50 | 3000.00 | 75000.00 | 2450.00 | 61250.00 | 4300.33 | 107508.25 | 61250.00 | AMPSEPC PVT LTD
422.00 | Marker locator | 1.00 | nos |  | 383000.00 | 383000.00 | 316250.00 | 316250.00 | 179870.00 | 179870.00 | 187500.00 | 187500.00 | 300000.00 | 300000.00 | 418000.00 | 418000.00 | 360000.00 | 360000.00 | 190000.00 | 190000.00 | 447466.29 | 447466.29 | 179870.00 | Om Yash Projects Limited
423.00 | Site acceptance Testing of the laid OFC, all complete as per specification and direction of CLIENT/CONSULTANT. | 1.00 | Lumpsum |  | 250000.00 | 250000.00 | 575000.00 | 575000.00 | 36497.00 | 36497.00 | 37500.00 | 37500.00 | 250000.00 | 250000.00 | 418000.00 | 418000.00 | 240000.00 | 240000.00 | 125000.00 | 125000.00 | 29056.25 | 29056.25 | 29056.25 | KEC Spur Infrastructure Pvt. Ltd.
424.00 | Supply of following Optical Fibre Cables (OFC) including FAT, storage, transportation to site, loading, unloading etc. all complete
425.00 | 24 fibres, single mode, compliant to ITU-T G.652 , Optical Fibre Cable | 91000.00 | m |  | 85.00 | 7735000.00 | 74.75 | 6802250.00 | 120.00 | 10920000.00 | 100.00 | 9100000.00 | 250.00 | 22750000.00 | 50.16 | 4564560.00 | 66.00 | 6006000.00 | 95.00 | 8645000.00 | 74.04 | 6737640.00 | 4564560.00 | M/s. Megha Engineering and Infrastructures Ltd
426.00 | Supply and installation of Blowing pits, including sand, backfilling as required etc. all complete | 62.00 | nos |  | 23400.00 | 1450800.00 | 13800.00 | 855600.00 | 12900.00 | 799800.00 | 13500.00 | 837000.00 | 7000.00 | 434000.00 | 4702.50 | 291555.00 | 15600.00 | 967200.00 | 18350.00 | 1137700.00 | 17433.75 | 1080892.50 | 291555.00 | M/s. Megha Engineering and Infrastructures Ltd
427.00 | Supply of Permanently lubricated HDPE conduit for following sizes in required length of pressure rating 6 kgf/cm2 to be laid in pipeline trench or in separate trench directly or inside CS conduit including FAT, storage, transportation to site, loading, unloading etc. all complete
428.00 | Duct with nominal diameter 40 mm or less | 91000.00 | m |  | 75.00 | 6825000.00 | 175.00 | 15925000.00 | 120.00 | 10920000.00 | 100.00 | 9100000.00 | 250.00 | 22750000.00 | 57.48 | 5230680.00 | 138.00 | 12558000.00 | 75.00 | 6825000.00 | 67.87 | 6176170.00 | 5230680.00 | M/s. Megha Engineering and Infrastructures Ltd
429.00 | Laying, Testing and commissioning of the following sizes of HDPE duct/pipe of pressure rating 6 kgf/cm2, including supply of clamps, small iron structures, spacers, and duct accessories like push-fit couplers, bends and elbows, end plugs, simple plugs, sonic heads, etc, and including small civil works, cleaning with compressed air, calibrating, testing for air tightness, sealing of ends, including all labour and materials, as per directions of the Engineer-in-Charge.
430.00 | Duct with nominal diameter 40 mm or less | 87000.00 | m |  | 10.00 | 870000.00 | 23.00 | 2001000.00 | 15.00 | 1305000.00 | 16.00 | 1392000.00 | 30.00 | 2610000.00 | 10.45 | 909150.00 | 6.00 | 522000.00 | 19.00 | 1653000.00 | 49.36 | 4294320.00 | 522000.00 | Ace Pipeline Contracts Pvt Ltd
431.00 | Supply, installation, testing and commissioning of fibre-optic patch panel (light interface unit or fibre-termination closure), wall-mounted type in dust tight enclosure with hinged cover, end termination/splicing of fibre-optic cables, including supply & installation of loop box (1000 mm (H) x 1000 mm (W) x 200 mm (D)), patch-cord, pigtail, including all labour and materials all complete for following FO cables
432.00 | FO cable with 17 or more fibres | 32.00 | nos |  | 25000.00 | 800000.00 | 23000.00 | 736000.00 | 32446.00 | 1038272.00 | 33750.00 | 1080000.00 | 15000.00 | 480000.00 | 9927.50 | 317680.00 | 26400.00 | 844800.00 | 52000.00 | 1664000.00 | 61697.93 | 1974333.76 | 317680.00 | M/s. Megha Engineering and Infrastructures Ltd
433.00 | Installation and Laying of OFC in pipeline trench through HDPE conduit by blowing method, trenching and excavation as required, padding, backfilling, restoration of land & other constructions, as applicable to original conditions etc. including supply and use of all materials required like couplers, end plugs etc. | 87000.00 | m |  | 45.00 | 3915000.00 | 46.00 | 4002000.00 | 35.00 | 3045000.00 | 40.00 | 3480000.00 | 50.00 | 4350000.00 | 8.36 | 727320.00 | 48.00 | 4176000.00 | 45.00 | 3915000.00 | 34.64 | 3013680.00 | 727320.00 | M/s. Megha Engineering and Infrastructures Ltd
434.00 | Installation & laying of OFC in separate trench directly or through HDPE/CS conduit by blowing method, trenching and excavation as required, padding, backfilling, restoration of land & other constructions, as applicable to original conditions etc., including supply and use of all materials required like warning mats, couplers, end plugs etc. all complete | 800.00 | m |  | 150.00 | 120000.00 | 287.50 | 230000.00 | 78.00 | 62400.00 | 75.00 | 60000.00 | 500.00 | 400000.00 | 26.13 | 20904.00 | 600.00 | 480000.00 | 130.00 | 104000.00 | 813.58 | 650864.00 | 20904.00 | M/s. Megha Engineering and Infrastructures Ltd
435.00 | PRESSURE GAUGES AND ACCESSORIES (Incl. supply of Impulse pipe/Tubing material)
436.00 | Installation of Line mounted or Remote mounted or Local Gauge Board mounted Pressure gauge/ Pressure gauge with Pulsation Dampener/ Syphon/ Overrange Protector (direct/ surface mounted/ diaphragm seal type) inclusive of mounting of instrument, supply of piping and tubing materials such as valves, fittings, pipes, tubes, compression fittings, as per specification, supply and erection of supports, mounting on support, (if support required), laying of capillary on supports, fabrication and installation of manifolds/ impulse lines with supports as per standards indicated below, hydraulic testing and painting of supports but exclusive of Supply of Instrument, Gauge Board, Yoke, and Calibration.
437.00 | In SS as per Standard 7-52-0432/1112 | 2.00 | nos |  | 8500.00 | 17000.00 | 13365.00 | 26730.00 | 12182.00 | 24364.00 | 12474.00 | 24948.00 | 14850.00 | 29700.00 | 18287.50 | 36575.00 | 9600.00 | 19200.00 | 3000.00 | 6000.00 | 9879.13 | 19758.26 | 6000.00 | AMPSEPC PVT LTD
438.00 | In Carbon Steel as per Standard 7-52-0432/1112 | 4.00 | nos |  | 7500.00 | 30000.00 | 13365.00 | 53460.00 | 11954.00 | 47816.00 | 12474.00 | 49896.00 | 14850.00 | 59400.00 | 5747.50 | 22990.00 | 9600.00 | 38400.00 | 3000.00 | 12000.00 | 9879.13 | 39516.52 | 12000.00 | AMPSEPC PVT LTD
439.00 | In Carbon Steel as per Standard 7-52-1107 | 4.00 | nos |  | 7500.00 | 30000.00 | 13365.00 | 53460.00 | 11881.00 | 47524.00 | 12474.00 | 49896.00 | 14850.00 | 59400.00 | 5747.50 | 22990.00 | 9600.00 | 38400.00 | 3000.00 | 12000.00 | 9879.13 | 39516.52 | 12000.00 | AMPSEPC PVT LTD
440.00 | PRESS.INSTRUMENTS (Incl. supply of Impulse pipe/Tubing material)
441.00 | Installation of Pressure Transmitters/ Pressure Switches (with or without Pulsation Dampener, Overrange Protector)/ Diaphragm seal type Pressure Transmitters/ Diaphragm seal type Pressure Switches including mounting on Yoke/ Surface, supply of piping & tubing materials such as valves, fittings, pipes, tubes, compression fittings as per specifications enclosed, supply of supports for capillary, supply and erection of supports for impulse lines wherever required, fabrication and installation of manifolds/ impulse lines with supports as per Standard indicated below, laying of capillary on supports, hydraulic testing and painting of supports but exclusive of Supply of Instrument, all Electrical/ Pneumatic connections, Yoke and Calibration.
442.00 | In Carbon Steel as per Standard 7-52-0437/0438/1131/1132 | 18.00 | nos |  | 12200.00 | 219600.00 | 20250.00 | 364500.00 | 19463.00 | 350334.00 | 18900.00 | 340200.00 | 22500.00 | 405000.00 | 16720.00 | 300960.00 | 18000.00 | 324000.00 | 3000.00 | 54000.00 | 20339.38 | 366108.84 | 54000.00 | AMPSEPC PVT LTD
443.00 | In Carbon Steel as per Standard 7-52-1273 | 2.00 | nos |  | 10500.00 | 21000.00 | 20250.00 | 40500.00 | 19188.00 | 38376.00 | 18900.00 | 37800.00 | 22500.00 | 45000.00 | 18810.00 | 37620.00 | 18000.00 | 36000.00 | 3000.00 | 6000.00 | 20339.38 | 40678.76 | 6000.00 | AMPSEPC PVT LTD
444.00 | TEMPERATURE TRANSMITTERS (REMOTE MOUNTED)
445.00 | Thermocouple/ RTD element with thermowell, along with Temperature Transmitter remote mounted. Installation of transmitter including mounting on yoke, fabrication and erection of supports with clamps and laying of extension/RTD cable upto thermocouple, termination of cables at both ends, painting of supports but exclusive of Supply of Instruments, Cable, Yoke and Calibration.
446.00 | Temperature Transmitter and RTD with flanged well | 3.00 | nos |  | 9500.00 | 28500.00 | 10350.00 | 31050.00 | 9572.00 | 28716.00 | 9660.00 | 28980.00 | 11500.00 | 34500.00 | 3657.50 | 10972.50 | 6000.00 | 18000.00 | 6500.00 | 19500.00 | 6392.38 | 19177.14 | 10972.50 | M/s. Megha Engineering and Infrastructures Ltd
447.00 | Temperature Transmitter with RTD (Skin type) | 25.00 | nos |  | 10200.00 | 255000.00 | 10350.00 | 258750.00 | 9179.00 | 229475.00 | 9660.00 | 241500.00 | 11500.00 | 287500.00 | 5747.50 | 143687.50 | 6000.00 | 150000.00 | 6500.00 | 162500.00 | 6392.38 | 159809.50 | 143687.50 | M/s. Megha Engineering and Infrastructures Ltd
448.00 | DETECTOR SYSTEMS
449.00 | Installation of Fire and Gas detectors/monitors, beacon lights and hooters including earthing of Fire and Gas detector, supply of supports but exclusive of Supply of Detectors, Yoke and Calibration.
450.00 | LEL Detectors | 30.00 | nos |  | 14175.00 | 425250.00 | 11250.00 | 337500.00 | 10501.00 | 315030.00 | 10500.00 | 315000.00 | 12500.00 | 375000.00 | 47025.00 | 1410750.00 | 4200.00 | 126000.00 | 1500.00 | 45000.00 | 2467.92 | 74037.60 | 45000.00 | AMPSEPC PVT LTD
451.00 | Beacon Lights | 4.00 | nos |  | 9843.00 | 39372.00 | 8550.00 | 34200.00 | 8297.00 | 33188.00 | 7980.00 | 31920.00 | 9500.00 | 38000.00 | 8360.00 | 33440.00 | 4200.00 | 16800.00 | 1500.00 | 6000.00 | 1743.38 | 6973.52 | 6000.00 | AMPSEPC PVT LTD
452.00 | Hooters | 2.00 | nos |  | 9843.00 | 19686.00 | 8550.00 | 17100.00 | 7681.00 | 15362.00 | 7980.00 | 15960.00 | 9500.00 | 19000.00 | 15675.00 | 31350.00 | 4200.00 | 8400.00 | 1500.00 | 3000.00 | 1743.38 | 3486.76 | 3000.00 | AMPSEPC PVT LTD
453.00 | Flame Detector | 3.00 | nos |  | 14175.00 | 42525.00 | 11250.00 | 33750.00 | 10090.00 | 30270.00 | 10500.00 | 31500.00 | 12500.00 | 37500.00 | 209000.00 | 627000.00 | 19200.00 | 57600.00 | 1500.00 | 4500.00 | 2324.50 | 6973.50 | 4500.00 | AMPSEPC PVT LTD
454.00 | Installation of panels / cabinet / consoles
455.00 | Installation of panels / cabinet / consoles inside control room / Satellite rack room with or without instruments of following sizes but exclusive of pneumatic/ electrical connections, supply of panels / cabinet / consoles and installation of base frame and painting of the same.
456.00 | Size < 2200x1000x800 mm > 1000x800x600mm | 8.00 | nos |  | 45000.00 | 360000.00 | 19350.00 | 154800.00 | 17509.00 | 140072.00 | 18060.00 | 144480.00 | 21500.00 | 172000.00 | 6792.50 | 54340.00 | 72000.00 | 576000.00 | 3500.00 | 28000.00 | 8716.88 | 69735.04 | 28000.00 | AMPSEPC PVT LTD
457.00 | CALIBRATION/ TESTING
458.00 | Cleaning, set pressure tests of Pressure Relief and Thermal Relief Valves. Providing equipment, necessary test jig, Instrument Air, Nitrogen Cylinders, test reports, all consumable. Excludes flow calibration.
459.00 | Inlet Sizes upto 2" flanged, rating 150# to 2500# | 5.00 | nos |  | 28000.00 | 140000.00 | 10350.00 | 51750.00 | 9424.00 | 47120.00 | 9660.00 | 48300.00 | 11500.00 | 57500.00 | 5225.00 | 26125.00 | 18000.00 | 90000.00 | 1350.00 | 6750.00 | 3021.85 | 15109.25 | 6750.00 | AMPSEPC PVT LTD
460.00 | Cleaning, calibration of the instruments listed below including removal of instrument from reinstalled locations like panels, enclosures, racks, field etc., and fixing them back in respective places, providing equipments, necessary test jig, Instrument Air, Nitrogen Cylinders, test reports, all consumable, except for special imported test equipments for electronic instruments to be supplied by owner if available.
461.00 | Pressure gauges | 10.00 | nos |  | 2455.00 | 24550.00 | 2205.00 | 22050.00 | 2061.00 | 20610.00 | 2058.00 | 20580.00 | 2450.00 | 24500.00 | 1881.00 | 18810.00 | 720.00 | 7200.00 | 1350.00 | 13500.00 | 1394.70 | 13947.00 | 7200.00 | Ace Pipeline Contracts Pvt Ltd
462.00 | Pressure transmitters | 20.00 | nos |  | 3700.00 | 74000.00 | 3105.00 | 62100.00 | 2812.00 | 56240.00 | 2898.00 | 57960.00 | 3450.00 | 69000.00 | 2926.00 | 58520.00 | 1920.00 | 38400.00 | 2250.00 | 45000.00 | 1427.89 | 28557.80 | 28557.80 | KEC Spur Infrastructure Pvt. Ltd.
463.00 | Temperature Transmitters | 28.00 | nos |  | 2455.00 | 68740.00 | 3105.00 | 86940.00 | 2941.00 | 82348.00 | 2898.00 | 81144.00 | 3450.00 | 96600.00 | 2403.50 | 67298.00 | 2400.00 | 67200.00 | 2150.00 | 60200.00 | 1394.70 | 39051.60 | 39051.60 | KEC Spur Infrastructure Pvt. Ltd.
464.00 | LEL Detectors | 30.00 | nos |  | 8973.00 | 269190.00 | 9450.00 | 283500.00 | 8460.00 | 253800.00 | 8820.00 | 264600.00 | 10500.00 | 315000.00 | 1881.00 | 56430.00 | 3600.00 | 108000.00 | 9500.00 | 285000.00 | 1394.70 | 41841.00 | 41841.00 | KEC Spur Infrastructure Pvt. Ltd.
465.00 | UV/IR Flame Detector | 3.00 | nos |  | 3700.00 | 11100.00 | 9450.00 | 28350.00 | 8467.00 | 25401.00 | 8820.00 | 26460.00 | 10500.00 | 31500.00 | 2194.50 | 6583.50 | 7800.00 | 23400.00 | 9500.00 | 28500.00 | 1394.70 | 4184.10 | 4184.10 | KEC Spur Infrastructure Pvt. Ltd.
466.00 | Pig Signaller (Ultrasonic type) | 4.00 | nos |  | 6130.00 | 24520.00 | 3825.00 | 15300.00 | 3507.00 | 14028.00 | 3570.00 | 14280.00 | 4250.00 | 17000.00 | 1881.00 | 7524.00 | 6000.00 | 24000.00 | 10500.00 | 42000.00 | 1394.70 | 5578.80 | 5578.80 | KEC Spur Infrastructure Pvt. Ltd.
467.00 | LOOP CHECKING
468.00 | Loop checking (excluding calibration/ testing) of the instruments listed below including verifying the functional performance of all elements comprising the loop, thereby ensuring proper interconnections and operation, with all other specifications inline with clause 4.13 of Standard specification for Erection tender 6-52-0060.
469.00 | Gas Detectors | 30.00 | nos |  | 1235.00 | 37050.00 | 765.00 | 22950.00 | 745.00 | 22350.00 | 714.00 | 21420.00 | 850.00 | 25500.00 | 522.50 | 15675.00 | 1440.00 | 43200.00 | 850.00 | 25500.00 | 464.90 | 13947.00 | 13947.00 | KEC Spur Infrastructure Pvt. Ltd.
470.00 | Hooter / Beacon | 6.00 | nos |  | 1625.00 | 9750.00 | 765.00 | 4590.00 | 703.00 | 4218.00 | 714.00 | 4284.00 | 850.00 | 5100.00 | 522.50 | 3135.00 | 1440.00 | 8640.00 | 650.00 | 3900.00 | 464.90 | 2789.40 | 2789.40 | KEC Spur Infrastructure Pvt. Ltd.
471.00 | Flame detectors (UVIR, Heat, Smoke) | 3.00 | nos |  | 1625.00 | 4875.00 | 765.00 | 2295.00 | 713.00 | 2139.00 | 714.00 | 2142.00 | 850.00 | 2550.00 | 522.50 | 1567.50 | 1440.00 | 4320.00 | 650.00 | 1950.00 | 464.90 | 1394.70 | 1394.70 | KEC Spur Infrastructure Pvt. Ltd.
472.00 | Pig Signaller (Ultrasonic type) | 4.00 | nos |  | 2268.00 | 9072.00 | 765.00 | 3060.00 | 725.00 | 2900.00 | 714.00 | 2856.00 | 850.00 | 3400.00 | 522.50 | 2090.00 | 1440.00 | 5760.00 | 650.00 | 2600.00 | 464.90 | 1859.60 | 1859.60 | KEC Spur Infrastructure Pvt. Ltd.
473.00 | Pressure transmitters | 20.00 | nos |  | 2340.00 | 46800.00 | 765.00 | 15300.00 | 708.00 | 14160.00 | 714.00 | 14280.00 | 850.00 | 17000.00 | 522.50 | 10450.00 | 1440.00 | 28800.00 | 650.00 | 13000.00 | 464.90 | 9298.00 | 9298.00 | KEC Spur Infrastructure Pvt. Ltd.
474.00 | Temperature Transmitters | 28.00 | nos |  | 2340.00 | 65520.00 | 765.00 | 21420.00 | 696.00 | 19488.00 | 714.00 | 19992.00 | 850.00 | 23800.00 | 522.50 | 14630.00 | 1440.00 | 40320.00 | 650.00 | 18200.00 | 464.90 | 13017.20 | 13017.20 | KEC Spur Infrastructure Pvt. Ltd.
475.00 | SUPPLY ITEMS
476.00 | UV / IR Flame Detector | 3.00 | nos |  | 198560.00 | 595680.00 | 405000.00 | 1215000.00 | 374339.00 | 1123017.00 | 378000.00 | 1134000.00 | 450000.00 | 1350000.00 | 209000.00 | 627000.00 | 174000.00 | 522000.00 | 7200.00 | 21600.00 | 79880.29 | 239640.87 | 21600.00 | AMPSEPC PVT LTD
477.00 | Flame Arrestor as per Datasheet | 1.00 | nos |  | 95000.00 | 95000.00 | 99000.00 | 99000.00 | 94582.00 | 94582.00 | 92400.00 | 92400.00 | 110000.00 | 110000.00 | 209000.00 | 209000.00 | 144000.00 | 144000.00 | 6500.00 | 6500.00 | 34867.50 | 34867.50 | 6500.00 | AMPSEPC PVT LTD
478.00 | Supply of Instrument items as per specifications enclosed elsewhere in the Tender.
479.00 | Thermal Relief Valve as per Datasheet | 5.00 | nos |  | 250000.00 | 1250000.00 | 72450.00 | 362250.00 | 69423.00 | 347115.00 | 67620.00 | 338100.00 | 80500.00 | 402500.00 | 104500.00 | 522500.00 | 84000.00 | 420000.00 | 55000.00 | 275000.00 | 58112.51 | 290562.55 | 275000.00 | AMPSEPC PVT LTD
480.00 | Pressure Gauges | 12.00 | nos |  | 3185.00 | 38220.00 | 5625.00 | 67500.00 | 5489.00 | 65868.00 | 5250.00 | 63000.00 | 6250.00 | 75000.00 | 15675.00 | 188100.00 | 4200.00 | 50400.00 | 6850.00 | 82200.00 | 8833.10 | 105997.20 | 38220.00 | Advance Infrastrurctures Pvt Ltd
481.00 | Pressure Transmitter | 22.00 | nos |  | 44135.00 | 970970.00 | 59850.00 | 1316700.00 | 53579.00 | 1178738.00 | 55860.00 | 1228920.00 | 66500.00 | 1463000.00 | 83600.00 | 1839200.00 | 48000.00 | 1056000.00 | 32000.00 | 704000.00 | 51139.01 | 1125058.22 | 704000.00 | AMPSEPC PVT LTD
482.00 | Temperature Elements - RTD with thermowell | 4.00 | nos |  | 15925.00 | 63700.00 | 16650.00 | 66600.00 | 15340.00 | 61360.00 | 15540.00 | 62160.00 | 18500.00 | 74000.00 | 12540.00 | 50160.00 | 21600.00 | 86400.00 | 35000.00 | 140000.00 | 20920.50 | 83682.00 | 50160.00 | M/s. Megha Engineering and Infrastructures Ltd
483.00 | Temperature Element (Skin Type RTD) | 28.00 | nos |  | 18850.00 | 527800.00 | 15165.00 | 424620.00 | 14511.00 | 406308.00 | 14154.00 | 396312.00 | 16850.00 | 471800.00 | 12540.00 | 351120.00 | 15600.00 | 436800.00 | 35000.00 | 980000.00 | 25569.50 | 715946.00 | 351120.00 | M/s. Megha Engineering and Infrastructures Ltd
484.00 | Supply of Temperature Transmitter | 31.00 | nos |  | 38675.00 | 1198925.00 | 43650.00 | 1353150.00 | 40142.00 | 1244402.00 | 40740.00 | 1262940.00 | 48500.00 | 1503500.00 | 36575.00 | 1133825.00 | 33600.00 | 1041600.00 | 35000.00 | 1085000.00 | 34867.50 | 1080892.50 | 1041600.00 | Ace Pipeline Contracts Pvt Ltd
485.00 | Signal Cable as per Standard Specification 6-52-0046 size, 1P X 1.5 mm2, IS, FRLS | 4000.00 | m |  | 163.00 | 652000.00 | 133.20 | 532800.00 | 65.00 | 260000.00 | 65.00 | 260000.00 | 148.00 | 592000.00 | 83.60 | 334400.00 | 118.00 | 472000.00 | 75.00 | 300000.00 | 98.72 | 394880.00 | 260000.00 | Om Yash Projects Limited, TOLANI PROJECTS PVT LTD
486.00 | Control cables as per Standard Specification 6-52-0046 size 1P X 1.5 mm2 , NIS, FRLS | 3500.00 | m |  | 175.00 | 612500.00 | 133.20 | 466200.00 | 63.00 | 220500.00 | 65.00 | 227500.00 | 148.00 | 518000.00 | 83.60 | 292600.00 | 118.00 | 413000.00 | 75.00 | 262500.00 | 98.72 | 345520.00 | 220500.00 | Om Yash Projects Limited
487.00 | Triad cables as per Standard Specification 6-52-0046 size 1T X 1.5 mm2, NIS, FR | 2200.00 | m |  | 319.00 | 701800.00 | 178.20 | 392040.00 | 100.00 | 220000.00 | 104.00 | 228800.00 | 198.00 | 435600.00 | 125.40 | 275880.00 | 140.00 | 308000.00 | 95.00 | 209000.00 | 139.47 | 306834.00 | 209000.00 | AMPSEPC PVT LTD
488.00 | Control Cable as per Standard Specification 6-52-0046, Size 1P X 2.5 mm2 , NIS, FRLS | 300.00 | m |  | 171.00 | 51300.00 | 162.00 | 48600.00 | 89.00 | 26700.00 | 86.00 | 25800.00 | 180.00 | 54000.00 | 104.50 | 31350.00 | 156.00 | 46800.00 | 105.00 | 31500.00 | 133.66 | 40098.00 | 25800.00 | TOLANI PROJECTS PVT LTD
489.00 | Signal Cable as per Standard Specification 6-52-0046 size 6P X 1.5 mm2, IS, FRLS | 500.00 | m |  | 459.00 | 229500.00 | 350.00 | 175000.00 | 279.00 | 139500.00 | 268.00 | 134000.00 | 498.00 | 249000.00 | 261.25 | 130625.00 | 529.00 | 264500.00 | 225.00 | 112500.00 | 395.17 | 197585.00 | 112500.00 | AMPSEPC PVT LTD
490.00 | Control cables as per Standard Specification 6-52-0046 size 6P X 1.5 mm2 , NIS, FRLS | 1000.00 | m |  | 423.00 | 423000.00 | 350.00 | 350000.00 | 278.00 | 278000.00 | 266.00 | 266000.00 | 498.00 | 498000.00 | 261.25 | 261250.00 | 529.00 | 529000.00 | 225.00 | 225000.00 | 395.17 | 395170.00 | 225000.00 | AMPSEPC PVT LTD
491.00 | Triad Cable as per Standard Specification 6-52-0046, Size 8 T X 1.5 mm2 , NIS, FRLS | 300.00 | m |  | 629.00 | 188700.00 | 650.00 | 195000.00 | 446.00 | 133800.00 | 456.00 | 136800.00 | 875.00 | 262500.00 | 418.00 | 125400.00 | 1235.00 | 370500.00 | 435.00 | 130500.00 | 743.84 | 223152.00 | 125400.00 | M/s. Megha Engineering and Infrastructures Ltd
492.00 | Quad Cable as per Standard Specification 6-52-0046 size, 1Quad X 1.5 mm2, RTD Cable | 150.00 | m |  | 254.00 | 38100.00 | 178.65 | 26797.50 | 471.00 | 70650.00 | 449.00 | 67350.00 | 198.00 | 29700.00 | 209.00 | 31350.00 | 300.00 | 45000.00 | 455.00 | 68250.00 | 1255.23 | 188284.50 | 26797.50 | JSIW INFRASTRUCTURE PRIVATE LIMITED
493.00 | Supply of Junction boxes of various types and specifications
494.00 | Junction Box, Weatherproof type for 6 Pair Cable | 3.00 | nos |  | 11440.00 | 34320.00 | 13050.00 | 39150.00 | 12661.00 | 37983.00 | 12180.00 | 36540.00 | 14500.00 | 43500.00 | 5747.50 | 17242.50 | 12000.00 | 36000.00 | 10000.00 | 30000.00 | 9879.13 | 29637.39 | 17242.50 | M/s. Megha Engineering and Infrastructures Ltd
495.00 | Junction Box, Weatherproof + Flameproof (Gas Groups -IIA/IIB) type for 6 Pair Cable | 2.00 | nos |  | 11440.00 | 22880.00 | 14850.00 | 29700.00 | 14001.00 | 28002.00 | 13860.00 | 27720.00 | 16500.00 | 33000.00 | 8360.00 | 16720.00 | 12000.00 | 24000.00 | 10000.00 | 20000.00 | 12842.86 | 25685.72 | 16720.00 | M/s. Megha Engineering and Infrastructures Ltd
496.00 | Junction Box, Weatherproof + Flameproof (Gas Groups -IIC) type for 8 Triad Cable | 2.00 | nos |  | 11960.00 | 23920.00 | 16650.00 | 33300.00 | 16072.00 | 32144.00 | 15540.00 | 31080.00 | 18500.00 | 37000.00 | 8360.00 | 16720.00 | 13200.00 | 26400.00 | 10000.00 | 20000.00 | 14528.13 | 29056.26 | 16720.00 | M/s. Megha Engineering and Infrastructures Ltd
497.00 | Supply of Cable glands of various types and specifications
498.00 | Double compression type Cable gland, weatherproof + Flameproof (Gas Group IIA/IIB) type,Ni plated Brass material with PVC shroud, 1/2" NPTM | 200.00 | nos |  | 764.00 | 152800.00 | 268.20 | 53640.00 | 239.00 | 47800.00 | 250.00 | 50000.00 | 298.00 | 59600.00 | 156.75 | 31350.00 | 480.00 | 96000.00 | 320.00 | 64000.00 | 1057.65 | 211530.00 | 31350.00 | M/s. Megha Engineering and Infrastructures Ltd
499.00 | Double compression type Cable gland, weatherproof + Flameproof (Gas Group IIA/IIB) type,Ni plated Brass material with PVC shroud, 3/4" NPTM | 50.00 | nos |  | 1072.00 | 53600.00 | 292.50 | 14625.00 | 276.00 | 13800.00 | 273.00 | 13650.00 | 325.00 | 16250.00 | 229.90 | 11495.00 | 528.00 | 26400.00 | 385.00 | 19250.00 | 244.07 | 12203.50 | 11495.00 | M/s. Megha Engineering and Infrastructures Ltd
500.00 | Double compression type Cable gland, weatherproof + Flameproof (Gas Group IIA/IIB) type,Ni plated Brass material with PVC shroud, 1" NPTM | 45.00 | nos |  | 1202.00 | 54090.00 | 585.00 | 26325.00 | 572.00 | 25740.00 | 546.00 | 24570.00 | 650.00 | 29250.00 | 679.25 | 30566.25 | 648.00 | 29160.00 | 620.00 | 27900.00 | 871.69 | 39226.05 | 24570.00 | TOLANI PROJECTS PVT LTD
501.00 | Double compression type Cable gland, weatherproof + Flameproof (Gas Group IIA/IIB) type,Ni plated Brass material with PVC shroud, 1 1/2" NPTM | 5.00 | nos |  | 1020.00 | 5100.00 | 787.50 | 3937.50 | 767.00 | 3835.00 | 735.00 | 3675.00 | 875.00 | 4375.00 | 397.10 | 1985.50 | 804.00 | 4020.00 | 1050.00 | 5250.00 | 489.31 | 2446.55 | 1985.50 | M/s. Megha Engineering and Infrastructures Ltd
502.00 | Multi Cable Transit frame complete with insert blocks, stay plates, end packings [4+0] x 1 | 7.00 | nos |  | 24050.00 | 168350.00 | 38250.00 | 267750.00 | 37439.00 | 262073.00 | 35700.00 | 249900.00 | 42500.00 | 297500.00 | 26125.00 | 182875.00 | 30000.00 | 210000.00 | 35000.00 | 245000.00 | 29056.25 | 203393.75 | 168350.00 | Advance Infrastrurctures Pvt Ltd
503.00 | Multi Cable Transit frame complete with insert blocks, stay plates, end packings [6+0] x 1 | 1.00 | nos |  | 21970.00 | 21970.00 | 61650.00 | 61650.00 | 55393.00 | 55393.00 | 57540.00 | 57540.00 | 68500.00 | 68500.00 | 15675.00 | 15675.00 | 60000.00 | 60000.00 | 35000.00 | 35000.00 | 29056.25 | 29056.25 | 15675.00 | M/s. Megha Engineering and Infrastructures Ltd
504.00 | JUNCTION BOX INSTALLATION
505.00 | Installation of weatherproof junction boxes including supply, fabrication and installation of supports, installation of junction boxes, supply of 14 SWG GI wire (max. length 10 m per Junction Box), laying and connection, screwing plugs for unused entries and painting but exclusive of supply of junction boxes and glands/ fittings.
506.00 | For cable size 6P x 0.5/1.0/1.5/2.5 mm² / 16 AWG Signal/FF/Alarm/ Control | 3.00 | nos |  | 8450.00 | 25350.00 | 7065.00 | 21195.00 | 6341.00 | 19023.00 | 6594.00 | 19782.00 | 7850.00 | 23550.00 | 4180.00 | 12540.00 | 15600.00 | 46800.00 | 5500.00 | 16500.00 | 5230.13 | 15690.39 | 12540.00 | M/s. Megha Engineering and Infrastructures Ltd
507.00 | Installation of weatherproof and flameproof junction boxes including supply, fabrication and installation of supports, installation of junction boxes, supply of 14 SWG GI wire (max. length 10 m per Junction Box), laying and connection, screwing plugs for unused entries and painting but exclusive of supply of junction boxes and glands/ fittings.
508.00 | For cable size 6P x 0.5/1.0/1.5/2.5 mm²/16 AWG Signal/FF/Alarm/ Control | 2.00 | nos |  | 11960.00 | 23920.00 | 7065.00 | 14130.00 | 6641.00 | 13282.00 | 6594.00 | 13188.00 | 7850.00 | 15700.00 | 4180.00 | 8360.00 | 15600.00 | 31200.00 | 5500.00 | 11000.00 | 5230.13 | 10460.26 | 8360.00 | M/s. Megha Engineering and Infrastructures Ltd
509.00 | For cable size 8T x 1.5/ 2.5 mm² RTD/ Gas Detector | 2.00 | nos |  | 14175.20 | 28350.40 | 7065.00 | 14130.00 | 6379.00 | 12758.00 | 6594.00 | 13188.00 | 7850.00 | 15700.00 | 4180.00 | 8360.00 | 15600.00 | 31200.00 | 5950.00 | 11900.00 | 5230.13 | 10460.26 | 8360.00 | M/s. Megha Engineering and Infrastructures Ltd
510.00 | Installation of Multi Cable transit frames complete with all insert blocks, stay plates, unused blocks with cables piece inserted, end packing etc. on wall for Cable entry including necessary civil works, welding, supply and installation of additional steel plate for unused portion of cutouts, fixing of frames, pulling cables to blocks and installation of blocks on frames as per manufacturer's recommendation for [4+0] x 1 MCT. | 7.00 | nos |  | 19500.00 | 136500.00 | 16650.00 | 116550.00 | 15564.00 | 108948.00 | 15540.00 | 108780.00 | 18500.00 | 129500.00 | 2612.50 | 18287.50 | 10800.00 | 75600.00 | 5950.00 | 41650.00 | 29056.25 | 203393.75 | 18287.50 | M/s. Megha Engineering and Infrastructures Ltd
511.00 | Installation of Multi Cable transit frames complete with all insert blocks, stay plates, unused blocks with cables piece inserted, end packing etc. on wall for Cable entry including necessary civil works, welding, supply and installation of additional steel plate for unused portion of cutouts, fixing of frames, pulling cables to blocks and installation of blocks on frames as per manufacturer's recommendation for [6+0] x 1 MCT. | 1.00 | nos |  | 24362.00 | 24362.00 | 16650.00 | 16650.00 | 16246.00 | 16246.00 | 15540.00 | 15540.00 | 18500.00 | 18500.00 | 3657.50 | 3657.50 | 14400.00 | 14400.00 | 5950.00 | 5950.00 | 29056.25 | 29056.25 | 3657.50 | M/s. Megha Engineering and Infrastructures Ltd
512.00 | LAYING OF CABLES
513.00 | Laying of instrumentation cables for signal, alarm, shutdown, control and signal cable on ducts, main trays, perforated trays, angle trays, trenches (including opening of cable duct covers if required through IRCs {Instrument Road Crossings}) including clamping, glanding the cables, termination at both ends including shield/ drain/ communication wire, providing and fixing identifying tags and megger testing but exclusive of supply of cables and erection of ducts, main tray, perforated tray/ angle trays and preparation of cable trench.
514.00 | Signal / Alarm / Control Cables of cable sizes 1P x 1.5 / 2.5 mm² | 7800.00 | m |  | 106.60 | 831480.00 | 56.25 | 438750.00 | 51.00 | 397800.00 | 52.00 | 405600.00 | 62.00 | 483600.00 | 83.60 | 652080.00 | 96.00 | 748800.00 | 35.00 | 273000.00 | 23.25 | 181350.00 | 181350.00 | KEC Spur Infrastructure Pvt. Ltd.
515.00 | Signal/ Alarm/ Control Cables of cable sizes 12C / 6P x 1.5 / 2.5 mm² | 1500.00 | m |  | 123.50 | 185250.00 | 61.65 | 92475.00 | 55.00 | 82500.00 | 57.00 | 85500.00 | 68.00 | 102000.00 | 167.20 | 250800.00 | 180.00 | 270000.00 | 45.00 | 67500.00 | 34.87 | 52305.00 | 52305.00 | KEC Spur Infrastructure Pvt. Ltd.
516.00 | Laying of thermocouple/ RTD/ LEL Detector/ H2S Detector cables on ducts, main trays, perforated trays, angle trays, trenches (including through IRCs {Instrument Road Crossings}) including opening of cable duct covers if required clamping, glanding the cables, termination at both ends including shield/ drain/communication wire providing and fixing of identifying tags and megger testing but exclusive of supply of multi cables and erection of ducts, main tray, perforated tray/angle tray and preparation of cable trench.
517.00 | 1 Triad/ Quad x 1.5 mm² RTD/ LEL Cable | 2350.00 | m |  | 137.00 | 321950.00 | 56.25 | 132187.50 | 54.00 | 126900.00 | 52.00 | 122200.00 | 62.00 | 145700.00 | 83.60 | 196460.00 | 96.00 | 225600.00 | 45.00 | 105750.00 | 34.87 | 81944.50 | 81944.50 | KEC Spur Infrastructure Pvt. Ltd.
518.00 | 8 Triad/ Quad x 1.5 mm² RTD/ LEL Cable | 300.00 | m |  | 145.00 | 43500.00 | 61.65 | 18495.00 | 58.00 | 17400.00 | 57.00 | 17100.00 | 68.00 | 20400.00 | 167.20 | 50160.00 | 180.00 | 54000.00 | 35.00 | 10500.00 | 46.49 | 13947.00 | 10500.00 | AMPSEPC PVT LTD
519.00 | TRENCH WORK
520.00 | Excavation of trenches for burying the cable, preparation of same for laying of cable, filling with sand, laying of brick, back filling and compacting of the excavated earth as per specifications including supply of sand and bricks and as per cable trench layout and removal of surplus earth as per instructions of Engineer- in-Charge.
521.00 | Trench size 500 mm (W) x 700 mm (D) | 650.00 | m |  | 950.00 | 617500.00 | 517.50 | 336375.00 | 505.00 | 328250.00 | 483.00 | 313950.00 | 575.00 | 373750.00 | 888.25 | 577362.50 | 600.00 | 390000.00 | 3750.00 | 2437500.00 | 1162.25 | 755462.50 | 313950.00 | TOLANI PROJECTS PVT LTD
522.00 | EARTHING
523.00 | Supply, laying and termination of both ends of earthing cables from earth grid pit to the DCS/ Local panels/ Barrier earth bus bars in trays/ conduits/ trenches as required.
524.00 | At both ends of earth grid/ Instruments of GI wire (12 AWG) in trays and conduits as required excluding earth-pit preparation and electrode installation. | 150.00 | m |  | 546.00 | 81900.00 | 108.00 | 16200.00 | 100.00 | 15000.00 | 100.00 | 15000.00 | 120.00 | 18000.00 | 62.70 | 9405.00 | 144.00 | 21600.00 | 55.00 | 8250.00 | 232.45 | 34867.50 | 8250.00 | AMPSEPC PVT LTD
525.00 | STRUCTURAL
526.00 | Supply and Erection of prefabricated Galvanised Iron perforated trays and its supports including tees, bends and elbows as per drawing.
527.00 | Tray of 100mm (W) X 30mm (H) | 50.00 | m |  | 1188.20 | 59410.00 | 495.00 | 24750.00 | 481.00 | 24050.00 | 462.00 | 23100.00 | 550.00 | 27500.00 | 470.25 | 23512.50 | 516.00 | 25800.00 | 375.00 | 18750.00 | 836.82 | 41841.00 | 18750.00 | AMPSEPC PVT LTD
528.00 | Tray of 60mm (W) X 20mm (H) | 300.00 | m |  | 1099.80 | 329940.00 | 427.50 | 128250.00 | 417.00 | 125100.00 | 399.00 | 119700.00 | 475.00 | 142500.00 | 418.00 | 125400.00 | 408.00 | 122400.00 | 510.00 | 153000.00 | 581.13 | 174339.00 | 119700.00 | TOLANI PROJECTS PVT LTD
529.00 | Tray of 300mm (W) X 30mm (H) | 150.00 | m |  | 1716.00 | 257400.00 | 855.00 | 128250.00 | 834.00 | 125100.00 | 798.00 | 119700.00 | 950.00 | 142500.00 | 679.25 | 101887.50 | 1020.00 | 153000.00 | 675.00 | 101250.00 | 1452.81 | 217921.50 | 101250.00 | AMPSEPC PVT LTD
530.00 | CANOPY FOR INSTRUMENTS AND JUNCTION BOXES
531.00 | Supply of Prefabricated FRP canopies along with mounting accessories for local instruments, Transmitters, Junction Box etc. for mounting on the stanchion and alignment as per standard 7-52-0105
532.00 | FRP Canopy For Junction Box - Front Side Open | 7.00 | nos |  | 1625.00 | 11375.00 | 7875.00 | 55125.00 | 7561.00 | 52927.00 | 7350.00 | 51450.00 | 8750.00 | 61250.00 | 2612.50 | 18287.50 | 6600.00 | 46200.00 | 2250.00 | 15750.00 | 3486.75 | 24407.25 | 11375.00 | Advance Infrastrurctures Pvt Ltd
533.00 | FRP Canopy (All sides closed) - Field Instruments | 150.00 | nos |  | 1930.50 | 289575.00 | 5625.00 | 843750.00 | 5420.00 | 813000.00 | 5250.00 | 787500.00 | 6250.00 | 937500.00 | 3135.00 | 470250.00 | 6600.00 | 990000.00 | 2250.00 | 337500.00 | 2440.73 | 366109.50 | 289575.00 | Advance Infrastrurctures Pvt Ltd
534.00 | Erection of Prefabricated FRP canopies for local instruments, Transmitters, Junction Box etc. on the stanchion and alignment as per standard 7-52-0105
535.00 | FRP Canopy For Junction Box - Front Side Open | 7.00 | nos |  | 383.50 | 2684.50 | 945.00 | 6615.00 | 847.00 | 5929.00 | 882.00 | 6174.00 | 1050.00 | 7350.00 | 313.50 | 2194.50 | 8400.00 | 58800.00 | 2250.00 | 15750.00 | 3486.75 | 24407.25 | 2194.50 | M/s. Megha Engineering and Infrastructures Ltd
536.00 | FRP Canopy (All sides closed) - Field Instruments | 150.00 | nos |  | 500.50 | 75075.00 | 945.00 | 141750.00 | 906.00 | 135900.00 | 882.00 | 132300.00 | 1050.00 | 157500.00 | 522.50 | 78375.00 | 8400.00 | 1260000.00 | 2250.00 | 337500.00 | 2440.73 | 366109.50 | 75075.00 | Advance Infrastrurctures Pvt Ltd
537.00 | GENERAL SITE WORK
538.00 | Supply of Yoke supports for transmitters/ preamplifiers (wherever applicable) including supply, fabrication and erection of instrument yoke of all types and painting of yoke supports but exclusive of mounting of Instrument on supports.
539.00 | 2" Yoke supports as per standard 7-52-0101 | 150.00 | nos |  | 3506.10 | 525915.00 | 3825.00 | 573750.00 | 3402.00 | 510300.00 | 3570.00 | 535500.00 | 4250.00 | 637500.00 | 5747.50 | 862125.00 | 6000.00 | 900000.00 | 2150.00 | 322500.00 | 4358.44 | 653766.00 | 322500.00 | AMPSEPC PVT LTD
540.00 | Identification of instrument items wherever required including supply of approved colour of paint/ paints (Fluorescent), painting of tag number (approx 25-50 mm high) on instrument item like transmitter, switches, level gauges, control valves etc. as specified by Engineer-in-Charge.
541.00 | Identification of instrument items | 350.00 | nos |  | 1662.00 | 581700.00 | 225.00 | 78750.00 | 211.00 | 73850.00 | 210.00 | 73500.00 | 250.00 | 87500.00 | 125.40 | 43890.00 | 600.00 | 210000.00 | 750.00 | 262500.00 | 406.79 | 142376.50 | 43890.00 | M/s. Megha Engineering and Infrastructures Ltd
542.00 | Deployment of Instrument Technicians along with required test equipments, tools & tackles for Calibration /Re-Calibration of field instruments, Functional Checks of Instruments, any other requirement as & when required as per the instructions of Engineer-in-charge. One manday is 8 Hrs duty.
543.00 | Deployment of Instrument Technicians | 10.00 | Mandays |  | 2384.00 | 23840.00 | 1755.00 | 17550.00 | 211.00 | 2110.00 | 1638.00 | 16380.00 | 1950.00 | 19500.00 | 2194.50 | 21945.00 | 1800.00 | 18000.00 | 3500.00 | 35000.00 | 1162.25 | 11622.50 | 2110.00 | Om Yash Projects Limited
544.00 | Deployment of Electrician with all the required tools and tackles as per the instructions of Engineer-in-charge.One Man Day is 8 Hrs Duty.
545.00 | Deployment of Electrician | 10.00 | Mandays |  | 1950.00 | 19500.00 | 1755.00 | 17550.00 | 211.00 | 2110.00 | 1638.00 | 16380.00 | 1950.00 | 19500.00 | 1881.00 | 18810.00 | 1800.00 | 18000.00 | 3500.00 | 35000.00 | 1162.25 | 11622.50 | 2110.00 | Om Yash Projects Limited
546.00 | Deployment of Helpers (Semi skilled) with required tools & tackles as per the instruction of Engineer-in-Charge.One Man Day is 8 Hrs Duty.
547.00 | Deployment of Helper | 10.00 | Mandays |  | 780.00 | 7800.00 | 1125.00 | 11250.00 | 211.00 | 2110.00 | 1050.00 | 10500.00 | 1250.00 | 12500.00 | 836.00 | 8360.00 | 1080.00 | 10800.00 | 2800.00 | 28000.00 | 871.69 | 8716.90 | 2110.00 | Om Yash Projects Limited
548.00 | Deployment of Instrument Fitter with all the required tools and tackles as per the instructions of Engineer-in-charge. One Man Day is 8 Hrs Duty.
549.00 | Deployment of Instrument Fitter | 10.00 | Mandays |  | 1518.00 | 15180.00 | 1755.00 | 17550.00 | 211.00 | 2110.00 | 1638.00 | 16380.00 | 1950.00 | 19500.00 | 1881.00 | 18810.00 | 1440.00 | 14400.00 | 3500.00 | 35000.00 | 2324.50 | 23245.00 | 2110.00 | Om Yash Projects Limited
550.00 | EQUIPMENT - PACKAGE
551.00 | Design, engineering, manufacture, procurement of materials and bought out components, fabrication, assembly at shop, inspection, testing at manufacturer's works, painting (primer +finish coat) at shop, packing, supply of Manually operated JIB CRANE (suitable for Hazardous area installation), including supply of all commissioning spares, special tools and tackles (if any), grouting material, first fill of lubricants, erection material, transportation (i.e. from vendor's works to OWNER's designated storage site, storage site to work site), storage & handling at work site, assembly at site, erection, including minor civil/ structural works (like chipping of foundations, levelling, fixing, aligning, grouting etc.), installation, testing, painting, commissioning, performance test, handing over to GAIL/EIL as per enclosed Scope of Work (Doc. no. C007-000-80-42-SOW-9510), Job specification (Doc. no. C007-000-80-42-SP-9510), EIL Standard specification (Doc no. 6-61-0016) and other documents/drawings referred there in forming part of this tender. Note : Height of lift may vary by ± 0.5 m during detail engineering, for which, no additional price & time implication will be entertained by GAIL/ EIL.
552.00 | 3 MT (SWL) Jib Crane having 4 metre lift for Hazardous Area Application | 1.00 | nos |  | 1273610.00 | 1273610.00 | 337500.00 | 337500.00 | 750000.00 | 750000.00 | 874225.00 | 874225.00 | 800000.00 | 800000.00 | 470250.00 | 470250.00 | 1260000.00 | 1260000.00 | 850000.00 | 850000.00 | 159228.27 | 159228.27 | 159228.27 | KEC Spur Infrastructure Pvt. Ltd.
553.00 | Supply and Installation of Wall mounted Split Air Conditioners : Supply of single phase inverter controlled Split Air Conditioner with compatible stabilizer (copper winding) complete with all accessories and fittings, including supply of first fill of refrigerants (non-CFC and eco-friendly), remote control, transportation from vendor's works to site, unloading at site, handling, transportation to contractor's store and from contractor's store to work site, storage at site, assembly at site, installation and other field works including civil-structural works complete in all respect, testing, painting, insulation, commissioning, handing over to client. Split unit shall have wall mounted indoor unit and outside located air cooled condenser (outdoor unit) with insulated refrigerant piping (considering approx 10 m length between indoor and outdoor unit), controls and accessories, electrical and civil works (e.g. civil work related to concealing of refrigerant piping, drain piping to the nearest drain, cabling (considering approx 10 m length between indoor and outdoor unit of AC units) as required including the structural steel framework, pedestal/ bracket to mount the indoor and outdoor units, supports & clamps for refrigerant piping/cables, stabilizer, hold down nuts & bolts, spares for commissioning and start up etc. as per the enclosed documents referred therein and instruction of engineer-in-charge for each equipment including accessories.
554.00 | Inverter Type Split Air Conditioner of capacity 2 TR having star rating 5 (BEE 5 star rating or equivalent) | 9.00 | nos |  | 123500.00 | 1111500.00 | 67500.00 | 607500.00 | 16667.00 | 150003.00 | 127500.00 | 1147500.00 | 135000.00 | 1215000.00 | 62700.00 | 564300.00 | 90000.00 | 810000.00 | 150000.00 | 1350000.00 | 98791.26 | 889121.34 | 150003.00 | Om Yash Projects Limited
555.00 | GENERAL CIVIL
556.00 | SURVEY WORKS
557.00 | Constructing 300mm x 300mm x 1000mm size BOUNDARY PILLARS in plain cement concrete of M20 grade with 20mm and down size graded stone aggregate with 500mm below ground level and 500mm above ground, including earthwork in excavation, backfilling and spreading surplus earth, shuttering, tamping, ramming, vibrating, curing and finishing the top and sides rough or smooth as directed or specified with all labour and materials etc. complete as per specifications and directions of Engineer-in-Charge . | 10.00 | each |  | 2028.00 | 20280.00 | 2500.00 | 25000.00 | 1688.00 | 16880.00 | 1500.00 | 15000.00 | 3000.00 | 30000.00 | 3657.50 | 36575.00 | 3600.00 | 36000.00 | 10500.00 | 105000.00 | 987.91 | 9879.10 | 9879.10 | KEC Spur Infrastructure Pvt. Ltd.
558.00 | Constructing 1500mm x 1500mm x 2000mm size PERMANENT PILLARS plain cement concrete of M-20 grade with 20mm and down size graded stone aggregate with 1000mm below ground level and 1000mm above ground including embedding steel plate 150 mm x 150 mm x 10 mm thick with two nos. anchor bars of 12mm dia. 150 mm long for marking permanent references points including earthwork in excavation, backfilling and spreading surplus earth, shuttering, tamping, ramming, vibrating, curing, and finishing the top and sides rough or smooth as directed or specified with all labour and materials etc. complete as per specifications and directions of Engineer-in-Charge . | 2.00 | each |  | 28600.00 | 57200.00 | 40000.00 | 80000.00 | 901.00 | 1802.00 | 800.00 | 1600.00 | 26250.00 | 52500.00 | 47025.00 | 94050.00 | 81000.00 | 162000.00 | 14500.00 | 29000.00 | 4649.00 | 9298.00 | 1600.00 | TOLANI PROJECTS PVT LTD
559.00 | Conducting topographical ground/land survey in the specified area by Total Station method, covering details of physical features like Rivers, Nallahs, Lakes, Ponds, wells, pits, Forest, Trees, Roads, culverts, transmission lines, telegraph/ telephone and electric poles, underground or any other services, cross drainage works including cross sectional details of nallah etc. including establishing high flood level with source of information, identification of any monument, historical structure, wild life sanctuary in the vicinity, storm water disposal point with levels, cross-section details of nallah, recording spot levels, including providing in tabulation girth wise no. of trees etc as specified, plotting and developing topographical contour maps, showing true north including establishing survey reference stations, key plan etc. including all equipment's, instruments, personnel's, clearing of bushes as per requirement for intervisibility to carry out survey work etc. , complete work in all respects as per drawings, specifications and directions of Engineer-in-Charge including submitting hard copies of drawings/map and supply of electronic files. | .60 | ha |  | 32500.00 | 19500.00 | 20000.00 | 12000.00 | 479817.00 | 287890.20 | 500000.00 | 300000.00 | 18750.00 | 11250.00 | 52250.00 | 31350.00 | 48000.00 | 28800.00 | 100000.00 | 60000.00 | 92980.01 | 55788.01 | 11250.00 | PRATHAM EPC PROJECTS LTD
560.00 | Compound wall/ Chain Link Fencing/ Barbed wire fencing works
561.00 | Supplying, fixing and tensioning in position 2.5mm, 2 ply, 4 points, GI Barbed wire designation A-1 conforming to IS:278 in horizontal rows and cross diagonals for compound wall "Y" shaped overhang, barbed wire fencing, chain-link fencing etc. with necessary GI staples, clips and pins, GI straining bolts and binding wire with all labour and materials etc. complete as per drawings, specifications and directions of Engineer-in-Charge.(The barbed wire shall be measured in linear length of the barbed wire actually fixed) | 8275.00 | m |  | 637.00 | 5271175.00 | 38.00 | 314450.00 | 18.00 | 148950.00 | 18.00 | 148950.00 | 487.00 | 4029925.00 | 25.65 | 212253.75 | 34.00 | 281350.00 | 1450.00 | 11998750.00 | 356.97 | 2953926.75 | 148950.00 | Om Yash Projects Limited, TOLANI PROJECTS PVT LTD
562.00 | Supplying, fabricating and fixing in position structural steel line posts, straining posts, struts for 'Y' shaped overhang etc. conforming to E250 grade of IS:2062 for barbed wire/ chain link fencing or over brick/stone Masonry/ RCC compound walls/ columns, cutting to required size as per drawings and specifications, welding where necessary, embedding in position, holding to correct level and line, any auxiliary structure for dummy supports, drilling holes and painting as per painting specification attached with tender, cutting brick/rubble/concrete surfaces if necessary, grouting with M20 grade concrete including cost of grout with all labour and material etc. complete as per drawings, specifications and directions of Engineer-in-Charge.( All materials including cement shall be supplied by contractor)
563.00 | For Plant Location Industrial | 1.00 | MT |  | 156000.00 | 156000.00 | 130000.00 | 130000.00 | 116276.00 | 116276.00 | 120000.00 | 120000.00 | 82500.00 | 82500.00 | 94050.00 | 94050.00 | 132000.00 | 132000.00 | 22500.00 | 22500.00 | 127847.51 | 127847.51 | 22500.00 | AMPSEPC PVT LTD
564.00 | Providing and laying plain cement concrete of M20 grade with 20 mm and down size graded stone aggregates on top of compound wall or at any other place as directed for copping etc. including laying in alternate panels, in slope if required, leaving pockets, shuttering the edges including tamping, curing, finishing the top surface rough or smooth etc. complete for all depths and heights as per drawings and specifications and direction of Engineer-in-Charge. (All materials including cement shall be supplied by contractor.) | 12.00 | m³ |  | 8840.00 | 106080.00 | 6800.00 | 81600.00 | 8469.00 | 101628.00 | 9000.00 | 108000.00 | 5625.00 | 67500.00 | 6792.50 | 81510.00 | 6600.00 | 79200.00 | 9900.00 | 118800.00 | 6508.60 | 78103.20 | 67500.00 | PRATHAM EPC PROJECTS LTD
565.00 | Supplying and fixing of hot dipped galvanized concertina wire (made as per following: Diameter of the wire: 2.56mm, Blade thickens: 0.53mm, Blade length: 12.60mm, Blade width: 12.73mm, Avg. blade spacing 25.00mm, Spacing of each ring / coil: 150mm, material for the central core wire shall be as per IS:4454 Part -I grade SM and Razor shall be as per IS:513 grade D.D.) on longitudinal runs of barbed wires supported on angle iron frame over compound wall/Chain link fencing for all height including supply of all materials and consumables (approved type), tools, scaffolding etc. required for fixing the wire complete in all respect as per specifications, standards, drawing and direction of Engineer-in-Charge.( Weight of wire in straight condition shall be not less than 75 g/m and not more than 90g/m) For Diameter of Coil as per drawing. | 440.00 | kg |  | 195.00 | 85800.00 | 135.00 | 59400.00 | 242.00 | 106480.00 | 250.00 | 110000.00 | 300.00 | 132000.00 | 125.40 | 55176.00 | 133.00 | 58520.00 | 325.00 | 143000.00 | 174.34 | 76709.60 | 55176.00 | M/s. Megha Engineering and Infrastructures Ltd
566.00 | Supplying, fabricating and fixing G.I. chain link fencing with 3.15mm dia. wire, 50x50mm diamond mesh chain link fence fabric conforming to IS:2721 fixed to steel/RCC posts/struts above ground level or above short height compound wall (height upto 1.5m), including supply of chain link fencing fabric in 1.9 metre wide rolls, stretcher bars, staples, etc. required for fixing the fencing, fixing of chain link fencing between straining posts, fixing of bottom of fencing to a concrete sill beams by means of hairpin staples, including supply and fixing line wires, complete as per drawings, specifications and directions of Engineer-in-Charge (All materials shall be supplied by Contractor). (The measurement of chain link fencing shall be on linear basis for 1.9 m wide fencing fabric) | 90.00 | m |  | 910.00 | 81900.00 | 1200.00 | 108000.00 | 2407.00 | 216630.00 | 2500.00 | 225000.00 | 937.00 | 84330.00 | 3657.50 | 329175.00 | 5400.00 | 486000.00 | 1350.00 | 121500.00 | 1510.93 | 135983.70 | 81900.00 | Advance Infrastrurctures Pvt Ltd
567.00 | SITE GRADING & ROCK CUTTING FOR SITE GRADING
568.00 | Cutting down trees including cutting of trunk and branches, digging and grubbing of roots upto a depth of 1 metre below ground level, filling the hollows produced by removal of roots with approved available earth for all leads and lifts, watering, ramming and compacting the filled earth to obtain 90% of maximum laboratory dry density, disposing the unserviceable materials beyond plant boundary at suitable location to be decided by the Contractor and stacking the serviceable materials within plant boundary etc. complete as per specifications and directions of Engineer-in-Charge. For following Tree girth (girth measured at a height of one metre from ground level).
569.00 | Above 30 cms and upto and including 60 cms | 2.00 | each |  | 3250.00 | 6500.00 | 1000.00 | 2000.00 | 4671.00 | 9342.00 | 4000.00 | 8000.00 | 7500.00 | 15000.00 | 522.50 | 1045.00 | 240.00 | 480.00 | 35000.00 | 70000.00 | 581.13 | 1162.26 | 480.00 | Ace Pipeline Contracts Pvt Ltd
570.00 | Above 60 cms and upto and including 120 cms | 2.00 | each |  | 3640.00 | 7280.00 | 1500.00 | 3000.00 | 9275.00 | 18550.00 | 8000.00 | 16000.00 | 7500.00 | 15000.00 | 627.00 | 1254.00 | 420.00 | 840.00 | 45000.00 | 90000.00 | 1162.25 | 2324.50 | 840.00 | Ace Pipeline Contracts Pvt Ltd
571.00 | Earthwork in excavation for general site grading, roads, embankments, etc. for all heights and depths in all types of soils except soft and hard rock, including clearing and stripping of the areas earmarked for excavation, removing shrubs, grass, bushes, vegetables growth and other objectionable materials, trees upto and inclusive of a girth of 30 cms. (girth measured at a height of one meter from ground level) including uprooting of roots, etc. taking spot levels, excavating to required depth, leveling, dressing and consolidating the excavated surface, sorting out the excavated soil into serviceable and unserviceable materials, transporting and stacking serviceable materials to demarcated areas anywhere inside plant boundary limit as per instructions of Engineer-in-Charge and disposal of unserviceable material anywhere out side plant boundary limit.(disposal areas to be arranged by contractor). All complete as per drawings, specifications and directions of Engineer-in-Charge. | 2800.00 | m³ |  | 455.00 | 1274000.00 | 180.00 | 504000.00 | 245.00 | 686000.00 | 250.00 | 700000.00 | 300.00 | 840000.00 | 522.50 | 1463000.00 | 360.00 | 1008000.00 | 300.00 | 840000.00 | 162.72 | 455616.00 | 455616.00 | KEC Spur Infrastructure Pvt. Ltd.
572.00 | Earthwork in excavation and filling in all types of soil except soft rock and hard rock for general site grading for all heights and depths including clearing and stripping etc. in excavation areas, removing shrubs, grass, bushes, vegetable growth and other objectionable materials, trees upto and inclusive of a girth of 30 cms. (girth measured at a height of one metre above ground level) including uprooting of roots, etc., dewatering, if necessary, sorting out the excavated soil into serviceable and unserviceable materials in excavation areas and including filling in filling areas with serviceable material for general site grading and roads for all heights and depths to proper levels, slopes, grades and camber including clearing and stripping in filling areas as per specifications, compacting exposed natural soil to 90% of max. laboratory dry density as per IS:2720 Part-VII, cutting of trees of girth upto and inclusive of 30 cms, removal of vegetation, breaking clods, spreading in layers not exceeding 30 cms loose thickness, watering, ramming and compacting with power road rollers to give at least 90% of max. laboratory dry density, dressing, leveling, testing, etc. and disposal of unserviceable materials, as directed by Engineer-in-Charge including stacking and dumping and dressing the same in demarcated areas etc. complete as per specifications, drawings and directions of Engineer-in-Charge. (The leads for the above mentioned operations shall be within the boundary limit of the plant and measurement shall be taken in the cutting area only). | 1300.00 | m³ |  | 494.00 | 642200.00 | 290.00 | 377000.00 | 285.00 | 370500.00 | 300.00 | 390000.00 | 487.00 | 633100.00 | 261.25 | 339625.00 | 480.00 | 624000.00 | 300.00 | 390000.00 | 209.21 | 271973.00 | 271973.00 | KEC Spur Infrastructure Pvt. Ltd.
573.00 | Earthwork in filling with borrow earth for all heights and depths for site grading or at any other place as directed to proper levels, slopes, grades and camber with selected earth obtained from approved borrow areas for all leads from Complex Limit including excavation of earth at borrow areas, clearing and stripping at borrow areas (if necessary),loading, unloading, transportation etc. clearing and stripping at filling areas, cuttig of trees of girth upto and inclusive of 30cm (girth measured at a height of 1.0 M above ground level) including uprooting of vegetation, roots and disposal of the shrubs, bushes, roots etc., consolidating exposed natural soil to 90% of maximum laboratory dry density as per IS:2720 Part-VII, breaking clods, spreading in layers not exceeding 30 cm loose thickness, watering, ramming and compacting with road roller to give at least 90% of max. laboratory dry density as per IS:2720 Part-VII, testing the degree of consolidation, dressing and leveling, etc. complete, including disposal of all unserviceable materials if any beyond the plant boundary limits for all leads etc., as per drawings, specifications and directions of Engineer-in-Charge. (Borrow/ disposal areas shall be arranged by Contractor at his own cost. The rate quoted shall include all royalties, right-of-way etc. complete). | 8250.00 | m³ |  | 910.00 | 7507500.00 | 450.00 | 3712500.00 | 342.00 | 2821500.00 | 350.00 | 2887500.00 | 487.00 | 4017750.00 | 188.10 | 1551825.00 | 780.00 | 6435000.00 | 700.00 | 5775000.00 | 420.63 | 3470197.50 | 1551825.00 | M/s. Megha Engineering and Infrastructures Ltd
574.00 | ROADS & FLEXIBLE PAVEMENT (UPTO WBM/WMM LAYER)
575.00 | Earthwork in filling with borrow earth for all heights and depths for road embankments, shoulders or any other place as directed to proper levels, slopes, grades and camber with selected earth (having CBR 8%) obtained from approved borrow areas for all leads from Complex Limit including excavation of earth at borrow areas, clearing and stripping at borrow areas (if necessary) loading, unloading, transportation etc., clearing and stripping as per specifications, uprooting of vegetation, roots and disposal of the shrubs, bushes, roots etc., breaking clods, spreading in layers not exceeding 20 cm loose thickness, watering, ramming and compacting with road roller to give at least 97% of laboratory dry density with heavy compaction as per IS:2720 Part-VIII, providing testing apparatus and testing the degree of consolidation, dressing and leveling, etc. complete including disposal of all unserviceable materials if any beyond the boundary limit for all leads etc. as per drawings, specifications and directions of Engineer-in- Charge. (Borrow areas shall be arranged by Contractor at his own cost. The rate quoted shall include all royalties, right-of-way etc. complete) | 5.00 | cum |  | 975.00 | 4875.00 | 550.00 | 2750.00 | 577.00 | 2885.00 | 500.00 | 2500.00 | 1500.00 | 7500.00 | 282.15 | 1410.75 | 1200.00 | 6000.00 | 385.00 | 1925.00 | 523.01 | 2615.05 | 1410.75 | M/s. Megha Engineering and Infrastructures Ltd
576.00 | Supplying and laying of stone aggregate of 53mm and down size for GRANULAR SUB-BASE COURSE (conforming to the Grading II of Table 400-1 and physical properties of Table 400-2 of MORTH Specification of Road & Bridge works) tough, sound, clean and durable including cost of stone aggregate, all royalties, taxes, handling, transportation to site, unloading the same by the side of road with all leads and lifts, spreading and laying to form Granular Sub-base layer in layers not exceeding 100mm compacted thickness to proper grade, camber and level, filling voids with screenings and binding the surface with binding material of plasticity index up to 6% including cost of supply of screening and binding material, consolidating with power driven road roller, watering, with all leads and lifts including preparation of camber below first layer etc. complete as per drawings, specifications (MORTH, EIL) and directions of Engineer-in-Charge. | 50.00 | m³ |  | 3380.00 | 169000.00 | 1400.00 | 70000.00 | 3408.00 | 170400.00 | 3500.00 | 175000.00 | 5850.00 | 292500.00 | 2351.25 | 117562.50 | 3300.00 | 165000.00 | 325.00 | 16250.00 | 1859.60 | 92980.00 | 16250.00 | AMPSEPC PVT LTD
577.00 | Supplying and Laying of Wet Mix Macadam (WMM) in BASE COURSE (Section 406 of MORTH Specification of Road & Bridge works) using tough, clean, sound & durable stone aggregates including premixing the material (mixing in Plug Mill/ Pan Type Mixer), including transportation to site, laying & spreading in layers not exceeding 125 mm compacted thickness & rolling with vibratory roller 80-100 KN static weight or equivalent capacity to proper grade, camber & level with all leads & lifts etc. complete as per drawing, specifications (MORTH, EIL) & directions of Engineer-in-Charge. | 75.00 | cum |  | 9360.00 | 702000.00 | 1800.00 | 135000.00 | 3446.00 | 258450.00 | 3600.00 | 270000.00 | 7125.00 | 534375.00 | 2351.25 | 176343.75 | 3300.00 | 247500.00 | 345.00 | 25875.00 | 1975.83 | 148187.25 | 25875.00 | AMPSEPC PVT LTD
578.00 | CONCRETE PAVEMENTS
579.00 | Providing and laying Reinforced Cement Concrete with 20mm and down size graded crushed stone aggregates in flooring, pavements etc. including leaving pockets, if necessary, making recess/drains, laying in alternate panels, etc. for all depths including shuttering, tamping, curing, etc. as specified in any shape, thickness, position and finishing the top surface smooth etc. all complete as per drawings, specifications and directions of Engineer-in-Charge.
580.00 | For RCC of M-30 grade concrete (all materials including cement but excluding cost of providing & fixing reinforcement and joint sealing shall be supplied by the contractor). | 95.00 | m³ |  | 12350.00 | 1173250.00 | 7200.00 | 684000.00 | 8813.00 | 837235.00 | 9000.00 | 855000.00 | 7875.00 | 748125.00 | 7524.00 | 714780.00 | 9000.00 | 855000.00 | 8100.00 | 769500.00 | 8135.75 | 772896.25 | 684000.00 | JSIW INFRASTRUCTURE PRIVATE LIMITED
581.00 | Supplying and laying of 150 micron thick HM HDPE (Grade-I) FILM lining conforming to IS 10889 below concrete pavements, Hard stand, at any other place etc. including royalties, taxes, handling, transportation, unloading, storage, joining etc. all complete as per drawings, manufacturer's specifications and directions of Engineer-in-charge. | 485.00 | m² |  | 780.00 | 378300.00 | 240.00 | 116400.00 | 234.00 | 113490.00 | 200.00 | 97000.00 | 750.00 | 363750.00 | 658.35 | 319299.75 | 150.00 | 72750.00 | 1050.00 | 509250.00 | 29.06 | 14094.10 | 14094.10 | KEC Spur Infrastructure Pvt. Ltd.
582.00 | Supply of all materials and Construction of DRY LEAN CEMENT CONCRETE SUB-BASE (7 days compressive strength of 10.0 MPa) with 26.5mm and down size aggregate including cement , water, and approved additives on a prepared sub-grade, mixed in batching plant, transported to site, for all leads & lifts, laid, compacted, finished and cured etc. complete as per IRC:SP:49 (Guidelines for the use of Dry Lean Concrete as Sub-Base), drawings, standards, specifications and directions of Engineer-in-charge. | 48.50 | m³ |  | 8450.00 | 409825.00 | 1500.00 | 72750.00 | 5653.00 | 274170.50 | 6000.00 | 291000.00 | 7875.00 | 381937.50 | 4702.50 | 228071.25 | 6000.00 | 291000.00 | 735.00 | 35647.50 | 6043.70 | 293119.45 | 35647.50 | AMPSEPC PVT LTD
583.00 | Providing 20mm wide Expansion Joints in pavement slabs as per standard/ drawing including cleaning the joints of all loose material, filling with 20mm thick impregnated fibre boards for the full depth of slab except for 25mm depth from top and sealing the top 25mm with Polysulphide base joint sealant of approved make conforming to BS:5212, including applying 2 coats of approved primer compatible with the brand of Polysulphide etc. all complete as per drawings, specifications and directions of Engineer-in-Charge.
584.00 | For type-I pavement (Upto and inclusive of thickness of 200 mm). (Including providing and laying MS dowel bar, painting as required, GI pipe and cap and cotton waste). | 25.00 | m |  | 845.00 | 21125.00 | 600.00 | 15000.00 | 854.00 | 21350.00 | 750.00 | 18750.00 | 3375.00 | 84375.00 | 2612.50 | 65312.50 | 1800.00 | 45000.00 | 445.00 | 11125.00 | 1162.25 | 29056.25 | 11125.00 | AMPSEPC PVT LTD
585.00 | For type-II pavement (Upto and inclusive of thickness of 150 mm) | 10.00 | m |  | 650.00 | 6500.00 | 450.00 | 4500.00 | 574.00 | 5740.00 | 500.00 | 5000.00 | 2625.00 | 26250.00 | 2612.50 | 26125.00 | 1800.00 | 18000.00 | 585.00 | 5850.00 | 697.35 | 6973.50 | 4500.00 | JSIW INFRASTRUCTURE PRIVATE LIMITED
586.00 | Providing joints in pavements and around foundations as per standard/ drawing including cleaning the joints of all loose materials and sealing with Polysulphide base joint sealant of approved make conforming to BS:5212, including applying 2 coats of approved primer compatible with the brand of Polysulphide etc. complete as per drawings, specifications and directions of Engineer-in-Charge for.
587.00 | Construction joints 20mm wide x 25mm deep. | 5.00 | m |  | 700.00 | 3500.00 | 250.00 | 1250.00 | 397.00 | 1985.00 | 350.00 | 1750.00 | 1125.00 | 5625.00 | 1045.00 | 5225.00 | 300.00 | 1500.00 | 445.00 | 2225.00 | 464.90 | 2324.50 | 1250.00 | JSIW INFRASTRUCTURE PRIVATE LIMITED
588.00 | FLEXIBLE PAVEMENTS WEARING COURSE and miscellaneous road works
589.00 | Providing and laying 30mm thick BITUMINOUS CONCRETE as per Section 507 of MORTH Specification of Road & Bridge works including design mix, trials, heating bitumen, mixing aggregates, grit, laying to proper grade and camper including preparation of surface, filling pot holes, rolling to proper grade and camber, finishing and clearing of surfaces, spraying tack coat of bitumen, etc. complete all as per drawings, specifications and directions of Engineer-in-Charge for following Bitumen Grade:-
590.00 | VG-30 | 300.00 | m² |  | 750.00 | 225000.00 | 750.00 | 225000.00 | 675.00 | 202500.00 | 700.00 | 210000.00 | 1012.00 | 303600.00 | 1149.50 | 344850.00 | 15000.00 | 4500000.00 | 475.00 | 142500.00 | 581.13 | 174339.00 | 142500.00 | AMPSEPC PVT LTD
591.00 | Providing and Laying of Dense bituminous macadam of the of 60mm compacted thickness as per Section 505 of MORTH Specification of Road & Bridge works, including supply of all material, preparation of underlying course, application of tack coats over underlying bituminous surface, preparation of mix, spreading, rolling etc. complete as per drawings, specifications and directions of Engineer -in-Charge. | 300.00 | m² |  | 995.00 | 298500.00 | 2600.00 | 780000.00 | 682.00 | 204600.00 | 700.00 | 210000.00 | 1125.00 | 337500.00 | 1045.00 | 313500.00 | 6456.00 | 1936800.00 | 525.00 | 157500.00 | 697.35 | 209205.00 | 157500.00 | AMPSEPC PVT LTD
592.00 | RCC PIPE CULVERTS & ELECTRICAL ROAD CROSSINGS ETC.
593.00 | Supplying and laying in position RCC pipes with collars conforming to IS:458 for pipe culverts, cable crossings etc. including cutting the pipe if necessary, lowering, laying in position to proper levels, slopes etc. caulking the joints with spun yarn soaked in neat cement slurry and finishing with cement mortar 1:2 (1 cement : 2 sand) curing etc. all complete as per drawings, specifications and directions of Engineer-in-Charge. For following Class and Internal PIPE DIA (MM)
594.00 | PIPE CLASS NP3 Internal Pipe dia. 500 mm | 30.00 | m |  | 3500.00 | 105000.00 | 2300.00 | 69000.00 | 3354.00 | 100620.00 | 3500.00 | 105000.00 | 1500.00 | 45000.00 | 3135.00 | 94050.00 | 2220.00 | 66600.00 | 5350.00 | 160500.00 | 2324.50 | 69735.00 | 45000.00 | PRATHAM EPC PROJECTS LTD
595.00 | Supplying and laying in position PVC pipes conforming to IS:4985 Class - I for cable crossings, including cutting the pipe if necessary, lowering, laying in position to proper levels, slopes ,providing proper jointing as per code requirements or manufacturers recommendations, sealing the open ends of pipes with removable type PVC cap (Sealing cap will be paid separately under relevant items)etc. all complete as per drawings, specifications and directions of Engineer-in-Charge. For following NOMINAL OUTSIDE PIPE DIA (MM)
596.00 | Pipe Class I Nominal outside pipe dia. 160 mm | 70.00 | m |  | 695.00 | 48650.00 | 900.00 | 63000.00 | 1238.00 | 86660.00 | 1080.00 | 75600.00 | 562.00 | 39340.00 | 616.55 | 43158.50 | 540.00 | 37800.00 | 1050.00 | 73500.00 | 348.68 | 24407.60 | 24407.60 | KEC Spur Infrastructure Pvt. Ltd.
597.00 | Supplying and fixing in the encasement concrete, cable crossing indicator, made out of 6mm thick MS circular of dia. 150mm welded to 16mm dia. MS Rod of approximately 1.0M length, painted with 2 coats of approved enamel paint over a coat of red oxide primer etc. complete. (All materials in contractor's scope of supply). | 8.00 | each |  | 6500.00 | 52000.00 | 6000.00 | 48000.00 | 2107.00 | 16856.00 | 1800.00 | 14400.00 | 3375.00 | 27000.00 | 1567.50 | 12540.00 | 240.00 | 1920.00 | 1250.00 | 10000.00 | 2324.50 | 18596.00 | 1920.00 | Ace Pipeline Contracts Pvt Ltd
598.00 | Supplying and Providing removable type PVC Cap at the open end of pipe all complete etc. as per drawings, standards, specifications and directions of Engineer-in-charge for following nominal outside pipe dia. (mm)
599.00 | Outer dia. of pipe 160 mm | 18.00 | nos |  | 350.00 | 6300.00 | 350.00 | 6300.00 | 680.00 | 12240.00 | 600.00 | 10800.00 | 187.00 | 3366.00 | 564.30 | 10157.40 | 240.00 | 4320.00 | 750.00 | 13500.00 | 116.23 | 2092.14 | 2092.14 | KEC Spur Infrastructure Pvt. Ltd.
600.00 | Supply and installation of valves
601.00 | Supply and installation of screwed valves as per piping material specification including fixing in position with threaded connections complete as per drawings, specifications and directions of Engineer-in-charge.
602.00 | Globe valve for following nominal sizes and piping material class
603.00 | Dia 1 Inch Piping Material Class J2A | 2.00 | each |  | 8500.00 | 17000.00 | 10000.00 | 20000.00 | 11221.00 | 22442.00 | 10000.00 | 20000.00 | 2000.00 | 4000.00 | 1254.00 | 2508.00 | 3000.00 | 6000.00 | 10000.00 | 20000.00 | 23245.00 | 46490.00 | 2508.00 | M/s. Megha Engineering and Infrastructures Ltd
604.00 | Dia 2 Inch Piping Material Class J2A | 4.00 | each |  | 10200.00 | 40800.00 | 20000.00 | 80000.00 | 16867.00 | 67468.00 | 15000.00 | 60000.00 | 2500.00 | 10000.00 | 2508.00 | 10032.00 | 6600.00 | 26400.00 | 15000.00 | 60000.00 | 43003.25 | 172013.00 | 10000.00 | PRATHAM EPC PROJECTS LTD
605.00 | Dia 1.5 Inch Piping Material Class J2A | 2.00 | each |  | 9800.00 | 19600.00 | 15000.00 | 30000.00 | 14473.00 | 28946.00 | 12500.00 | 25000.00 | 1000.00 | 2000.00 | 1881.00 | 3762.00 | 3840.00 | 7680.00 | 10000.00 | 20000.00 | 29056.25 | 58112.50 | 2000.00 | PRATHAM EPC PROJECTS LTD
606.00 | MISC. CIVIL AND STRUCTURAL WORKS FOR U/G PIPING AND OTHER CIVIL WORKS
607.00 | Providing and laying brick masonry with locally available bricks of specified class (Brick of class lower than specified shall not be accepted) in cement mortar 1:4 (1 cement : 4 Coarse sand) in one or more brick thickness and in any shape in foundation and plinth for valve pits, drains, circular/square maholes, wing walls, etc. including providing recesses, openings, etc. including curing, finishing the joints flush below ground level and raking out joints in plinth with all labour and material, etc. complete as per drawings, specifications and direction of Engineer-in-Charge. For following Brick Class.
608.00 | All materials including cement supplied by the Contractor and Following Brick Class
609.00 | Brick Class 5 | 100.00 | m³ |  | 9200.00 | 920000.00 | 6800.00 | 680000.00 | 8610.00 | 861000.00 | 8800.00 | 880000.00 | 4125.00 | 412500.00 | 8360.00 | 836000.00 | 12000.00 | 1200000.00 | 7125.00 | 712500.00 | 4067.88 | 406788.00 | 406788.00 | KEC Spur Infrastructure Pvt. Ltd.
610.00 | Providing 13mm thick average cement plaster in cement mortar 1:3 (1 cement: 3 sand) on brick walls/stone masonry/pitching or on concrete surfaces for manholes, valves pits, culverts, wing walls, etc. including cleaning and preparation of the surface, scaffolding, curing etc. for all depths and heights complete as per drawings specifications and direction of Engineer-in-Charge.
611.00 | All materials including cement supplied by the Contractor. | 145.00 | m² |  | 685.00 | 99325.00 | 450.00 | 65250.00 | 466.00 | 67570.00 | 400.00 | 58000.00 | 487.00 | 70615.00 | 470.25 | 68186.25 | 360.00 | 52200.00 | 275.00 | 39875.00 | 337.05 | 48872.25 | 39875.00 | AMPSEPC PVT LTD
612.00 | Providing 16mm thick average cement plaster in cement mortar 1:3 (1 cement: 3 sand) on brick walls/stone masonry/pitching or on concrete surfaces for manholes, valves pits, inspection chambers, septic tanks,Compound wall, culverts, wing walls, etc. including cleaning and preparation of the surface, scaffolding, curing etc. for all depths and heights complete as per drawings specifications and direction of Engineer-in-Charge.
613.00 | All materials including cement supplied by the Contractor. | 40.00 | m² |  | 840.00 | 33600.00 | 500.00 | 20000.00 | 509.00 | 20360.00 | 450.00 | 18000.00 | 506.00 | 20240.00 | 512.05 | 20482.00 | 420.00 | 16800.00 | 255.00 | 10200.00 | 348.68 | 13947.20 | 10200.00 | AMPSEPC PVT LTD
614.00 | Providing flush/recessed cement pointing on brick masonry/stone masonry with cement mortar 1:3 (1 cement: 3 sand) including scaffolding, raking out joints if necessary, curing etc. complete as per drawing specifications an direction of Engineer-in-Charge.
615.00 | All materials including cement supplied by the Contractor. | 520.00 | m² |  | 550.00 | 286000.00 | 550.00 | 286000.00 | 258.00 | 134160.00 | 270.00 | 140400.00 | 900.00 | 468000.00 | 470.25 | 244530.00 | 210.00 | 109200.00 | 285.00 | 148200.00 | 116.23 | 60439.60 | 60439.60 | KEC Spur Infrastructure Pvt. Ltd.
616.00 | Supplying and fixing in position medium/ heavy duty CI manhole frame with lugs and cover conforming to IS-1726 including breaking of brick masonry or concrete surface to receive frame with lugs and making good the same with CM 1:3 including applying two coats of anticorrosive paint inclusive of all labours and materials etc. complete
617.00 | circular size 500 mm dia. Medium duty of grade MD-10 | 6.00 | each |  | 4200.00 | 25200.00 | 27000.00 | 162000.00 | 39160.00 | 234960.00 | 40000.00 | 240000.00 | 3375.00 | 20250.00 | 15152.50 | 90915.00 | 7200.00 | 43200.00 | 4500.00 | 27000.00 | 58112.51 | 348675.06 | 20250.00 | PRATHAM EPC PROJECTS LTD
618.00 | Providing cement mortar grouting on brick masonry / RCC wall for filling free space between pipe body and masonry wall/concrete wall with 1:2 (1 cement: 2 sand) mortar including packing, consolidating, curing, finishing, etc. complete as per drawings specifications and directions of Engineer-in-Charge.
619.00 | All materials including cement supplied by the Contractor. | 1.00 | m³ |  | 22500.00 | 22500.00 | 8000.00 | 8000.00 | 11252.00 | 11252.00 | 9900.00 | 9900.00 | 4125.00 | 4125.00 | 48070.00 | 48070.00 | 1200.00 | 1200.00 | 7200.00 | 7200.00 | 12784.75 | 12784.75 | 1200.00 | Ace Pipeline Contracts Pvt Ltd
620.00 | Supply and laying of gravel/ crush stone of size ranging between 27mm to 37mm in compacted thickness of 100mm in valve pit, open area within the unit battery limit or at any other place as directed, etc. complete as per drawings, specifications and direction of Engineer-in-Charge. | 160.00 | m² |  | 560.00 | 89600.00 | 1800.00 | 288000.00 | 564.00 | 90240.00 | 495.00 | 79200.00 | 1500.00 | 240000.00 | 1881.00 | 300960.00 | 33000.00 | 5280000.00 | 145.00 | 23200.00 | 244.07 | 39051.20 | 23200.00 | AMPSEPC PVT LTD
621.00 | Supplying, fabricating and fixing in position in RCC or brick masonry walls MS rungs made out of 20mm dia. reinforcement bar of grade Fe500 TMT bar conforming to IS: 1786 .Including laying or welding to keep in proper position etc. complete as per drawings, specifications and instructions of Engineer-in-Charge. | 24.00 | each |  | 700.00 | 16800.00 | 15000.00 | 360000.00 | 790.00 | 18960.00 | 700.00 | 16800.00 | 1700.00 | 40800.00 | 470.25 | 11286.00 | 216.00 | 5184.00 | 9500.00 | 228000.00 | 581.13 | 13947.12 | 5184.00 | Ace Pipeline Contracts Pvt Ltd
622.00 | Supplying, construction , testing & commissioning of RCC Neutralisation pit concrete , providing lean concrete 1:5:10 (1 cement : 5 sand : 10 aggregate) at bottom of Neutralisation pit and PCC 1:2:4 at Finished Grade Level, rungs, lime fill, acid proof lining, chequered plate with lifting hooks, grouting in 1:2 cement mortar(1 cement :2 sand ), painting with bitumen primer and Epoxy paint, grouting between pipe and pit wall in 1:2 cement mortar (1 cement : 2 sand), reinforcement steel including straightening, cleaning, cutting, bending, keeping in proper position, centering, shuttering etc. including earth work in excavation in all types of soil except soft rock and hard rock, backfilling & disposal of surplus earth for all leads within the complex limit etc. complete as per standards, drawings, specifications and directions of Engineer-in-charge.
623.00 | All material including cement supplied by the Contractor For following grade of concrete.
624.00 | grade of concrete M30 | 2.00 | each |  | 165000.00 | 330000.00 | 250000.00 | 500000.00 | 289156.00 | 578312.00 | 300000.00 | 600000.00 | 187500.00 | 375000.00 | 67925.00 | 135850.00 | 30000.00 | 60000.00 | 150000.00 | 300000.00 | 25569.50 | 51139.00 | 51139.00 | KEC Spur Infrastructure Pvt. Ltd.
625.00 | PLUMBING AND BUILDING DRAINAGE
626.00 | Supplying and fixing approved quality heavy grade cast iron Floor/Nahani Trap with CP pressed steel grating including cutting floors and making good the same, etc., making inlet and outlet connections, etc. complete for 100mm inlet and 100mm outlet as per drawings, specifications and directions of Engineer-in-Charge. | 10.00 | each |  | 6240.00 | 62400.00 | 1600.00 | 16000.00 | 3031.00 | 30310.00 | 2700.00 | 27000.00 | 7500.00 | 75000.00 | 752.40 | 7524.00 | 420.00 | 4200.00 | 1725.00 | 17250.00 | 813.58 | 8135.80 | 4200.00 | Ace Pipeline Contracts Pvt Ltd
627.00 | Supplying and fixing approved quality heavy grade cast iron Floor/Nahani Trap with CP pressed steel grating including cutting floors and making good the same, etc., making inlet and outlet connections, etc. complete for 100mm inlet and 75mm outlet as per drawings, specifications and directions of Engineer-in-Charge. | 10.00 | each |  | 2250.00 | 22500.00 | 1200.00 | 12000.00 | 1143.00 | 11430.00 | 1000.00 | 10000.00 | 7500.00 | 75000.00 | 846.45 | 8464.50 | 3000.00 | 30000.00 | 1380.00 | 13800.00 | 1046.03 | 10460.30 | 8464.50 | M/s. Megha Engineering and Infrastructures Ltd
628.00 | Supplying and laying cast iron soil waste and vent pipe conforming to IS:1729 above ground including specials, bends, such as Y junction, T junction (both single and double) including plugs, shoes, cowls, jointing with jute gasket dipped in bitumen, caulking the joints in Cement mortar 1:2 (1 cement: 2 sand) and testing, cutting floors/walls and making good the same etc. complete as per drawings, specifications and directions of Engineer-in-Charge.
629.00 | 100mm dia (All materials including cement supplied by contractor) | 15.00 | m |  | 2150.00 | 32250.00 | 950.00 | 14250.00 | 2031.00 | 30465.00 | 1800.00 | 27000.00 | 1500.00 | 22500.00 | 1672.00 | 25080.00 | 1500.00 | 22500.00 | 1350.00 | 20250.00 | 2092.05 | 31380.75 | 14250.00 | JSIW INFRASTRUCTURE PRIVATE LIMITED
630.00 | 75mm dia (All materials including cement supplied by contractor) | 15.00 | m |  | 1895.00 | 28425.00 | 750.00 | 11250.00 | 1167.00 | 17505.00 | 1000.00 | 15000.00 | 1500.00 | 22500.00 | 1410.75 | 21161.25 | 1200.00 | 18000.00 | 985.00 | 14775.00 | 1627.15 | 24407.25 | 11250.00 | JSIW INFRASTRUCTURE PRIVATE LIMITED
631.00 | Supplying and fixing approved quality Cast Iron soil/waste pipe conforming to IS3989 below ground with necessary specials, bends such as Y-junction, T- junction (both single and double) including plugs, shoes, cowls, jointing with lead caulked joints and testing, cutting in floors, earth work in excavation, encasing the pipe in 50mm THK, PCC M20, backfilling and removal of surplus earth upto a lead of 50M etc. complete as per drawings, specifications and directions of Engineer-in-Complete.
632.00 | 100mm dia (All materials including cement supplied by contractor) | 15.00 | m |  | 2100.00 | 31500.00 | 2200.00 | 33000.00 | 3539.00 | 53085.00 | 3000.00 | 45000.00 | 1500.00 | 22500.00 | 1254.00 | 18810.00 | 1800.00 | 27000.00 | 1725.00 | 25875.00 | 2092.05 | 31380.75 | 18810.00 | M/s. Megha Engineering and Infrastructures Ltd
633.00 | 75mm dia (All materials including cement supplied by contractor) | 15.00 | m |  | 1680.00 | 25200.00 | 1800.00 | 27000.00 | 2929.00 | 43935.00 | 2600.00 | 39000.00 | 1500.00 | 22500.00 | 1045.00 | 15675.00 | 1500.00 | 22500.00 | 1150.00 | 17250.00 | 1627.15 | 24407.25 | 15675.00 | M/s. Megha Engineering and Infrastructures Ltd
634.00 | Construction of soak pit conforming to IS:2470 Part-I and as per EIL drg. No. 7-65-0217, masonry, filling and hand packing brick bats of size ranging between 40mm to 50, connecting with septic tank with necessary fittings, piping etc. including earthwork in excavation in all type of soil s except Hard Rock, back filling and disposal of surplus earth for all leads, complete as per drawings, specifications and directions of Engineer-in-Charge. for following users
635.00 | for NO. of users 10 nos | 2.00 | each |  | 250000.00 | 500000.00 | 125000.00 | 250000.00 | 73345.00 | 146690.00 | 75000.00 | 150000.00 | 150000.00 | 300000.00 | 62700.00 | 125400.00 | 180000.00 | 360000.00 | 52550.00 | 105100.00 | 98791.26 | 197582.52 | 105100.00 | AMPSEPC PVT LTD
636.00 | Providing and fixing approved stone ware 100mmx100mm dia. gully trap as per EIL Std. no.7-65-0214 including grating with CI frame and cover 400mmx400mm including brick masonry (brick class shall be as mentioned below) chamber in 1:4 cement mortar( 1 cement: 4 sand) on M-20 grade cement concrete foundation, plastered inside and outside surfaces with 1:3 cement mortar (1 cement: 3 sand) with 13mm average thickness including providing and fixing light duty CI frame and cover, painting CI frame and cover with two coats of chlorinated rubber zinc phosphate primer @ 40µ DFT per coat and finish painting consists of two coats of chlorinated rubber paint @40µ DFT per coat, earth work in excavation, backfilling, removal of surplus earth, benching with M-20 grade cement concrete and rendering smooth with a neat coat of cement slurry etc. all complete as per drawings, specifications and directions of Engineer-in-Charge.
637.00 | All materials including cement supplied by contractor and following brick Class
638.00 | Brick Class 5 | 4.00 | each |  | 35000.00 | 140000.00 | 3500.00 | 14000.00 | 2929.00 | 11716.00 | 2500.00 | 10000.00 | 11250.00 | 45000.00 | 3135.00 | 12540.00 | 18000.00 | 72000.00 | 1725.00 | 6900.00 | 871.69 | 3486.76 | 3486.76 | KEC Spur Infrastructure Pvt. Ltd.
639.00 | Supplying, laying and fixing 3 layer PP-R (Poly Propylene Random copolymer) pipes above ground. Pipes shall conform to IS:15801; SDR 7.4 U V stabilized & antimicrobial fusion welded, having thermal stability for hot & cold water supply, including supply and fixing of all PP-R plain & brass threaded polypropylene random fittings, PP-R Male adopters, including fixing in floors, walls, supporting on columns, sleepers, embedding, jointing, including bends, elbows, tees, reducers, sockets, unions and other specials, supplying and fixing with hooks/clamps in wooden plugs, cutting pipes to required lengths, making connections, cutting chases or holes in walls & making good the same, testing etc all complete as per drawings, manufacturer specifications and directions of Engineer-in-Charge. For the following Nominal Bore (NB) pipe:
640.00 | Nominal Dia. 32 mm | 10.00 | m |  | 603.40 | 6034.00 | 725.00 | 7250.00 | 1168.00 | 11680.00 | 1000.00 | 10000.00 | 862.00 | 8620.00 | 1045.00 | 10450.00 | 72.00 | 720.00 | 550.00 | 5500.00 | 360.30 | 3603.00 | 720.00 | Ace Pipeline Contracts Pvt Ltd
641.00 | Nominal Dia. 20 mm | 10.00 | m |  | 428.40 | 4284.00 | 650.00 | 6500.00 | 822.00 | 8220.00 | 720.00 | 7200.00 | 712.00 | 7120.00 | 1045.00 | 10450.00 | 60.00 | 600.00 | 685.00 | 6850.00 | 302.19 | 3021.90 | 600.00 | Ace Pipeline Contracts Pvt Ltd
642.00 | Nominal Dia. 25 mm | 10.00 | m |  | 532.00 | 5320.00 | 500.00 | 5000.00 | 900.00 | 9000.00 | 800.00 | 8000.00 | 787.00 | 7870.00 | 1045.00 | 10450.00 | 66.00 | 660.00 | 710.00 | 7100.00 | 337.05 | 3370.50 | 660.00 | Ace Pipeline Contracts Pvt Ltd
643.00 | Nominal Dia. 50 mm | 10.00 | m |  | 1120.00 | 11200.00 | 950.00 | 9500.00 | 2344.00 | 23440.00 | 2000.00 | 20000.00 | 1125.00 | 11250.00 | 1567.50 | 15675.00 | 330.00 | 3300.00 | 775.00 | 7750.00 | 418.41 | 4184.10 | 3300.00 | Ace Pipeline Contracts Pvt Ltd
644.00 | Construction, supplying, installation, testing and commissioning of septic tank as per standards and IS:2470 Part-I , with all necessary accessories like inlet, outlet pipes, vent pipes, manhole covers, rungs etc. including earthwork in excavation in all type of soil except soft and hard rock, backfilling and disposal of surplus earth for all leads etc. complete as per standards, drawings, specifications and directions of Engineer-in-Charge.
645.00 | All materials including cement supplies by the contractor No. of Users 10 nos | 2.00 | each |  | 250000.00 | 500000.00 | 145000.00 | 290000.00 | 122410.00 | 244820.00 | 125000.00 | 250000.00 | 131250.00 | 262500.00 | 73150.00 | 146300.00 | 180000.00 | 360000.00 | 118000.00 | 236000.00 | 209205.02 | 418410.04 | 146300.00 | M/s. Megha Engineering and Infrastructures Ltd
646.00 | MISCELLANEOUS ITEMS
647.00 | Supplying & Laying 60mm thick interlocking Paver Blocks for footpaths and any other place etc. including providing 40 mm thick sand filling below Paver Blocks including compaction of sand layer, filling the joints by dry sand, providing precast kerb stone of PCC M 30 at edges and at every 6.0m across the foot path, including preparation of compacted base/ sub base etc. all complete as per drawing, standard, specification and directions of Engineer-in-Charge. (All material including cement supplied by contractor, paver blocks shall confirm to category "A" as per IRC SP63. Colour and shape of paver block shall be as per Owner requirement.). | 120.00 | m² |  | 2860.00 | 343200.00 | 1200.00 | 144000.00 | 1160.00 | 139200.00 | 1200.00 | 144000.00 | 1125.00 | 135000.00 | 2090.00 | 250800.00 | 3000.00 | 360000.00 | 1035.00 | 124200.00 | 1394.70 | 167364.00 | 124200.00 | AMPSEPC PVT LTD
648.00 | Overhead Drinking Water Tank
649.00 | Supply and installation on terrace, high density polyethylene drinking water circular tank as per IS:12701 and ISI marked including supply and installation of all fittings, cover with suitable locking arrangement, float valve, making necessary holes for inlet, outlet and overflow connection and vent pipe etc. and the base supports for tank including supply of all necessary material all complete as per specifications and directions of Engineer-in-charge. (Sintex or equivalent having valid ISI license) for following capacities
650.00 | Capacity 500 Litre | 2.00 | each |  | 17500.00 | 35000.00 | 10000.00 | 20000.00 | 12564.00 | 25128.00 | 11000.00 | 22000.00 | 9000.00 | 18000.00 | 5225.00 | 10450.00 | 6000.00 | 12000.00 | 9775.00 | 19550.00 | 17433.75 | 34867.50 | 10450.00 | M/s. Megha Engineering and Infrastructures Ltd
651.00 | Rain Water Recharging Well
652.00 | Construction of rain water recharging well including earthwork in excavation in all types of soils excluding soft rock and hard rock, excavation in soft rock and hard rock shall be paid under relevant item, backfilling and disposal of the debris/surplus earth within a lead of 100 m, supply of all filler materials, mild steel perforated pipe, precast cover slab, brick masonry etc all complete as per EIL standard drawings, specifications and directions of Engineer-in-charge. (Depth of well upto 10.0m from ground level) For catchment area:
653.00 | Above 3000 sqm and up to 5 hectare | 2.00 | each |  | 300000.00 | 600000.00 | 600000.00 | 1200000.00 | 52523.00 | 105046.00 | 54000.00 | 108000.00 | 150000.00 | 300000.00 | 209000.00 | 418000.00 | 144000.00 | 288000.00 | 105000.00 | 210000.00 | 69735.01 | 139470.02 | 105046.00 | Om Yash Projects Limited
654.00 | Supply, fabrication and Erection of piping(underground)
655.00 | Supply and Laying of U/G PPR pipe for Water Services
656.00 | Supplying, laying and fixing 3 layer PP-R (Poly Propylene Random copolymer) pipes underground. Pipes shall conform to IS:15801; SDR 7.4 U V stabilized & antimicrobial fusion welded, having thermal stability for hot & cold water supply, including supply and fixing of all PP-R plain & brass threaded polypropylene random fittings, PP-R Male adopters, bends, elbows, tees, reducers, sockets, unions and other specials, cutting pipes to required lengths, making connections, jointing, earthwork in excavation for pipe trenches, etc. in all types of soil excluding soft rock and hard rock including dewatering, shoring and strutting if required, dressing of sides, levelling, grading and ramming of bottoms, including laying of pipes in trenches, hydrostatic testing of the piping, backfilling the trenches with selected/approved earth fill material, cutting of roads wherever required, making good the road surface after laying, disposal of surplus earth at a designated area anywhere within complex limit etc. all complete as per drawings, manufacturer specifications and directions of Engineer-in-Charge. For the following Nominal Bore (NB) pipe:
657.00 | Nominal Dia. 32 mm | 15.00 | m |  | 950.00 | 14250.00 | 780.00 | 11700.00 | 570.00 | 8550.00 | 500.00 | 7500.00 | 862.00 | 12930.00 | 1045.00 | 15675.00 | 84.00 | 1260.00 | 825.00 | 12375.00 | 697.35 | 10460.25 | 1260.00 | Ace Pipeline Contracts Pvt Ltd
658.00 | Nominal Dia. 50 mm | 65.00 | m |  | 1155.00 | 75075.00 | 900.00 | 58500.00 | 674.00 | 43810.00 | 600.00 | 39000.00 | 712.00 | 46280.00 | 1045.00 | 67925.00 | 72.00 | 4680.00 | 1035.00 | 67275.00 | 476.52 | 30973.80 | 4680.00 | Ace Pipeline Contracts Pvt Ltd
659.00 | Nominal Dia. 25 mm | 15.00 | m |  | 795.00 | 11925.00 | 690.00 | 10350.00 | 347.00 | 5205.00 | 300.00 | 4500.00 | 787.00 | 11805.00 | 1045.00 | 15675.00 | 78.00 | 1170.00 | 725.00 | 10875.00 | 360.30 | 5404.50 | 1170.00 | Ace Pipeline Contracts Pvt Ltd
660.00 | Nominal Dia. 20 mm | 15.00 | m |  | 635.00 | 9525.00 | 650.00 | 9750.00 | 281.00 | 4215.00 | 250.00 | 3750.00 | 1125.00 | 16875.00 | 1567.50 | 23512.50 | 336.00 | 5040.00 | 650.00 | 9750.00 | 325.43 | 4881.45 | 3750.00 | TOLANI PROJECTS PVT LTD
661.00 | Under Ground Sewer System - HDPE Pipe
662.00 | Supplying, laying and jointing of underground approved quality HDPE pipes to be used for soil and waste discharge or rain water application outside buildings confirming to IS: 14333 including all necessary fittings/ specials such as bends, Y junction, T junction (both single and double), plugs, coupler, flanges, adapter etc. including solvent welded jointing and testing as per manufacturers recommendations , including earthwork in excavation in all types of soil for pipe trenches, etc. including dewatering, shoring and strutting if necessary, dressing of sides, leveling, grading and ramming of bottoms, cutting the pipes to required lengths, lowering the pipes to proper grade and alignment, jointing, including connecting the pipes to manholes by using concrete manhole adapters and grouting the pipe body with manhole wall using cement mortar 1:2 (1cement : 2 sand), testing, draining of water and cleaning of pipe after testing, backfilling the trenches with select material from available excavated soil including re excavating the deposited soil excavated earlier breaking clods and laying in layers of 15cm compacted thickness , watering and compacting with mechanical means like vibro rammers etc. to 90% standard proctor density as per IS:2720 Part-VII, making good the surface, including cutting of roads wherever required and making good the same, disposal of surplus earth/ unserviceable material to demarcated area anywhere within the complex limit etc. complete for all depths as per drawings, specifications and instructions of Engineer-in-Charge. (Depth of excavation for pipe trench shall be upto 3.0m)
663.00 | (All material including cement supplied by contractor) Nominal Dia. 150 mm Pressure Rating(Kg/Cm2) 2.5 | 50.00 | m |  | 1400.00 | 70000.00 | 1400.00 | 70000.00 | 2058.00 | 102900.00 | 2000.00 | 100000.00 | 412.00 | 20600.00 | 940.50 | 47025.00 | 815.00 | 40750.00 | 1750.00 | 87500.00 | 406.79 | 20339.50 | 20339.50 | KEC Spur Infrastructure Pvt. Ltd.
664.00 | (All material including cement supplied by contractor) Nominal Dia. 100 mm Pressure Rating(Kg/Cm2) 2.5 | 35.00 | m |  | 1260.00 | 44100.00 | 950.00 | 33250.00 | 1755.00 | 61425.00 | 1500.00 | 52500.00 | 337.00 | 11795.00 | 783.75 | 27431.25 | 1057.00 | 36995.00 | 1350.00 | 47250.00 | 348.68 | 12203.80 | 11795.00 | PRATHAM EPC PROJECTS LTD
665.00 | UNDERGROUND SEWER SYSTEM - RCC PIPES
666.00 | Supplying and laying underground R.C.C. pipes sewers with socket and spigot ends conforming to IS:458 of approved make, to proper grade and alignment, including earthwork in excavation in all types of soil except soft and hard rock for pipe trenches upto 2.0m depth of excavation, etc. including dewatering, shoring and shuttering if necessary, dressing of sides, leveling, grading and ramming of bottoms, cutting the R.C.C. pipes to required lengths, lowering the pipes, jointing, including connecting the pipes to manholes and grouting the pipe body with manhole wall using cement mortar 1:2 (1 cement : 2 sand), testing, draining of water and cleaning of pipe after testing, backfilling the trenches with select material from available excavated soil including re excavating the deposited soil excavated earlier breaking clods and laying in layers of 15cm compacted thickness , watering and compacting with mechanical means like vibro rammers etc. to 90% standard proctor density as per IS:2720 Part-VII, making good the surface, including cutting of roads wherever required and making good the same, disposal of surplus earth/ unserviceable material to demarcated area anywhere within the complex limit etc. complete for all depths as per drawings, specifications and instructions of Engineer-in-Charge.(All material shall be supplied by contractor) For following Pipe size (mm) and Class (pipe sizes are all internal diameter of the pipes)
667.00 | Dia. (Internal) 150 mm Pipe Class P1 | 20.00 | m |  | 1400.00 | 28000.00 | 1500.00 | 30000.00 | 5230.00 | 104600.00 | 4500.00 | 90000.00 | 1125.00 | 22500.00 | 5225.00 | 104500.00 | 894.00 | 17880.00 | 1380.00 | 27600.00 | 2905.63 | 58112.60 | 17880.00 | Ace Pipeline Contracts Pvt Ltd
668.00 | Dia. (Internal) 100 mm Pipe Class P1 | 20.00 | m |  | 1260.00 | 25200.00 | 1100.00 | 22000.00 | 3997.00 | 79940.00 | 3500.00 | 70000.00 | 1012.00 | 20240.00 | 4180.00 | 83600.00 | 823.00 | 16460.00 | 1150.00 | 23000.00 | 2324.50 | 46490.00 | 16460.00 | Ace Pipeline Contracts Pvt Ltd
669.00 | fire fighting equipment's
670.00 | S/I Portable/ trolley mounted Extinguishers
671.00 | Installation of portable DCP (Dry Chemical Powder) portable extinguisher including transporting the same to worksite from Owner's store, fixing in position including supply of all fixing material, labor etc. complete as per drawings, specification and directions of Engineer-in-Charge.
672.00 | Capacity 9 kg | 4.00 | nos |  | 9500.00 | 38000.00 | 5050.00 | 20200.00 | 10530.00 | 42120.00 | 9000.00 | 36000.00 | 20000.00 | 80000.00 | 11400.00 | 45600.00 | 6000.00 | 24000.00 | 6150.00 | 24600.00 | 4067.88 | 16271.52 | 16271.52 | KEC Spur Infrastructure Pvt. Ltd.
673.00 | Supply and installation of portable CO2 extinguishers including transporting to worksite, fixing in position including all accessories and all labor and material etc. complete as per drawings, specification, data sheet and directions of Engineer-in-Charge.
674.00 | Capacity 4.5 kg | 10.00 | nos |  | 6860.00 | 68600.00 | 5400.00 | 54000.00 | 8142.00 | 81420.00 | 7200.00 | 72000.00 | 12000.00 | 120000.00 | 4702.50 | 47025.00 | 10200.00 | 102000.00 | 9000.00 | 90000.00 | 6043.70 | 60437.00 | 47025.00 | M/s. Megha Engineering and Infrastructures Ltd
675.00 | Capacity 2.5 kg | 2.00 | nos |  | 4900.00 | 9800.00 | 4500.00 | 9000.00 | 6329.00 | 12658.00 | 5400.00 | 10800.00 | 5000.00 | 10000.00 | 3657.50 | 7315.00 | 7800.00 | 15600.00 | 6250.00 | 12500.00 | 4067.88 | 8135.76 | 7315.00 | M/s. Megha Engineering and Infrastructures Ltd
676.00 | Clean Agent Fire Protection System
677.00 | Design, engineering, supply of all materials, fabrication, performance guaranteeing of total flooding centralized clean agent fire extinguishing system for the rooms (as specified in the scope of work/ specification) of buildings mentioned below, including supply of Clean Agent as per specification , scope of work. Clean Agent Storage Cylinders (filled with clean agent with 100% filled up standby cylinders), piping, valves, Clean Agent discharge nozzles, instruments, Clean Agent panels, piping supports, release system, directional valves, cables, all mechenical, electrical, instrumentation works etc. System supplied and design calculations shall be approved by UL/FM/Vds/LPC. All equipments shall be approved by UL/FM/Vds/LPC, cylinder along with cylinder valve assemblies shall be seamless and PESO approved in addition to UL/FM/Vds/LPC approval. The entire clean agent system shall be as per NFPA-2001 (latest) complete as per scope of work, specification and drawings including supply of mandatory spares. Handling, transportation from vendor's workshop to site, storage at site, assembly at site, installation, erection, painting, testing, commissioning, puff test, performance guarantee, handing over to client and other field works including civil structural work and supply of commissioning spares as per the enclosed EIL specifications, instructions to vendors, data sheets etc. all complete as per scope of work, specification, drawings, standards etc. as per directions of Engineer-in-charge all complete . complete. Total flooding centralised clean agent fire extinguishing system for following buildings
678.00 | Building REPEATER BUILDING | 3.00 | Lumpsum |  | 3800000.00 | 11400000.00 | 2500000.00 | 7500000.00 | 4000000.00 | 12000000.00 | 3000000.00 | 9000000.00 | 3000000.00 | 9000000.00 | 380000.00 | 1140000.00 | 2400000.00 | 7200000.00 | 4200000.00 | 12600000.00 | 2789400.28 | 8368200.84 | 1140000.00 | M/s. Megha Engineering and Infrastructures Ltd
679.00 | Miscellaneous Items
680.00 | Miscellaneous
681.00 | Drilling, developing, supplying, installation, erection, testing, commissioning including supply of all materials, equipment, labour etc. for tube well for minimum discharge of 5 Cu.m/hr. with submersible pump including housing pipe, blank pipe, slotted pipe, riser pipe, taper reducer, strainers, ball plug with hook and strainer, MS center guide, housing clamp, CS gate valves, pressure gauges, check valves etc. all complete (Discharge header piping shall be paid separately beyond Gate valve). The minimum 100mm thick gravel packing (Size ranging from 12mm to 5mm) around the pipe shall be provide for housing pipe. The work shall include Carrying out hydrological survey to establish the locations and depth of tube well and hardness test of water for drinking purposes. The size of casing pipe shall be minimum 6 inches. Size of borehole shall be designed by contractor. Size and length of the riser pipe and slotted pipe shall be designed by the contractor. The actual location of tube well and depth of bore well to be decided based on aquifer data & draw down test (depth of tube well shall be sufficient enough to get the sufficient water at mentioned rate of pumping for all seasons). The length of slotted pipe shall be based on aquifer data bore hole log & Pump head shall be worked out by contractor based on the discharge head of 2.5kg/cm2g of pump at grade level at Tube well Location. The work shall be carried out as per EIL specification no. 6-65-0055 and as per direction of Engineer-in-charge. For depth of bore well Up to the 40m. | 2.00 | Lumpsum |  | 156000.00 | 312000.00 | 1050000.00 | 2100000.00 | 600000.00 | 1200000.00 | 850000.00 | 1700000.00 | 200000.00 | 400000.00 | 418000.00 | 836000.00 | 420000.00 | 840000.00 | 50000.00 | 100000.00 | 1427943.76 | 2855887.52 | 100000.00 | AMPSEPC PVT LTD
682.00 | Tube well assembly including boring, housing piping, slotted & blank piping, MS canter guide, housing clamp, electrical cables etc., excluding Tube Well pump, Motor, strainer, ball plug with hook & Strainer, CS Gate valves, Pressure Gauge, Check valves & other civil works already included in Item no. 01GC.99.01.MB01specified above, complete as per direction of Engineer-in-Charge. Depth of bore hole from 40 M up to & inclusive 60 M | 2.00 | Lumpsum |  | 182000.00 | 364000.00 | 10000.00 | 20000.00 | 387321.00 | 774642.00 | 400000.00 | 800000.00 | 200000.00 | 400000.00 | 522500.00 | 1045000.00 | 231000.00 | 462000.00 | 225000.00 | 450000.00 | 290562.53 | 581125.06 | 20000.00 | JSIW INFRASTRUCTURE PRIVATE LIMITED
683.00 | Tube well assembly including boring, housing piping, slotted & blank piping, MS canter guide, housing clamp, electrical cables etc., excluding Tube Well pump, Motor, strainer, ball plug with hook & Strainer, CS Gate valves, Pressure Gauge, Check valves & other civil works already included in Item no. 01GC.99.01.MB01specified above, complete as per direction of Engineer-in-Charge. Depth of bore hole from 60 M up to & inclusive 80 M | 2.00 | Lumpsum |  | 208000.00 | 416000.00 | 10000.00 | 20000.00 | 96726.00 | 193452.00 | 100000.00 | 200000.00 | 200000.00 | 400000.00 | 627000.00 | 1254000.00 | 254100.00 | 508200.00 | 275000.00 | 550000.00 | 348675.03 | 697350.06 | 20000.00 | JSIW INFRASTRUCTURE PRIVATE LIMITED
684.00 | Tube well assembly including boring, housing piping, slotted & blank piping, MS canter guide, housing clamp, electrical cables etc., excluding Tube Well pump, Motor, strainer, ball plug with hook & Strainer, CS Gate valves, Pressure Gauge, Check valves & other civil works already included in Item no. 01GC.99.01.MB01specified above, complete as per direction of Engineer-in-Charge. Depth of bore hole from 80 M up to & inclusive 100 M | 2.00 | Lumpsum |  | 221000.00 | 442000.00 | 10000.00 | 20000.00 | 45000.00 | 90000.00 | 50000.00 | 100000.00 | 200000.00 | 400000.00 | 731500.00 | 1463000.00 | 279510.00 | 559020.00 | 325000.00 | 650000.00 | 581125.06 | 1162250.12 | 20000.00 | JSIW INFRASTRUCTURE PRIVATE LIMITED
685.00 | Tube well assembly including boring, housing piping, slotted & blank piping, MS canter guide, housing clamp, electrical cables etc., excluding Tube Well pump, Motor, strainer, ball plug with hook & Strainer, CS Gate valves, Pressure Gauge, Check valves & other civil works already included in Item no. 01GC.99.01.MB01specified above, complete as per direction of Engineer-in-Charge. Depth of bore hole from 100 M up to & inclusive 120 M | 2.00 | Lumpsum |  | 234000.00 | 468000.00 | 10000.00 | 20000.00 | 45000.00 | 90000.00 | 50000.00 | 100000.00 | 200000.00 | 400000.00 | 836000.00 | 1672000.00 | 307464.00 | 614928.00 | 355000.00 | 710000.00 | 639237.56 | 1278475.12 | 20000.00 | JSIW INFRASTRUCTURE PRIVATE LIMITED
686.00 | Tube well assembly including boring, housing piping, slotted & blank piping, MS canter guide, housing clamp, electrical cables etc., excluding Tube Well pump, Motor, strainer, ball plug with hook & Strainer, CS Gate valves, Pressure Gauge, Check valves & other civil works already included in Item no. 01GC.99.01.MB01specified above, complete as per direction of Engineer-in-Charge. Depth of bore hole from 120 M up to & inclusive 140 M | 2.00 | Lumpsum |  | 247000.00 | 494000.00 | 10000.00 | 20000.00 | 45000.00 | 90000.00 | 50000.00 | 100000.00 | 200000.00 | 400000.00 | 104500.00 | 209000.00 | 338220.00 | 676440.00 | 395000.00 | 790000.00 | 755462.58 | 1510925.16 | 20000.00 | JSIW INFRASTRUCTURE PRIVATE LIMITED
687.00 | ARCHITECTURE
688.00 | FLOOR FINISHING
689.00 | Providing and laying average 25mm cement concrete flooring in panels consisting of base course of 1:2:4 grade cement concrete (6mm down size stone aggregate) laid over sub-base of cement concrete and finishing with a layer of floating coat of neat cement slurry @ 2.75kg. of cement per Sq. M. of area including cleaning the sub-base surface, applying neat cement slurry @ 2.75 kg of cement per Sq. M. of area over the sub- base to receive the base course, compacting, tamping, trowelling, finishing, curing, providing, shuttering to the edges etc. all complete. CEMENT SUPPLIED BY THE CONTRACTOR AT THEIR COST .
690.00 | 25mm thk. cement concrete flooring. CEMENT SUPPLIED BY THE CONTRACTOR AT THEIR COST . | 108.00 | m² |  | 845.00 | 91260.00 | 950.00 | 102600.00 | 493.00 | 53244.00 | 510.00 | 55080.00 | 787.00 | 84996.00 | 940.50 | 101574.00 | 720.00 | 77760.00 | 675.00 | 72900.00 | 255.70 | 27615.60 | 27615.60 | KEC Spur Infrastructure Pvt. Ltd.
691.00 | Providing and laying cement concrete granolithic flooring in panels consisting of base course (under layer of 1:2:4 grade cement concrete, 6mm down size stone aggregates) laid over sub-base, wearing top- layer of cement mortar (1 cement: 3 coarse sand by volume) finished smooth by tamping, trowelling, and with a finishing floating coat of neat cement slurry @ 2.75kg. of cement per Sq. M. of area including cleaning the sub-base surface, applying neat cement slurry over the sub- base @ 2.75Kg of cement per Sq. M of area to receive the base course, compacting, tamping, trowelling, finishing, curing, providing, shuttering to the edges etc. all complete.
692.00 | With average 25mm thick under-layer and 15mm thick top layer. CEMENT SUPPLIED BY THE CONTRACTOR AT THEIR COST. | 8.00 | m² |  | 1235.00 | 9880.00 | 1200.00 | 9600.00 | 701.00 | 5608.00 | 722.00 | 5776.00 | 1125.00 | 9000.00 | 950.95 | 7607.60 | 900.00 | 7200.00 | 685.00 | 5480.00 | 267.32 | 2138.56 | 2138.56 | KEC Spur Infrastructure Pvt. Ltd.
693.00 | 50mm thick heavy duty flooring
694.00 | Providing and laying average 50mm thick heavy duty flooring in panels consisting of base course of 35mm thick cement concrete (1 cement : 1.5 coarse sand : 3.5 stone aggregates of 10mm to 6mm size by volume) laid over sub-base and 15mm thick finishing layer consisting of cement and integral hardening compound mixed in ratio of 4 cement :1 hardenar (by weight) :2 stone agrgregates of 6mm and down size laid integral with base course and finished smooth including cleaning the sub-base surface, applying neat cement slurry @2.75 Kg of cement per Sq.M of area over sub-base to receive the base course, levelling, tamping, trowelling, finishing, curing, providing shuttering to the edges etc. all complete. CEMENT SUPPLIED BY THE CONTRACTOR AT THEIR COST. | 8.00 | m² |  | 9360.00 | 74880.00 | 1200.00 | 9600.00 | 905.00 | 7240.00 | 977.00 | 7816.00 | 1125.00 | 9000.00 | 1410.75 | 11286.00 | 2820.00 | 22560.00 | 925.00 | 7400.00 | 476.52 | 3812.16 | 3812.16 | KEC Spur Infrastructure Pvt. Ltd.
695.00 | Providing and laying 125mm high cement plaster skirting with 1:3 cement mortar (1 cement : 3 coarse sand by volume) finished with a floating coat of neat cement slurry @ 2.75kg. of cement per Sq.M of area including rounding of junctions with floor, preparing the wall surface, making recess in the wall, finishing, curing etc. all complete.
696.00 | 18mm thick. CEMENT SUPPLIED BY THE CONTRACTOR AT THEIR COST. | 75.00 | RM |  | 377.00 | 28275.00 | 400.00 | 30000.00 | 414.00 | 31050.00 | 446.00 | 33450.00 | 1500.00 | 112500.00 | 418.00 | 31350.00 | 180.00 | 13500.00 | 55.00 | 4125.00 | 87.17 | 6537.75 | 4125.00 | AMPSEPC PVT LTD
697.00 | Panel dividers in flooring/dado
698.00 | P.V.C. panel dividers ( 3mm x 20mm size.) | 195.00 | RM |  | 114.40 | 22308.00 | 300.00 | 58500.00 | 72.00 | 14040.00 | 76.00 | 14820.00 | 75.00 | 14625.00 | 46.55 | 9077.25 | 19.00 | 3705.00 | 125.00 | 24375.00 | 290.56 | 56659.20 | 3705.00 | Ace Pipeline Contracts Pvt Ltd
699.00 | P.V.C. panel dividers ( 3mm x 35mm size.) | 8.00 | RM |  | 122.20 | 977.60 | 425.00 | 3400.00 | 126.00 | 1008.00 | 136.00 | 1088.00 | 101.00 | 808.00 | 52.25 | 418.00 | 24.00 | 192.00 | 172.00 | 1376.00 | 406.79 | 3254.32 | 192.00 | Ace Pipeline Contracts Pvt Ltd
700.00 | P.V.C. panel dividers ( 3mm x 40mm size.) | 8.00 | RM |  | 136.50 | 1092.00 | 480.00 | 3840.00 | 148.00 | 1184.00 | 153.00 | 1224.00 | 123.00 | 984.00 | 67.93 | 543.44 | 30.00 | 240.00 | 185.00 | 1480.00 | 441.66 | 3533.28 | 240.00 | Ace Pipeline Contracts Pvt Ltd
701.00 | Providing and laying machine cut chissel dressed kota stone slab of approved shade in floor tread, landing, riser, skirting, dado over and including a bed of cement mortar including preparing the base surface, applying neat cement slurry @ 2.75 Kg of cement per Sq.M of area to receive the mortar, providing neat cement slurry @ 4.4kg. of cement /Sq.M of area over the mortar bed, jointing each slab with neat cement paste/ grouting white cement and pigment ( conforming to IS : 2114, Table-1, matching the shade of slabs), machine cutting of the slab edges square, true & plumb finishing, grinding, polishing, finishing etc. all complete.
702.00 | 25mm thick kota stone slab (with tolerance +_2mm for thickness, +_2mm for length/ breadth) in floor, landing tread over average 15mm thick cement mortar 1:4(1 Cement : 4 coarse sand by volume). CEMENT SUPPLIED BY THE CONTRACTOR AT THEIR COST. | 105.00 | m² |  | 2275.00 | 238875.00 | 1400.00 | 147000.00 | 2064.00 | 216720.00 | 2210.00 | 232050.00 | 1387.00 | 145635.00 | 1463.00 | 153615.00 | 900.00 | 94500.00 | 1650.00 | 173250.00 | 1627.15 | 170850.75 | 94500.00 | Ace Pipeline Contracts Pvt Ltd
703.00 | 18mm thick kota stone slab in riser, dado, skirting over average12mm thick cement mortar1:3(1 cement:3 coarse sand by volume). CEMENT SUPPLIED BY THE CONTRACTOR AT THEIR COST. | 60.00 | m² |  | 2665.00 | 159900.00 | 1400.00 | 84000.00 | 1698.00 | 101880.00 | 1785.00 | 107100.00 | 1125.00 | 67500.00 | 1254.00 | 75240.00 | 840.00 | 50400.00 | 1685.00 | 101100.00 | 1510.93 | 90655.80 | 50400.00 | Ace Pipeline Contracts Pvt Ltd
704.00 | Extra for providing round nosing by machine cutting of the slab. | 102.00 | RM |  | 780.00 | 79560.00 | 150.00 | 15300.00 | 1187.00 | 121074.00 | 1275.00 | 130050.00 | 60.00 | 6120.00 | 229.90 | 23449.80 | 18.00 | 1836.00 | 625.00 | 63750.00 | 581.13 | 59275.26 | 1836.00 | Ace Pipeline Contracts Pvt Ltd
705.00 | Providing and laying tiles in flooring , dado, skirting etc. in approved colour, design and pattern, laid over and including a coating of approved adhesive as per manufacturers specifications, flush pointing of joints of tiles with cement paste/ grouting with white cement and pigment (conforming to IS:2114, Table-1, matching the shade of tiles) finishing, cleaning etc. all complete.
706.00 | Ceramic, matt finished non-slip type tiles of approved make and shade(s) in approved design/ pattern including cleaning the finished surface with oxalic acid, wax polishing etc. for size 300mm x 300mm x 8mm (+5%) thick tiles for flooring. | 45.00 | m² |  | 2535.00 | 114075.00 | 1200.00 | 54000.00 | 1292.00 | 58140.00 | 1360.00 | 61200.00 | 937.00 | 42165.00 | 1358.50 | 61132.50 | 600.00 | 27000.00 | 1285.00 | 57825.00 | 1046.03 | 47071.35 | 27000.00 | Ace Pipeline Contracts Pvt Ltd
707.00 | Extra over marble/ kota stone flooring/ skirting/ dado items for providing mirror polishing (in place of normal polishing) by grinding machine (suitable for mirror polishing) comprising of multiple grindings up to 6 nos. with carborundum stone (in descending order of hardness of grinding stone), one no. grinding with Italian grinding stone and one no. grinding with foam buffer set and polishing with Teno-oxide granite powder etc. all complete to give a smooth and mirror-like shining surface. | 8.00 | m² |  | 780.00 | 6240.00 | 1400.00 | 11200.00 | 2111.00 | 16888.00 | 2221.00 | 17768.00 | 187.00 | 1496.00 | 846.45 | 6771.60 | 300.00 | 2400.00 | 1450.00 | 11600.00 | 232.45 | 1859.60 | 1496.00 | PRATHAM EPC PROJECTS LTD
708.00 | Providing and laying anti slip (rough)Granite stone slabs, of thickness minimum 25mm, in flooring, landing, tread, ramps over minimum 20mm thick cement mortor1:4 (1 cement :4 course sand by volume) over and including a bed of cement mortar including preparing the base surface, applying neat cement slurry @ 2.75 kg. of cement per sq. mtr. of area to receive the mortar bed, jointing each slab with neat cement paste/ grout with white cement mixed with pigment (conforming to IS:2114, Table-1) to match the colour of the granite stone slabs, finishing etc. all complete.
709.00 | Cement supplied by the Contractor at there cost | 3.00 | m² |  | 3380.00 | 10140.00 | 4500.00 | 13500.00 | 2076.00 | 6228.00 | 2125.00 | 6375.00 | 3000.00 | 9000.00 | 2090.00 | 6270.00 | 7200.00 | 21600.00 | 1750.00 | 5250.00 | 2905.63 | 8716.89 | 5250.00 | AMPSEPC PVT LTD
710.00 | Providing 3 nos. of 3mm grooves at spacing of 30mm in Kota/ Marble/ granite stone laid in stairs¿ treads/ landings all complete as per the direction of Engineer-In-Charge. (Single measurement shall be considered for 3 parallel grooves) | 300.00 | RM |  | 533.00 | 159900.00 | 350.00 | 105000.00 | 196.00 | 58800.00 | 212.00 | 63600.00 | 33.00 | 9900.00 | 177.65 | 53295.00 | 180.00 | 54000.00 | 5500.00 | 1650000.00 | 116.23 | 34869.00 | 9900.00 | PRATHAM EPC PROJECTS LTD
711.00 | WOOD WORK
712.00 | Wooden frames of doors, windows, ventilators Providing and fixing wooden frames of doors, windows, ventilators including cutting, shaping, jointing, applying a coat of bituminous paint on concealed surface, wood primer on exposed surface, fixing in masonry/RCC by means of 300mm x 25mm x 6mm thick M.S. hold fasts screwed to frame @ 600mm max vertically and grouted with M-15 grade concrete in min. 350mm x 100mm x 100mm sized hole made in masonry/96mm long, 12mm dia M.S. dash fastener, painting with two coats of approved shade and make (ICI or equivalent) synthetic enamel paint over approved quality primer coat, finishing etc. all complete.
713.00 | Wooden frames with approved quality local hard wood (Champ, Sisam, Sal etc. conforming to IS : 4021). | .30 | m³ |  | 156000.00 | 46800.00 | 215000.00 | 64500.00 | 148027.00 | 44408.10 | 153000.00 | 45900.00 | 7500.00 | 2250.00 | 17765.00 | 5329.50 | 30000.00 | 9000.00 | 125000.00 | 37500.00 | 60437.01 | 18131.10 | 2250.00 | PRATHAM EPC PROJECTS LTD
714.00 | 35mm thick block board flush shutter Providing and fixing Factory made, overall 35mm thick block board flush shutter consisting of solid core block board bonded with phenol phormaldehyde synthetic resin conforming to IS : 848 and faced on both faces with commercial type plywood/teakwood veneering/ lamination bonded with phenol formaldehyde synthetic resin conforming to IS : 848, including providing and fixing second class teakwood perimeter beading fixed by means of approved quality neoprene based adhesive and nailing @ 300 mm max.. painting exposed surface with two coats of approved shade and make synthetic enamel paint over approved quality primer coat, providing and fixing 125mm long M.S. butt hinges [for each shutter (vertical spacing not exceeding 600mm)] including fixing with door frame, finishing etc. all conforming to IS : 2202.
715.00 | Door shutter faced with approved quality 1mm thick teakwood veneering conforming to IS : 303, BS : 476, Part-7. | 3.00 | m² |  | 3146.00 | 9438.00 | 3500.00 | 10500.00 | 5981.00 | 17943.00 | 6375.00 | 19125.00 | 22500.00 | 67500.00 | 4180.00 | 12540.00 | 7800.00 | 23400.00 | 125000.00 | 375000.00 | 23012.55 | 69037.65 | 9438.00 | Advance Infrastrurctures Pvt Ltd
716.00 | Door shutter faced with 1mm thick approved quality lamination of approved shade/brand. | 15.00 | m² |  | 3900.00 | 58500.00 | 1800.00 | 27000.00 | 6097.00 | 91455.00 | 6375.00 | 95625.00 | 15000.00 | 225000.00 | 1881.00 | 28215.00 | 8160.00 | 122400.00 | 85000.00 | 1275000.00 | 2905.63 | 43584.45 | 27000.00 | JSIW INFRASTRUCTURE PRIVATE LIMITED
717.00 | Providing and fixing overall 35mm thick,panelled door shutter consisting of 100mm wide second class teakwood stiles and top rails and 150 mm wide lock and 200mm wide bottom rails jointed suitably and 12mm thick Teakwood Particle Board infill panels fixed with 12.5mm square moulded teakwood beading fixed by approved quality neoperene based adhesive and nailing @ max. 300mm c/c including painting the stiles, rails and panel board with two coats of approved shade and quality (ICI or equivalent) synthetic enamel paint over and including approved coat of primer, Providing and fixing 11.10mm dia, 150mm long Aluminium butt hinges (max. Vertical spacing not exceeding 600mm) for each shutter, fixing with door frame, all finishing, removing any stain etc. all complete. | 5.00 | m² |  | 5772.00 | 28860.00 | 12500.00 | 62500.00 | 6236.00 | 31180.00 | 6375.00 | 31875.00 | 18750.00 | 93750.00 | 3762.00 | 18810.00 | 10200.00 | 51000.00 | 85000.00 | 425000.00 | 13947.00 | 69735.00 | 18810.00 | M/s. Megha Engineering and Infrastructures Ltd
718.00 | Extra for providing and fixing square or rectangular vision panels in door shutters of 4mm thick plain glass (wt. 7.2kg/Sq.M) and conforming to IS : 2835 with 20mm x 10mm Teakwood beading fixed by approved quality neoprene based rubber adhesive and nailing @ max. 300mm c/c, including all cutting, fixing, providing 2 coats of approved quality Polyurithane transparent coating with stainer mix to achieve the desired shade on the teak wood etc. all complete. (Measurement for payment to be made only for the glazed area of vision panel). | 2.00 | m² |  | 1950.00 | 3900.00 | 4500.00 | 9000.00 | 4257.00 | 8514.00 | 4590.00 | 9180.00 | 18750.00 | 37500.00 | 3762.00 | 7524.00 | 900.00 | 1800.00 | 45000.00 | 90000.00 | 8135.75 | 16271.50 | 1800.00 | Ace Pipeline Contracts Pvt Ltd
719.00 | Providing and fixing in position following items including all necessary fixtures, fittings, finishing etc. all complete.
720.00 | Approved make heavy duty overhead hydraulic door closer with adjustable spanners, metal screws etc. conforming to IS : 3564 | 8.00 | nos |  | 1950.00 | 15600.00 | 5500.00 | 44000.00 | 2172.00 | 17376.00 | 2295.00 | 18360.00 | 1875.00 | 15000.00 | 3762.00 | 30096.00 | 2400.00 | 19200.00 | 2450.00 | 19600.00 | 2208.28 | 17666.24 | 15000.00 | PRATHAM EPC PROJECTS LTD
721.00 | Approved make Chromium plated metallic (brass body) mortice lock, 6 levers conforming to IS : 2209 (inclusive of pair of handles of pressure die cast zinc alloy,satin finished). | 8.00 | nos |  | 3900.00 | 31200.00 | 1800.00 | 14400.00 | 3737.00 | 29896.00 | 3825.00 | 30600.00 | 3000.00 | 24000.00 | 1672.00 | 13376.00 | 1920.00 | 15360.00 | 1225.00 | 9800.00 | 1019.29 | 8154.32 | 8154.32 | KEC Spur Infrastructure Pvt. Ltd.
722.00 | Approved make heavy duty hydraulically operated, adjustable floor mounted door closer conforming to IS:6315, Double action type. | 8.00 | nos |  | 12350.00 | 98800.00 | 6500.00 | 52000.00 | 12152.00 | 97216.00 | 12750.00 | 102000.00 | 4125.00 | 33000.00 | 6792.50 | 54340.00 | 4200.00 | 33600.00 | 8750.00 | 70000.00 | 2556.95 | 20455.60 | 20455.60 | KEC Spur Infrastructure Pvt. Ltd.
723.00 | Approved make pressure die cast zinc alloy, chromium plated door handle. 150mm long | 8.00 | nos |  | 650.00 | 5200.00 | 900.00 | 7200.00 | 1239.00 | 9912.00 | 1275.00 | 10200.00 | 937.00 | 7496.00 | 679.25 | 5434.00 | 240.00 | 1920.00 | 650.00 | 5200.00 | 406.79 | 3254.32 | 1920.00 | Ace Pipeline Contracts Pvt Ltd
724.00 | Approved quality 3mm thick plastic kick/push plate fixed with brass screws. | 4.00 | m² |  | 780.00 | 3120.00 | 1600.00 | 6400.00 | 2128.00 | 8512.00 | 2295.00 | 9180.00 | 937.00 | 3748.00 | 334.40 | 1337.60 | 540.00 | 2160.00 | 11500.00 | 46000.00 | 523.01 | 2092.04 | 1337.60 | M/s. Megha Engineering and Infrastructures Ltd
725.00 | Approved quality anodized aluminium aldrop 300mm long, 19.05mm dia in bronze colour. | 8.00 | nos |  | 1560.00 | 12480.00 | 1200.00 | 9600.00 | 2022.00 | 16176.00 | 2125.00 | 17000.00 | 750.00 | 6000.00 | 334.40 | 2675.20 | 420.00 | 3360.00 | 650.00 | 5200.00 | 697.35 | 5578.80 | 2675.20 | M/s. Megha Engineering and Infrastructures Ltd
726.00 | Approved quality anodized aluminium tower bolts conforming to IS-204 in Bronze colour, 250 x 10mm. | 8.00 | nos |  | 650.00 | 5200.00 | 900.00 | 7200.00 | 564.00 | 4512.00 | 612.00 | 4896.00 | 637.00 | 5096.00 | 647.90 | 5183.20 | 180.00 | 1440.00 | 125.00 | 1000.00 | 63.92 | 511.36 | 511.36 | KEC Spur Infrastructure Pvt. Ltd.
727.00 | Approved quality anodized aluminium tower bolts conforming to IS-204 in Bronze colour, 150 x 10mm. | 8.00 | nos |  | 455.00 | 3640.00 | 650.00 | 5200.00 | 446.00 | 3568.00 | 459.00 | 3672.00 | 722.00 | 5776.00 | 470.25 | 3762.00 | 120.00 | 960.00 | 95.00 | 760.00 | 40.68 | 325.44 | 325.44 | KEC Spur Infrastructure Pvt. Ltd.
728.00 | Approved quality zinc alloy pressure die cast, chromium plated spring loaded round door stopper with double heavy duty rubber shoes. | 8.00 | nos |  | 520.00 | 4160.00 | 900.00 | 7200.00 | 1456.00 | 11648.00 | 1530.00 | 12240.00 | 375.00 | 3000.00 | 334.40 | 2675.20 | 180.00 | 1440.00 | 650.00 | 5200.00 | 639.24 | 5113.92 | 1440.00 | Ace Pipeline Contracts Pvt Ltd
729.00 | Approved quality 75mm long aluminium toilet door latch with vacant/occupied indicator. | 8.00 | nos |  | 2600.00 | 20800.00 | 850.00 | 6800.00 | 448.00 | 3584.00 | 459.00 | 3672.00 | 425.00 | 3400.00 | 731.50 | 5852.00 | 300.00 | 2400.00 | 525.00 | 4200.00 | 639.24 | 5113.92 | 2400.00 | Ace Pipeline Contracts Pvt Ltd
730.00 | Approved quality chromium plated brass coat and hat hook fixed with chromium plated brass screws. | 8.00 | nos |  | 390.00 | 3120.00 | 900.00 | 7200.00 | 735.00 | 5880.00 | 765.00 | 6120.00 | 212.00 | 1696.00 | 2299.00 | 18392.00 | 120.00 | 960.00 | 925.00 | 7400.00 | 639.24 | 5113.92 | 960.00 | Ace Pipeline Contracts Pvt Ltd
731.00 | Approved quality cylindrical door lock (Wafer pin Tumbler cylinder system) with knobs. | 8.00 | nos |  | 3900.00 | 31200.00 | 3500.00 | 28000.00 | 2173.00 | 17384.00 | 2295.00 | 18360.00 | 2975.00 | 23800.00 | 2612.50 | 20900.00 | 1800.00 | 14400.00 | 925.00 | 7400.00 | 755.46 | 6043.68 | 6043.68 | KEC Spur Infrastructure Pvt. Ltd.
732.00 | Providing and fixing minimum 12mm thick X 50mm wide teak wood Architrave (moulding) of approved design along frames etc. including lacquer polishing/ painting matching with adjoining wood work. | 36.00 | m |  | 520.00 | 18720.00 | 1050.00 | 37800.00 | 216.00 | 7776.00 | 229.00 | 8244.00 | 212.00 | 7632.00 | 4702.50 | 169290.00 | 79.00 | 2844.00 | 1150.00 | 41400.00 | 348.68 | 12552.48 | 2844.00 | Ace Pipeline Contracts Pvt Ltd
733.00 | STEEL/AL./GLAZED/FULLY GLASS/PVC DOORS,WINDOWS & VENTILATORS
734.00 | Steel glazed/ louvered window/ ventilators Supplying, fabricating, and installing steel glazed/ louvered window/ ventilators in accordance with EIL standards consisting of Mild steel sections for frame and shutters including mitred jointing, welding, fixing (with 100mm x 15mm x 6mm MS lugs grouted with M-20 concrete in minimum 150mm x 50mm x 50mm sized hole in masonry/ anchor fasteners (minimum size 6mm dia, 75mm long ) @ 600mm maximum spacing in RCC) , all hardware such as hinges, peg stays, handles, weather bars, striking plates, coupling bars etc., glazing, MS sheet louvers, painting (minimum 2 coats of synthetic enamel paint including & over primer coat & finishing. Reference EIL standards: 7-75-0027, 0028,0029,0031, 0032.
735.00 | M.S. sheet louvered window/ ventilator with sections as per IS : 7452/1038 | 6.00 | m² |  | 6240.00 | 37440.00 | 6500.00 | 39000.00 | 8566.00 | 51396.00 | 8925.00 | 53550.00 | 6375.00 | 38250.00 | 3762.00 | 22572.00 | 11760.00 | 70560.00 | 1150.00 | 6900.00 | 3951.65 | 23709.90 | 6900.00 | AMPSEPC PVT LTD
736.00 | Aluminium work for doors, windows, ventilators and partition Providing and fixing aluminium work for doors, windows, ventilators and partitions with extruded built up standard tubular sections/ appropriate Z sections and other sections of approved make conforming to IS: 733 and IS: 1285, fixing with dash fasteners of required dia and size, including necessary filling up the gaps at junctions, i.e. at top, bottom and sides with required EPDM rubber/ neoprene gasket etc. Aluminium sections shall be smooth, rust free, straight, mitred and jointed mechanically wherever required including cleat angle, Aluminium snap beading for glazing / paneling, C.P. brass / stainless steel screws, all complete as per architectural drawings and the directions of Engineer-in-charge. (Glazing, paneling and dash fasteners to be paid for separately) :
737.00 | For fixed portion of aluminium doors, windows, ventilators and partitions made from Powder coated aluminium (minimum thickness of powder coating 50 micron) | 180.00 | kg |  | 676.00 | 121680.00 | 650.00 | 117000.00 | 433.00 | 77940.00 | 459.00 | 82620.00 | 1087.00 | 195660.00 | 543.40 | 97812.00 | 420.00 | 75600.00 | 365.00 | 65700.00 | 464.90 | 83682.00 | 65700.00 | AMPSEPC PVT LTD
738.00 | For shutters of doors, windows & ventilators made from Powder coated aluminium (minimum thickness of powder coating 50 micron) including providing and fixing hinges/ pivots and making provision for fixing of fittings wherever required including the cost of EPDM rubber / neoprene gasket required (Fittings shall be paid for separately) | 225.00 | kg |  | 728.00 | 163800.00 | 650.00 | 146250.00 | 522.00 | 117450.00 | 535.00 | 120375.00 | 1087.00 | 244575.00 | 543.40 | 122265.00 | 450.00 | 101250.00 | 445.00 | 100125.00 | 464.90 | 104602.50 | 100125.00 | AMPSEPC PVT LTD
739.00 | Providing and fixing 12 mm thick pre-laminated particle board flat pressed three layer or graded wood particle board conforming to IS: 12823 Grade l Type lI, with decorative lamination on both sides, in panelling fixed in aluminum doors, windows shutters and partition frames with C.P. brass / stainless steel screws etc. complete as per architectural drawings and directions of engineer-in-charge. | 4.00 | m² |  | 1508.00 | 6032.00 | 9500.00 | 38000.00 | 4120.00 | 16480.00 | 4250.00 | 17000.00 | 750.00 | 3000.00 | 1672.00 | 6688.00 | 4200.00 | 16800.00 | 1150.00 | 4600.00 | 348.68 | 1394.72 | 1394.72 | KEC Spur Infrastructure Pvt. Ltd.
740.00 | Providing and fixing double action hydraulic floor spring of approved brand and manufacture conforming to IS : 6315, having brand logo embossed on the body / plate with double spring mechanism and door weight upto 125 kg, for doors, including cost of cutting floors, embedding in floors as required and making good the same matching to the existing floor finishing and stainless steel cover plate of minimum thickness 1.25 mm with brass pivot and single piece M.S. sheet outer box with slide plate etc. complete as per the direction of Engineer-in-charge. | 8.00 | each |  | 7800.00 | 62400.00 | 6500.00 | 52000.00 | 8844.00 | 70752.00 | 9350.00 | 74800.00 | 4875.00 | 39000.00 | 3344.00 | 26752.00 | 18000.00 | 144000.00 | 18500.00 | 148000.00 | 65086.01 | 520688.08 | 26752.00 | M/s. Megha Engineering and Infrastructures Ltd
741.00 | Filling gaps of size upto 5mm depth and 5 mm width in between aluminium frame & adjacent RCC/ Brick/ Stone work by providing weather silicon sealant over backer rod of approved quality as per architectural drawings and direction of Engineer-in-charge complete | 150.00 | m |  | 260.00 | 39000.00 | 300.00 | 45000.00 | 283.00 | 42450.00 | 306.00 | 45900.00 | 85.00 | 12750.00 | 2508.00 | 376200.00 | 144.00 | 21600.00 | 450.00 | 67500.00 | 348.68 | 52302.00 | 12750.00 | PRATHAM EPC PROJECTS LTD
742.00 | Providing and fixing 100mm brass locks (best make of approved quality) for aluminium doors including necessary cutting and making good etc. complete. | 8.00 | each |  | 1950.00 | 15600.00 | 1800.00 | 14400.00 | 2038.00 | 16304.00 | 2125.00 | 17000.00 | 750.00 | 6000.00 | 1567.50 | 12540.00 | 4200.00 | 33600.00 | 575.00 | 4600.00 | 2789.40 | 22315.20 | 4600.00 | AMPSEPC PVT LTD
743.00 | Providing and fixing Powder coated minimum thickness 50 micron aluminium round shape handle of outer dia 100 mm with SS screws etc. complete as per direction of Engineer in-charge | 8.00 | each |  | 1235.00 | 9880.00 | 1200.00 | 9600.00 | 2880.00 | 23040.00 | 3060.00 | 24480.00 | 375.00 | 3000.00 | 1672.00 | 13376.00 | 300.00 | 2400.00 | 288.00 | 2304.00 | 5230.13 | 41841.04 | 2304.00 | AMPSEPC PVT LTD
744.00 | Providing and fixing 100 mm long aluminium handles, ISI marked, anodised (anodic coating not less than grade AC 10 as per IS : 1868) transparent or dyed to required colour or shade, with necessary screws etc. complete | 48.00 | nos |  | 845.00 | 40560.00 | 1450.00 | 69600.00 | 742.00 | 35616.00 | 765.00 | 36720.00 | 375.00 | 18000.00 | 1672.00 | 80256.00 | 240.00 | 11520.00 | 650.00 | 31200.00 | 871.69 | 41841.12 | 11520.00 | Ace Pipeline Contracts Pvt Ltd
745.00 | Providing and fixing aluminium tower bolts of size 100mm x 10mm , ISI marked, anodised (anodic coating not less than grade AC 10 as per IS : 1868 ) transparent or dyed to required colour or shade, with necessary screws etc. complete | 30.00 | nos |  | 325.00 | 9750.00 | 900.00 | 27000.00 | 286.00 | 8580.00 | 306.00 | 9180.00 | 375.00 | 11250.00 | 229.90 | 6897.00 | 180.00 | 5400.00 | 525.00 | 15750.00 | 58.11 | 1743.30 | 1743.30 | KEC Spur Infrastructure Pvt. Ltd.
746.00 | Providing and fixing toughened glass panes of 6.0 mm thickness in aluminium door, window, ventilator shutters and partitions etc. with EPDM rubber/ neoprene gasket etc. complete as per the architectural drawings and the directions of engineer-in-charge. (Cost of aluminium snap beading shall be paid in basic item) | 75.00 | m² |  | 3250.00 | 243750.00 | 5500.00 | 412500.00 | 1490.00 | 111750.00 | 1530.00 | 114750.00 | 1162.00 | 87150.00 | 365.75 | 27431.25 | 1380.00 | 103500.00 | 2050.00 | 153750.00 | 2905.63 | 217922.25 | 27431.25 | M/s. Megha Engineering and Infrastructures Ltd
747.00 | P/F pressed steel door and window frames Providing and fixing pressed steel door and window frames of size (assorted size out of) Overall 125mm x 60mm section, of required profile conforming to IS: 4351, made of 16 SWG pressed steel including/ consisting of: i)3 mm thick MS flat spacers welded to frame @ 500mm c/c and at holdfast locations. ii)Filling the hollow frame section with concrete. iii)MS angle (20mmx20mmx3mm) horizontal tie member below floor finish. iv)MS holdfasts (200mmx25mmx6mm) welded to spacers. v)Fixing to masonry (by grouting the holdfasts with M-15 grade concrete in minimum 250mm x 100mm x 100mm sized hole)/ fixing to RCC (by minimum 100mm long, 12 mm dia metallic counter sunk anchor fasteners) vi)MS pad plates (40mm x 150mm x 3mm) & GI mortar guard welded to frame at hinge and other hardware locations. vii)Metering of joints between horizontal and vertical members, grinding and smoothening of welding, cleaning of frame surface, finishing (synthetic enamel painting/ electrostatic powder coating/ polyurethane (PU) coating), making true alignments and surfaces etc. all complete. Notes: 1)Reference shall be made to EIL standard nos. 7-75- 0070, 7-75-0071 2)Cumulative length of all horizontal and vertical frame members shall be measured for payment.
748.00 | Frames painted with Electrostatic Powder coating. | 36.00 | m |  | 689.00 | 24804.00 | 2500.00 | 90000.00 | 2440.00 | 87840.00 | 2550.00 | 91800.00 | 750.00 | 27000.00 | 5225.00 | 188100.00 | 2160.00 | 77760.00 | 850.00 | 30600.00 | 697.35 | 25104.60 | 24804.00 | Advance Infrastrurctures Pvt Ltd
749.00 | Extra for box type transoms & mullions | 8.00 | m |  | 676.00 | 5408.00 | 2500.00 | 20000.00 | 2168.00 | 17344.00 | 2295.00 | 18360.00 | 637.00 | 5096.00 | 3135.00 | 25080.00 | 300.00 | 2400.00 | 750.00 | 6000.00 | 1046.03 | 8368.24 | 2400.00 | Ace Pipeline Contracts Pvt Ltd
750.00 | PLASTERING & POINTING
751.00 | Providing plain cement plaster in cement mortar (1 cement:4/6 fine sand by volume) on masonry, PCC/ RCC including preperation of base, finishing, curing etc; also including providing 20 gauge chicken wire mesh stretched tight at all RCC/ PCC and masonry meeting points in 300mm wide strips (150mm on on each surface) fixed with G.I. "U" type nails before plastering.
752.00 | Ordinary plain cement plaster Average 18mm thick 1:6 (1 cement : 6 sand). Cement supplied by the Contractor at their cost. | 30.00 | m² |  | 715.00 | 21450.00 | 550.00 | 16500.00 | 255.00 | 7650.00 | 272.00 | 8160.00 | 787.00 | 23610.00 | 418.00 | 12540.00 | 468.00 | 14040.00 | 345.00 | 10350.00 | 441.66 | 13249.80 | 7650.00 | Om Yash Projects Limited
753.00 | Ordinary plain cement plaster Average 15mm thick 1:4 (1 cement : 4 sand). Cement supplied by the Contractor at their cost. | 135.00 | m² |  | 624.00 | 84240.00 | 450.00 | 60750.00 | 324.00 | 43740.00 | 340.00 | 45900.00 | 712.00 | 96120.00 | 407.55 | 55019.25 | 450.00 | 60750.00 | 280.00 | 37800.00 | 348.68 | 47071.80 | 37800.00 | AMPSEPC PVT LTD
754.00 | Ordinary plain cement plaster Average 12mm thick 1:4 (1 cement : 4 sand). Cement supplied by the Contractor at their cost. | 525.00 | m² |  | 533.00 | 279825.00 | 400.00 | 210000.00 | 283.00 | 148575.00 | 297.00 | 155925.00 | 637.00 | 334425.00 | 438.90 | 230422.50 | 432.00 | 226800.00 | 235.00 | 123375.00 | 337.05 | 176951.25 | 123375.00 | AMPSEPC PVT LTD
755.00 | Ordinary plain cement plaster Average 6 mm thick 1:4 (1 cement : 4 sand). Cement supplied by the Contractor at their cost. | 195.00 | m² |  | 455.00 | 88725.00 | 390.00 | 76050.00 | 220.00 | 42900.00 | 229.00 | 44655.00 | 562.00 | 109590.00 | 679.25 | 132453.75 | 408.00 | 79560.00 | 135.00 | 26325.00 | 267.32 | 52127.40 | 26325.00 | AMPSEPC PVT LTD
756.00 | Plain cement plaster with waterproofing compound conforming to IS-2645 (CICO/ approved equivalent) mixed to cement mortar @ 3% by weight, Average 18mm thick 1:6 (1 cement : 6 sand) Cement supplied by the Contractor at their cost. | 3271.00 | m² |  | 663.00 | 2168673.00 | 500.00 | 1635500.00 | 374.00 | 1223354.00 | 382.00 | 1249522.00 | 900.00 | 2943900.00 | 679.25 | 2221826.75 | 498.00 | 1628958.00 | 350.00 | 1144850.00 | 406.79 | 1330610.09 | 1144850.00 | AMPSEPC PVT LTD
757.00 | Plain cement plaster with waterproofing compound conforming to IS-2645 (CICO/ approved equivalent) mixed to cement mortar @ 3% by weight, Average 12mm thick 1:4 (1 cement : 4 sand) Cement supplied by the Contractor at their cost. | 1990.00 | m² |  | 585.00 | 1164150.00 | 450.00 | 895500.00 | 293.00 | 583070.00 | 314.00 | 624860.00 | 750.00 | 1492500.00 | 574.75 | 1143752.50 | 492.00 | 979080.00 | 285.00 | 567150.00 | 319.62 | 636043.80 | 567150.00 | AMPSEPC PVT LTD
758.00 | Plain cement plaster with waterproofing compound conforming to IS-2645 (CICO/ approved equivalent) mixed to cement mortar @ 3% by weight. Average 6mm thick 1:4 (1 cement : 4 sand) Average 6mm thick 1:4 (1 cement : 4 sand). Cement supplied by the Contractor at their cost. | 276.00 | m² |  | 520.00 | 143520.00 | 450.00 | 124200.00 | 237.00 | 65412.00 | 246.00 | 67896.00 | 675.00 | 186300.00 | 574.75 | 158631.00 | 480.00 | 132480.00 | 135.00 | 37260.00 | 278.94 | 76987.44 | 37260.00 | AMPSEPC PVT LTD
759.00 | Providing average 20mm thick sand face plaster of uniforms texture in two layers consisting of average 13mm thick cement plaster under layer (1 cement : 4 coarse sand by volume) and average 7mm thick top layer of cement plaster (1 cement : 2 coarse sand by volume, sand granules of 2mm to 4mm)including preparation of base surface, sponge finishing, curing etc. all complete.
760.00 | Cement supplied by the Contractor at their cost. | 45.00 | m² |  | 507.00 | 22815.00 | 600.00 | 27000.00 | 607.00 | 27315.00 | 637.00 | 28665.00 | 937.00 | 42165.00 | 647.90 | 29155.50 | 540.00 | 24300.00 | 325.00 | 14625.00 | 523.01 | 23535.45 | 14625.00 | AMPSEPC PVT LTD
761.00 | Providing 20mm x 10mm Grooves in plastering in perfect straight line, plumb and uniform size throughout including finishing etc. all complete. | 270.00 | RM |  | 910.00 | 245700.00 | 120.00 | 32400.00 | 24.00 | 6480.00 | 25.00 | 6750.00 | 375.00 | 101250.00 | 31.35 | 8464.50 | 60.00 | 16200.00 | 285.00 | 76950.00 | 58.11 | 15689.70 | 6480.00 | Om Yash Projects Limited
762.00 | Providing a floating coat of neat cement @2.75Kg per Sq.M of area over plaster including preparation of surface,finishing,curing etc. all complete.
763.00 | Cement supplied by the Contractor at their cost.. | 18.00 | m² |  | 260.00 | 4680.00 | 140.00 | 2520.00 | 212.00 | 3816.00 | 221.00 | 3978.00 | 937.00 | 16866.00 | 125.40 | 2257.20 | 180.00 | 3240.00 | 275.00 | 4950.00 | 92.98 | 1673.64 | 1673.64 | KEC Spur Infrastructure Pvt. Ltd.
764.00 | ROOFING TREATMENT
765.00 | PCC 1:2:4 over concrete surfaces Providing and laying cement concrete (1 cement : 2 coarse sand : 4 aggregate) over concrete surfaces, laid to slope at all heights including, finishing, curing, tamping etc. all
766.00 | Cement supplied by the Contractor at their cost. | 24.00 | m³ |  | 7800.00 | 187200.00 | 6000.00 | 144000.00 | 5642.00 | 135408.00 | 5780.00 | 138720.00 | 937.00 | 22488.00 | 7524.00 | 180576.00 | 12600.00 | 302400.00 | 5685.00 | 136440.00 | 6508.60 | 156206.40 | 22488.00 | PRATHAM EPC PROJECTS LTD
767.00 | P/L A.P.P. modified reinforced bituminous memb. waterproofing Providing and laying 4mm thick A.P.P (atactic polypropelene) modified reinforced bituminous waterproofing membrane over terrace and parapet including cleaning and preperation of the surface consisting of making good all the cracks and damages, filling potholes/ depressions, removing weak foam concrete/ plaster and refilling with same wherever required thus preparing smooth surface of the terrace; providing and applying one coat of cold applied bitumen based primer @ 0.2 to 0.4 litre per sq. mtr.; laying the membrane by torch welding over primer, providing 100mm overlaps and appropriately pressing the membrane to remove any entrapped air, including fixing on parapet after providing 10mm x 20mm continuous groove in parapet for terminating the membrane and filling the groove with polyurethane sealant and continuing this treatment at rain water outlet points; providing finishing protective layer of 35 mm thk. P.C.C. (1:2:4) in panels of maximum size 1200mm x 1200mm chequered finish with 24 SWG chicken wiremesh interposed in between finished smooth with joints between panels sealed with suitable polyurethane sealant; providing fillets of 75 mm radius with P.C.C. (1:2:4) at junctions of horizontal and vertical surfaces finished smooth; providing 450mm x 450mm khuras (rain water collecting pits) in 1:2:4 cement concrete at all outlets, levelled down by min. 25mm, finishing, curing etc. all complete as per approved manufacturer's standard specifications and recommendations.
768.00 | Cement supplied by the contractor at their cost | 210.00 | m² |  | 7800.00 | 1638000.00 | 1200.00 | 252000.00 | 294.00 | 61740.00 | 306.00 | 64260.00 | 862.00 | 181020.00 | 1567.50 | 329175.00 | 1080.00 | 226800.00 | 978.00 | 205380.00 | 348.68 | 73222.80 | 61740.00 | Om Yash Projects Limited
769.00 | WHITEWASHING, PAINTING & POLISHING
770.00 | Providing and applying two or more coats (to give a smooth and even shade) of premium plastic emulsion paint conforming to IS:5411 of approved make and shade including cleaning and preparation of surface consisting of application of Plaster of Paris punning over entire surface, filling all holes and depressions with plaster of Paris, applying a coat of cement primer, two or more coats of oil based putty (as per manufacturer's recommendations to give a paste like putty), sandpapering etc. all complete. | 855.00 | m² |  | 208.00 | 177840.00 | 300.00 | 256500.00 | 221.00 | 188955.00 | 229.00 | 195795.00 | 337.00 | 288135.00 | 470.25 | 402063.75 | 420.00 | 359100.00 | 205.00 | 175275.00 | 92.98 | 79497.90 | 79497.90 | KEC Spur Infrastructure Pvt. Ltd.
771.00 | Providing and applying two coats of synthetic enamel paint of approved make and shade to give an even shade including cleaning and preparation of surfaces, providing 2 coats of primer, stopping and filling etc. complete. | 9.00 | m² |  | 214.50 | 1930.50 | 300.00 | 2700.00 | 217.00 | 1953.00 | 229.00 | 2061.00 | 337.00 | 3033.00 | 470.25 | 4232.25 | 714.00 | 6426.00 | 185.00 | 1665.00 | 116.23 | 1046.07 | 1046.07 | KEC Spur Infrastructure Pvt. Ltd.
772.00 | Providing and applying min 2 mm thick white cement and polymer based wall putty (JK Wall care/ Birla Putty/ SARA or approved equivalent) over plastered surfaces (masonry wall/ RCC) and smoothening the surface with sand paper etc., preparation of surface etc. all complete as per the approved manufacturer's recommendations and directions of Engineer-in-charge. | 8.00 | m² |  | 390.00 | 3120.00 | 110.00 | 880.00 | 57.00 | 456.00 | 61.00 | 488.00 | 187.00 | 1496.00 | 229.90 | 1839.20 | 240.00 | 1920.00 | 385.00 | 3080.00 | 139.47 | 1115.76 | 456.00 | Om Yash Projects Limited
773.00 | Providing and applying/ finishing the walls/ RCC surfaces with Premium Acrylic smooth exterior paint with silicon additives with low VOC (Volatile Organic Compound) content (Snowcryl-XT of 'Snowcem India Ltd. or approved equivalent) of required shades on new work applied in two or more coats at the rate of 1.43 ltr/ 10 sq.m over and including base coat of waterproof cement paint (of Snowcem Plus or approved equivalent) including cleaning, preparation of surfaces, curing etc. all complete. | 35100.00 | m² |  | 481.00 | 16883100.00 | 100.00 | 3510000.00 | 150.00 | 5265000.00 | 136.00 | 4773600.00 | 243.00 | 8529300.00 | 303.05 | 10637055.00 | 462.00 | 16216200.00 | 145.00 | 5089500.00 | 237.53 | 8337303.00 | 3510000.00 | JSIW INFRASTRUCTURE PRIVATE LIMITED
774.00 | ROOFING
775.00 | Providing and fixing rain water pipes with M.S. holder clamps including fixing/embedding into masonry/concrete, providing connections like shoes, vents, specials, bends etc. fixing in perfect plumb etc. all complete.
776.00 | 160mm dia O.D. Size. exposed PVC rain water pipe jointed with bonding solution of approved quality and make with pressure rating of 4kg/cm2 including clamps, connections etc. all as per approved manufacturer's details. | 27.00 | RM |  | 2860.00 | 77220.00 | 950.00 | 25650.00 | 569.00 | 15363.00 | 612.00 | 16524.00 | 712.00 | 19224.00 | 1045.00 | 28215.00 | 1080.00 | 29160.00 | 555.00 | 14985.00 | 348.68 | 9414.36 | 9414.36 | KEC Spur Infrastructure Pvt. Ltd.
777.00 | 160mm dia O.D. Size. embedded PVC rain water pipe jointed with bonding solution of approved quality and make with pressure rating of 4kg/cm2 including clamps, connections etc. all as per approved manufacturer's details | 27.00 | RM |  | 2860.00 | 77220.00 | 950.00 | 25650.00 | 582.00 | 15714.00 | 612.00 | 16524.00 | 712.00 | 19224.00 | 1045.00 | 28215.00 | 1440.00 | 38880.00 | 555.00 | 14985.00 | 348.68 | 9414.36 | 9414.36 | KEC Spur Infrastructure Pvt. Ltd.
778.00 | SANITARY FITTINGS & FIXTURES
779.00 | Providing and fixing white glazed Earthenware Orissa pan type water closet with integral footrest of 550mmx440mm size conforming to IS : 2556, Part - III including glazed earthenware flushing cistern supported on MS brackets conforming to IS:774 of 10 litre capacity with CP brass handles,32mm dia telescopic flush pipe with fittings & clamps,15 mm dia overflow pipe with mosquitoproof net,15mm dia PVC connection pipe 450mm long,painting of all exposed metalic surfaces with 2 coats of approved shade and quality synthetic enamel paint (ICI or approved equivalent) over a priming coat of approved qualityred oxide zinc chromate, cutting walls, floors and making good of same,finishing, soldered joints, making inlet/ outlet connections,providing min. 150mm thick sand cushion, finishing etc. all complete. | 4.00 | nos |  | 12350.00 | 49400.00 | 8500.00 | 34000.00 | 11333.00 | 45332.00 | 12240.00 | 48960.00 | 4125.00 | 16500.00 | 5747.50 | 22990.00 | 2640.00 | 10560.00 | 6500.00 | 26000.00 | 2324.50 | 9298.00 | 9298.00 | KEC Spur Infrastructure Pvt. Ltd.
780.00 | Providing and fixing white glazed Earthen ware double trap, syphonic pattern wash down water closet conforming to IS : 2556 Part II including white plastic solid seat and cover conforming to IS : 2548, CP brass hinges and rubber buffers,10 litres capacity glazed Earthenware low level cistern conforming to IS:774 with internal overflow system & fittings,CP brass 40mm dia flush pipe,15 mm dia ,450mm long PVC connection pipe,ball valve, painting of all exposed matalic surfaces with 2 coats of approved shade and quality synthetic enamel paint (ICI or approved equivalent) over a priming coat of approved quality red oxide zinc chromate, cutting walls, floors and making good of same, making inlet and outlet connections, finishing etc. all complete. | 4.00 | nos |  | 11180.00 | 44720.00 | 19000.00 | 76000.00 | 14753.00 | 59012.00 | 15300.00 | 61200.00 | 9375.00 | 37500.00 | 10972.50 | 43890.00 | 4200.00 | 16800.00 | 8500.00 | 34000.00 | 4067.88 | 16271.52 | 16271.52 | KEC Spur Infrastructure Pvt. Ltd.
781.00 | Providing and fixing white glazed ceramic, flat back half stall type Urinals of 610mm x 400mm x 380mm size conforming to IS:2556 Part-VI including automatic glazed Earthenware cistern for every one 15mm dia CP brass cistern outlet 750mm long,32mm dia GI waste pipe with brass union,CP brass bottle trap,CP brass spreader,tee,distribution pipe etc.,MS brackets for cistern, painting of all exposed mettalic surface with 2 coats of approved shade and quality synthetic enamel paint (ICI or approved equivalent) over a priming coat of approved quality red oxide zinc chromate, making inlet and outlet connections, fixing with C.P. brass screws, finishing etc. all complete.
782.00 | One urinal.(with 5 litre capacity cistern) | 4.00 | nos |  | 19500.00 | 78000.00 | 14000.00 | 56000.00 | 8069.00 | 32276.00 | 8415.00 | 33660.00 | 8625.00 | 34500.00 | 6792.50 | 27170.00 | 4800.00 | 19200.00 | 12500.00 | 50000.00 | 6392.38 | 25569.52 | 19200.00 | Ace Pipeline Contracts Pvt Ltd
783.00 | Marble Partition
784.00 | Providing and fixing minimum 17mm thick, marble partitions (approved quality & shade) with round edges for urinals including cutting walls, inserting (upto 100mm depth) and fixing the slab with Cement Mortar (1 cement : 3 coarse sand by volume). fixing with M.S. channels at bottom, suitably embedded in wall with grouting, painting all exposed metallic surfaces with 2 coats of approved shade and quality synthetic enamel paint (ICI or approved equivalent) over an approved quality priming of red oxide zinc chromate, making good of all damaged work,finishing etc. all complete. | 4.00 | m² |  | 3900.00 | 15600.00 | 5500.00 | 22000.00 | 2830.00 | 11320.00 | 3060.00 | 12240.00 | 4125.00 | 16500.00 | 2508.00 | 10032.00 | 3000.00 | 12000.00 | 9800.00 | 39200.00 | 1278.48 | 5113.92 | 5113.92 | KEC Spur Infrastructure Pvt. Ltd.
785.00 | Providing and fixing glazed Earthenware Hand Wash Basin with antisplash rims on 3 sides, of 550mm x 400mm size conforming to IS : 2556 Part-IV, including approved M.S./C.I. brackets conforming to IS : 775, one 15mm dia CP brass pillar cock, rubber plug with CP brass chain,32mm CP Waste fitting of standard pattern pipe with 32mm dia GI pipe, C.P. brass bottle trap, cutting walls, floors and making good the same, painting all exposed metallic surfaces with 2 coats of approved shade and quality synthetic enamel paint (ICI or approved equivalent) over an approved quality priming coat of red oxide zinc chromate making all connections, finishing etc. all complete.
786.00 | Providing Handwash basin of white glazed earthen-ware. | 4.00 | nos |  | 3380.00 | 13520.00 | 11500.00 | 46000.00 | 7372.00 | 29488.00 | 7650.00 | 30600.00 | 7500.00 | 30000.00 | 5747.50 | 22990.00 | 4800.00 | 19200.00 | 6200.00 | 24800.00 | 4067.88 | 16271.52 | 13520.00 | Advance Infrastrurctures Pvt Ltd
787.00 | Glass Shelf
788.00 | Providing and fixing 600mm x 120mm x 4mm thick Glass shelf of approved quality with CP brass bracket and guard rails including fixing to wall with wooden cleats and CP brass screws, cutting walls and making good the same, finishing etc.all complete. | 8.00 | nos |  | 1469.00 | 11752.00 | 6500.00 | 52000.00 | 2823.00 | 22584.00 | 3060.00 | 24480.00 | 1125.00 | 9000.00 | 2090.00 | 16720.00 | 1500.00 | 12000.00 | 1775.00 | 14200.00 | 581.13 | 4649.04 | 4649.04 | KEC Spur Infrastructure Pvt. Ltd.
789.00 | Towel Rail
790.00 | Providing and fixing approved quality chromium plated brass towel rail of 20mm dia, 600mm length and 1.25mm thickness including fixing to wall with wooden cleats and CP brass screws, cutting walls and making good the same, finishing etc. all complete. | 8.00 | nos |  | 3510.00 | 28080.00 | 1200.00 | 9600.00 | 1489.00 | 11912.00 | 1530.00 | 12240.00 | 1125.00 | 9000.00 | 1567.50 | 12540.00 | 1620.00 | 12960.00 | 1250.00 | 10000.00 | 1104.14 | 8833.12 | 8833.12 | KEC Spur Infrastructure Pvt. Ltd.
791.00 | Soap Container
792.00 | Providing and fixing approved quality chromium plated liquid soap container including fixing to wall with wooden cleats and CP brass screws, cutting walls and making good the same,finishing etc. all complete. | 8.00 | nos |  | 2730.00 | 21840.00 | 1800.00 | 14400.00 | 985.00 | 7880.00 | 1020.00 | 8160.00 | 1125.00 | 9000.00 | 418.00 | 3344.00 | 840.00 | 6720.00 | 1650.00 | 13200.00 | 1104.14 | 8833.12 | 3344.00 | M/s. Megha Engineering and Infrastructures Ltd
793.00 | Providing and fixing Heavy grade Bib cocks/ stop cocks of spring loaded self closing type conforming to IS : 781 including making connections, cutting walls and making good the same etc. all complete.
794.00 | 15mm dia CP Brass stop cock. | 16.00 | nos |  | 767.00 | 12272.00 | 2600.00 | 41600.00 | 1441.00 | 23056.00 | 1530.00 | 24480.00 | 1387.00 | 22192.00 | 836.00 | 13376.00 | 420.00 | 6720.00 | 1150.00 | 18400.00 | 1162.25 | 18596.00 | 6720.00 | Ace Pipeline Contracts Pvt Ltd
795.00 | 15mm dia CP Brass bib cock. | 16.00 | nos |  | 1235.00 | 19760.00 | 2400.00 | 38400.00 | 1413.00 | 22608.00 | 1530.00 | 24480.00 | 1387.00 | 22192.00 | 1254.00 | 20064.00 | 900.00 | 14400.00 | 1150.00 | 18400.00 | 1743.38 | 27894.08 | 14400.00 | Ace Pipeline Contracts Pvt Ltd
796.00 | Glazed Half round Channel
797.00 | Providing and fixing white glazed half round channel of 100mm dia in slope with white cement slurry, finishing etc.all complete. | 8.00 | RM |  | 650.00 | 5200.00 | 6000.00 | 48000.00 | 749.00 | 5992.00 | 765.00 | 6120.00 | 1162.00 | 9296.00 | 1776.50 | 14212.00 | 2400.00 | 19200.00 | 1650.00 | 13200.00 | 1046.03 | 8368.24 | 5200.00 | Advance Infrastrurctures Pvt Ltd
798.00 | Providing and fixing CP brass shower rose conforming to IS-2064:
799.00 | 100mm dia shower rose. | 8.00 | nos |  | 4550.00 | 36400.00 | 3200.00 | 25600.00 | 2876.00 | 23008.00 | 3060.00 | 24480.00 | 1650.00 | 13200.00 | 1776.50 | 14212.00 | 540.00 | 4320.00 | 1725.00 | 13800.00 | 2324.50 | 18596.00 | 4320.00 | Ace Pipeline Contracts Pvt Ltd
800.00 | Toilet Paper Holder
801.00 | Providing and fixing CP Brass Toilet paper holder of approved make with CP brass brackets including fixing to wall with wooden cleats, CP brass screws,cutting walls and making good the same, finishing etc. all complete. | 8.00 | nos |  | 1950.00 | 15600.00 | 1400.00 | 11200.00 | 709.00 | 5672.00 | 765.00 | 6120.00 | 1125.00 | 9000.00 | 627.00 | 5016.00 | 840.00 | 6720.00 | 750.00 | 6000.00 | 1046.03 | 8368.24 | 5016.00 | M/s. Megha Engineering and Infrastructures Ltd
802.00 | Stainless steel Kitchen/ Laboratory sink
803.00 | Providing and fixing stainless steel Kitchen/ Laboratory sink of approx. Size 610mm x 450mm x 200mm made of min. 1mm thick stainless steel sheet of `Salem Steel' or equivalent supported on and including M.S. brackets conforming to IS: 775; one 15mm dia C.P brass long body bib cock (if fixed to wall) or swivel type pillar cock (if fixed to counter), 15mm dia PVC/ G.I. connections to floor trap with unions etc.; painting all exposed metallic surfaces with min. 2 coats of synthetic enamel paint of approved make and shade over acoat of red oxide zinc chromate primer; cutting floor, walls, counter etc. and making good the same, making all connections, finishing etc. all complete. | 8.00 | nos |  | 6500.00 | 52000.00 | 14000.00 | 112000.00 | 8953.00 | 71624.00 | 9180.00 | 73440.00 | 7500.00 | 60000.00 | 4389.00 | 35112.00 | 4200.00 | 33600.00 | 17250.00 | 138000.00 | 6973.50 | 55788.00 | 33600.00 | Ace Pipeline Contracts Pvt Ltd
804.00 | 17mm thick polished granite stone partitions
805.00 | Providing and fixing minimum 17mm thick polished granite stone partitions (in approved quality, shade and design/ shape) with round edges for urinals including cutting walls, inserting (up to 100mm depth) and fixing the slab with Cement Mortar (1 cement : 3 coarse sand by volume), making good of all damaged work, finishing etc. all complete | 4.00 | m² |  | 390.00 | 1560.00 | 4500.00 | 18000.00 | 3618.00 | 14472.00 | 3825.00 | 15300.00 | 4125.00 | 16500.00 | 2612.50 | 10450.00 | 3000.00 | 12000.00 | 1725.00 | 6900.00 | 4067.88 | 16271.52 | 1560.00 | Advance Infrastrurctures Pvt Ltd
806.00 | round edged mirror of 6mm thick
807.00 | Providing and fixing round edged mirror of 6mm thick float glass with 6mm thick waterproof marine ply backing and rounded/ beveled edging, fixed on wall with wooden cleats and CP brass screws including cutting walls/ tiles, making good the same, finishing etc. all complete. | 4.00 | m² |  | 6760.00 | 27040.00 | 5500.00 | 22000.00 | 2892.00 | 11568.00 | 3060.00 | 12240.00 | 3375.00 | 13500.00 | 836.00 | 3344.00 | 1020.00 | 4080.00 | 1380.00 | 5520.00 | 6392.38 | 25569.52 | 3344.00 | M/s. Megha Engineering and Infrastructures Ltd
808.00 | CP Brass hand shower
809.00 | Providing and fixing CP Brass hand shower (health Faucet, of Jaquar or approved equivalent ) with 8 mm Dia, 1 metre long PVC Tube and Wall hook in approved colour and finish with all necessary fittings etc. all complete. | 4.00 | nos |  | 8970.00 | 35880.00 | 2200.00 | 8800.00 | 4437.00 | 17748.00 | 4590.00 | 18360.00 | 1500.00 | 6000.00 | 574.75 | 2299.00 | 1800.00 | 7200.00 | 1550.00 | 6200.00 | 813.58 | 3254.32 | 2299.00 | M/s. Megha Engineering and Infrastructures Ltd
810.00 | chromium plated brass towel ring
811.00 | Providing and fixing approved quality chromium plated brass towel ring of 150mm dia including fixing to wall with wooden cleats and CP brass screws, cutting walls and making good the same, finishing etc. all complete. | 4.00 | nos |  | 4160.00 | 16640.00 | 950.00 | 3800.00 | 1416.00 | 5664.00 | 1530.00 | 6120.00 | 1387.00 | 5548.00 | 1254.00 | 5016.00 | 1200.00 | 4800.00 | 1380.00 | 5520.00 | 581.13 | 2324.52 | 2324.52 | KEC Spur Infrastructure Pvt. Ltd.
812.00 | chromium plated brass towel rack
813.00 | Providing and fixing approved quality chromium plated brass towel rack with towel rail, of 250mm width and 600mm length including fixing to wall with wooden cleats and CP brass screws, cutting walls and making good the same, finishing etc. all complete. | 4.00 | nos |  | 4225.00 | 16900.00 | 1500.00 | 6000.00 | 4246.00 | 16984.00 | 4590.00 | 18360.00 | 937.00 | 3748.00 | 470.25 | 1881.00 | 3600.00 | 14400.00 | 1380.00 | 5520.00 | 1046.03 | 4184.12 | 1881.00 | M/s. Megha Engineering and Infrastructures Ltd
814.00 | chromium plated brass Soap dish
815.00 | Providing and fixing approved quality chromium plated brass Soap dish of 100mm width and 130mm length including fixing to wall with wooden cleats and CP brass screws, cutting walls and making good the same, finishing etc. all complete. | 4.00 | nos |  | 2860.00 | 11440.00 | 900.00 | 3600.00 | 747.00 | 2988.00 | 765.00 | 3060.00 | 1125.00 | 4500.00 | 836.00 | 3344.00 | 840.00 | 3360.00 | 575.00 | 2300.00 | 1104.14 | 4416.56 | 2300.00 | AMPSEPC PVT LTD
816.00 | C.P. brass 2 way bib cock quarter turn type for health faucet
817.00 | Providing, fixing, testing and commissioning C.P. brass 2 way bib cock quarter turn type for health faucet of approved make or equivalent 15 mm nominal bore, all complete as per standard design, specifications and direction of Engineer-in-charge. | 8.00 | nos |  | 3900.00 | 31200.00 | 2300.00 | 18400.00 | 3679.00 | 29432.00 | 3825.00 | 30600.00 | 1650.00 | 13200.00 | 1881.00 | 15048.00 | 2640.00 | 21120.00 | 1150.00 | 9200.00 | 1743.38 | 13947.04 | 9200.00 | AMPSEPC PVT LTD
818.00 | C.P. brass wall mount Lavatory faucet mixer for wash basin
819.00 | Providing, fixing, testing and commissioning C.P. brass wall mount Lavatory faucet mixer for wash basin of following make or approved equivalent 15 mm nominal bore, all complete as per standard design, specifications and direction of Engineer-in-charge. | 8.00 | nos |  | 3965.00 | 31720.00 | 3200.00 | 25600.00 | 8038.00 | 64304.00 | 8415.00 | 67320.00 | 3750.00 | 30000.00 | 2508.00 | 20064.00 | 5400.00 | 43200.00 | 6200.00 | 49600.00 | 987.91 | 7903.28 | 7903.28 | KEC Spur Infrastructure Pvt. Ltd.
820.00 | Glass shelf
821.00 | "Providing and fixing 600mm x 120mm x 6mm thick Glass shelf of approved quality with 'D' or 'F' bracket (Stainless Steel 202 grade) and guard rails including fixing to wall with plastic rawl plugs and SS screws, drilling walls and making good the same, finishing etc., all complete. | 4.00 | nos |  | 3250.00 | 13000.00 | 3500.00 | 14000.00 | 2886.00 | 11544.00 | 3060.00 | 12240.00 | 1500.00 | 6000.00 | 470.25 | 1881.00 | 1560.00 | 6240.00 | 3700.00 | 14800.00 | 1046.03 | 4184.12 | 1881.00 | M/s. Megha Engineering and Infrastructures Ltd
822.00 | FALSE CEILING, FALSE FLOORING, UNDERDECK INSULATION, PARTITIONING
823.00 | Providing and fixing False Ceiling grid framework for supporting ceiling tiles consisting of main and cross runners supported from roof slab at desired height in desired pattern including finishing, making the frame work perfectly levelled and aligned etc. all complete.
824.00 | Anodised (25 micron) aluminium grid framework consisting of extruded anodized aluminium ( 2.50mm thick) main runners (`T'shaped, 25mm x 35mm size), cross runners (`T'shaped 25mm x 25mm size),Wall angles including suspending the main runners @ 600mm c/c max, by means of 6mm dia M.S. hooks slotted in 25mm x 25mmx3mm thick M.S. angle fixed to roof slab with dash fasteners and connected to 3mm thick M.S. clamp (connected to main runners with 25mm long M.S. Nut) with levelling nut @ 1200mm c/c max. assembling the main and cross runners by means of aluminium angle cleats inter locking each other to forn the grid work of 600mm of 600mm size (max) fixing the aluminium wall angles with dash fastners etc. all complete. | 10.00 | m² |  | 1170.00 | 11700.00 | 9500.00 | 95000.00 | 4402.00 | 44020.00 | 4590.00 | 45900.00 | 4500.00 | 45000.00 | 2612.50 | 26125.00 | 4680.00 | 46800.00 | 4025.00 | 40250.00 | 2556.95 | 25569.50 | 11700.00 | Advance Infrastrurctures Pvt Ltd
825.00 | underdeck insulation consisting of rigid Polyisocyanurate foam (PIR) slabs
826.00 | Providing and fixing in position underdeck insulation consisting of rigid Polyisocyanurate foam (PIR) slabs of size 1000 x 500mm and thickness of 30mm (covered on one side with glass fibre tissue/ Aluminium foil having 50mm overlap) conforming to IS:12436 having density not less than 32 kg./ Cu. M., thermal conductivity (K- value) not more than 0.023 w/mk measured at 10 deg. C; classified as 'Class I' for surface spread of flame as per BS 476, part 7; fixed to R.C.C. slab by hot blow grade bitumen of 85/25 grade or cold adhesive CPRX applied over a coat of bituminous primer @ 0.5 Litres/ Sq.M. applied to bare R.C.C. surface and to the two surface of each PIR panel and pressed in position (while the bitumen is still tacky) with the help of G.I. screws (No. 8 x 75mm long) fixed into rawl plugs (holes in R.C.C. for the rawl plugs shall be drilled prior to applying coat of bituminous primer) of size 8 x 25mm inserted (5 nos. for each slab- One each at 4 corners and one at center) and G.I washers 25mm dia; including covering the overlaps with approved quality sealing compound (MAS-94 or equivalent); chicken wire mesh 24G x 19mm shall then be fixed to G.I screws and tightened with lacing wire; including preparation of surface consisting of cleaning R.C.C surface of all dust, dirt and loose particles by wire brushing; etc. all complete as per approved manufacturer's standard specifications and recommendations. | 10.00 | m² |  | 2359.50 | 23595.00 | 4500.00 | 45000.00 | 3641.00 | 36410.00 | 3825.00 | 38250.00 | 3750.00 | 37500.00 | 1306.25 | 13062.50 | 1800.00 | 18000.00 | 3450.00 | 34500.00 | 5230.13 | 52301.30 | 13062.50 | M/s. Megha Engineering and Infrastructures Ltd
827.00 | Providing and fixing false ceiling at all height including providing and fixing of frame work made of special sections, power pressed from M.S. sheets and galvanized with zinc coating of 120 gms/sqm (both side inclusive) as per IS : 277 and consisting of angle cleats of size 25 mm wide x 1.6 mm thick with flanges of 27 mm and 37mm, at 1200 mm centre to centre, one flange fixed to the ceiling with dash fastener 12.5 mm dia x 50mm long with 6mm dia bolts, other flange of cleat fixed to the angle hangers of 25x10x0.50 mm of required length with nuts & bolts of required size and other end of angle hanger fixed with intermediate G.I. channels 45x15x0.9 mm running at the spacing of 1200 mm centre to centre, to which the ceiling section 0.5 mm thick bottom wedge of 80 mm with tapered flanges of 26 mm each having lips of 10.5 mm, at 450 mm centre to centre, shall be fixed in a direction perpendicular to G.I. intermediate channel with connecting clips made out of 2.64 mm dia x 230 mm long G.I. wire at every junction, including fixing perimeter channels 0.5 mm thick 27 mm high having flanges of 20 mm and 30 mm long, the perimeter of ceiling fixed to wall/partition with the help of rawl plugs at 450 mm centre, with 25mm long dry wall screws @ 230 mm interval, including fixing of gypsum board to ceiling section and perimeter channel with the help of dry wall screws of size 3.5 x 25 mm at 230 mm c/c, including jointing and finishing to a flush finish of tapered and square edges of the board with recomme-nded jointing compound , jointing tapes , finishing with jointing compound in 3 layers covering upto 150 mm on both sides of joint and two coats of primer suitable for board, all as per manufacturer¿s specification and also including the cost of making openings for light fittings, grills, diffusers, cutouts made with frame of perimeter channels suitably fixed, all complete as per drawings, specification and direction of the Engineer in Charge but excluding the cost of painting with:
828.00 | 12.5 mm thick tapered edge gypsum fire resistant board conforming to IS: 2095- Part I | 15.00 | m² |  | 2535.00 | 38025.00 | 3000.00 | 45000.00 | 2159.00 | 32385.00 | 2295.00 | 34425.00 | 825.00 | 12375.00 | 1045.00 | 15675.00 | 4800.00 | 72000.00 | 2875.00 | 43125.00 | 2324.50 | 34867.50 | 12375.00 | PRATHAM EPC PROJECTS LTD
829.00 | 12.5 mm thick tapered edge gypsum moisture resistant board | 8.00 | m² |  | 2730.00 | 21840.00 | 3000.00 | 24000.00 | 2405.00 | 19240.00 | 2550.00 | 20400.00 | 825.00 | 6600.00 | 1045.00 | 8360.00 | 4800.00 | 38400.00 | 2875.00 | 23000.00 | 2324.50 | 18596.00 | 6600.00 | PRATHAM EPC PROJECTS LTD
830.00 | Providing and fixing tiled false ceiling of approved materials of size 595x595 mm in true horizontal level, suspended on inter locking metal grid of hot dipped galvanized steel sections ( galvanized @ 120 grams/ sqm, both side inclusive) consisting of main ¿T¿ runner with suitably spaced joints to get required length and of size 24x38 mm made from 0.30 mm thick (minimum) sheet, spaced at 1200 mm center to center and cross ¿T¿ of size 24x25 mm made of 0.30 mm thick (minimum) sheet, 1200 mm long spaced between main ¿T¿ at 600 mm center to center to form a grid of 1200x600 mm and secondary cross ¿T¿ of length 600 mm and size 24x25 mm made of 0.30 mm thick (minimum) sheet to be interlocked at middle of the 1200x600 mm panel to form grids of 600x600 mm and wall angle of size 24x24x0.3 mm and laying false ceiling tiles of approved texture in the grid including, required cutting/making, opening for services like diffusers, grills, light fittings, fixtures, smoke detectors etc. Main ¿T¿ runners to be suspended from ceiling using GI slotted cleats of size 27 x 37 x 25 x1.6 mm fixed to ceiling with 12.5 mm dia and 50 mm long dash fasteners, 4 mm GI adjustable rods with galvanised butterfly level clips of size 85 x 30 x 0.8 mm spaced at 1200 mm center to center along main T, bottom exposed width of 24 mm of all T-sections shall be pre-painted with polyester paint, all complete for all heights as per specifications, drawings and as directed by Engineer-in-charge.
831.00 | 12.5 mm thick square edge PVC Laminated Gypsum Tile of size 595x595 mm, made of Gypsum plasterboard, manufactured from natural gypsum as per IS 2095 part I and laminated with white 0.16mm thick fire retardant PVC film on the face side and 12micron metalized polyester on the back side with all edges sealed with the face side PVC film which goes around and wraps the edges and is bonded to the edges and the back side metalized polyester film so as to make the tile a completely sealed unit. | 15.00 | m² |  | 910.00 | 13650.00 | 2500.00 | 37500.00 | 2721.00 | 40815.00 | 2890.00 | 43350.00 | 937.00 | 14055.00 | 647.90 | 9718.50 | 5400.00 | 81000.00 | 2750.00 | 41250.00 | 2324.50 | 34867.50 | 9718.50 | M/s. Megha Engineering and Infrastructures Ltd
832.00 | MISCELLANEOUS ITEMS
833.00 | Sealing 25mm thick, 50mm wide expansion joints with premium grade two part poly-sulphide sealant (based on LP liquid sulphide) over and including primer (specially developed for use with polysulphide sealant material and as approved) and back-up materials of polyethylene strip or other bondbreaker (all as per manufacturer's specification), sealant being mixed (the base and the curing agent thoroughly mixed with slow speed electric mixer) and applied by sealant gun and `sealant application kit' including drying of surfaces before application by wire brushing, finishing etc. all complete. | 15.00 | RM |  | 910.00 | 13650.00 | 450.00 | 6750.00 | 726.00 | 10890.00 | 765.00 | 11475.00 | 3750.00 | 56250.00 | 1045.00 | 15675.00 | 102.00 | 1530.00 | 675.00 | 10125.00 | 116.23 | 1743.45 | 1530.00 | Ace Pipeline Contracts Pvt Ltd
834.00 | Providing and laying plinth protection around the building perimeter consisting of a layer of 150mm thick compacted sand and 100mm thick M-15 grade concrete top layer laid to slope including trowel finishing the top layer, finishing, curing including excavation, disposal of Earth work, etc. all complete.
835.00 | Cement supplied by the Contractor at their cost. | 110.00 | m² |  | 1560.00 | 171600.00 | 1050.00 | 115500.00 | 1491.00 | 164010.00 | 1572.00 | 172920.00 | 3375.00 | 371250.00 | 470.25 | 51727.50 | 1500.00 | 165000.00 | 680.00 | 74800.00 | 523.01 | 57531.10 | 51727.50 | M/s. Megha Engineering and Infrastructures Ltd
836.00 | Providing and laying plinth protection with Bldg. drain as per EIL STD. No. 7-75-0065 consisting of
837.00 | Plinth protection of PCC (1:3:6) laid over rammed earth to slope and trowel finished. Cement supplied by the Contractor at their cost. | 110.00 | m² |  | 1300.00 | 143000.00 | 1800.00 | 198000.00 | 1411.00 | 155210.00 | 1530.00 | 168300.00 | 3375.00 | 371250.00 | 574.75 | 63222.50 | 2100.00 | 231000.00 | 1150.00 | 126500.00 | 464.90 | 51139.00 | 51139.00 | KEC Spur Infrastructure Pvt. Ltd.
838.00 | Building drain consisting of brick work, PCC (1:3:6) laid over rammed earth and finished with 15mm thick plain cement plaster topped with neat cement finish @ 2.75kg. of cement per Sq.M of area including finishing curing etc. all complete. Cement supplied by the Contractor at their cost. | 110.00 | m² |  | 4940.00 | 543400.00 | 650.00 | 71500.00 | 1476.00 | 162360.00 | 1530.00 | 168300.00 | 1875.00 | 206250.00 | 2612.50 | 287375.00 | 2400.00 | 264000.00 | 1350.00 | 148500.00 | 2092.05 | 230125.50 | 71500.00 | JSIW INFRASTRUCTURE PRIVATE LIMITED
839.00 | Extra for providing 600mm long MS grating drain cover as per EIL STD No. 7-75-0065 made of 40mm x 6mm M.S. flat framework with 40mm x 6mm MS flats welded @ 35mm c/c including providing & fixing 50mm x 50mm x 6mm M.S. angle frame fixed to concrete portion of the drain. | 180.00 | nos |  | 10140.00 | 1825200.00 | 4500.00 | 810000.00 | 1480.00 | 266400.00 | 1572.00 | 282960.00 | 5625.00 | 1012500.00 | 1672.00 | 300960.00 | 3120.00 | 561600.00 | 5500.00 | 990000.00 | 2092.05 | 376569.00 | 266400.00 | Om Yash Projects Limited
840.00 | 50mm dia GI pipe spouts
841.00 | Providing and fixing in position 50mm dia GI pipe spouts to slope for drainage of canopy, chajja etc., including puncturing the masonry /RCC and grouting with M-15 grade concrete, finishing etc. all complete. | 4.00 | RM |  | 650.00 | 2600.00 | 650.00 | 2600.00 | 597.00 | 2388.00 | 612.00 | 2448.00 | 937.00 | 3748.00 | 1254.00 | 5016.00 | 600.00 | 2400.00 | 1850.00 | 7400.00 | 34.87 | 139.48 | 139.48 | KEC Spur Infrastructure Pvt. Ltd.
842.00 | Providing and fixing hand railing up to 1000mm high above finished floor level over stair and landing consisting of one 25mm square M.S. baluster embedded or fixed to floor/steps by 6mm thk. x 20mm wide M.S. clamps anchored into floor/ steps in floor and each step grouted with M-15 grade concrete in cut out of 50mm x 50mm x 100mm size block, teakwood moulded/ M.S. pipe handrail fixed on baluster, 40mm x 40mm x 6mm M.S. flat shoe welded at the bottom of baluster, including painting the balusters, M.S. surfaces with double coating of approved shade and make synthetic enamel paint over a coat of approved quality red oxide zinc chromate primer coat, finishing etc. all complete. (Only length of top handrail shall be considered for payment, not the cumulative length of individual members).
843.00 | 32 mm dia N.B. (medium) M.S. pipe handrail welded to baluster and painted with double coating of synthetic enamel paint over priming coat as per EIL STD NO. 7-75-0036. | 15.00 | RM |  | 2470.00 | 37050.00 | 1800.00 | 27000.00 | 2493.00 | 37395.00 | 2550.00 | 38250.00 | 1875.00 | 28125.00 | 1567.50 | 23512.50 | 900.00 | 13500.00 | 1150.00 | 17250.00 | 2324.50 | 34867.50 | 13500.00 | Ace Pipeline Contracts Pvt Ltd
844.00 | 1000 mm high satin finish stainless steel (SS 304 grade) tubular railing
845.00 | Supplying, assembling and installing 1000 mm high satin finish stainless steel (SS 304 grade) tubular railing of approved design in staircases, ramps, around floor cut outs etc. consisting of: 1. 50mm dia SS pipe top handrail 2. 32 mm dia SS pipe balusters (at every third step for staircase, @ maximum 1200mm c/c for ramp, floor cutouts) 3. 3 nos minimum 18mm dia SS pipe intermediate handrails. Including: 1. Fixing balusters to floor with 4 nos bolts änd 8mm thick, 100mm dia SS base plate & SS cap/collar. 2. Fixing top handrail to the balusters with 12mm dia SS bar connector & 6mm thick SS saddle plate. 3. Fixing intermediate handrails to the balusters with 12mm dia SS bar connector. 4. All end caps, decorative caps over balustrades,necessary bending, welding, polishing of all welded joints (Length of top handrail shall be measured for payment). | 15.00 | RM |  | 3445.00 | 51675.00 | 2000.00 | 30000.00 | 5736.00 | 86040.00 | 6120.00 | 91800.00 | 2625.00 | 39375.00 | 3344.00 | 50160.00 | 7200.00 | 108000.00 | 5500.00 | 82500.00 | 4067.88 | 61018.20 | 30000.00 | JSIW INFRASTRUCTURE PRIVATE LIMITED
846.00 | Steel Entrance Gates
847.00 | Providing and fixing in position Steel Entrance Gates consisting of 40mm x 80mm x 3.2mm M.S. tubular frame, 80mm x 40mm x 3.2mm rectangular M.S. hollow sections & 32x32x2.6 mm MS rectangular hollow sections, both horizontal & vertical members welded to the framework and intermediate curved rectangular hollow section as per standard design, locking arrangement, 25mm thick, 75mm dia M.S. wheel with ball bearing including fixing the gate to RCC/ masonry by M.S. hinge arrangement (fabricated/ machined as per detail) and M.S. hold fast (25 x 6 x 200mm long) grouted with M-20 grade concrete, providing and fixing M.S. pivot, 50mm x 50mm x 6mm M.S. Tee bent to shape and embedded in road surface for gate opening track, gate stopper, painting the gate with approved shade and quality synthetic enamel paint (two coats) and a coat of approved quality primer, ensuring smooth operation of the gate etc. all complete as per EIL- STD-No. 7-75-0054. | 48.00 | m² |  | 9750.00 | 468000.00 | 5500.00 | 264000.00 | 4016.00 | 192768.00 | 4335.00 | 208080.00 | 1500.00 | 72000.00 | 11495.00 | 551760.00 | 21000.00 | 1008000.00 | 3350.00 | 160800.00 | 11041.38 | 529986.24 | 72000.00 | PRATHAM EPC PROJECTS LTD
848.00 | ALUMINIUM LOUVERS: Providing & fixing Louvered portion of Aluminium windows/ ventilators made of heavy duty louvers of Aluminium sections (of approved quality) with similar finishing of windows/ ventilators | 15.00 | sqm |  | 3900.00 | 58500.00 | 10500.00 | 157500.00 | 7627.00 | 114405.00 | 8075.00 | 121125.00 | 4125.00 | 61875.00 | 3135.00 | 47025.00 | 15000.00 | 225000.00 | 2750.00 | 41250.00 | 6392.38 | 95885.70 | 41250.00 | AMPSEPC PVT LTD
849.00 | CIVIL, STRUCTURE AND ARCHITECTURE
850.00 | CLADDING WORK
851.00 | Providing and fixing Ist quality ceramic glazed wall tiles conforming to IS: 15622 (thickness to be specified by the manufacturer), of approved make, in all colours, shades except burgundy, bottle green, black of any size as approved by Engineer-in-Charge, in skirting, risers of steps and dados, over 12 mm thick bed of cement mortar 1:3 (1 cement : 3 coarse sand) and jointing with grey cement slurry @ 3.3kg per sqm, including pointing in white cement mixed with pigment of matching shade complete. | 195.00 | sqm |  | 1781.00 | 347295.00 | 1400.00 | 273000.00 | 1767.00 | 344565.00 | 1900.00 | 370500.00 | 1087.00 | 211965.00 | 1045.00 | 203775.00 | 1740.00 | 339300.00 | 1150.00 | 224250.00 | 1569.04 | 305962.80 | 203775.00 | M/s. Megha Engineering and Infrastructures Ltd
852.00 | FLOORING
853.00 | Providing and laying Vitrified tiles in different sizes (thickness to be specified by the manufacturer), with water absorption less than 0.08% and conforming to IS: 15622, of approved brand & manufacturer, in all colours and shade, in skirting, riser of steps, laid with cement based high polymer modified quick set tile adhesive (water based) conforming to IS: 15477, in average 6 mm thickness, including grouting of joints (Payment for grouting of joints to be made separately).
854.00 | Size of Tile 600x600 mm | 15.00 | sqm |  | 2210.00 | 33150.00 | 2100.00 | 31500.00 | 1897.00 | 28455.00 | 2000.00 | 30000.00 | 1012.00 | 15180.00 | 1567.50 | 23512.50 | 900.00 | 13500.00 | 1215.00 | 18225.00 | 1278.48 | 19177.20 | 13500.00 | Ace Pipeline Contracts Pvt Ltd
855.00 | Grouting the joints of flooring tiles having joints of 3 mm width, using epoxy grout mix of 0.70 kg of organic coated filler of desired shade (0.10 kg of hardener and 0.20 kg of resin per kg), including filling / grouting and finishing complete as per direction of Engineer-in-charge.
856.00 | Size of Tile 600x600 mm | 120.00 | sqm |  | 2015.00 | 241800.00 | 400.00 | 48000.00 | 1870.00 | 224400.00 | 2000.00 | 240000.00 | 337.00 | 40440.00 | 2299.00 | 275880.00 | 900.00 | 108000.00 | 1215.00 | 145800.00 | 232.45 | 27894.00 | 27894.00 | KEC Spur Infrastructure Pvt. Ltd.
857.00 | Providing and laying Vitrified tiles in floor with different sizes (thickness to be specified by the manufacturer), with water absorption less than 0.08% and conforming to IS:15622, of approved brand & manufacturer, in all colours and shade, laid with cement based high polymer modified quick set tile adhesive (water based) conforming to IS : 15477, in average 6 mm thickness, including grouting of joints (Payment for grouting of joints to be made separately).
858.00 | Size of Tile 600x600 mm | 120.00 | sqm |  | 2210.00 | 265200.00 | 2100.00 | 252000.00 | 2047.00 | 245640.00 | 2200.00 | 264000.00 | 1012.00 | 121440.00 | 2299.00 | 275880.00 | 900.00 | 108000.00 | 1215.00 | 145800.00 | 1859.60 | 223152.00 | 108000.00 | Ace Pipeline Contracts Pvt Ltd
859.00 | FINISHING
860.00 | Distempering with 1st quality acrylic distemper (ready mixed) having VOC content less than 50 gms/litre, of approved manufacturer, of required shade and colour complete, as per manufacturer’s specification.
861.00 | Two or more coats on new work | 195.00 | sqm |  | 169.00 | 32955.00 | 300.00 | 58500.00 | 273.00 | 53235.00 | 300.00 | 58500.00 | 225.00 | 43875.00 | 418.00 | 81510.00 | 300.00 | 58500.00 | 650.00 | 126750.00 | 116.23 | 22664.85 | 22664.85 | KEC Spur Infrastructure Pvt. Ltd.
862.00 | ALUMINIUM WORK
863.00 | Providing and fixing anodised aluminium grill (anodised transparent or dyed to required shade according to IS: 1868 with minimum anodic coating of grade AC 15) of approved design/pattern, with approved standard section and fixed to the existing window frame with C.P. brass/ stainless steel screws @ 200 mm centre to centre, including cutting the grill to proper opening size for fixing and operation of handles and fixing approved anodised aluminium standard section around the opening, all complete as per requirement and direction of Engineer-in-charge. (Only weight of grill to be measured for payment). | 225.00 | kg |  | 884.00 | 198900.00 | 650.00 | 146250.00 | 317.00 | 71325.00 | 350.00 | 78750.00 | 1087.00 | 244575.00 | 574.75 | 129318.75 | 372.00 | 83700.00 | 345.00 | 77625.00 | 581.13 | 130754.25 | 71325.00 | Om Yash Projects Limited
864.00 | GEOTECH
865.00 | Survey work for establishing Co-ordinates & RLs
866.00 | Carrying out SURVEY WORK for establishing co-ordinates and RLs at all test locations with reference to nearby available reference co-ordinates & RLs including mobilisation of survey instruments and personnel. | 1.00 | Lumpsum |  | 65000.00 | 65000.00 | 250000.00 | 250000.00 | 193864.00 | 193864.00 | 150000.00 | 150000.00 | 75999.00 | 75999.00 | 261250.00 | 261250.00 | 60000.00 | 60000.00 | 55000.00 | 55000.00 | 116225.01 | 116225.01 | 55000.00 | AMPSEPC PVT LTD
867.00 | Boring in Soil
868.00 | Boring of min.150mm nominal dia. boreholes as per specification
869.00 | Boring of min. 150 mm nominal dia. boreholes as per specification from GL upto & inclusive of 10.0 M | 160.00 | m |  | 2340.00 | 374400.00 | 1600.00 | 256000.00 | 3641.00 | 582560.00 | 2900.00 | 464000.00 | 1000.00 | 160000.00 | 522.50 | 83600.00 | 3000.00 | 480000.00 | 5700.00 | 912000.00 | 1743.38 | 278940.80 | 83600.00 | M/s. Megha Engineering and Infrastructures Ltd
870.00 | Boring of min. 150 mm nominal dia. boreholes as per specification beyond 10.0M and upto & inclusive of 20.0M | 80.00 | m |  | 2574.00 | 205920.00 | 1800.00 | 144000.00 | 3653.00 | 292240.00 | 3000.00 | 240000.00 | 1000.00 | 80000.00 | 731.50 | 58520.00 | 3360.00 | 268800.00 | 2700.00 | 216000.00 | 1743.38 | 139470.40 | 58520.00 | M/s. Megha Engineering and Infrastructures Ltd
871.00 | CORING IN ROCKS
872.00 | Coring in Rock of Nx size with double tube core barrel as specified
873.00 | Coring in Rock of Nx size with double tube core barrel as specified with diamond bits | 80.00 | m |  | 6071.00 | 485680.00 | 3000.00 | 240000.00 | 10749.00 | 859920.00 | 8500.00 | 680000.00 | 2500.00 | 200000.00 | 418.00 | 33440.00 | 5400.00 | 432000.00 | 3350.00 | 268000.00 | 2905.63 | 232450.40 | 33440.00 | M/s. Megha Engineering and Infrastructures Ltd
874.00 | Conducting the following FIELD TESTS as per standard procedures and relevant IS codes
875.00 | Conducting Standard Penetration Tests in boreholes as specified | 175.00 | each |  | 1144.00 | 200200.00 | 350.00 | 61250.00 | 633.00 | 110775.00 | 500.00 | 87500.00 | 175.00 | 30625.00 | 783.75 | 137156.25 | 360.00 | 63000.00 | 225.00 | 39375.00 | 348.68 | 61019.00 | 30625.00 | PRATHAM EPC PROJECTS LTD
876.00 | Collecting undisturbed samples from boreholes as specified | 80.00 | each |  | 1144.00 | 91520.00 | 500.00 | 40000.00 | 487.00 | 38960.00 | 400.00 | 32000.00 | 175.00 | 14000.00 | 470.25 | 37620.00 | 480.00 | 38400.00 | 175.00 | 14000.00 | 232.45 | 18596.00 | 14000.00 | PRATHAM EPC PROJECTS LTD, AMPSEPC PVT LTD
877.00 | Excavation and backfilling of Trial Pits as specified | 16.00 | each |  | 6500.00 | 104000.00 | 8000.00 | 128000.00 | 3702.00 | 59232.00 | 3000.00 | 48000.00 | 5000.00 | 80000.00 | 4702.50 | 75240.00 | 720.00 | 11520.00 | 25000.00 | 400000.00 | 232.45 | 3719.20 | 3719.20 | KEC Spur Infrastructure Pvt. Ltd.
878.00 | Conducting Electrical Resistivity Tests (ERT) as specified | 16.00 | each |  | 7800.00 | 124800.00 | 15000.00 | 240000.00 | 729.00 | 11664.00 | 600.00 | 9600.00 | 5000.00 | 80000.00 | 4180.00 | 66880.00 | 600.00 | 9600.00 | 1350.00 | 21600.00 | 232.45 | 3719.20 | 3719.20 | KEC Spur Infrastructure Pvt. Ltd.
879.00 | LABORATORY TESTS ON SOIL & ROCK SAMPLES Conducting the following laboratory tests as specified:
880.00 | Conducting Atterberg's limit (Liquid Limit & Plastic Limit) as specified | 80.00 | each |  | 1560.00 | 124800.00 | 250.00 | 20000.00 | 609.00 | 48720.00 | 500.00 | 40000.00 | 150.00 | 12000.00 | 522.50 | 41800.00 | 360.00 | 28800.00 | 225.00 | 18000.00 | 116.23 | 9298.40 | 9298.40 | KEC Spur Infrastructure Pvt. Ltd.
881.00 | Conducting Natural water content on soil samples as specified | 80.00 | each |  | 715.00 | 57200.00 | 150.00 | 12000.00 | 245.00 | 19600.00 | 200.00 | 16000.00 | 150.00 | 12000.00 | 627.00 | 50160.00 | 240.00 | 19200.00 | 175.00 | 14000.00 | 58.11 | 4648.80 | 4648.80 | KEC Spur Infrastructure Pvt. Ltd.
882.00 | Conducting Bulk and dry density tests on soil samples as specified | 40.00 | each |  | 650.00 | 26000.00 | 350.00 | 14000.00 | 240.00 | 9600.00 | 200.00 | 8000.00 | 250.00 | 10000.00 | 731.50 | 29260.00 | 240.00 | 9600.00 | 85.00 | 3400.00 | 104.60 | 4184.00 | 3400.00 | AMPSEPC PVT LTD
883.00 | Conducting Specific gravity and void ratio tests on soil samples as specified | 40.00 | each |  | 715.00 | 28600.00 | 450.00 | 18000.00 | 257.00 | 10280.00 | 200.00 | 8000.00 | 200.00 | 8000.00 | 679.25 | 27170.00 | 360.00 | 14400.00 | 95.00 | 3800.00 | 139.47 | 5578.80 | 3800.00 | AMPSEPC PVT LTD
884.00 | Grain size analysis on soil samples
885.00 | Conducting Sieve analysis for grain size distribution on samples as specified | 40.00 | each |  | 1072.50 | 42900.00 | 150.00 | 6000.00 | 453.00 | 18120.00 | 350.00 | 14000.00 | 150.00 | 6000.00 | 783.75 | 31350.00 | 300.00 | 12000.00 | 1150.00 | 46000.00 | 174.34 | 6973.60 | 6000.00 | PRATHAM EPC PROJECTS LTD, JSIW INFRASTRUCTURE PRIVATE LIMITED
886.00 | Conducting Hydrometer Analysis for grain size distribution on samples as specified | 30.00 | each |  | 1508.00 | 45240.00 | 250.00 | 7500.00 | 454.00 | 13620.00 | 350.00 | 10500.00 | 250.00 | 7500.00 | 679.25 | 20377.50 | 360.00 | 10800.00 | 725.00 | 21750.00 | 174.34 | 5230.20 | 5230.20 | KEC Spur Infrastructure Pvt. Ltd.
887.00 | TRIAXIAL SHEAR TESTS on soil samples
888.00 | Conducting triaxial Unconsolidated Undrained (UU) test on soil samples | 30.00 | each |  | 2288.00 | 68640.00 | 1600.00 | 48000.00 | 766.00 | 22980.00 | 600.00 | 18000.00 | 450.00 | 13500.00 | 522.50 | 15675.00 | 600.00 | 18000.00 | 225.00 | 6750.00 | 348.68 | 10460.40 | 6750.00 | AMPSEPC PVT LTD
889.00 | Conducting Unconfined Compression Tests on soil samples as specified | 30.00 | each |  | 2288.00 | 68640.00 | 600.00 | 18000.00 | 723.00 | 21690.00 | 600.00 | 18000.00 | 350.00 | 10500.00 | 679.25 | 20377.50 | 480.00 | 14400.00 | 275.00 | 8250.00 | 232.45 | 6973.50 | 6973.50 | KEC Spur Infrastructure Pvt. Ltd.
890.00 | Conducting Direct Shear Test on soil samples as specified | 15.00 | each |  | 975.00 | 14625.00 | 750.00 | 11250.00 | 1039.00 | 15585.00 | 800.00 | 12000.00 | 250.00 | 3750.00 | 731.50 | 10972.50 | 480.00 | 7200.00 | 325.00 | 4875.00 | 174.34 | 2615.10 | 2615.10 | KEC Spur Infrastructure Pvt. Ltd.
891.00 | Conducting Consolidation tests on soil samples as specified. | 20.00 | each |  | 1612.00 | 32240.00 | 1600.00 | 32000.00 | 923.00 | 18460.00 | 750.00 | 15000.00 | 450.00 | 9000.00 | 574.75 | 11495.00 | 600.00 | 12000.00 | 415.00 | 8300.00 | 755.46 | 15109.20 | 8300.00 | AMPSEPC PVT LTD
892.00 | Conducting Modified Proctor Density test on soil samples as specified | 15.00 | each |  | 4160.00 | 62400.00 | 1300.00 | 19500.00 | 946.00 | 14190.00 | 750.00 | 11250.00 | 650.00 | 9750.00 | 470.25 | 7053.75 | 480.00 | 7200.00 | 115.00 | 1725.00 | 406.79 | 6101.85 | 1725.00 | AMPSEPC PVT LTD
893.00 | Laboratory CBR Tests on soil samples
894.00 | Conducting Laboratory Unsocked CBR Tests on soil samples as specified | 15.00 | each |  | 2925.00 | 43875.00 | 1300.00 | 19500.00 | 1079.00 | 16185.00 | 850.00 | 12750.00 | 1000.00 | 15000.00 | 731.50 | 10972.50 | 6000.00 | 90000.00 | 225.00 | 3375.00 | 406.79 | 6101.85 | 3375.00 | AMPSEPC PVT LTD
895.00 | Conducting Laboratory Socked CBR Tests on soil samples as specified | 15.00 | each |  | 2925.00 | 43875.00 | 1800.00 | 27000.00 | 1037.00 | 15555.00 | 850.00 | 12750.00 | 1000.00 | 15000.00 | 627.00 | 9405.00 | 8400.00 | 126000.00 | 275.00 | 4125.00 | 406.79 | 6101.85 | 4125.00 | AMPSEPC PVT LTD
896.00 | Laboratory tests on ROCK SAMPLES
897.00 | Conducting Unconfined Compression Test on Rock samples as specified | 30.00 | each |  | 3445.00 | 103350.00 | 1200.00 | 36000.00 | 503.00 | 15090.00 | 400.00 | 12000.00 | 250.00 | 7500.00 | 2612.50 | 78375.00 | 720.00 | 21600.00 | 750.00 | 22500.00 | 581.13 | 17433.90 | 7500.00 | PRATHAM EPC PROJECTS LTD
898.00 | Conducting Point Load test on Rock samples as specified | 30.00 | each |  | 2340.00 | 70200.00 | 850.00 | 25500.00 | 776.00 | 23280.00 | 600.00 | 18000.00 | 250.00 | 7500.00 | 836.00 | 25080.00 | 600.00 | 18000.00 | 675.00 | 20250.00 | 406.79 | 12203.70 | 7500.00 | PRATHAM EPC PROJECTS LTD
899.00 | Conducting Swelling Potential and Swelling Pressure tests on soil samples as specified | 10.00 | each |  | 2925.00 | 29250.00 | 1600.00 | 16000.00 | 897.00 | 8970.00 | 700.00 | 7000.00 | 350.00 | 3500.00 | 940.50 | 9405.00 | 480.00 | 4800.00 | 550.00 | 5500.00 | 290.56 | 2905.60 | 2905.60 | KEC Spur Infrastructure Pvt. Ltd.
900.00 | Conducting Shrinkage Limit test on soil samples as specified | 10.00 | each |  | 1950.00 | 19500.00 | 1200.00 | 12000.00 | 2255.00 | 22550.00 | 1800.00 | 18000.00 | 200.00 | 2000.00 | 627.00 | 6270.00 | 480.00 | 4800.00 | 475.00 | 4750.00 | 209.21 | 2092.10 | 2000.00 | PRATHAM EPC PROJECTS LTD
901.00 | Conducting Chemical tests on soil & water samples as specified.
902.00 | Conducting Chemical tests on SOIL SAMPLES as specified | 20.00 | each |  | 1365.00 | 27300.00 | 1200.00 | 24000.00 | 1155.00 | 23100.00 | 900.00 | 18000.00 | 1000.00 | 20000.00 | 4180.00 | 83600.00 | 840.00 | 16800.00 | 135.00 | 2700.00 | 1743.38 | 34867.60 | 2700.00 | AMPSEPC PVT LTD
903.00 | Conducting Chemical tests on GROUND WATER samples | 20.00 | each |  | 2730.00 | 54600.00 | 1200.00 | 24000.00 | 1150.00 | 23000.00 | 900.00 | 18000.00 | 1000.00 | 20000.00 | 5225.00 | 104500.00 | 720.00 | 14400.00 | 145.00 | 2900.00 | 1743.38 | 34867.60 | 2900.00 | AMPSEPC PVT LTD
904.00 | SOIL REPORT PREPARATION AND SUBMISSION AS PER SPECIFIC REQUIREMENTS
905.00 | Geotechnical Contractor to prepare detailed soil report as per specifications and specific requirements, as soon as field & laboratory tests completed. All the information as mentioned in Specific Requirements shall be furnished in the draft copy of final report for our review and comments. After reviewing, Geotechnical Contractor shall be informed about our comments/ remarks, if any and the same shall be incorporated and final report shall be submitted in 4 nos copies. | 1.00 | Lumpsum |  | 50000.00 | 50000.00 | 15000.00 | 15000.00 | 25065.00 | 25065.00 | 20000.00 | 20000.00 | 75000.00 | 75000.00 | 130625.00 | 130625.00 | 12000.00 | 12000.00 | 85000.00 | 85000.00 | 11622.50 | 11622.50 | 11622.50 | KEC Spur Infrastructure Pvt. Ltd.
906.00 | STRUCTURAL
907.00 | EARTH WORK (REFER SPECIFICATION NO. 6-68-0003)
908.00 | Earthwork excavation in soil
909.00 | Earth work in EXCAVATION below ground level for all kinds of works in ALL TYPES OF SOILS EXCEPT SOFT ROCK AND HARD ROCK as classified in specification for a depth upto 1.5m including removal of vegetation, shrubs and debris, cutting and dressing of sides in slopes, levelling, grading and ramming of bottoms, dewatering of accumulated water from any source and keeping the surface dry for subsequent works and disposal or stacking of excavated material within a lead of 100m, as directed including providing temporary supports to existing service lines like water pipes, sewage pipes, electric overhead and underground cables etc. all complete, but excluding shoring and strutting. | 9290.00 | m³ |  | 455.00 | 4226950.00 | 180.00 | 1672200.00 | 288.00 | 2675520.00 | 270.00 | 2508300.00 | 300.00 | 2787000.00 | 125.40 | 1164966.00 | 420.00 | 3901800.00 | 185.00 | 1718650.00 | 175.75 | 1632717.50 | 1164966.00 | M/s. Megha Engineering and Infrastructures Ltd
910.00 | Earth work in EXCAVATION below ground level for all kinds of works in ALL TYPES OF SOILS EXCEPT SOFT ROCK AND HARD ROCK as classified in specification for a depth beyond 1.5m and upto and inclusive of 3.0m including removal of vegetation, shrubs and debris, cutting and dressing of sides in slopes, levelling, grading and ramming of bottoms, dewatering of accumulated water from any source and keeping the surface dry for subsequent works and disposal or stacking of excavated material within a lead of 100m, as directed including providing temporary supports to existing service lines like water pipes, sewage pipes, electric overhead and underground cables etc. all complete, but excluding shoring and strutting. | 665.00 | m³ |  | 520.00 | 345800.00 | 270.00 | 179550.00 | 315.00 | 209475.00 | 300.00 | 199500.00 | 300.00 | 199500.00 | 250.80 | 166782.00 | 540.00 | 359100.00 | 225.00 | 149625.00 | 348.68 | 231872.20 | 149625.00 | AMPSEPC PVT LTD
911.00 | Earth work in EXCAVATION below ground level for all kinds of works in ALL TYPES OF SOILS EXCEPT SOFT ROCK AND HARD ROCK as classified in specification for a depth beyond 3.0m and upto & inclusive of 4.5m including removal of vegetation, shrubs and debris, cutting and dressing of sides in slopes, levelling, grading and ramming of bottoms, dewatering of accumulated water from any source and keeping the surface dry for subsequent works and disposal or stacking of excavated material within a lead of 100m, as directed including providing temporary supports to existing service lines like water pipes, sewage pipes, electric overhead and underground cables etc. all complete, but excluding shoring and strutting. | 10.00 | m³ |  | 624.00 | 6240.00 | 405.00 | 4050.00 | 430.00 | 4300.00 | 400.00 | 4000.00 | 300.00 | 3000.00 | 627.00 | 6270.00 | 660.00 | 6600.00 | 210.00 | 2100.00 | 406.79 | 4067.90 | 2100.00 | AMPSEPC PVT LTD
912.00 | Earthwork excavation in soft rock
913.00 | Earth work in EXCAVATION below ground level for all kinds of works in SOFT ROCK as classified in specification for a depth upto 1.5m including removal of vegetation, shrubs and debris, cutting and dressing of sides in slopes, levelling, grading and ramming of bottoms, dewatering of accumulated water from any source and keeping the surface dry for subsequent works and disposal or stacking of excavated material within a lead of 100m, as directed including providing temporary supports to existing service lines like water pipes, sewage pipes, electric overhead and underground cables etc. all complete, but excluding shoring and strutting. | 500.00 | m³ |  | 728.00 | 364000.00 | 270.00 | 135000.00 | 795.00 | 397500.00 | 750.00 | 375000.00 | 412.00 | 206000.00 | 261.25 | 130625.00 | 540.00 | 270000.00 | 750.00 | 375000.00 | 278.94 | 139470.00 | 130625.00 | M/s. Megha Engineering and Infrastructures Ltd
914.00 | Earth work in EXCAVATION below ground level for all kinds of works in SOFT ROCK as classified in specification for a depth beyond 1.5m and upto & inclusive of 3.0m including removal of vegetation, shrubs and debris, cutting and dressing of sides in slopes, levelling, grading and ramming of bottoms, dewatering of accumulated water from any source and keeping the surface dry for subsequent works and disposal or stacking of excavated material within a lead of 100m, as directed including providing temporary supports to existing service lines like water pipes, sewage pipes, electric overhead and underground cables etc. all complete, but excluding shoring and strutting. | 300.00 | m³ |  | 845.00 | 253500.00 | 405.00 | 121500.00 | 918.00 | 275400.00 | 850.00 | 255000.00 | 412.00 | 123600.00 | 261.25 | 78375.00 | 660.00 | 198000.00 | 985.00 | 295500.00 | 348.68 | 104604.00 | 78375.00 | M/s. Megha Engineering and Infrastructures Ltd
915.00 | Earth work in EXCAVATION below ground level for all kinds of works in SOFT ROCK as classified in specification for a depth beyond 3.0m and upto & inclusive of 4.5m including removal of vegetation, shrubs and debris, cutting and dressing of sides in slopes, levelling, grading and ramming of bottoms, dewatering of accumulated water from any source and keeping the surface dry for subsequent works and disposal or stacking of excavated material within a lead of 100m, as directed including providing temporary supports to existing service lines like water pipes, sewage pipes, electric overhead and underground cables etc. all complete, but excluding shoring and strutting. | 1.00 | m³ |  | 936.00 | 936.00 | 600.00 | 600.00 | 1145.00 | 1145.00 | 1100.00 | 1100.00 | 412.00 | 412.00 | 731.50 | 731.50 | 780.00 | 780.00 | 1265.00 | 1265.00 | 406.79 | 406.79 | 406.79 | KEC Spur Infrastructure Pvt. Ltd.
916.00 | Earth work in EXCAVATION below ground level for all kinds of works in SOFT ROCK as classified in specification for a depth beyond 4.5m and upto & inclusive of 6.0m including removal of vegetation, shrubs and debris, cutting and dressing of sides in slopes, levelling, grading and ramming of bottoms, dewatering of accumulated water from any source and keeping the surface dry for subsequent works and disposal or stacking of excavated material within a lead of 100m, as directed including providing temporary supports to existing service lines like water pipes, sewage pipes, electric overhead and underground cables etc. all complete, but excluding shoring and strutting. | 1.00 | m³ |  | 1235.00 | 1235.00 | 900.00 | 900.00 | 2080.00 | 2080.00 | 2000.00 | 2000.00 | 412.00 | 412.00 | 888.25 | 888.25 | 900.00 | 900.00 | 1350.00 | 1350.00 | 464.90 | 464.90 | 412.00 | PRATHAM EPC PROJECTS LTD
917.00 | Earthwork excavation by controlled blasting (Explosive/ Non-explosive)
918.00 | Earthwork in EXCAVATION below ground level for all kinds of works by CONTROLLED BLASTING IN HARD ROCKS, using blasting mats, GI Sheets, steel plates, nylon nets etc. including counter weight loading of the area to be blasted by sand bags where required, removal of all sand bags and blast control mats, GI Sheets, nets etc. after blasting etc. for a depth beyond 4.5m and upto & inclusive of 6.0m including all related work for blasting such as drilling, supplying, storage & charging of explosives making necessary safety measures around the area, chiselling & cutting to required levels, dressing & trimming of sides, levelling & grading of bottoms, dewatering of accumulated water from any source and keeping the surface dry for subsequent works & disposal of spoils to spoil heaps and stacking of usable excavated materials within a lead of 100m etc. as directed including providing temporary support to existing structures, service lines like water pipes, sewage pipes, electric overhead and underground cable etc. all complete. | 1.00 | m³ |  | 1690.00 | 1690.00 | 1500.00 | 1500.00 | 3164.00 | 3164.00 | 3000.00 | 3000.00 | 412.00 | 412.00 | 731.50 | 731.50 | 1440.00 | 1440.00 | 575.00 | 575.00 | 755.46 | 755.46 | 412.00 | PRATHAM EPC PROJECTS LTD
919.00 | Earthwork in EXCAVATION below ground level for all kinds of works by Non- Explosive Blasting methods in Hard Rocks, for a depth beyond 6.0m including all related work for non-explosive blasting such as drilling, supplying, storage, mixing & filling of drilled holes with non-explosive demolition agents/ blasting chemicals making necessary safety measures around the area, chiselling & cutting to required levels, dressing & trimming of sides, levelling & grading of bottoms, dewatering of accumulated water from any source and keeping the surface dry for subsequent works & disposal of spoils to spoil heaps and stacking of usable excavated materials within a lead of 100m etc. as directed including providing temporary support to existing structures, service lines like water pipes, sewage pipes, electric overhead and underground cable etc. all complete. | 1.00 | m³ |  | 1560.00 | 1560.00 | 1500.00 | 1500.00 | 3155.00 | 3155.00 | 3000.00 | 3000.00 | 412.00 | 412.00 | 731.50 | 731.50 | 1920.00 | 1920.00 | 748.00 | 748.00 | 1046.03 | 1046.03 | 412.00 | PRATHAM EPC PROJECTS LTD
920.00 | Earthwork excavation by chiselling
921.00 | Earth work in EXCAVATION below ground level for all kinds of works in HARD ROCKS for a depth beyond 1.5m and upto & inclusive of 3.0m by CHISELLING (pneumatic or manual), wedging or any other agreed methods (where blasting is prohibited for any reason or as decided) including all related works, all equipments required for chiselling, and cutting upto required levels, dressing and trimming of sides, levelling and grading of bottoms, dewatering of accumulated water from any source and keeping the surface dry for subsequent works and disposal of spoils to spoil heaps and stacking of usable excavated materials within a lead of 100m etc. all complete as directed including providing temporary supports to existing service lines like waterpipes, sewage pipes, electric overhead and underground cables etc. all complete. | 1.00 | m³ |  | 910.00 | 910.00 | 2200.00 | 2200.00 | 1780.00 | 1780.00 | 1650.00 | 1650.00 | 412.00 | 412.00 | 888.25 | 888.25 | 2400.00 | 2400.00 | 633.00 | 633.00 | 813.58 | 813.58 | 412.00 | PRATHAM EPC PROJECTS LTD
922.00 | Earth work in EXCAVATION below ground level for all kinds of works in HARD ROCKS for a depth beyond 3.0m and upto & inclusive of 4.5m by CHISELLING (pneumatic or manual), wedging or any other agreed methods (where blasting is prohibited for any reason or as decided) including all related works, all equipments required for chiselling, and cutting upto required levels, dressing and trimming of sides, levelling and grading of bottoms, dewatering of accumulated water from any source and keeping the surface dry for subsequent works and disposal of spoils to spoil heaps and stacking of usable excavated materials within a lead of 100m etc. all complete as directed including providing temporary supports to existing service lines like waterpipes, sewage pipes, electric overhead and underground cables etc. all complete. | 1.00 | m³ |  | 1170.00 | 1170.00 | 3300.00 | 3300.00 | 1998.00 | 1998.00 | 1850.00 | 1850.00 | 412.00 | 412.00 | 888.25 | 888.25 | 2640.00 | 2640.00 | 785.00 | 785.00 | 871.69 | 871.69 | 412.00 | PRATHAM EPC PROJECTS LTD
923.00 | Earth work in EXCAVATION below ground level for all kinds of works in HARD ROCKS for a depth beyond 4.5m and upto & inclusive of 6.0m by CHISELLING (pneumatic or manual), wedging or any other agreed methods (where blasting is prohibited for any reason or as decided) including all related works, all equipments required for chiselling, and cutting upto required levels, dressing and trimming of sides, levelling and grading of bottoms, dewatering of accumulated water from any source and keeping the surface dry for subsequent works and disposal of spoils to spoil heaps and stacking of usable excavated materials within a lead of 100m etc. all complete as directed including providing temporary supports to existing service lines like waterpipes, sewage pipes, electric overhead and underground cables etc. all complete. | 1.00 | m³ |  | 1365.00 | 1365.00 | 4000.00 | 4000.00 | 3136.00 | 3136.00 | 3000.00 | 3000.00 | 412.00 | 412.00 | 888.25 | 888.25 | 2880.00 | 2880.00 | 925.00 | 925.00 | 929.80 | 929.80 | 412.00 | PRATHAM EPC PROJECTS LTD
924.00 | SHORING AND STRUTTING
925.00 | Providing and installing approved type of "SHORING AND STRUTTING" by open timbering method for all depths to retain earth including dismantling and removal of the same etc. from site after completion of work etc. all complete as directed. | 50.00 | m² |  | 650.00 | 32500.00 | 850.00 | 42500.00 | 645.00 | 32250.00 | 600.00 | 30000.00 | 412.00 | 20600.00 | 1463.00 | 73150.00 | 1980.00 | 99000.00 | 65.00 | 3250.00 | 406.79 | 20339.50 | 3250.00 | AMPSEPC PVT LTD
926.00 | Backfilling after execution of work
927.00 | BACKFILLING after execution of the WORK to proper grade and level with selected materials from available excavated soil from spoil heaps within a LEAD OF 100M, including re- excavating the deposited soil excavated earlier, breaking clods, laying at all depths and heights in layers of thickness not exceeding 15 Cms. watering, rolling and ramming by manual methods/ mechanical compactors to achieve 90% laboratory maximum dry density, dressing, trimming etc. in foundations, plinths, trenches, pits etc. all complete. | 6680.00 | m³ |  | 750.00 | 5010000.00 | 120.00 | 801600.00 | 138.00 | 921840.00 | 130.00 | 868400.00 | 337.00 | 2251160.00 | 62.70 | 418836.00 | 300.00 | 2004000.00 | 95.00 | 634600.00 | 104.60 | 698728.00 | 418836.00 | M/s. Megha Engineering and Infrastructures Ltd
928.00 | BACKFILLING after execution of the WORK to proper grade and level with selected materials from available excavated soil from spoil heaps beyond a LEAD OF 100M AND UPTO & INCLUSIVE OF 500M including re-excavating the deposited soil excavated earlier, breaking clods, laying at all depths and heights in layers of thickness not exceeding 15 Cms. watering, rolling and ramming by manual methods/mechanical compactors to achieve 90% laboratory maximum dry density, dressing, trimming etc. in foundations, plinths, trenches, pits etc. all complete. | 700.00 | m³ |  | 910.00 | 637000.00 | 150.00 | 105000.00 | 184.00 | 128800.00 | 170.00 | 119000.00 | 337.00 | 235900.00 | 62.70 | 43890.00 | 420.00 | 294000.00 | 125.00 | 87500.00 | 127.85 | 89495.00 | 43890.00 | M/s. Megha Engineering and Infrastructures Ltd
929.00 | Earthwork Filling by excavation
930.00 | EARTHWORK IN FILLING by excavating the earth from BORROW AREAS arranged by CONTRACTOR for all leads, transporting the earth from borrow area including cleaning & stripping the earth at borrow areas, breaking clods, loading, unloading and laying at all depths and heights in layers of thickness not exceeding 15 cms., watering, rolling and ramming by manual methods/mechanical compactors to achieve 90% of the maximum laboratory dry density, dressing, trimming, levelling the top surface etc. in foundations, plinths, trenches etc. all complete. | 40.00 | m³ |  | 975.00 | 39000.00 | 550.00 | 22000.00 | 526.00 | 21040.00 | 500.00 | 20000.00 | 375.00 | 15000.00 | 470.25 | 18810.00 | 960.00 | 38400.00 | 175.00 | 7000.00 | 464.90 | 18596.00 | 7000.00 | AMPSEPC PVT LTD
931.00 | Transporting & Disposing the SURPLUS EARTH AND DEBRIS
932.00 | "Transporting and disposing the SURPLUS EARTH AND DEBRIS including shrubs and vegetations from construction areas to areas ANYWHERE OUTSIDE THE PLANT BOUNDARY, including re-excavating the deposited soil excavated earlier, loading, transportation, unloading, laying at all depths and heights, stacking, levelling and dressing both the area (viz. from where the earth is transported and where it is deposited) to required levels and slopes complete with all lifts as directed. For carting on the basis of truck measurements (volume of truck reduced by 30% for voids). DISPOSAL AREAS OUTSIDE PLANT BOUNDARY TO BE ARRANGED BY THE CONTRACTOR. Royalty as applicable for disposal outside plant limits to be borne by the Contractor. " | 3580.00 | m³ |  | 780.00 | 2792400.00 | 300.00 | 1074000.00 | 160.00 | 572800.00 | 150.00 | 537000.00 | 375.00 | 1342500.00 | 188.10 | 673398.00 | 360.00 | 1288800.00 | 155.00 | 554900.00 | 174.34 | 624137.20 | 537000.00 | TOLANI PROJECTS PVT LTD
933.00 | Transportation of ROCK material
934.00 | Transportation of ROCK material coming out of operation of item Nos. 01CS.1.2 to 01CS.1.5 UPTO the area of disposal ANYWHERE OUTSIDE THE PLANT BOUNDARY including loading, unloading, laying at all depths and heights, stacking, spreading, levelling at an area of disposal as directed. For carting on the basis of Truck Measurements (volume of truck reduced by 50% for voids). DISPOSAL AREAS OUTSIDE PLANT BOUNDARY TO BE ARRANGED BY THE CONTRACTOR. Royalty as applicable for disposal outside plant limits to be borne by the Contractor. | 100.00 | m³ |  | 780.00 | 78000.00 | 400.00 | 40000.00 | 187.00 | 18700.00 | 180.00 | 18000.00 | 375.00 | 37500.00 | 229.90 | 22990.00 | 900.00 | 90000.00 | 255.00 | 25500.00 | 290.56 | 29056.00 | 18000.00 | TOLANI PROJECTS PVT LTD
935.00 | PLAIN & REINFORCED CEMENT CONCRETE: (REFER SPECIFICATION NO. 6-68-0004)
936.00 | PCC - Non FIM Items
937.00 | Providing and laying PLAIN CEMENT CONCRETE for all depths below and upto plinth level in foundations, drains, fillings, non-suspended floors, pavements & ramps or any other works etc. including shuttering, tamping, ramming, vibrating, curing etc. all as specified in any shape, position, thickness and finishing the top surface rough or smooth as specified and directed all complete for concrete of nominal mix 1:5:10 by mass (1 Cement: 5 Coarse Sand: 10 Crushed Stone Aggregates/Gravels) with 40mm and down size graded crushed stone aggregates/Gravels. ALL MATERIALS INCLUDING CEMENT SUPPLIED BY THE CONTRACTOR. | 515.00 | m³ |  | 7280.00 | 3749200.00 | 5900.00 | 3038500.00 | 7054.00 | 3632810.00 | 6600.00 | 3399000.00 | 3750.00 | 1931250.00 | 4702.50 | 2421787.50 | 4200.00 | 2163000.00 | 5032.00 | 2591480.00 | 5414.41 | 2788421.15 | 1931250.00 | PRATHAM EPC PROJECTS LTD
938.00 | Providing and laying PLAIN CEMENT CONCRETE for all depths below and upto plinth level in foundations, drains, fillings, non-suspended floors, pavements & ramps or any other works etc. including shuttering, tamping, ramming, vibrating, curing, etc. all as specified in any shape, position, thickness and finishing the top surface rough or smooth as specified and directed all complete for concrete grade M20 with 20mm and down size graded crushed stone aggregates/Gravels. ALL MATERIALS INCLUDING CEMENT SUPPLIED BY THE CONTRACTOR. | 160.00 | m³ |  | 6760.00 | 1081600.00 | 5900.00 | 944000.00 | 8362.00 | 1337920.00 | 7800.00 | 1248000.00 | 4500.00 | 720000.00 | 7524.00 | 1203840.00 | 4800.00 | 768000.00 | 5550.00 | 888000.00 | 6741.05 | 1078568.00 | 720000.00 | PRATHAM EPC PROJECTS LTD
939.00 | RCC Substrutures - Non FIM Items
940.00 | Providing and laying REINFORCED CEMENT CONCRETE OF M-20 GRADE with 20 mm and down size graded crushed stone aggregates/ gravel in SUB-STRUCTURE e.g. foundations, raft, beams, slabs, pile caps, retaining walls, dyke walls, jambs, counterforts, buttresses, pedestals, pipe sleepers, columns, suspended floors, staircases, landings, steps, brackets etc., including equipment/ machine foundations & pedestals viz. compressors, ID & FD fans, pumps, generators, crushers, mills, etc., (including single pour concreting as specified on the drawing), applying cement wash on concrete surface (wherever no other surface application is specified), providing pockets, openings, recesses, chamfering, etc., wherever required, vibrating, tamping, curing and rendering if required to give a smooth and even surface etc. (EXCLUDING THE COST OF REINFORCEMENT, SHUTTERING & SPECIFIED ADMIXTURES) for all depths below and upto plinth level in any shape, position and thickness etc. all complete as specified, shown and directed. ALL MATERIALS INCLUDING CEMENT SUPPLIED BY THE CONTRACTOR. | 50.00 | m³ |  | 11700.00 | 585000.00 | 5800.00 | 290000.00 | 10416.00 | 520800.00 | 9900.00 | 495000.00 | 4875.00 | 243750.00 | 7524.00 | 376200.00 | 5040.00 | 252000.00 | 6500.00 | 325000.00 | 7554.63 | 377731.50 | 243750.00 | PRATHAM EPC PROJECTS LTD
941.00 | Providing and laying REINFORCED CEMENT CONCRETE OF M-30 GRADE with 20 mm and down size graded crushed stone aggregates/ gravel in SUB-STRUCTURE e.g. foundations, raft, beams, slabs, pile caps, retaining walls, dyke walls, jambs, counterforts, buttresses, pedestals, pipe sleepers, columns, suspended floors, staircases, landings, steps, brackets etc., including equipment/ machine foundations & pedestals viz. compressors, ID & FD fans, pumps, generators, crushers, mills, etc., (including single pour concreting as specified on the drawing), applying cement wash on concrete surface (wherever no other surface application is specified), providing pockets, openings, recesses, chamfering, etc., wherever required, vibrating, tamping, curing and rendering if required to give a smooth and even surface etc. (EXCLUDING THE COST OF REINFORCEMENT, SHUTTERING & SPECIFIED ADMIXTURES) for all depths below and upto plinth level in any shape, position and thickness etc. all complete as specified, shown and directed. ALL MATERIALS INCLUDING CEMENT SUPPLIED BY THE CONTRACTOR. | 2765.00 | m³ |  | 11700.00 | 32350500.00 | 7500.00 | 20737500.00 | 9938.00 | 27478570.00 | 9250.00 | 25576250.00 | 5250.00 | 14516250.00 | 8360.00 | 23115400.00 | 7800.00 | 21567000.00 | 6900.00 | 19078500.00 | 6927.95 | 19155781.75 | 14516250.00 | PRATHAM EPC PROJECTS LTD
942.00 | Providing and laying REINFORCED CEMENT CONCRETE OF M-30 GRADE with 20 mm and down size graded crushed stone aggregates/ gravel in SUB-STRUCTURE e.g. trenches, culverts, manholes, pipe encasement, catchpits, drains, pits, etc., applying cement wash on concrete surface (wherever no other surface application is specified), providing pockets, openings, recesses, chamfering, etc., wherever required, vibrating, tamping, curing and rendering if required to give a smooth and even surface etc. (EXCLUDING THE COST OF REINFORCEMENT, SHUTTERING & SPECIFIED ADMIXTURES) for all depths below and upto plinth level in any shape, position and thickness etc. all complete as specified, shown and directed. ALL MATERIALS INCLUDING CEMENT SUPPLIED BY THE CONTRACTOR. | 20.00 | m³ |  | 11700.00 | 234000.00 | 7000.00 | 140000.00 | 11813.00 | 236260.00 | 11000.00 | 220000.00 | 5250.00 | 105000.00 | 8360.00 | 167200.00 | 7800.00 | 156000.00 | 7000.00 | 140000.00 | 8368.20 | 167364.00 | 105000.00 | PRATHAM EPC PROJECTS LTD
943.00 | RCC Superstructures - Non FIM Items
944.00 | Providing and laying REINFORCED CEMENT CONCRETE OF M-30 GRADE with 20 mm and down size graded crushed stone aggregates/ gravel in SUPER STRUCTURE in suspended floors, slabs, beams, columns, walls including counterforts, staircases, landings, steps, facias, fins, mouldings, gutters, shelves, window sills, canopies, lintels, girders, ducts, brackets, chajjas with drip moulds, pedestals, posts, struts, equipment/ machine foundations, ramps etc. (including single pour concreting as specified on the drawing), providing cement wash (wherever no other surface application is specified), providing pockets, openings, recesses, chamfering wherever required, vibrating, tamping, curing and rendering if required to give a smooth and even surface etc. (EXCLUDING THE COST OF REINFORCEMENT, SHUTTERING AND SPECIFIED ADMIXTURES) FOR ALL HEIGHTS UPTO & INCLUSIVE OF 20 m ABOVE PLINTH LEVEL in any shape, position, thickness etc. all complete as specified, shown and directed. ALL MATERIALS INCLUDING CEMENT SUPPLIED BY THE CONTRACTOR. | 250.00 | m³ |  | 12350.00 | 3087500.00 | 7500.00 | 1875000.00 | 9928.00 | 2482000.00 | 9500.00 | 2375000.00 | 5250.00 | 1312500.00 | 8360.00 | 2090000.00 | 8400.00 | 2100000.00 | 6550.00 | 1637500.00 | 8128.30 | 2032075.00 | 1312500.00 | PRATHAM EPC PROJECTS LTD
945.00 | RCC Flooring - Non FIM Items
946.00 | Providing and laying REINFORCED CEMENT CONCRETE OF M-30 GRADE with 20mm and down size graded crushed stone aggregates/ gravel in NON-SUSPENDED slabs/pavement slabs including pedestals, ramps etc. leaving pockets, laying in alternate panels to required slopes, all necessary form work and finishing the top surface rough or smooth, including cost of admixtures if used, providing pockets, openings, recesses, chamfering etc., wherever required, vibrating, tamping, curing and rendering if required to give a smooth and even surface etc. (excluding the Cost of Reinforcement and Shuttering) for all depths below and upto plinth level in any shape, position and thickness etc. all complete as specified, shown and directed. All materials including cement supplied by the contractor. | 10.00 | m³ |  | 12350.00 | 123500.00 | 7600.00 | 76000.00 | 9449.00 | 94490.00 | 9025.00 | 90250.00 | 5250.00 | 52500.00 | 78375.00 | 783750.00 | 8400.00 | 84000.00 | 6950.00 | 69500.00 | 9065.55 | 90655.50 | 52500.00 | PRATHAM EPC PROJECTS LTD
947.00 | Precast Elements - Non FIM Items
948.00 | Manufacturing, transporting, supplying and erecting in position Reinforced Cement Concrete PRECAST BOUNDARY WALL such as Precast RCC wall, column, beam etc. of M-30 grade with 20mm and down size graded crushed stone aggregates/ gravel, each unit upto and inclusive of 3000 kg. for all leads, levels, shapes and thickness including all Moulds, shuttering and centering, vibrating, tamping, curing, chamfering wherever required, providing lifting hooks, GI pipe sleeves for lifting panels, metal inserts, making holes, pockets, (only M.S. inserts to be measured & paid separately) transporting to site, erecting, levelling, aligning and fixing in position with cement mortar 1:3 (Cement : 3 Coarse Sand), breaking bricks and/ or concrete surfaces and making good the same etc. as per AFC drawing, all complete (excluding the Cost of Reinforcement) and as directed. All materials including cement supplied by the contractor. | 1195.00 | m³ |  | 16900.00 | 20195500.00 | 8000.00 | 9560000.00 | 9716.00 | 11610620.00 | 9000.00 | 10755000.00 | 5250.00 | 6273750.00 | 10450.00 | 12487750.00 | 7800.00 | 9321000.00 | 8000.00 | 9560000.00 | 7917.66 | 9461603.70 | 6273750.00 | PRATHAM EPC PROJECTS LTD
949.00 | Manufacturing, transporting, supplying and erecting in position Reinforced Cement Concrete PRECAST ELEMENTS such as columns, beams, cover slabs, lintels, louvers, fins, shelves etc. of M-30 grade with 20mm and down size graded crushed stone aggregates/gravel, each unit upto and inclusive of 500 kg. for all leads, levels, shapes and thickness including all moulds, shuttering and centering, vibrating, tamping, curing, chamfering wherever required, finishing the top surface with cement mortar 1:3 ( 1 Cement : 3 Sand) to give a smooth and even surface, or non skid finish as specified, providing lifting hooks, metal inserts, making holes pockets, (only M.S. inserts to be measured & paid separately) transporting to site, erecting, levelling, aligning and fixing in position with cement mortar 1:3 ( Cement : 3 Coarse Sand), breaking bricks and/or concrete surfaces and making good the same etc. all complete (excluding the Cost of Reinforcement ) and as directed. All materials including cement supplied by the contractor. | 150.00 | m³ |  | 18200.00 | 2730000.00 | 14000.00 | 2100000.00 | 11351.00 | 1702650.00 | 11000.00 | 1650000.00 | 5250.00 | 787500.00 | 10450.00 | 1567500.00 | 8400.00 | 1260000.00 | 8250.00 | 1237500.00 | 11622.50 | 1743375.00 | 787500.00 | PRATHAM EPC PROJECTS LTD
950.00 | Manufacturing, transporting, supplying and erecting in position Reinforced Cement Concrete PRECAST ELEMENTS such as manholes, catch-basins, pits, pipe sleepers, box-culverts, drains, trenches, footing slab etc. of M-30 grade with 20 mm and down size graded crushed stone aggregates/ gravel, each unit upto and inclusive of 5000 kg. for all leads, levels below plinth, shapes and thickness including all moulds, shuttering and centering, vibrating, tamping, curing, chamfering wherever required, providing lifting hooks, metal inserts, making holes, pockets, (only M.S. inserts to be measured & paid separately) transporting to site, erecting, levelling, aligning and fixing in position with cement mortar 1:3 (Cement : 3 Coarse Sand), breaking bricks and/ or concrete surfaces and making good the same etc. all complete (excluding the Cost of Reinforcement) and as directed. All materials including cement supplied by the contractor. | 20.00 | m³ |  | 19500.00 | 390000.00 | 14000.00 | 280000.00 | 12560.00 | 251200.00 | 12000.00 | 240000.00 | 56250.00 | 1125000.00 | 8360.00 | 167200.00 | 8400.00 | 168000.00 | 8350.00 | 167000.00 | 13947.00 | 278940.00 | 167000.00 | AMPSEPC PVT LTD
951.00 | HYD Bars / MS Bars - Non FIM Items
952.00 | "Supplying and placing in position HIGH YEILD-STRENGTH DEFORMED STEEL BARS REINFORCEMENT of Grade Fe550 (D) conforming to IS:1786, for RCC work including transporting the Steel, straightening, cleaning, decoiling, cutting, bending to required shapes and lengths as per details, binding with 18 SWG black soft annealed binding wire at every intersection, supplying and placing with proper cover blocks, supports, chairs, overlaps, welding, spacers, fanhooks etc. for all heights and depths etc. all complete as directed. SUPPLY OF ALL MATERIAL IN CONTRACTOR'S SCOPE. " | 735.00 | MT |  | 117000.00 | 85995000.00 | 60000.00 | 44100000.00 | 87000.00 | 63945000.00 | 82000.00 | 60270000.00 | 10000.00 | 7350000.00 | 73150.00 | 53765250.00 | 86400.00 | 63504000.00 | 81550.00 | 59939250.00 | 82314.21 | 60500944.35 | 7350000.00 | PRATHAM EPC PROJECTS LTD
953.00 | Centering and Shuttering - Non FIM Items
954.00 | Providing and fixing CENTERING AND SHUTTERING in foundations, footings,raft beams, slabs, pile caps, retaining walls, jambs, counter-forts, buttresses, trenches, equipment/machine foundations, pedestals, abutments, pipe sleepers, columns, plinth beams, lintels, suspended slabs, beams, staircases, landings, steps, non-circular tunnels/bunkers/ silos/ shafts/ hoppers/liquid storage structures etc. for all depths below and upto & inclusive of plinth level including shuttering for single pour concreting, strutting, bracing, propping etc., keeping the same in position during concreting and removal of the same after specified period etc. for Straight/ Inclined Shuttering, keeping necessary provision for inserts, projecting dowels, anchor bolts or any other fixture etc. all complete and as specified and directed. | 9500.00 | m² |  | 780.00 | 7410000.00 | 600.00 | 5700000.00 | 473.00 | 4493500.00 | 450.00 | 4275000.00 | 487.00 | 4626500.00 | 470.25 | 4467375.00 | 540.00 | 5130000.00 | 485.00 | 4607500.00 | 439.37 | 4174015.00 | 4174015.00 | KEC Spur Infrastructure Pvt. Ltd.
955.00 | Providing and fixing CENTERING AND SHUTTERING in superstrctures in retaining walls, jambs, counter-forts, buttresses, equipment/ machine foundations, abutments,columns, lintels, suspended slabs, beams, staircases, landings, steps, non-circular tunnels/ bunkers/ silos/ shafts/ hoppers/ liquid storage structures etc. for all heights above plinth level including shuttering for single pour concreting, strutting, bracing, propping etc., keeping the same in position during concreting and removal of the same after specified period etc. for Straight/ Inclined Shuttering, keeping necessary provision for inserts, projecting dowels, anchor bolts or any other fixture etc. all complete and as specified and directed. | 150.00 | m² |  | 975.00 | 146250.00 | 750.00 | 112500.00 | 496.00 | 74400.00 | 475.00 | 71250.00 | 375.00 | 56250.00 | 522.50 | 78375.00 | 600.00 | 90000.00 | 525.00 | 78750.00 | 534.64 | 80196.00 | 56250.00 | PRATHAM EPC PROJECTS LTD
956.00 | Fixing Re-bars in already cast concrete - Non FIM Items
957.00 | Designing, supplying and fixing rebars in already cast concrete, including drilling, cleaning hole with air blow-out & wire-brush and injecting odourless Chemical of approved make, packed in dual foil, with the help of dispenser into a hole of diameter and depth as per manufacture specification, at all levels & locations for high strength deformed steel reinforcement bars of dia. 16 mm & 20 mm of Grade Fe550D (conforming to IS:1786), DESIGNED FOR FULL TENSILE ANCHORAGE, including testing (as per manufacturer's recommendations), adjusting and making good any damage done to the structure etc. all complete as specified and directed. SUPPLY OF ALL MATERIAL IN CONTRACTOR'S SCOPE EXCLUDING REINFORCEMENT BARS. | 50.00 | each |  | 3640.00 | 182000.00 | 400.00 | 20000.00 | 2368.00 | 118400.00 | 2200.00 | 110000.00 | 425.00 | 21250.00 | 522.50 | 26125.00 | 1200.00 | 60000.00 | 4500.00 | 225000.00 | 1162.25 | 58112.50 | 20000.00 | JSIW INFRASTRUCTURE PRIVATE LIMITED
958.00 | CONCRETE FOR LIQUID RETAINING/LEAK PROOF STRUCTURES (REFER SPECIFICATION NO.6-68-0005
959.00 | RCC - Non FIM Items
960.00 | Providing and laying Leak Proof Reinforced Cement Concrete of GRADE M-30 (minimum Cement content shall be as per EIL Specifications) with 20 mm and down size graded crushed stone aggregates/ gravel at all positions and in any shape and thickness, in SUB-STRUCTURE, leaving pockets, recesses, vibrating, tamping, curing, testing (for leak-proofness) and rendering (if required to give smooth and even surface) in foundations, walls , beams, buttresses, columns, piers, slabs, tunnels, basements, storage bins, reservoirs etc. including cement wash (if no other surface application is specified) but excluding the cost of Reinforcement, Shuttering and specified admixtures, all complete as specified and directed. ALL MATERIALS INCLUDING CEMENT SUPPLIED BY CONTRACTOR. | 5.00 | m³ |  | 11960.00 | 59800.00 | 7500.00 | 37500.00 | 10895.00 | 54475.00 | 10450.00 | 52250.00 | 15000.00 | 75000.00 | 8360.00 | 41800.00 | 15000.00 | 75000.00 | 5925.00 | 29625.00 | 9298.00 | 46490.00 | 29625.00 | AMPSEPC PVT LTD
961.00 | Water Proofing Comp. - Non FIM Items
962.00 | Supplying and mixing of approved brand of integral WATER PROOFING COMPOUND in cement concrete, cement mortar etc. as per manufacturer's specifications or 1% by weight of cement (whichever is minimum), to make it leak proof/ water tight etc. all complete as specified and directed. | 30.00 | kg |  | 2210.00 | 66300.00 | 70.00 | 2100.00 | 135.00 | 4050.00 | 125.00 | 3750.00 | 337.00 | 10110.00 | 73.15 | 2194.50 | 420.00 | 12600.00 | 155.00 | 4650.00 | 58.11 | 1743.30 | 1743.30 | KEC Spur Infrastructure Pvt. Ltd.
963.00 | PVC Water bars - Non FIM Items
964.00 | Supplying and fixing in position 230mm wide x 5mm thick approved PVC WATER STOPS as per manufacturer's specifications in R.C.C. Structures including cutting, fixing, jointing by vulcanising etc. all complete as shown specified and directed. | 30.00 | m |  | 780.00 | 23400.00 | 350.00 | 10500.00 | 947.00 | 28410.00 | 900.00 | 27000.00 | 300.00 | 9000.00 | 229.90 | 6897.00 | 138.00 | 4140.00 | 525.00 | 15750.00 | 209.21 | 6276.30 | 4140.00 | Ace Pipeline Contracts Pvt Ltd
965.00 | STRUCTURAL STEEL WORKS SPEC NO. 6-68-0006
966.00 | General Steel Works - Non FIM Items
967.00 | Supplying, transporting, storing, fabricating & erecting in position and testing/ examining bolted and/ or welded STRUCTURAL STEEL WORKS of Grade E250A / E250BR / E250B0 (confirming to per IS:2062) at all locations and levels UPTO & INCLUSIVE OF 20 m ABOVE HPP/ FGL, including all builtup sections/ compound sections made out of rolled sections and/or plates/ bent plates in all types of structural frameworks, floor beams, stairs, or any other structural items or accessories to support equipments, piping, conveyor galleries, towers, masts, etc., but excluding silos, bunkers, hoppers, etc., cutting to required size, straightening/ bending if required, edge preparation, cleaning, preheating, bolting/ welding of joints, (including sealing the joints of box sections with continuous welding and plugging any open ends & holes of box sections), finishing edges by grinding, fixing in line and level with temporary staging & bracing and removal of the same after erection, grouting with Ordinary Grout or premix free flow Nonshrink Grout as specified, including preparation and submission of detailed fabrication drawings, preparing the surface for painting (SSPC-SP-10) and applying pre-erection/ shop primer (1 coat of F-9 @ 65-75 micron DFT) as per EIL Specification No. 6-79-0020 (or as per Job Specification, wherever applicable) after fabrication etc., all complete. SUPPLY OF ALL MATERIAL IN CONTRACTOR'S SCOPE. | 21.00 | MT |  | 156000.00 | 3276000.00 | 130000.00 | 2730000.00 | 145703.00 | 3059763.00 | 135000.00 | 2835000.00 | 93750.00 | 1968750.00 | 94050.00 | 1975050.00 | 102018.00 | 2142378.00 | 100000.00 | 2100000.00 | 130890.05 | 2748691.05 | 1968750.00 | PRATHAM EPC PROJECTS LTD
968.00 | Supplying, transporting, storing, fabricating & erecting in position and testing/ examining bolted and/ or welded STRUCTURAL STEEL WORKS of Grade E350BR / E350B0 (conforming to IS:2062) at all locations and levels UPTO & INCLUSIVE OF 20 m ABOVE HPP/ FGL, including all builtup sections/ compound sections made out of rolled sections and/ or plates/ bent plates in all types of structural frameworks, floor beams, stairs, or any other structural items or accessories to support equipments, piping, conveyor galleries, towers, masts, etc., but excluding silos, bunkers, hoppers, etc., cutting to required size, straightening/ bending if required, edge preparation, cleaning, preheating, bolting/ welding of joints, (including sealing the joints of box sections with continuous welding and plugging any open ends & holes of box sections), finishing edges by grinding, fixing in line and level with temporary staging & bracing and removal of the same after erection, grouting with Ordinary Grout or premix free flow Nonshrink Grout as specified, including preparation and submission of detailed fabrication drawings, preparing the surface for painting (SSPC-SP-10) and applying pre-erection/ shop primer (1 coat of F-9 @ 65-75 micron DFT) as per EIL Specification No. 6-79-0020 (or as per Job Specification, wherever applicable) after fabrication etc., all complete. SUPPLY OF ALL MATERIAL IN CONTRACTOR'S SCOPE. | 25.00 | MT |  | 156000.00 | 3900000.00 | 130000.00 | 3250000.00 | 170947.00 | 4273675.00 | 162000.00 | 4050000.00 | 93750.00 | 2343750.00 | 99275.00 | 2481875.00 | 45192.00 | 1129800.00 | 100000.00 | 2500000.00 | 127847.51 | 3196187.75 | 1129800.00 | Ace Pipeline Contracts Pvt Ltd
969.00 | Supplying, transporting, storing, fabricating & erecting in position and testing/ examining bolted/ self-drilling screws and/ or welded LIGHT GAUGE STEEL FRAMING SYSTEM (LGSF) WORKS for Repeater Building of Grade YST310 or above (conforming to IS:15961) at all locations and levels UPTO & INCLUSIVE OF 20 m ABOVE HPP/ FGL, including all built-up sections/ compound sections made out of plates/ bent plates/light gauge steel plates in all types of structural frameworks, floor beams, columns, roof, stairs, or any other structural items or accessories to support & including equipment’s, piping, ducts, solar panel supporting structures, electrical fittings, plumbing items, fire water network, HVAC units, panels, storages etc., cutting to required size, straightening/ bending if required, edge preparation, cleaning, preheating, bolting/ welding of joints, (including sealing the joints of box sections with continuous welding and plugging any open ends & holes of box sections), finishing edges by grinding, fixing in line and level with temporary staging & bracing, scaffolding and removal of the same after erection, grouting with Ordinary Grout or premix free flow Non-shrink Grout as specified if required, including preparation and submission of detailed fabrication drawings, preparing the surface for painting and applying pre-erection/ shop primer as per EIL Specification No. 6-79-0020 (or as per Job Specification, wherever applicable) after fabrication etc., and Supplying, transporting, storing, fabricating & erecting in position and testing/ examining of piping, ducts, electrical fittings, plumbing items, fire water network, HVAC units, panels, storages/architectural items etc. including bolted/ self-drilling screws and/ or welded of external and internal cladding sandwiched with rockwool insulation at all locations and levels UPTO & INCLUSIVE OF 20 m ABOVE HPP/ FGL including painting of inside the building and outside the building along with the doors, windows, ventilator, exhaust, false ceiling, false flooring (if required) including sealing the joints between the all panels against leak & dust and providing RCC roof above the LIGHT GAUGE STEEL FRAMING SYSTEM (LGSF) structure including provision for supporting the solar panel supporting structure, staircase entrance, parapet walls including water proofing of roof etc. All complete as per the EIL Job Specification No. C007-000-83-43-SP-9510 attached elsewhere in the tender document. SUPPLY OF ALL MATERIAL IN CONTRACTOR'S SCOPE. | 450.00 | m² |  | 25350.00 | 11407500.00 | 23000.00 | 10350000.00 | 3182.00 | 1431900.00 | 3330.00 | 1498500.00 | 37000.00 | 16650000.00 | 15675.00 | 7053750.00 | 47129.00 | 21208050.00 | 1150.00 | 517500.00 | 4067.88 | 1830546.00 | 517500.00 | AMPSEPC PVT LTD
970.00 | Supplying, transporting, storing, fabricating & erecting in position and testing/ examining bolted/ self-drilling screws and/ or welded LIGHT GAUGE STEEL FRAMING SYSTEM (LGSF) WORKS for Electrical Building of Grade YST310 or above (conforming to IS:15961) at all locations and levels UPTO & INCLUSIVE OF 20 m ABOVE HPP/ FGL, including all built-up sections/ compound sections made out of plates/ bent plates/light gauge steel plates in all types of structural frameworks, floor beams, columns, roof, stairs, or any other structural items or accessories to support & including equipment’s, piping, ducts, solar panel supporting structures, electrical fittings, plumbing items, fire water network, panels, storages etc., cutting to required size, straightening/ bending if required, edge preparation, cleaning, preheating, bolting/ welding of joints, (including sealing the joints of box sections with continuous welding and plugging any open ends & holes of box sections), finishing edges by grinding, fixing in line and level with temporary staging & bracing, scaffolding and removal of the same after erection, grouting with Ordinary Grout or premix free flow Non-shrink Grout as specified if required, including preparation and submission of detailed fabrication drawings, preparing the surface for painting and applying pre-erection/ shop primer as per EIL Specification No. 6-79-0020 (or as per Job Specification, wherever applicable) after fabrication etc., and Supplying, transporting, storing, fabricating & erecting in position and testing/ examining of piping, ducts, electrical fittings, plumbing items, fire water network, panels, storages/architectural items etc. including bolted/ self-drilling screws and/ or welded of external and internal cladding sandwiched with rockwool insulation at all locations and levels UPTO & INCLUSIVE OF 20 m ABOVE HPP/ FGL including painting of inside the building and outside the building along with the doors, windows, ventilator, exhaust, false ceiling, false flooring (if required) including sealing the joints between the all panels against leak & dust and providing RCC roof above the LIGHT GAUGE STEEL FRAMING SYSTEM (LGSF) structure including provision for supporting the solar panel supporting structure, staircase entrance, parapet walls including water proofing of roof etc. All complete as per the EIL Job Specification No. C007-000-83-43-SP-9510 attached elsewhere in the tender document. SUPPLY OF ALL MATERIAL IN CONTRACTOR'S SCOPE. | 650.00 | sqm |  | 39000.00 | 25350000.00 | 23000.00 | 14950000.00 | 3153.00 | 2049450.00 | 3330.00 | 2164500.00 | 37000.00 | 24050000.00 | 20900.00 | 13585000.00 | 138000.00 | 89700000.00 | 1250.00 | 812500.00 | 3486.75 | 2266387.50 | 812500.00 | AMPSEPC PVT LTD
971.00 | Painting - Non FIM Items
972.00 | Supplying and applying COATING (Post-erection/ Field) of approved quality and shade as per Sl. No. 9.2 of Table 9.0 of EIL Specification No. 6-79-0020 (or as per Job Specifications, wherever applicable) over the coat of shop primer already applied, including storage, surface preparation, degreasing, cleaning, drying, providing necessary arrangement for access, testing etc. including touching up of shop primer coat as per Sl. No. 7.2.1 of Table 7.2 of EIL Specification No. 6-79-0020 (or as per Job Specifications, wherever applicable), for steel structures (excluding ladders, spiral stairways & hand rails) at all location & levels, all complete as specified, for OFFSITE (INLAND) areas considering environment classification as INDUSTRIAL. SUPPLY OF ALL MATERIAL IN CONTRACTOR'S SCOPE.(Unit rate based on Structural steel weight). | 46.00 | MT |  | 156000.00 | 7176000.00 | 145000.00 | 6670000.00 | 10540.00 | 484840.00 | 10800.00 | 496800.00 | 93750.00 | 4312500.00 | 10450.00 | 480700.00 | 48000.00 | 2208000.00 | 17500.00 | 805000.00 | 18014.88 | 828684.48 | 480700.00 | M/s. Megha Engineering and Infrastructures Ltd
973.00 | Supplying and applying COATING (Post-erection/ Field) of approved quality and shade as per Sl. No. 8.1 of Table 8.0 of EIL Specification No. 6-79-0020 (or as per Job Specifications, wherever applicable) for painting over the coat of shop primer & galvanisation already applied, including storage, surface preparation, degreasing, cleaning, drying, providing necessary arrangement for access, testing etc. including touching up of shop primer coat, for LADDERS, SPIRAL STAIRWAYS & HAND RAILS at all location & levels, all complete as specified. SUPPLY OF ALL MATERIAL IN CONTRACTOR'S SCOPE. (Unit rate based on weight of steel). | 10.00 | MT |  | 19500.00 | 195000.00 | 145000.00 | 1450000.00 | 13064.00 | 130640.00 | 13500.00 | 135000.00 | 93750.00 | 937500.00 | 10450.00 | 104500.00 | 48000.00 | 480000.00 | 16500.00 | 165000.00 | 20920.50 | 209205.00 | 104500.00 | M/s. Megha Engineering and Infrastructures Ltd
974.00 | MISCELLANEOUS STEEL WORKS SPECIFICATIONS NO. 6-68-0008
975.00 | Anchor Bolts - Non FIM Items
976.00 | Supplying, fabricating, fixing and keeping in position at all levels and locations THREADED ANCHOR BOLTS of all diameters and nomenclature including nuts, washers, anchor plates, pipe sleeves etc. in foundations, columns, pedestals, slabs, beams, walls etc. or any other place as directed including handling & transporting, straightening if required, turning from relevant size M.S. rounds to required diameter, threading, welding, providing necessary templates and auxiliary dummy structures, if any, necessary tying and welding with reinforcement, adjustment of shuttering & reinforcement/any other fixture, greasing exposed metal surfaces, covering bolts and packing the sleeves with jute cloth etc. all complete as specified and directed.(SUPPLY OF ALL MATERIALS IN CONTRACTOR'S SCOPE). | 5.00 | MT |  | 195000.00 | 975000.00 | 145000.00 | 725000.00 | 128986.00 | 644930.00 | 135000.00 | 675000.00 | 93750.00 | 468750.00 | 125400.00 | 627000.00 | 102000.00 | 510000.00 | 100000.00 | 500000.00 | 127847.51 | 639237.55 | 468750.00 | PRATHAM EPC PROJECTS LTD
977.00 | MS Metal Inserts - Non FIM Items
978.00 | Supplying, transporting, storing, fabricating and fixing in position M.S. METAL INSERT (with lugs) of any shape made out of flats, plates, rolled sections, pipes etc. providing necessary templates, staging, cutting, straightening, if required, bolting, welding as required and embedding in position on both Plain and Reinforced Cement concrete members inclusive of adjusting shuttering & reinforcement/ any other fixture, welding where necessary, tying and holding to correct level, line and position, any auxiliary dummy structures to support the heavy inserts, painting exposed surfaces with a coat of primer as per EIL Specification No. 6-79-0020 (or as per Job Specification wherever applicable), etc. all complete for all depths and heights as specified and directed. (SUPPLY OF ALL MATERIALS IN CONTRACTOR'S SCOPE). | 8.00 | MT |  | 117000.00 | 936000.00 | 120000.00 | 960000.00 | 113843.00 | 910744.00 | 117000.00 | 936000.00 | 93750.00 | 750000.00 | 78375.00 | 627000.00 | 102000.00 | 816000.00 | 100000.00 | 800000.00 | 127847.51 | 1022780.08 | 627000.00 | M/s. Megha Engineering and Infrastructures Ltd
979.00 | GI Pipe Sleeves - Non FIM Items
980.00 | Supplying, fabricating and fixing in position G.I. PIPE SLEEVES of all diameters including providing necessary staging, cutting, straightening if required, bolting, welding as required and embedding in position on both Plain and Reinforced Cement concrete members inclusive of adjusting shuttering & reinforcement/any other fixture, welding where necessary, tying and holding to correct level, line and position, any auxiliary dummy structures to support heavy sleeves etc. all complete for all depths and heights as specified and directed. | 1.00 | MT |  | 175500.00 | 175500.00 | 125000.00 | 125000.00 | 137342.00 | 137342.00 | 144000.00 | 144000.00 | 93750.00 | 93750.00 | 104500.00 | 104500.00 | 102000.00 | 102000.00 | 100000.00 | 100000.00 | 174337.52 | 174337.52 | 93750.00 | PRATHAM EPC PROJECTS LTD
981.00 | MS Chequered Plates - Non FIM Items
982.00 | Supplying, fabricating and erecting in position at all levels and locations bolted, screwed and/or welded M.S. CHEQUERED PLATES of any thickness in walkways, platforms, stair treads, any other place as directed etc. including cutting to required size, shape, making holes, notches, openings of required size, nosing, straightening if required, making the edges smooth, removing the burrs, fixing, welding, preparation and submission of fabrication drawings and preparing the surfaces for painting and applying shop primer as per EIL Specification No. 6-79-0020 (or Job Specification, wherever applicable) after fabrication etc. all complete as specified and directed. (SUPPLY OF ALL MATERIALS IN CONTRACTOR'S SCOPE). | 1.00 | MT |  | 143000.00 | 143000.00 | 130000.00 | 130000.00 | 117356.00 | 117356.00 | 121500.00 | 121500.00 | 93750.00 | 93750.00 | 109725.00 | 109725.00 | 102000.00 | 102000.00 | 100000.00 | 100000.00 | 127847.51 | 127847.51 | 93750.00 | PRATHAM EPC PROJECTS LTD
983.00 | MS Grating Cat. A,B - Non FIM Items
984.00 | Supplying, fabricating and erecting in position at all levels and locations ELECTROFORGED GRATING purchased from approved manufacturer conforming to EIL Standard No. 7-68-0697 in walkways, platforms, stair treads etc. including cutting to required size, shape, making holes, notches, openings of required size, nosing, straightening if required, making the edges smooth, removing the burrs, fabricating clamps, fixing, tack welding, preparation and submission of fabrication drawings and preparing the surfaces for painting and applying pre-erection/ shop primer as per Job Specification after fabrication etc. all complete as specified and directed (SUPPLY OF ALL MATERIALS IN CONTRACTOR'S SCOPE). | 20.00 | MT |  | 201500.00 | 4030000.00 | 140000.00 | 2800000.00 | 129735.00 | 2594700.00 | 135000.00 | 2700000.00 | 93750.00 | 1875000.00 | 130625.00 | 2612500.00 | 108000.00 | 2160000.00 | 100000.00 | 2000000.00 | 139470.01 | 2789400.20 | 1875000.00 | PRATHAM EPC PROJECTS LTD
985.00 | MS Rungs - Non FIM Items
986.00 | Supplying, fabricating, fixing and keeping in position M.S. RUNGS in R.C.C. works at all depths and heights including handling, transporting the steel to site workshop and site of work, straightening, if required, cutting, bending to shape, necessary tying and welding with reinforcement, adjustment of shuttering, cleaning, surface preparation, shop primer as per EIL Spec. 6-79-0020 (or Job Specification, wherever applicable) and two coats of anticorrosive paint of approved quality on the exposed portion of rungs etc. all complete as specified and directed (SUPPLY OF ALL MATERIALS IN CONTRACTOR'S SCOPE). | 25.00 | kg |  | 104.00 | 2600.00 | 120.00 | 3000.00 | 129.00 | 3225.00 | 135.00 | 3375.00 | 375.00 | 9375.00 | 83600.00 | 2090000.00 | 84.00 | 2100.00 | 110.00 | 2750.00 | 87.17 | 2179.25 | 2100.00 | Ace Pipeline Contracts Pvt Ltd
987.00 | Hand Railing 1000mm - Non FIM Items
988.00 | Supplying, fabricating and fixing in position at all locations 1000mm high INCLINED HAND RAILING (for staircases) consisting of top rail, mid rail and vertical posts (Maximum spacing 1500mm c/c) with 32mm nominal diameter medium grade M.S. Tubes conforming to IS:1239 including straightening if required, cutting, bending, welding, bolting, grouting with ordinary grout, cleaning, surface preparation, hot-dip galvanising (80-85 micron as per IS:4759, IS:2629, IS: 4736, IS:2633), shop primer (1 coat of P6 of 40 micron) as per Sl. No. 8.1 of Table 8.0 of EIL SPEC. 6-79-0020 (or as per Job Specification, wherever applicable), preparation and submission of fabrication drawings etc. all complete as specified, shown and directed. (SUPPLY OF ALL MATERIALS IN CONTRACTOR'S SCOPE). (Complete handrail work shall be measured as length of top rail only and not length of each element fixed). | 25.00 | m |  | 3640.00 | 91000.00 | 1800.00 | 45000.00 | 2708.00 | 67700.00 | 2880.00 | 72000.00 | 1500.00 | 37500.00 | 2299.00 | 57475.00 | 1200.00 | 30000.00 | 2350.00 | 58750.00 | 2324.50 | 58112.50 | 30000.00 | Ace Pipeline Contracts Pvt Ltd
989.00 | Supplying, fabricating and fixing in position at all locations 1000mm high HORIZONTAL HAND RAILING (for platforms, walkways, etc. or any other location as directed) consisting of top rail, mid rail and vertical posts (Maximum spacing 1500mm c/c) with 32mm nominal diameter medium grade MS Tubes conforming to IS:1239 and 100x5 MS Toe Plate confirming to IS:2062 (Grade A/B), including straightening if required, cutting, bending, welding, bolting, grouting with ordinary grout, cleaning, surface preparation, hot-dip galvanising (80-85 micron as per IS:4759, IS:2629, IS: 4736, IS:2633), shop primer (1 coat of P6 of 40 micron) as per Sl. No. 8.1 of Table 8.0 of EIL SPEC. 6-79-0020 (or as per Job Specification, wherever applicable), preparation and submission of fabrication drawings etc. all complete as specified, shown and directed. (SUPPLY OF ALL MATERIALS IN CONTRACTOR'S SCOPE). (Complete handrail work shall be measured as length of top rail only and not length of each element fixed). | 50.00 | m |  | 1560.00 | 78000.00 | 1800.00 | 90000.00 | 2753.00 | 137650.00 | 2880.00 | 144000.00 | 1500.00 | 75000.00 | 2299.00 | 114950.00 | 1440.00 | 72000.00 | 1850.00 | 92500.00 | 2324.50 | 116225.00 | 72000.00 | Ace Pipeline Contracts Pvt Ltd
990.00 | Chemical Anchor Fastner
991.00 | "Supplying, handling, transporting to site of work and fixing approved CHEMICAL ANCHOR FASTENERS consisting of M.S. threaded rod of Grade 5.8, GALVANIZED with minimum thickness of 5 microns and chemical (approved for use in cracked concrete), packed in flexible chemical foil or dual foil type, to be used with the help of dispenser, of 16mm dia. at specified positions on concrete floors, roofs, beams (sides and bottom), walls, columns etc. according to manufacturer's specifications including all accessories like nuts, washers etc. of required size., testing, necessary scaffolding, drilling of the holes in concrete surface with electric drill, cleaning of holes with air blowout & wire-brush and making good any damage done to the structure etc. all complete for all heights, depths and locations as specified and directed. Supply of chemical anchor fastners in Contractor's scope. | 10.00 | each |  | 655.00 | 6550.00 | 350.00 | 3500.00 | 2351.00 | 23510.00 | 2430.00 | 24300.00 | 750.00 | 7500.00 | 250.80 | 2508.00 | 2400.00 | 24000.00 | 920.00 | 9200.00 | 1627.15 | 16271.50 | 2508.00 | M/s. Megha Engineering and Infrastructures Ltd
992.00 | BRICK MASONRY (REFER SPECIFICATION NO.6-68-0009)
993.00 | CLASS 5.0 at all depths -Non FIM Items
994.00 | Providing and laying BRICK MASONRY WITH BRICKS OF CLASS 5.0 in cement mortar 1:6 (1 Cement : 6 Sand) in one or more brick thickness and in any shape (excluding circular/curved brick masonry) at all depths below plinth level including the cost of materials, labour, scaffolding/ staging, sampling & testing, soaking of bricks, cutting and laying of bricks, providing recesses, making openings of any shape & size, finishing the joints flush below ground level and raking out the joints above ground level, sealing the gap between masonry and soffit of beam/slab, embedding the fittings & fixtures, curing, etc. all complete as per specifications. ALL MATERIALS INCLUDING CEMENT SUPPLIED BY THE CONTRACTOR. | 50.00 | m³ |  | 9750.00 | 487500.00 | 6800.00 | 340000.00 | 8961.00 | 448050.00 | 9500.00 | 475000.00 | 4125.00 | 206250.00 | 7837.50 | 391875.00 | 9600.00 | 480000.00 | 7121.00 | 356050.00 | 6392.38 | 319619.00 | 206250.00 | PRATHAM EPC PROJECTS LTD
995.00 | Providing and laying BRICK MASONRY WITH BRICKS OF CLASS 5.0 in cement mortar 1:6 (1 Cement : 6 Sand) in one or more brick thickness and in any shape (excluding circular/curved brick masonry) at all heights above plinth level including the cost of materials, labour, scaffolding/ staging, sampling & testing, soaking of bricks, cutting and laying of bricks, providing recesses, making openings of any shape & size, finishing the joints flush below ground level and raking out the joints above ground level, sealing the gap between masonry and soffit of beam/slab, embedding the fittings & fixtures, curing, etc. all complete as per specifications. ALL MATERIALS INCLUDING CEMENT SUPPLIED BY THE CONTRACTOR. | 250.00 | m³ |  | 10660.00 | 2665000.00 | 6800.00 | 1700000.00 | 9041.00 | 2260250.00 | 9500.00 | 2375000.00 | 4125.00 | 1031250.00 | 7837.50 | 1959375.00 | 10200.00 | 2550000.00 | 6950.00 | 1737500.00 | 6741.05 | 1685262.50 | 1031250.00 | PRATHAM EPC PROJECTS LTD
996.00 | DEMOLISHING AND DISMANTLING (REFER SPEC NO. 6-68-0012)
997.00 | Brickwork - Non FIM Items
998.00 | Demolishing BRICKWORK (taking all necessary safety precautions) for all depths below plinth level including supply of all tools and tackles, necessary scaffolding, propping, underpinning, cleaning and stacking of serviceable material, disposal of unserviceable material to spoil heaps ANYWHERE OUTSIDE the plant boundary, all complete as specified and directed. Disposal areas outside plant Boundary to be arranged by the contractor. Royalty as applicable for disposal outside plant limits to be borne by the Contractor. (Excavation & backfilling shall be paid separately under relevant items). | 15.00 | m³ |  | 3640.00 | 54600.00 | 2200.00 | 33000.00 | 2567.00 | 38505.00 | 2700.00 | 40500.00 | 4125.00 | 61875.00 | 1567.50 | 23512.50 | 1200.00 | 18000.00 | 985.00 | 14775.00 | 1162.25 | 17433.75 | 14775.00 | AMPSEPC PVT LTD
999.00 | Demolishing BRICKWORK (taking all necessary safety precautions) for all heights above plinth level including supply of all tools and tackles, necessary scaffolding, propping, underpinning, cleaning and stacking of serviceable material, disposal of unserviceable material to spoil heaps ANYWHERE OUTSIDE the plant boundary, all complete as specified and directed. Disposal areas outside plant Boundary to be arranged by the contractor. Royalty as applicable for disposal outside plant limits to be borne by the Contractor. | 15.00 | m³ |  | 3250.00 | 48750.00 | 2200.00 | 33000.00 | 4239.00 | 63585.00 | 4500.00 | 67500.00 | 4125.00 | 61875.00 | 1567.50 | 23512.50 | 1440.00 | 21600.00 | 1150.00 | 17250.00 | 1162.25 | 17433.75 | 17250.00 | AMPSEPC PVT LTD
1000.00 | RCC - Non FIM Items
1001.00 | Demolishing RCC WORK (taking all necessary safety precautions) for all heights above plinth level including supply of all tools & tackles, necessary scaffolding, propping, underpinning etc., cutting, straightening, scraping and cleaning of reinforcement bars, stacking of serviceable materials, disposal of unserviceable material to spoil heaps ANYWHERE OUTSIDE THE PLANT BOUNDARY, all complete as specified and directed by OWNER/ Engineer in-charge. Disposal areas outside plant Boundary to be arranged by the contractor. Royalty as applicable for disposal outside plant limits to be borne by the Contractor. (Excavation & backfilling shall be paid separately under relevant items). | 15.00 | m³ |  | 4550.00 | 68250.00 | 3200.00 | 48000.00 | 3877.00 | 58155.00 | 4050.00 | 60750.00 | 1125.00 | 16875.00 | 2717.00 | 40755.00 | 2400.00 | 36000.00 | 2300.00 | 34500.00 | 1394.70 | 20920.50 | 16875.00 | PRATHAM EPC PROJECTS LTD
1002.00 | Demolishing RCC WORK (taking all necessary safety precautions) for all depths below plinth level including supply of all tools & tackles, necessary scaffolding, propping, underpinning etc., cutting, straightening, scraping and cleaning of reinforcement bars, stacking of serviceable materials, disposal of unserviceable material to spoil heaps ANYWHERE OUTSIDE THE PLANT BOUNDARY, all complete as specified and directed by OWNER/ Engineer in-charge. Disposal areas outside plant Boundary to be arranged by the contractor. Royalty as applicable for disposal outside plant limits to be borne by the Contractor. (Excavation & backfilling shall be paid separately under relevant items). | 15.00 | m³ |  | 3900.00 | 58500.00 | 3200.00 | 48000.00 | 4259.00 | 63885.00 | 4500.00 | 67500.00 | 1125.00 | 16875.00 | 2717.00 | 40755.00 | 2640.00 | 39600.00 | 2950.00 | 44250.00 | 1394.70 | 20920.50 | 16875.00 | PRATHAM EPC PROJECTS LTD
1003.00 | PCC _ Non FIM Items
1004.00 | Demolishing PLAIN CEMENT CONCRETE work (taking all necessary safety precautions) for all depths below plinth level including supply of all tools & tackles, necessary scaffolding, propping, underpinning etc. disposal of unserviceable material to spoil heaps ANYWHERE OUTSIDE THE PLANT BOUNDARY, all complete as specified and directed. Disposal areas outside plant Boundary to be arranged by the contractor. Royalty as applicable for disposal outside plant limits to be borne by the Contractor. (Excavation & backfilling shall be paid separately under relevant items). | 10.00 | m³ |  | 2600.00 | 26000.00 | 2900.00 | 29000.00 | 2619.00 | 26190.00 | 2700.00 | 27000.00 | 1125.00 | 11250.00 | 1672.00 | 16720.00 | 1800.00 | 18000.00 | 1150.00 | 11500.00 | 1162.25 | 11622.50 | 11250.00 | PRATHAM EPC PROJECTS LTD
1005.00 | Steelwork - Non FIM Items
1006.00 | Dismantling bolted/rivetted/welded STRUCTURAL STEEL WORK of all descriptions (taking all necessary safety precautions), including supply of all tools and tackles, consumables, necessary scaffolding etc., providing temporary bracings as required, cutting (by flame or saw) gusset plates, bolts, nuts, weldings etc., transporting and stacking of the serviceable materials to DESIGNATED PLACE INSIDE PLANT, cleaning the site of work of all unserviceable materials for disposal to spoil heaps anywhere outside the plant boundary, all complete at all depths and heights, as specified and directed. Disposal areas outside plant Boundary to be arranged by the contractor and Royalty as applicable for disposal of unserviceable material outside plant limits to be borne by the Contractor. | 5.00 | MT |  | 84500.00 | 422500.00 | 35000.00 | 175000.00 | 15309.00 | 76545.00 | 16200.00 | 81000.00 | 1500.00 | 7500.00 | 4702.50 | 23512.50 | 3000.00 | 15000.00 | 16100.00 | 80500.00 | 11622.50 | 58112.50 | 7500.00 | PRATHAM EPC PROJECTS LTD
1007.00 | MISCELLANEOUS ITEMS (REFER SPECIFICATION NO. 6-68-0013)
1008.00 | Antitermite - Non FIM Items
1009.00 | Providing and injecting approved chemical emulsions as specified for pre-constructional ANTI-TERMITE TREATMENT and creating a chemical barrier under and around column pits, wall trenches, basement excavations, top surfaces of plinth filling, junction of wall and floor, along the external perimeter of building, expansion joints, surrounding of pipes and conduits etc. all complete as specified and directed. (Plinth area of the building at ground floor only shall be measured). | 200.00 | m² |  | 910.00 | 182000.00 | 210.00 | 42000.00 | 171.00 | 34200.00 | 180.00 | 36000.00 | 337.00 | 67400.00 | 229.90 | 45980.00 | 312.00 | 62400.00 | 259.00 | 51800.00 | 145.28 | 29056.00 | 29056.00 | KEC Spur Infrastructure Pvt. Ltd.
1010.00 | Sand Filling - Non FIM Items
1011.00 | Supplying and filling approved CRUSHED STONE SAND/ STONE DUST of specified quality under floors, in foundations, plinths, tank foundations etc. for all depths and heights including cost of sand, royalties, transportation to site for all leads and lifts, including loading, unloading, spreading in layers of loose thickness not exceeding 150 mm, watering, ramming, compacting with mechanical compactors and/or other equipment to the specified levels to achieve 85% relative density as per IS:2720 Part XIV, including preparation of subgrade to the required slope, providing testing apparatus and testing the degree of consolidation all complete as per drawings, specifications and direction of Engineer-in-charge. The rates shall be inclusive of the cost of all labour, material, equipments etc. all complete . | 600.00 | m³ |  | 1950.00 | 1170000.00 | 1800.00 | 1080000.00 | 1300.00 | 780000.00 | 1350.00 | 810000.00 | 225.00 | 135000.00 | 1567.50 | 940500.00 | 2100.00 | 1260000.00 | 325.00 | 195000.00 | 2092.05 | 1255230.00 | 135000.00 | PRATHAM EPC PROJECTS LTD
1012.00 | DPC - Non FIM Items
1013.00 | Providing and laying 40mm thick DAMP PROOF COURSE with plain cement concrete of nominal mix of 1:1.5:3 with 10mm & down size graded crushed stone aggregates in two layers of 20mm thick with two coats of hot bitumen (Grade A90/S90 conforming to IS:73) applied @ 1.7 Kg/sq.m. over each layer as per specifications including cleaning, watering the top surface of walls, centering, shuttering, placing, tamping, curing, sprinkling an even layer of dry & sharp sand over the hot bitumen etc. all complete as specified and directed. | 100.00 | m² |  | 1170.00 | 117000.00 | 750.00 | 75000.00 | 493.00 | 49300.00 | 522.00 | 52200.00 | 937.00 | 93700.00 | 470.25 | 47025.00 | 900.00 | 90000.00 | 425.00 | 42500.00 | 523.01 | 52301.00 | 42500.00 | AMPSEPC PVT LTD
1014.00 | BI-POLAR CONCRETE PENETRATING CORROSION INHIBITING ADMIXTURE
1015.00 | Supplying and mixing of approved brand of BI-POLAR CONCRETE PENETRATING CORROSION INHIBITING ADMIXTURE (confirming to EIL Specification No. 6-68-0017) in concrete as per manufacturer's specification for protection of reinforcement against corrosion. Supply of admixture in Contractor's scope. | 15425.00 | kg |  | 156.00 | 2406300.00 | 250.00 | 3856250.00 | 47.00 | 724975.00 | 49.00 | 755825.00 | 48.00 | 740400.00 | 67.45 | 1040416.25 | 102.00 | 1573350.00 | 165.00 | 2545125.00 | 87.17 | 1344597.25 | 724975.00 | Om Yash Projects Limited
1016.00 | BONDING FRESH CONCRETE TO OLD CONCRETE BY EPOXY RESIN BONDING SYSTEM (REFER SPECIFICATION NO. 6-68-0056)
1017.00 | Epoxy Resin - non FIM Items
1018.00 | Providing and applying approved EPOXY RESIN (prepared as per manufacturer's recommendation) for bonding of fresh concrete to old concrete in all types of structure at all depths and heights including cleaning of concrete surface, removing of all loose concrete pieces, making rough by chiselling, taking off the skin of concrete, application of Epoxy Resin System by spraying, necessary working platforms, props, scaffolding and other safety measures, removal of same after completion etc. all complete as specified and directed. (Excavation, backfilling, removal of surplus earth, keeping pit dry by pumping/bailing subsoil water shall be paid separately under relevant items). | 40.00 | kg |  | 1365.00 | 54600.00 | 450.00 | 18000.00 | 1020.00 | 40800.00 | 1080.00 | 43200.00 | 63.00 | 2520.00 | 3344.00 | 133760.00 | 1140.00 | 45600.00 | 185.00 | 7400.00 | 755.46 | 30218.40 | 2520.00 | PRATHAM EPC PROJECTS LTD
1019.00 | GEOTECH
1020.00 | GROUND IMPROVEMENT
1021.00 | SAND GRAVEL MIX
1022.00 | Supplying and filling sand gravel mix (1:1) with approved aggregate below road, RCC pavement, manholes, pits, foundations, bedding of UG piping etc. in layers of 150 mm loose thickness (maximum) including watering, ramming, rolling, compacting to achieve 85% relative density as per IS 2720 Part-XIV, quarrying, royalties, transportation, handling, etc. all complete as per drawings, specifications and directions of Engineer-in-Charge. (The rate shall be inclusive of the cost of all labour, material, equipment etc. all complete) | 2920.00 | cum |  | 2860.00 | 8351200.00 | 1400.00 | 4088000.00 | 1500.00 | 4380000.00 | 1800.00 | 5256000.00 | 637.00 | 1860040.00 | 2090.00 | 6102800.00 | 3120.00 | 9110400.00 | 1385.00 | 4044200.00 | 2196.84 | 6414772.80 | 1860040.00 | PRATHAM EPC PROJECTS LTD
1023.00 | PIPELINES
1024.00 | LAYING/ INSTALLATION OF STEEL PIPELINE
1025.00 | Laying/ Installation of line pipe, associated fittings and accessories, etc. as per specifications, standards, drawings, other provisions of Contract and Instructions of Engineer-in-Charge, including but not limited to carrying out the following: "Receiving and taking-over", safe handling, loading, transportation and unloading of Owner supplied Free Issue Materials (as applicable) from designated place(s) of issue/ dump site(s) to Contractor's own stock-yard(s) including stringing the pipeline in Standard Right-of-Use (ROU) / Right of Way (ROW), Arrangement of all additional land required for Contractor's storage, fabrication, access for construction (other than Owner provided ROU); supply of all materials (except Owner supplied materials, as applicable), consumables, equipment, labour, etc; Staking and installation of construction markers, clearing, grubbing, grading (as required) of Standard Right-of-Use (ROU) / Right of Way (ROW); Cutting Trees, if required; Counting the number and type of trees cut in presence of DFO/ concerned authorities and keeping record thereof; Trenching to all depths and to a width to accommodate the pipeline with/ without optical fiber cable/cable conduit as specified in Scope Document by excavation in all types of soil/ strata (including Normal Strata/ Hard Strata/ Hard Rock, as defined subsequently) & terrain(s), including additional trenching for seismic and other areas as specified, blasting, chiseling or otherwise cutting etc.; Providing Warning Devices (Mat/ Tape or Mesh), as required; Providing trench padding as required with sand/ graded earth approved by Engineer-in-Charge; Carrying out repairs of pipe and coating defects not attributable to Owner; Thorough internal cleaning of all pipes by suitable methods to remove debris, shots, grits etc.; Stringing of line pipes along Standard ROU/ ROW including providing straw bags, soft padding/sand padding; Aligning, bending, cutting and beveling (as required) of pipes for welding and field adjustments, NDT of re-beveled area, welding, carrying out destructive & non- destructive testing of welds required as per approved NDT specifications (including radiography) and providing all requisite equipment, labour, supervision, materials, films, consumables etc.; carrying out repairs of weld joints as required, carrying out re- radiography and other non-destructive tests on repaired joints, etc.; Installation of carrier pipe including concrete coated pipes (wherever required) at all crossings including roads/ canals/ nala/ water crossings etc. (except at crossings those are specifically covered separately in this SOR) by open cut or Jacking/ boring method including pre-testing as required; Carrying out installation of carrier pipe in the casing pipe at cased crossings (excluding supply and installation of casing pipes, covered separately); Coating of all field weld joints, long radius bends, buried fittings etc.(as applicable); Lowering the pipelines in trench including providing sand bag separators for parallel pipelines at the specified spacing (when applicable), adhering to all safety norms implied by the ROU/ ROW authority (as applicable), providing required padding over and around the pipeline with sand/graded material approved by Engineer-In-Charge (in rocky areas), backfilling with available approved excavated material and/or other suitable soil approved by Engineer-In-Charge; Supply and installation of slope breaker as per specifications and drawings in steep slope areas, wherever required; Carrying out hydrostatic testing including air cleaning, flushing, filling, gauging, pressurization of complete pipeline in various test sections as approved by Engineer-In-Charge to the specified test pressure, providing all equipment, pumps, fittings, instruments, dead weight tester, all types of pigs etc., and services, supervision, labour, consumables, arranging adequate quantity of water of suitable quality required for hydrostatic testing including supply of corrosion inhibitor, air, etc. as required, locating of leaks and rectification of defects attributable to Contractor, re-testing after rectification, successful completion of hydro-testing of pipeline (Controlled De-watering etc. covered elsewhere in the SOR); including all tie-in(s) with the pipeline/ piping installed by others including cutting of test header, re- beveling as required; Carrying out all temporary, ancillary, auxiliary works and all incidental works required to make the pipeline ready for pre-commissioning; Repair of defects recorded during EGP/gauge plate run or otherwise including cutting, beveling, welding, NDT (including Radiography/ X Ray check shots, as applicable), field joint coating etc. as applicable; Final clean-up and restoration of right of use/ right of way including obtaining work permits/ NOC from respective statutory authorities as required and disposal of debris and returning all surplus material to designated disposal areas/ Company storage yard, as directed by Engineer-In-Charge; Restoration of land, facilities and boundary wall etc. at associated facilities dismantled/damaged by the Contractor during construction; Obtaining work permits/ NOC from various statutory authorities having jurisdiction and complying with all stipulation/conditions/recommendation of the said authorities; Preparation of As-Built drawings, pipe-book and other records. SOR shall be read in conjunction with drawings, scope of work, specifications, standards and other provisions of contract document. All above works for buried pipeline as per following details:
1026.00 | Scope of Work Installation of Pipeline (Line Pipe Free issue from Owner) OFC Conduit to be installed Yes (PL SOR includes trenching works only. OFC works as per Other Department SOR) Pipe Material Grade API 5L Gr. X-70 PSL 2 Pipe OD 355.6 mm Type of External Coating 3LPE Type of Internal Coating Epoxy Type of Soil/Strata Normal Strata (Soft Soil/ Sand/ Clay/ Silty Sand/ Silty Clay etc.) Type of Terrain Generally Flat Wall Thickness 7.1 mm | 70075.17 | m |  | 3750.00 | 262781887.50 | 3100.00 | 217233027.00 | 4530.00 | 317440520.10 | 4650.00 | 325849540.50 | 5200.00 | 364390884.00 | 3135.00 | 219685657.95 | 4658.00 | 326410141.86 | 5200.00 | 364390884.00 | 3666.90 | 256958640.87 | 217233027.00 | JSIW INFRASTRUCTURE PRIVATE LIMITED
1027.00 | Scope of Work Installation of Pipeline (Line Pipe Free issue from Owner) OFC Conduit to be installed Yes (PL SOR includes trenching works only. OFC works as per Other Department SOR) Pipe Material Grade API 5L Gr. X-70 PSL 2 Pipe OD 355.6 mm Type of External Coating 3LPE Type of Internal Coating Epoxy Type of Soil/Strata Normal Strata (Soft Soil/ Sand/ Clay/ Silty Sand/ Silty Clay etc.) Type of Terrain Generally Flat Wall Thickness 8.7 mm | 1429.00 | m |  | 3800.00 | 5430200.00 | 3100.00 | 4429900.00 | 4540.00 | 6487660.00 | 4700.00 | 6716300.00 | 5200.00 | 7430800.00 | 3291.75 | 4703910.75 | 4721.00 | 6746309.00 | 5350.00 | 7645150.00 | 4199.20 | 6000656.80 | 4429900.00 | JSIW INFRASTRUCTURE PRIVATE LIMITED
1028.00 | Scope of Work Installation of Pipeline (Line Pipe Free issue from Owner) OFC Conduit to be installed Yes (PL SOR includes trenching works only. OFC works as per Other Department SOR) Pipe Material Grade API 5L Gr. X-70 PSL 2 Pipe OD 355.6 mm Type of External Coating 3LPE Type of Internal Coating Epoxy Type of Soil/Strata Hard Rock Type of Terrain Generally Flat Wall Thickness 7.1 mm | 497.00 | m |  | 5200.00 | 2584400.00 | 3850.00 | 1913450.00 | 6000.00 | 2982000.00 | 6350.00 | 3155950.00 | 5200.00 | 2584400.00 | 3500.75 | 1739872.75 | 5148.00 | 2558556.00 | 5950.00 | 2957150.00 | 5145.49 | 2557308.53 | 1739872.75 | M/s. Megha Engineering and Infrastructures Ltd
1029.00 | Scope of Work Installation of Pipeline (Line Pipe Free issue from Owner) OFC Conduit to be installed Yes (PL SOR includes trenching works only. OFC works as per Other Department SOR) Pipe Material Grade API 5L Gr. X-70 PSL 2 Pipe OD 355.6 mm Type of External Coating 3LPE Type of Internal Coating Epoxy Type of Soil/Strata Hard Strata (Soft Rock/ Murrum / Laterite / Weathered Rock / Gravels / Pebbles/ Cobbles etc.) Type of Terrain Generally Flat Wall Thickness 7.1 mm | 4968.66 | m |  | 4500.00 | 22358970.00 | 3850.00 | 19129341.00 | 5250.00 | 26085465.00 | 5500.00 | 27327630.00 | 5200.00 | 25837032.00 | 3492.20 | 17351554.45 | 4903.00 | 24361339.98 | 5200.00 | 25837032.00 | 4908.92 | 24390754.45 | 17351554.45 | M/s. Megha Engineering and Infrastructures Ltd
1030.00 | Scope of Work Installation of Pipeline (Line Pipe Free issue from Owner) OFC Conduit to be installed Yes (PL SOR includes trenching works only. OFC works as per Other Department SOR) Pipe Material Grade API 5L Gr. X-70 PSL 2 Pipe OD 355.6 mm Type of External Coating 3LPE Type of Internal Coating Epoxy Type of Soil/Strata Hard Rock Type of Terrain Generally Flat Wall Thickness 8.7 mm | 12.00 | m |  | 5200.00 | 62400.00 | 3850.00 | 46200.00 | 6100.00 | 73200.00 | 6400.00 | 76800.00 | 5200.00 | 62400.00 | 3605.25 | 43263.00 | 5211.00 | 62532.00 | 6200.00 | 74400.00 | 5382.07 | 64584.84 | 43263.00 | M/s. Megha Engineering and Infrastructures Ltd
1031.00 | Scope of Work Installation of Pipeline (Line Pipe Free issue from Owner) OFC Conduit to be installed Yes (PL SOR includes trenching works only. OFC works as per Other Department SOR) Pipe Material Grade API 5L Gr. X-70 PSL 2 Pipe OD 355.6 mm Type of External Coating 3LPE Type of Internal Coating Epoxy Type of Soil/Strata Hard Strata (Soft Rock/ Murrum / Laterite / Weathered Rock / Gravels / Pebbles/ Cobbles etc.) Type of Terrain Generally Flat Wall Thickness 8.7 mm | 264.00 | m |  | 4500.00 | 1188000.00 | 3850.00 | 1016400.00 | 5350.00 | 1412400.00 | 5650.00 | 1491600.00 | 5200.00 | 1372800.00 | 3605.25 | 951786.00 | 4966.00 | 1311024.00 | 6200.00 | 1636800.00 | 5055.79 | 1334728.56 | 951786.00 | M/s. Megha Engineering and Infrastructures Ltd
1032.00 | LAYING/ INSTALLATION OF STEEL PIPELINE IN RESTRICTED ROU (MANGROVE, ROAD, CITY, RESERVE FOREST, BUILT-IN)
1033.00 | Laying/ Installation of line pipe, associated fittings and accessories, etc. as per specifications, standards, drawings, other provisions of Contract and Instructions of Engineer-in-Charge, including but not limited to carrying out the following: "Receiving and taking-over", safe handling, loading, transportation and unloading of Owner supplied Free Issue Materials (as applicable) from designated place(s) of issue/ dump site(s) to Contractor's own stock-yard(s) including stringing the pipeline in available Right-of-Use (ROU) / Right of Way (ROW), Arrangement of all additional land required for Contractor's storage, fabrication, access for construction (other than Owner provided ROU/ available ROU as per scope of work); supply of all materials (except Owner supplied materials, as applicable), consumables, equipment, labour, etc; Staking and installation of construction markers, clearing, grubbing, grading (as required) of Right-of-Use (ROU) / Right of Way (ROW); Providing Warning Devices (Mat/ Tape or Mesh), as required; Cutting Trees, if required; Counting the number and type of trees cut in presence of DFO/ concerned authorities and keeping record thereof; Trenching to all depths and to a width to accommodate the pipeline with/ without optical fiber cable/cable conduit as specified in Scope Document by excavation in all types of soil/ strata (including Normal Strata/ Hard Strata/ Hard Rock, as defined subsequently), including additional trenching for seismic and other areas as specified, blasting, chiseling or otherwise cutting etc.; Providing trench padding as required with sand/ graded earth approved by Engineer-in-Charge; Carrying out repairs of pipe and coating defects not attributable to Owner; Thorough internal cleaning of all pipes by suitable methods to remove debris, shots, grits etc.; Stringing of line pipes along ROU/ ROW including providing straw bags, soft padding/sand padding; Aligning, bending, cutting and beveling (as required) of pipes for welding and field adjustments, NDT of re-beveled area, welding, carrying out destructive & non- destructive testing of welds required as per approved NDT specifications (including radiography) and providing all requisite equipment, labour, supervision, materials, films, consumables etc.; carrying out repairs of weld joints as required, carrying out re- radiography and other non-destructive tests on repaired joints, etc.; Installation of carrier pipe including concrete coated pipes (wherever required) at all crossings including roads/ canals/ nala/ water crossings etc. (except at crossings those are specifically covered separately in this SOR) by open cut or Jacking/ boring method including pre-testing as required; Carrying out installation of carrier pipe in the casing pipe at cased crossings (excluding supply and installation of casing pipes, covered separately); Coating of all field weld joints, long radius bends, buried fittings etc.(as applicable); Lowering the pipelines in trench including providing sand bag separators for parallel pipelines at the specified spacing (when applicable), adhering to all safety norms implied by the ROU/ ROW authority (as applicable), providing required padding over and around the pipeline with sand/graded material approved by Engineer-In-Charge (in rocky areas), backfilling with available approved excavated material and/or other suitable soil approved by Engineer-In-Charge; Supply and installation of slope breaker as per specifications and drawings in steep slope areas, wherever required; Carrying out hydrostatic testing including air cleaning, flushing, filling, gauging, pressurization of complete pipeline in various test sections as approved by Engineer-In-Charge to the specified test pressure, providing all equipment, pumps, fittings, instruments, dead weight tester, all types of pigs etc., and services, supervision, labour, consumables, arranging adequate quantity of water of suitable quality required for hydrostatic testing including supply of corrosion inhibitor, air, etc. as required, locating of leaks and rectification of defects attributable to Contractor, re-testing after rectification, successful completion of hydro-testing of pipeline (Controlled De-watering etc. covered elsewhere in the SOR); including all tie-in(s) with the pipeline/ piping installed by others including cutting of test header, re- beveling as required; Carrying out all temporary, ancillary, auxiliary works and all incidental works required to make the pipeline ready for pre-commissioning; Repair of defects recorded during EGP/gauge plate run or otherwise including cutting, beveling, welding, NDT (including Radiography/ X-Ray check shots, as applicable), field joint coating etc. as applicable; Final clean-up and restoration of right of use/ right of way including obtaining work permits/ NOC from respective statutory authorities as required and disposal of debris and returning all surplus material to designated disposal areas/Company storage yard, as directed by Engineer-In-Charge; Restoration of land, facilities and boundary wall etc. at associated facilities dismantled/damaged by the Contractor during construction; Obtaining work permits/ NOC from various statutory authorities having jurisdiction and complying with all stipulation/conditions/recommendation of the said authorities; Preparation of as-built drawings, pipe-book and other records. SOR shall be read in conjunction with drawings, scope of work, specifications, standards and other provisions of contract document. All above works for buried pipeline as per following details:
1034.00 | Scope of Work Installation of Pipeline (Line Pipe Free issue from Owner) OFC Conduit to be installed Yes (PL SOR includes trenching works only. OFC works as per Other Department SOR) Pipe Material Grade API 5L Gr. X-70 PSL 2 Pipe OD 355.6 mm Type of External Coating 3LPE Type of Internal Coating Epoxy Type of Soil/ Strata Normal Strata (Soft Soil/ Sand/ Clay/ Silty Sand/ Silty Clay etc.) Type of Restricted ROU Reserve Forest Available Width of RoU 10 m Wall thickness 7.1 mm | 1977.17 | m |  | 3800.00 | 7513246.00 | 3850.00 | 7612104.50 | 6100.00 | 12060737.00 | 6400.00 | 12653888.00 | 6000.00 | 11863020.00 | 4702.50 | 9297641.93 | 4891.00 | 9670338.47 | 7300.00 | 14433341.00 | 4199.20 | 8302532.26 | 7513246.00 | Advance Infrastrurctures Pvt Ltd
1035.00 | Scope of Work Installation of Pipeline (Line Pipe Free issue from Owner) OFC Conduit to be installed Yes (PL SOR includes trenching works only. OFC works as per Other Department SOR) Pipe Material Grade API 5L Gr. X-70 PSL 2 Pipe OD 355.6 mm Type of External Coating 3LPE Type of Internal Coating Epoxy Type of Soil/ Strata Hard Rock Type of Restricted ROU Reserve Forest Available Width of RoU 10 m Wall thickness 7.1 mm | 195.00 | m |  | 5200.00 | 1014000.00 | 3850.00 | 750750.00 | 7500.00 | 1462500.00 | 7900.00 | 1540500.00 | 6000.00 | 1170000.00 | 4702.50 | 916987.50 | 5406.00 | 1054170.00 | 7300.00 | 1423500.00 | 5382.07 | 1049503.65 | 750750.00 | JSIW INFRASTRUCTURE PRIVATE LIMITED
1036.00 | Scope of Work Installation of Pipeline (Line Pipe Free issue from Owner) OFC Conduit to be installed Yes (PL SOR includes trenching works only. OFC works as per Other Department SOR) Pipe Material Grade API 5L Gr. X-70 PSL 2 Pipe OD 355.6 mm Type of External Coating 3LPE Type of Internal Coating Epoxy Type of Soil/ Strata Hard Strata (Soft Rock/ Murrum / Laterite / Weathered Rock / Gravels / Pebbles/ Cobbles etc.) Type of Restricted ROU Reserve Forest Available Width of RoU 10 m Wall thickness 7.1 mm | 2678.67 | m |  | 4800.00 | 12857616.00 | 3850.00 | 10312879.50 | 7100.00 | 19018557.00 | 7540.00 | 20197171.80 | 6000.00 | 16072020.00 | 4702.50 | 12596445.68 | 5148.00 | 13789793.16 | 7300.00 | 19554291.00 | 5176.11 | 13865090.57 | 10312879.50 | JSIW INFRASTRUCTURE PRIVATE LIMITED
1037.00 | Scope of Work Installation of Pipeline (Line Pipe Free issue from Owner) OFC Conduit to be installed Yes (PL SOR includes trenching works only. OFC works as per Other Department SOR) Pipe Material Grade API 5L Gr. X-70 PSL 2 Pipe OD 355.6 mm Type of External Coating 3LPE Type of Internal Coating Epoxy Type of Soil/ Strata Hard Rock Type of Restricted ROU Reserve Forest Available Width of RoU 10 m Wall thickness 8.7 mm | 50.00 | m |  | 5200.00 | 260000.00 | 3850.00 | 192500.00 | 7500.00 | 375000.00 | 7900.00 | 395000.00 | 6000.00 | 300000.00 | 4911.50 | 245575.00 | 5472.00 | 273600.00 | 7450.00 | 372500.00 | 5652.07 | 282603.50 | 192500.00 | JSIW INFRASTRUCTURE PRIVATE LIMITED
1038.00 | Scope of Work Installation of Pipeline (Line Pipe Free issue from Owner) OFC Conduit to be installed Yes (PL SOR includes trenching works only. OFC works as per Other Department SOR) Pipe Material Grade API 5L Gr. X-70 PSL 2 Pipe OD 355.6 mm Type of External Coating 3LPE Type of Internal Coating Epoxy Type of Soil/ Strata Hard Strata (Soft Rock/ Murrum / Laterite / Weathered Rock / Gravels / Pebbles/ Cobbles etc.) Type of Restricted ROU Reserve Forest Available Width of RoU 10 m Wall thickness 8.7 mm | 100.00 | m |  | 5200.00 | 520000.00 | 3850.00 | 385000.00 | 7100.00 | 710000.00 | 7540.00 | 754000.00 | 6000.00 | 600000.00 | 4911.50 | 491150.00 | 5214.00 | 521400.00 | 7450.00 | 745000.00 | 5288.24 | 528824.00 | 385000.00 | JSIW INFRASTRUCTURE PRIVATE LIMITED
1039.00 | Scope of Work Installation of Pipeline (Line Pipe Free issue from Owner) OFC Conduit to be installed Yes (PL SOR includes trenching works only. OFC works as per Other Department SOR) Pipe Material Grade API 5L Gr. X-70 PSL 2 Pipe OD 355.6 mm Type of External Coating 3LPE Type of Internal Coating Epoxy Type of Soil/ Strata Normal Strata (Soft Soil/ Sand/ Clay/ Silty Sand/ Silty Clay etc.) Type of Restricted ROU Reserve Forest Available Width of RoU 10 m Wall thickness 8.7 mm | 100.00 | m |  | 4800.00 | 480000.00 | 3850.00 | 385000.00 | 6100.00 | 610000.00 | 6400.00 | 640000.00 | 6000.00 | 600000.00 | 4702.50 | 470250.00 | 4957.00 | 495700.00 | 7450.00 | 745000.00 | 4462.16 | 446216.00 | 385000.00 | JSIW INFRASTRUCTURE PRIVATE LIMITED
1040.00 | Scope of Work Installation of Pipeline (Line Pipe Free issue from Owner) OFC Conduit to be installed Yes (PL SOR includes trenching works only. OFC works as per Other Department SOR) Pipe Material Grade API 5L Gr. X-70 PSL 2 Pipe OD 355.6 mm Type of External Coating 3LPE Type of Internal Coating Epoxy Type of Soil/ Strata Normal Strata (Soft Soil/ Sand/ Clay/ Silty Sand/ Silty Clay etc.) Type of Restricted ROU Reserve Forest Available Width of RoU 5 m Wall thickness 7.1 mm | 373.66 | m |  | 6200.00 | 2316692.00 | 3850.00 | 1438591.00 | 7200.00 | 2690352.00 | 7770.00 | 2903338.20 | 6000.00 | 2241960.00 | 5434.00 | 2030468.44 | 5136.00 | 1919117.76 | 7250.00 | 2709035.00 | 4462.16 | 1667330.71 | 1438591.00 | JSIW INFRASTRUCTURE PRIVATE LIMITED
1041.00 | Scope of Work Installation of Pipeline (Line Pipe Free issue from Owner) OFC Conduit to be installed Yes (PL SOR includes trenching works only. OFC works as per Other Department SOR) Pipe Material Grade API 5L Gr. X-70 PSL 2 Pipe OD 355.6 mm Type of External Coating 3LPE Type of Internal Coating Epoxy Type of Soil/ Strata Hard Strata (Soft Rock/ Murrum / Laterite / Weathered Rock / Gravels / Pebbles/ Cobbles etc.) Type of Restricted ROU Reserve Forest Available Width of RoU 5 m Wall thickness 8.7 mm | 30.00 | m |  | 4800.00 | 144000.00 | 3850.00 | 115500.00 | 6500.00 | 195000.00 | 6970.00 | 209100.00 | 6000.00 | 180000.00 | 5434.00 | 163020.00 | 5475.00 | 164250.00 | 7450.00 | 223500.00 | 5520.69 | 165620.70 | 115500.00 | JSIW INFRASTRUCTURE PRIVATE LIMITED
1042.00 | Scope of Work Installation of Pipeline (Line Pipe Free issue from Owner) OFC Conduit to be installed Yes (PL SOR includes trenching works only. OFC works as per Other Department SOR) Pipe Material Grade API 5L Gr. X-70 PSL 2 Pipe OD 355.6 mm Type of External Coating 3LPE Type of Internal Coating Epoxy Type of Soil/ Strata Normal Strata (Soft Soil/ Sand/ Clay/ Silty Sand/ Silty Clay etc.) Type of Restricted ROU Reserve Forest Available Width of RoU 5 m Wall thickness 8.7 mm | 50.00 | m |  | 6200.00 | 310000.00 | 3850.00 | 192500.00 | 7200.00 | 360000.00 | 7770.00 | 388500.00 | 6000.00 | 300000.00 | 5434.00 | 271700.00 | 4957.00 | 247850.00 | 7450.00 | 372500.00 | 4590.89 | 229544.50 | 192500.00 | JSIW INFRASTRUCTURE PRIVATE LIMITED
1043.00 | Scope of Work Installation of Pipeline (Line Pipe Free issue from Owner) OFC Conduit to be installed Yes (PL SOR includes trenching works only. OFC works as per Other Department SOR) Pipe Material Grade API 5L Gr. X-70 PSL 2 Pipe OD 355.6 mm Type of External Coating 3LPE Type of Internal Coating Epoxy Type of Soil/ Strata Hard Strata (Soft Rock/ Murrum / Laterite / Weathered Rock / Gravels / Pebbles/ Cobbles etc.) Type of Restricted ROU Reserve Forest Available Width of RoU 5 m Wall thickness 7.1 mm | 71.67 | m |  | 4800.00 | 344016.00 | 3850.00 | 275929.50 | 10000.00 | 716700.00 | 8100.00 | 580527.00 | 6000.00 | 430020.00 | 5225.00 | 374475.75 | 5406.00 | 387448.02 | 7450.00 | 533941.50 | 5288.24 | 379008.16 | 275929.50 | JSIW INFRASTRUCTURE PRIVATE LIMITED
1044.00 | BACKFILLING WITH SELECT SOIL
1045.00 | Unit rate over and above item no. 01PP.1.1.1/ 01PP.2.1.1 (as applicable) for supply of specified and approved quality of sand (for station approaches) or approved quality of cohesion-less soil as backfill material like graded sand, morrum, silty sand etc. (for seismic zones along pipeline route) including supply of sand or approved quality of backfill material like graded sand /other types of soil etc. in place of available excavated material and/ or other suitable soil as per applicable standards/ specifications, including backfilling of excavated trench for specified length after laying of pipeline and optical fiber cables/ cable conduit, including transportation of backfill material over all distances and disposal of surplus excavated soil. All work shall be executed as per following details:
1046.00 | Type of Backfill Station Approach Pipe OD 355.6 mm Distance of Transport Within 25km | 900.00 | m³ |  | 850.00 | 765000.00 | 460.00 | 414000.00 | 1800.00 | 1620000.00 | 1500.00 | 1350000.00 | 500.00 | 450000.00 | 1619.75 | 1457775.00 | 2160.00 | 1944000.00 | 780.00 | 702000.00 | 2461.65 | 2215485.00 | 414000.00 | JSIW INFRASTRUCTURE PRIVATE LIMITED
1047.00 | Type of Backfill Station Approach Pipe OD 355.6 mm Distance of Transport Beyond 25km | 900.00 | m³ |  | 1050.00 | 945000.00 | 517.50 | 465750.00 | 2200.00 | 1980000.00 | 2500.00 | 2250000.00 | 500.00 | 450000.00 | 1828.75 | 1645875.00 | 2400.00 | 2160000.00 | 820.00 | 738000.00 | 2461.65 | 2215485.00 | 450000.00 | PRATHAM EPC PROJECTS LTD
1048.00 | ANTI-BUOYANCY MEASURES FOR PIPELINE
1049.00 | Unit rate for additional work over and above item no. 01PP.1.1.1/ 01PP.2.1.1 (as applicable) for supply of all consumables and materials and application of continuous concrete weight coating on pipes of all wall thicknesses except weld joints and/or design, manufacture and supply of Non-biodegradable geo-textile bags and installation of geo-textile bags duly filled with gravel/ stone ballast on pipelines of all thicknesses as mentioned below and/or supply of all consumables and materials including supply of 3 mm thick HDPE sheets, fabrication and installation of concrete saddle weights on pipelines of all wall thicknesses as mentioned below in all areas of work except waterbody crossings covered separately, and performing all works as per scope of work, specifications, standards and instructions of Engineer-in-Charge and other provisions of Contract document. All work shall be executed as per following details:
1050.00 | Type of Protection Concrete Weight Coating Pipe OD 355.6 mm Pipe Wall Thickness 7.1 mm Concrete Weight Thickness 55 mm | 612.00 | metre |  | 2400.00 | 1468800.00 | 3000.00 | 1836000.00 | 2500.00 | 1530000.00 | 2800.00 | 1713600.00 | 4500.00 | 2754000.00 | 3448.50 | 2110482.00 | 3000.00 | 1836000.00 | 3200.00 | 1958400.00 | 2092.05 | 1280334.60 | 1280334.60 | KEC Spur Infrastructure Pvt. Ltd.
1051.00 | Type of Protection Concrete Weight Coating Pipe OD 355.6 mm Pipe Wall Thickness 8.7 mm Concrete Weight Thickness 55 mm | 1200.00 | metre |  | 2400.00 | 2880000.00 | 3000.00 | 3600000.00 | 2500.00 | 3000000.00 | 2800.00 | 3360000.00 | 4500.00 | 5400000.00 | 3657.50 | 4389000.00 | 3000.00 | 3600000.00 | 3450.00 | 4140000.00 | 2092.05 | 2510460.00 | 2510460.00 | KEC Spur Infrastructure Pvt. Ltd.
1052.00 | Type of Protection Geo-textile Bags Pipe OD 355.6 mm Pipe Wall Thickness 7.1 mm Concrete Weight Thickness Not Applicable (for Geo-textile/Concrete Saddle) mm | 100.00 | metre |  | 1050.00 | 105000.00 | 3450.00 | 345000.00 | 3000.00 | 300000.00 | 4000.00 | 400000.00 | 100.00 | 10000.00 | 3866.50 | 386650.00 | 3600.00 | 360000.00 | 4500.00 | 450000.00 | 17433.75 | 1743375.00 | 10000.00 | PRATHAM EPC PROJECTS LTD
1053.00 | Type of Protection Geo-textile Bags Pipe OD 355.6 mm Pipe Wall Thickness 8.7 mm Concrete Weight Thickness Not Applicable (for Geo-textile/Concrete Saddle) mm | 200.00 | metre |  | 1050.00 | 210000.00 | 3450.00 | 690000.00 | 3000.00 | 600000.00 | 4000.00 | 800000.00 | 100.00 | 20000.00 | 3866.50 | 773300.00 | 3600.00 | 720000.00 | 4800.00 | 960000.00 | 14145.61 | 2829122.00 | 20000.00 | PRATHAM EPC PROJECTS LTD
1054.00 | SOIL STABILIZATION
1055.00 | Unit rate for additional works over and above item no. 01PP.1.1.1/ 01PP.2.1.1 (as applicable) for supply, fabrication and installation for protection and stabilization of banks of water crossings or stabilization of soil in hilly areas including supply of all materials, equipment, consumables, manpower and performing works as per drawings, scope of work, specifications, standards and any additional provision specific to job requirements as per instructions of Engineer-in-Charge and provisions of Contract. All work shall be executed as per following details:
1056.00 | Works Related to Bank Stabilization | 1000.00 | sqm |  | 4200.00 | 4200000.00 | 1700.00 | 1700000.00 | 2250.00 | 2250000.00 | 2500.00 | 2500000.00 | 500.00 | 500000.00 | 470.25 | 470250.00 | 4800.00 | 4800000.00 | 3500.00 | 3500000.00 | 5272.41 | 5272410.00 | 470250.00 | M/s. Megha Engineering and Infrastructures Ltd
1057.00 | Works Related to Slope Stabilization | 500.00 | sqm |  | 3500.00 | 1750000.00 | 1700.00 | 850000.00 | 2250.00 | 1125000.00 | 2500.00 | 1250000.00 | 500.00 | 250000.00 | 313.50 | 156750.00 | 4200.00 | 2100000.00 | 3500.00 | 1750000.00 | 5272.41 | 2636205.00 | 156750.00 | M/s. Megha Engineering and Infrastructures Ltd
1058.00 | ROCK SHIELDING IN ROCKY AREAS
1059.00 | All works for Supply and installation of Rock Shield mesh around pipeline in rocky areas as per scope of work, provisions of Contract document and as per instructions of Engineer-in-charge
1060.00 | Pipe OD 355.6 mm | 9500.00 | m |  | 750.00 | 7125000.00 | 400.00 | 3800000.00 | 750.00 | 7125000.00 | 850.00 | 8075000.00 | 500.00 | 4750000.00 | 365.75 | 3474625.00 | 318.00 | 3021000.00 | 2450.00 | 23275000.00 | 161.47 | 1533965.00 | 1533965.00 | KEC Spur Infrastructure Pvt. Ltd.
1061.00 | OPEN CUT WATER CROSSINGS
1062.00 | Complete work of the water crossings (as identified & defined in tender document/ drawings) and execution of, but not limited to, the following works in accordance with specifications and instructions of Engineer-in-Charge and all provisions of Contract document; "Receiving and taking over" of line pipes (coated / bare) from designated places of issue/dump site(s) and transportation to Contractor's stock yard/ workshop/ worksite including all safe handling, loading, unloading, etc.; transportation of all Contractor supplied materials to worksite(s), including manpower, consumables etc.; Supply & Installation of 168.3mm size, 6.4 mm thk., API 5L Gr. B/ IS 3589 Fe 410 CS conduit for installation of HDPE duct for OFC cable across the crossing & including supply and installation of end seals (as applicable), acquiring the required land for site preparations; Preparation of detailed construction method statements and calculations for Company approval; Complete site preparation including arranging of required land for construction purposes, preparation of pipeline launching area, etc.; String preparation including supply and application of concrete coating on pipes, repair of corrosion and concrete coating damages, NDT of welds and re-beveled area, weld repair and retest, corrosion coating of field joints, pre-hydrotest of completed strings etc.; Pre-construction surveys, Trenching to the specified depth on the banks and bed including maintenance of the trench in all types of soil/ strata (including Normal Strata/ Hard Strata/ Hard Rock, as defined subsequently), all depths and all conditions of water crossings by various methods, etc. to a width to accommodate the pipeline and CS conduit for optical fiber cable/ cable conduit (if applicable) as per the relevant standards, specifications, scope of work etc.; Laying of pipeline in approved trench and across the water crossings, including Post hydro testing, providing Warning Devices (Mat/ Tape or Mesh), Backfilling of the trench including supply and padding by select backfill as required, stabilization of banks, including supply of all materials, consumables, restoration and clean up etc.; tie-in with pipeline at either banks etc.; All other works required as per drawings, scope of work, specifications, standards, calculations, method statements, other provisions of Contract documents and instruction of Engineer in Charge. All work shall be executed as per following details:
1063.00 | Pipe OD 355.6 mm Pipe Material Grade API 5L Gr. X-70 PSL 2 Type of Soil/Strata Normal Strata (Soft Soil/ Sand/ Clay/ Silty Sand/ Silty Clay) Wall Thickness 8.7 mm Concrete Coating Thickness Any Other (Refer SOW) mm Name of Crossing Indar Nadi Chainage of Crossing 86.20481 km | 84.00 | m |  | 8000.00 | 672000.00 | 18000.00 | 1512000.00 | 22000.00 | 1848000.00 | 25000.00 | 2100000.00 | 5000.00 | 420000.00 | 9405.00 | 790020.00 | 25200.00 | 2116800.00 | 30000.00 | 2520000.00 | 8329.37 | 699667.08 | 420000.00 | PRATHAM EPC PROJECTS LTD
1064.00 | Pipe OD 355.6 mm Pipe Material Grade API 5L Gr. X-70 PSL 2 Type of Soil/Strata Normal Strata (Soft Soil/ Sand/ Clay/ Silty Sand/ Silty Clay) Wall Thickness 8.7 mm Concrete Coating Thickness Any Other (Refer SOW) mm Name of Crossing Aerma Nadi Chainage of Crossing 95.47743 km | 84.00 | m |  | 8000.00 | 672000.00 | 18000.00 | 1512000.00 | 22000.00 | 1848000.00 | 25000.00 | 2100000.00 | 5000.00 | 420000.00 | 9405.00 | 790020.00 | 25200.00 | 2116800.00 | 30000.00 | 2520000.00 | 8329.37 | 699667.08 | 420000.00 | PRATHAM EPC PROJECTS LTD
1065.00 | Pipe OD 355.6 mm Pipe Material Grade API 5L Gr. X-70 PSL 2 Type of Soil/Strata Hard Strata (Soft Rock/ Murrum / Laterite / Weathered Rock / Gravels / Pebbles/ Cobbles) Wall Thickness 8.7 mm Concrete Coating Thickness Any Other (Refer SOW) mm Name of Crossing Mahuar Nadi Chainage of Crossing 111.57244 km | 120.00 | m |  | 8000.00 | 960000.00 | 18000.00 | 2160000.00 | 25000.00 | 3000000.00 | 35000.00 | 4200000.00 | 5000.00 | 600000.00 | 9405.00 | 1128600.00 | 30240.00 | 3628800.00 | 30000.00 | 3600000.00 | 14278.91 | 1713469.20 | 600000.00 | PRATHAM EPC PROJECTS LTD
1066.00 | Pipe OD 355.6 mm Pipe Material Grade API 5L Gr. X-70 PSL 2 Type of Soil/Strata Normal Strata (Soft Soil/ Sand/ Clay/ Silty Sand/ Silty Clay) Wall Thickness 8.7 mm Concrete Coating Thickness Any Other (Refer SOW) mm Name of Crossing Mahur River Chainage of Crossing 115.76426 km | 96.00 | m |  | 8000.00 | 768000.00 | 18000.00 | 1728000.00 | 22000.00 | 2112000.00 | 25000.00 | 2400000.00 | 5000.00 | 480000.00 | 9405.00 | 902880.00 | 25200.00 | 2419200.00 | 30000.00 | 2880000.00 | 14278.91 | 1370775.36 | 480000.00 | PRATHAM EPC PROJECTS LTD
1067.00 | Pipe OD 355.6 mm Pipe Material Grade API 5L Gr. X-70 PSL 2 Type of Soil/Strata Normal Strata (Soft Soil/ Sand/ Clay/ Silty Sand/ Silty Clay) Wall Thickness 8.7 mm Concrete Coating Thickness Any Other (Refer SOW) mm Name of Crossing Mahuar Nadi Chainage of Crossing 124.97366 km | 96.00 | m |  | 8000.00 | 768000.00 | 18000.00 | 1728000.00 | 22000.00 | 2112000.00 | 25000.00 | 2400000.00 | 5000.00 | 480000.00 | 9405.00 | 902880.00 | 25200.00 | 2419200.00 | 30000.00 | 2880000.00 | 8329.37 | 799619.52 | 480000.00 | PRATHAM EPC PROJECTS LTD
1068.00 | Pipe OD 355.6 mm Pipe Material Grade API 5L Gr. X-70 PSL 2 Type of Soil/Strata Hard Strata (Soft Rock/ Murrum / Laterite / Weathered Rock / Gravels / Pebbles/ Cobbles) Wall Thickness 8.7 mm Concrete Coating Thickness Any Other (Refer SOW) mm Name of Crossing Paronch River Chainage of Crossing 136.21735 km | 96.00 | m |  | 8000.00 | 768000.00 | 18000.00 | 1728000.00 | 25000.00 | 2400000.00 | 35000.00 | 3360000.00 | 5000.00 | 480000.00 | 9405.00 | 902880.00 | 30240.00 | 2903040.00 | 30000.00 | 2880000.00 | 14278.91 | 1370775.36 | 480000.00 | PRATHAM EPC PROJECTS LTD
1069.00 | Pipe OD 355.6 mm Pipe Material Grade API 5L Gr. X-70 PSL 2 Type of Soil/Strata Normal Strata (Soft Soil/ Sand/ Clay/ Silty Sand/ Silty Clay) Wall Thickness 8.7 mm Concrete Coating Thickness Any Other (Refer SOW) mm Name of Crossing Kurraq River Chainage of Crossing 153.49087 km | 84.00 | m |  | 8000.00 | 672000.00 | 18000.00 | 1512000.00 | 22000.00 | 1848000.00 | 25000.00 | 2100000.00 | 5000.00 | 420000.00 | 9405.00 | 790020.00 | 25200.00 | 2116800.00 | 30000.00 | 2520000.00 | 8329.37 | 699667.08 | 420000.00 | PRATHAM EPC PROJECTS LTD
1070.00 | Pipe OD 355.6 mm Pipe Material Grade API 5L Gr. X-70 PSL 2 Type of Soil/Strata Normal Strata (Soft Soil/ Sand/ Clay/ Silty Sand/ Silty Clay) Wall Thickness 8.7 mm Concrete Coating Thickness Any Other (Refer SOW) mm Name of Crossing Bilrai River Chainage of Crossing 155.67972 km | 96.00 | m |  | 8000.00 | 768000.00 | 18000.00 | 1728000.00 | 22000.00 | 2112000.00 | 25000.00 | 2400000.00 | 5000.00 | 480000.00 | 9405.00 | 902880.00 | 25200.00 | 2419200.00 | 30000.00 | 2880000.00 | 8329.37 | 799619.52 | 480000.00 | PRATHAM EPC PROJECTS LTD
1071.00 | INSTALLATION OF CASING PIPE & CS CONDUIT
1072.00 | Installation of Casing pipe & CS Conduit for OFC (Including/ Excluding supply of casing pipe as defined in below & refer SOW for further details) by jacking/ boring or open cut for rail, road, drain, nala or canal crossings wherever required (as defined in SOW) (including 500µm of Epoxy coating on Casing Pipes, vent & drain pipes and CS Conduit as required) in all types of soil/ strata (including Normal Strata/ Hard Strata/ Hard Rock, as defined subsequently) & terrain(s) separately for carrier pipes and fiber optic cable/cable conduit, supply of all other Contractor supplied materials viz. casing insulators and casing end seals, materials for casing vents and drain assemblies etc., including transportation, supply of all other materials, equipment, consumables, man-power, welding including visual inspection of all weld joints, installation of casing insulators, end seals, vents and drain- off pipes, backfilling and restoration as original of the facility crossed and performing all works as per drawings, scope of work, specifications, standards and instructions of Engineer-in-Charge and provisions of Contract document.
1073.00 | Scope of Work Supply & Installation of CS Conduit Pipe OD 168.3 mm Material Grade API 5L Gr. B/ IS 3589 Grade Fe 410/ IS 3589 Grade Fe 450 Method of Crossing Jacking/Boring Type of Soil/Strata Normal Strata (Soft Soil/ Sand/ Clay/ Silty Sand/ Silty Clay etc.) Thickness 6.40 mm | 100.00 | m |  | 3200.00 | 320000.00 | 6000.00 | 600000.00 | 7500.00 | 750000.00 | 4200.00 | 420000.00 | 5000.00 | 500000.00 | 12540.00 | 1254000.00 | 5040.00 | 504000.00 | 20000.00 | 2000000.00 | 1743.38 | 174338.00 | 174338.00 | KEC Spur Infrastructure Pvt. Ltd.
1074.00 | Scope of Work Supply & Installation of CS Conduit Pipe OD 168.3 mm Material Grade API 5L Gr. B/ IS 3589 Grade Fe 410/ IS 3589 Grade Fe 450 Method of Crossing Jacking/Boring Type of Soil/Strata Hard Strata (Soft Rock/ Murrum / Laterite / Weathered Rock / Gravels / Pebbles/ Cobbles etc.) Thickness 6.40 mm | 100.00 | m |  | 3600.00 | 360000.00 | 10000.00 | 1000000.00 | 8500.00 | 850000.00 | 6000.00 | 600000.00 | 5000.00 | 500000.00 | 12540.00 | 1254000.00 | 6480.00 | 648000.00 | 20000.00 | 2000000.00 | 7554.63 | 755463.00 | 360000.00 | Advance Infrastrurctures Pvt Ltd
1075.00 | Scope of Work Supply & Installation of CS Conduit Pipe OD 168.3 mm Material Grade API 5L Gr. B/ IS 3589 Grade Fe 410/ IS 3589 Grade Fe 450 Method of Crossing Jacking/Boring Type of Soil/Strata Hard Rock Thickness 6.40 mm | 100.00 | m |  | 3800.00 | 380000.00 | 18000.00 | 1800000.00 | 10000.00 | 1000000.00 | 6000.00 | 600000.00 | 5000.00 | 500000.00 | 12540.00 | 1254000.00 | 7560.00 | 756000.00 | 20000.00 | 2000000.00 | 7554.63 | 755463.00 | 380000.00 | Advance Infrastrurctures Pvt Ltd
1076.00 | Scope of Work Supply & Installation of Casing Pipe Pipe OD 508 mm Material Grade API 5L Gr. B/ IS 3589 Grade Fe 410/ IS 3589 Grade Fe 450 Method of Crossing Jacking/Boring Type of Soil/Strata Hard Rock Thickness 8.74 mm | 100.00 | m |  | 24000.00 | 2400000.00 | 40000.00 | 4000000.00 | 30000.00 | 3000000.00 | 26340.00 | 2634000.00 | 5000.00 | 500000.00 | 12540.00 | 1254000.00 | 34560.00 | 3456000.00 | 22000.00 | 2200000.00 | 35697.29 | 3569729.00 | 500000.00 | PRATHAM EPC PROJECTS LTD
1077.00 | Scope of Work Supply & Installation of Casing Pipe Pipe OD 508 mm Material Grade API 5L Gr. B/ IS 3589 Grade Fe 410/ IS 3589 Grade Fe 450 Method of Crossing Jacking/Boring Type of Soil/Strata Hard Strata (Soft Rock/ Murrum / Laterite / Weathered Rock / Gravels / Pebbles/ Cobbles etc.) Thickness 8.74 mm | 100.00 | m |  | 22000.00 | 2200000.00 | 32000.00 | 3200000.00 | 27500.00 | 2750000.00 | 24340.00 | 2434000.00 | 5000.00 | 500000.00 | 12540.00 | 1254000.00 | 24960.00 | 2496000.00 | 22000.00 | 2200000.00 | 35697.29 | 3569729.00 | 500000.00 | PRATHAM EPC PROJECTS LTD
1078.00 | INSTALLATION OF PIPELINE BY TRENCHLESS TECHNIQUE (USING SHALLOW HDD)
1079.00 | Complete work for crossings by shallow Horizontal Directional Drilling method in accordance with specifications, drawings and as per approved Horizontal Directional Drilling Design & Methodology, in concurrence with Site/ Owner siting valid reasons for opting Shallow HDD instead of open cut/ boring as defined in Design Basis, Scope of Work, Drawings etc. Installation of coated pipeline across canal/ drain/ road/ other crossings by shallow horizontal directional drilling method in Normal Strata (Soft Soil/ Sand/ Clay/ Silty Sand/ Silty Clay etc.), including all additional drilled lengths necessitated by Contractor's engineering, design & based on site conditions; Mobilization and demobilization; Trial pit(s) for underground utility identification, Preparation of ramps and temporary launching and receiving pit(s) at entry & exit side of rig & restoration of the same after completion of work, Engineering, Preparation of crossing drawings and detailed construction method statement; supply of all materials as per "Contractor's Scope of Supply, all consumables, equipment, machinery, manpower and other resources; acquiring all additional land required for Contractor's storage, fabrication & construction; Carrying out inspection and repairs including supply of all repair materials; Handling, transportation and unloading of Company supplied coated line pipes; Preparation of string including welding, NDT of welds and re-beveled areas, radiography, weld repair and re-test, pre-post hydro-testing of completed string; Cutting of pipes, if required; including NDT of cut ends, Installation of pipeline and HDPE duct pipe as required by shallow horizontal directional drilling to the specified depth as per approved methodology; Disposal of corrosion inhibited water & bentonite as directed by Engineer In charge; Restoration and clean-up etc.; Preparation of as-built drawings, documents and other records etc.; Obtaining NOCs from relevant authorities & owners; Obtaining approval from Company for the design, engineering, calculations, drawings & documents; Carrying out all works in accordance with Scope of Work/ Standard/ Job specifications, drawings, in compliance to statutory authorities requirement & all provisions of the tender document and as per instructions of Company/ Engineer-In-charge.
1080.00 | Scope of Work Installation of Pipeline (Line Pipe Free issue from Owner) Pipe Material Grade API 5L Gr. X-70 PSL 2 Pipe OD 355.6 mm Pipe Wall thickness 8.7 mm | 1000.00 | m |  | 10000.00 | 10000000.00 | 7000.00 | 7000000.00 | 16500.00 | 16500000.00 | 18000.00 | 18000000.00 | 7000.00 | 7000000.00 | 10450.00 | 10450000.00 | 35000.00 | 35000000.00 | 18000.00 | 18000000.00 | 21291.70 | 21291700.00 | 7000000.00 | PRATHAM EPC PROJECTS LTD, JSIW INFRASTRUCTURE PRIVATE LIMITED
1081.00 | PERMANENT MARKERS
1082.00 | Supply, fabrication and installation of following types of permanent markers along the route including all associated civil works such as excavation in all types of soil, construction of pedestals and grouting with concrete, clearing, supply and application of approved color & text and quality of primer and paint, stencil letter cutting for numbers, direction, chainage etc., restoration of area to original condition and performing all works as per drawings, scope of work, specifications, standards and instructions of Engineer-in-Charge. Note: The painting of all markers shall conform to environments specified as per scope of work and protective coating specification.
1083.00 | Type of Marker Aerial Marker | 20.00 | nos |  | 15500.00 | 310000.00 | 8625.00 | 172500.00 | 9000.00 | 180000.00 | 9500.00 | 190000.00 | 4000.00 | 80000.00 | 11495.00 | 229900.00 | 9960.00 | 199200.00 | 8000.00 | 160000.00 | 14528.13 | 290562.60 | 80000.00 | PRATHAM EPC PROJECTS LTD
1084.00 | Type of Marker Direction Marker | 30.00 | nos |  | 11200.00 | 336000.00 | 8050.00 | 241500.00 | 9000.00 | 270000.00 | 9500.00 | 285000.00 | 6000.00 | 180000.00 | 9405.00 | 282150.00 | 9000.00 | 270000.00 | 9000.00 | 270000.00 | 7554.63 | 226638.90 | 180000.00 | PRATHAM EPC PROJECTS LTD
1085.00 | Type of Marker Kilometer Marker | 90.00 | nos |  | 14000.00 | 1260000.00 | 8050.00 | 724500.00 | 9000.00 | 810000.00 | 9500.00 | 855000.00 | 5000.00 | 450000.00 | 10335.05 | 930154.50 | 9000.00 | 810000.00 | 10000.00 | 900000.00 | 7554.63 | 679916.70 | 450000.00 | PRATHAM EPC PROJECTS LTD
1086.00 | Type of Marker Navigable Waterway Marker | 15.00 | nos |  | 18000.00 | 270000.00 | 51750.00 | 776250.00 | 15000.00 | 225000.00 | 25000.00 | 375000.00 | 5000.00 | 75000.00 | 10450.00 | 156750.00 | 33000.00 | 495000.00 | 15000.00 | 225000.00 | 14528.13 | 217921.95 | 75000.00 | PRATHAM EPC PROJECTS LTD
1087.00 | Type of Marker Pipeline Warning Marker | 150.00 | nos |  | 11200.00 | 1680000.00 | 8050.00 | 1207500.00 | 8000.00 | 1200000.00 | 9500.00 | 1425000.00 | 5000.00 | 750000.00 | 7837.50 | 1175625.00 | 13800.00 | 2070000.00 | 12000.00 | 1800000.00 | 7554.63 | 1133194.50 | 750000.00 | PRATHAM EPC PROJECTS LTD
1088.00 | Type of Marker ROU Boundary Marker | 700.00 | nos |  | 1580.00 | 1106000.00 | 1380.00 | 966000.00 | 1600.00 | 1120000.00 | 1500.00 | 1050000.00 | 2200.00 | 1540000.00 | 1463.00 | 1024100.00 | 3060.00 | 2142000.00 | 1000.00 | 700000.00 | 14528.13 | 10169691.00 | 700000.00 | AMPSEPC PVT LTD
1089.00 | FABRICATION OF LR BENDS
1090.00 | Transportation of Company supplied free issue or Contractor procured bare line pipes to fabrication shop, fabrication of long radius bends, testing and transportation to worksite(s)/workshop(s) including loading, unloading and handling as per Scope of work and other provisions of the Contract as per the following details
1091.00 | Pipe OD 355.6 mm Angle of Bend 31 to 45 ° Radius of Bend R=6D Pipe Material API 5L Gr. X-70 PSL 2 Wall thickness of Mother Pipe 10.3 mm | 10.00 | nos |  | 67500.00 | 675000.00 | 119834.03 | 1198340.30 | 70000.00 | 700000.00 | 64800.00 | 648000.00 | 170000.00 | 1700000.00 | 52250.00 | 522500.00 | 55874.00 | 558740.00 | 80000.00 | 800000.00 | 63923.76 | 639237.60 | 522500.00 | M/s. Megha Engineering and Infrastructures Ltd
1092.00 | Pipe OD 355.6 mm Angle of Bend 46 to 60 ° Radius of Bend R=6D Pipe Material API 5L Gr. X-70 PSL 2 Wall thickness of Mother Pipe 10.3 mm | 4.00 | nos |  | 72000.00 | 288000.00 | 129673.43 | 518693.72 | 70000.00 | 280000.00 | 70200.00 | 280800.00 | 190000.00 | 760000.00 | 57475.00 | 229900.00 | 62968.00 | 251872.00 | 80000.00 | 320000.00 | 68572.76 | 274291.04 | 229900.00 | M/s. Megha Engineering and Infrastructures Ltd
1093.00 | Pipe OD 355.6 mm Angle of Bend 61 to 75 ° Radius of Bend R=6D Pipe Material API 5L Gr. X-70 PSL 2 Wall thickness of Mother Pipe 10.3 mm | 4.00 | nos |  | 82500.00 | 330000.00 | 138519.23 | 554076.92 | 75000.00 | 300000.00 | 76950.00 | 307800.00 | 250000.00 | 1000000.00 | 62700.00 | 250800.00 | 70061.00 | 280244.00 | 80000.00 | 320000.00 | 72059.51 | 288238.04 | 250800.00 | M/s. Megha Engineering and Infrastructures Ltd
1094.00 | Pipe OD 355.6 mm Angle of Bend 76 to 90 ° Radius of Bend R=6D Pipe Material API 5L Gr. X-70 PSL 2 Wall thickness of Mother Pipe 10.3 mm | 6.00 | nos |  | 95000.00 | 570000.00 | 146150.63 | 876903.78 | 80000.00 | 480000.00 | 87750.00 | 526500.00 | 250000.00 | 1500000.00 | 73150.00 | 438900.00 | 77154.00 | 462924.00 | 80000.00 | 480000.00 | 75546.26 | 453277.56 | 438900.00 | M/s. Megha Engineering and Infrastructures Ltd
1095.00 | REPAIR OF DEFECTS (ATTRIBUTABLE TO OWNER)
1096.00 | Repair of defects in Pipes/ Line Pipes Repair of defects in pipes/ line pipes (by Cutting and re-beveling including NDT of re-beveled area or by Jack out) of all thicknesses and external coating noted at the time of taking delivery by Contractor, including performing all works as per specifications, scope of work, standards and directions of Engineer-In-Charge, supply of all repair material and inspection.
1097.00 | Type of Repair by Cutting and re-beveling including NDT (for dent exceeding 3mm in depth) Pipe OD 355.6 mm | 50.00 | nos |  | 1500.00 | 75000.00 | 575.00 | 28750.00 | 25.00 | 1250.00 | 50.00 | 2500.00 | 1000.00 | 50000.00 | 522.50 | 26125.00 | 9000.00 | 450000.00 | 550.00 | 27500.00 | 1162.25 | 58112.50 | 1250.00 | Om Yash Projects Limited
1098.00 | Type of Repair by Jack out for dents in bevels (for dent between 1 mm and 3 mm in depth) Pipe OD 355.6 mm | 50.00 | nos |  | 1000.00 | 50000.00 | 575.00 | 28750.00 | 25.00 | 1250.00 | 50.00 | 2500.00 | 1000.00 | 50000.00 | 522.50 | 26125.00 | 3600.00 | 180000.00 | 550.00 | 27500.00 | 139.47 | 6973.50 | 1250.00 | Om Yash Projects Limited
1099.00 | Repair of Holiday/ Cosmetic defects in Coating Supply of all coating repair materials as per the requirements of the relevant specifications, supply of all consumables, utilities, equipment, and all manpower required, pipe cleaning and surface preparation, repairing of coating defects (resulting in holiday in coating) and testing including all handling, transportation, etc. for line pipes, performing all works necessary for the completion of the works strictly in accordance with the relevant specifications and instructions of Engineer-in-Charge. This rate shall be applicable per sq. cm of the exposed steel area and/ or damaged coating area, as applicable.
1100.00 | Type of Repair Repair of Cosmetic defects Type of Coating 3LPE | 10000.00 | cm² |  | 35.00 | 350000.00 | 57.50 | 575000.00 | 5.00 | 50000.00 | 2.00 | 20000.00 | 500.00 | 5000000.00 | 522.50 | 5225000.00 | 18.00 | 180000.00 | 105.00 | 1050000.00 | 2.32 | 23200.00 | 20000.00 | TOLANI PROJECTS PVT LTD
1101.00 | Type of Repair Repair of Holiday Type of Coating 3LPE | 10000.00 | cm² |  | 30.00 | 300000.00 | 57.50 | 575000.00 | 5.00 | 50000.00 | 2.00 | 20000.00 | 500.00 | 5000000.00 | 522.50 | 5225000.00 | 18.00 | 180000.00 | 105.00 | 1050000.00 | 6.97 | 69700.00 | 20000.00 | TOLANI PROJECTS PVT LTD
1102.00 | LEAKS/ BURSTS (ATTRIBUTABLE TO OWNER)
1103.00 | Repair of Leaks/ Bursts in Pipeline All works for locating any major leak/burst (occurred during hydrostatic testing) or any minor leak by sectionalizing or any other methods which cannot be located by visual means, including necessary repairing/ replacing defective pipe length, including cutting and removing out defective pipes, transportation, pretesting of replacement pipe and welding into mainline, NDT of welds and re-beveled area, repair and re-testing of defective welds, coating/ painting of welded joints, clean-up, retesting the pipeline/ pipe segment including providing all necessary equipment, labour, materials, consumables and inputs other than Owner supplied materials and performing all works as per drawings, scope of work, specifications, standards enclosed with the Contract and directions of Engineer-in-Charge. Note: 1. This rate is applicable for manufacturing defects in Company/ Owner supplied material only.
1104.00 | Type of Leak Major Leak (detected by visual method) Pipe OD 355.6 mm | 10.00 | nos |  | 2000.00 | 20000.00 | 28750.00 | 287500.00 | 1500.00 | 15000.00 | 1000.00 | 10000.00 | 1000.00 | 10000.00 | 313.50 | 3135.00 | 240000.00 | 2400000.00 | 850.00 | 8500.00 | 11622.50 | 116225.00 | 3135.00 | M/s. Megha Engineering and Infrastructures Ltd
1105.00 | Type of Leak Minor Leak (detected by sectionalizing) Pipe OD 355.6 mm | 10.00 | nos |  | 20000.00 | 200000.00 | 28750.00 | 287500.00 | 1500.00 | 15000.00 | 1000.00 | 10000.00 | 1000.00 | 10000.00 | 313.50 | 3135.00 | 120000.00 | 1200000.00 | 650.00 | 6500.00 | 5811.25 | 58112.50 | 3135.00 | M/s. Megha Engineering and Infrastructures Ltd
1106.00 | Repair of Leak/ Burst in Terminal Piping All works for repair of leak/burst (occurred during hydrostatic testing) by necessary repairing/ replacing defective pipes/ fittings/ flanges etc., including cutting and removing out defective items, transportation, welding, NDT of welds and re-beveled area, repair and re-testing of defective welds, coating/ painting of welded joints, clean-up, retesting the pipe segment including providing all necessary equipment, labour, materials, consumables and inputs other than Owner supplied materials and performing all works as per drawings, scope of work, specifications, standards enclosed with the Contract and directions of Engineer-in-Charge. Note: 1. This rate is applicable for manufacturing defects in Company/ Owner supplied material only. | 100.00 | Inch Mtr |  | 1000.00 | 100000.00 | 2875.00 | 287500.00 | 150.00 | 15000.00 | 100.00 | 10000.00 | 1500.00 | 150000.00 | 522.50 | 52250.00 | 4800.00 | 480000.00 | 950.00 | 95000.00 | 232.45 | 23245.00 | 10000.00 | TOLANI PROJECTS PVT LTD
1107.00 | IDLE TIME PRESERVATION WORKS
1108.00 | Idle time preservation of Pipeline and Associated facilities: Preservation of complete pipeline and associated facilities and its maintenance by filling and pressurizing with nitrogen including supply and maintenance of nitrogen or by filling and pressurizing with corrosion inhibited water including supply and maintenance of water with regular dosing of inhibitor to maintain the effectiveness of the inhibitor water (along with disposal of corrosion inhibited water at a proper/ suitable location, after due preservation works) and supply of all consumables, all equipment, man- power, etc., complete as per the requirements of specifications, scope of work, standards, other provisions of Contract document and instructions of Engineer-in- Charge as per following details:
1109.00 | Type of Preservation By Filling Nitrogen Pressure (Bar(g)) 2.0 Pipe OD 355.6 mm Period 9 to 12 Month | 87040.00 | metre |  | 2.00 | 174080.00 | 1.00 | 87040.00 | 15.00 | 1305600.00 | 5.00 | 435200.00 | 10.00 | 870400.00 | 15.68 | 1364787.20 | 6.00 | 522240.00 | 22.00 | 1914880.00 | 4.65 | 404736.00 | 87040.00 | JSIW INFRASTRUCTURE PRIVATE LIMITED
1110.00 | Type of Preservation By Filling Nitrogen Pressure (Bar(g)) 2.0 Pipe OD 355.6 mm Period 12 to 18 Month | 87040.00 | metre |  | 1.50 | 130560.00 | 1.00 | 87040.00 | 20.00 | 1740800.00 | 10.00 | 870400.00 | 10.00 | 870400.00 | 18.81 | 1637222.40 | 6.00 | 522240.00 | 25.00 | 2176000.00 | 4.65 | 404736.00 | 87040.00 | JSIW INFRASTRUCTURE PRIVATE LIMITED
1111.00 | Type of Preservation By Filling Nitrogen Pressure (Bar(g)) 2.0 Pipe OD 355.6 mm Period 6 to 9 Month | 87040.00 | metre |  | 3.50 | 304640.00 | 1.00 | 87040.00 | 25.00 | 2176000.00 | 20.00 | 1740800.00 | 12.00 | 1044480.00 | 12.54 | 1091481.60 | 6.00 | 522240.00 | 24.00 | 2088960.00 | 3.60 | 313344.00 | 87040.00 | JSIW INFRASTRUCTURE PRIVATE LIMITED
1112.00 | Idle time preservation of Terminal and associated facilities: Preservation of complete terminal and associated facilities and its maintenance by filling and pressurizing with nitrogen including supply and maintenance of nitrogen or by filling and pressurizing with corrosion inhibited water including supply and maintenance of water with regular dosing of inhibitor to maintain the effectiveness of the inhibitor water (along with disposal of corrosion inhibited water at a proper/ suitable location, after due preservation works) and supply of all consumables, all equipment, man- power, etc., complete as per the requirements of specifications, scope of work, standards, other provisions of Contract document and instructions of Engineer-in- Charge as per following details
1113.00 | Type of Preservation By filling Nitrogen Pressure (Bar(g)) 2.0 Period 3 to 6 Month | 1600.00 | Inch Mtr |  | 30.00 | 48000.00 | 2.00 | 3200.00 | 30.00 | 48000.00 | 50.00 | 80000.00 | 10.00 | 16000.00 | 83.60 | 133760.00 | 30.00 | 48000.00 | 32.00 | 51200.00 | 290.56 | 464896.00 | 3200.00 | JSIW INFRASTRUCTURE PRIVATE LIMITED
1114.00 | Type of Preservation By filling Nitrogen Pressure (Bar(g)) 2.0 Period Up to 3 Month | 1600.00 | Inch Mtr |  | 60.00 | 96000.00 | 2.00 | 3200.00 | 30.00 | 48000.00 | 50.00 | 80000.00 | 10.00 | 16000.00 | 73.15 | 117040.00 | 30.00 | 48000.00 | 38.00 | 60800.00 | 29.06 | 46496.00 | 3200.00 | JSIW INFRASTRUCTURE PRIVATE LIMITED
1115.00 | Type of Preservation By filling Nitrogen Pressure (Bar(g)) 2.0 Period 6 to 9 Month | 1600.00 | Inch Mtr |  | 25.00 | 40000.00 | 2.00 | 3200.00 | 30.00 | 48000.00 | 50.00 | 80000.00 | 10.00 | 16000.00 | 88.83 | 142128.00 | 30.00 | 48000.00 | 42.00 | 67200.00 | 29.06 | 46496.00 | 3200.00 | JSIW INFRASTRUCTURE PRIVATE LIMITED
1116.00 | Type of Preservation By filling Nitrogen Pressure (Bar(g)) 2.0 Period 9 to 12 Month | 1600.00 | Inch Mtr |  | 20.00 | 32000.00 | 2.00 | 3200.00 | 30.00 | 48000.00 | 50.00 | 80000.00 | 10.00 | 16000.00 | 94.05 | 150480.00 | 30.00 | 48000.00 | 45.00 | 72000.00 | 29.06 | 46496.00 | 3200.00 | JSIW INFRASTRUCTURE PRIVATE LIMITED
1117.00 | PRE-COMMISSIONING AND COMMISSIONING ASSISTANCE FOR PIPELINES
1118.00 | Carrying out pre-commissioning activities and pre-commissioning checks to the specified acceptance criteria, making the entire pipeline system including stations ready for commissioning, providing assistance during the complete duration of commissioning operations, supply of all equipment, man-power, consumables, including all type of pigs and required quantity of nitrogen (if & as required), materials for all temporary works and performing all associated works, complete as per the relevant specifications, scope of work, standards, other provisions of Contract document and instructions of Engineer-in-Charge
1119.00 | Pre-Commissioning Works as per details: Type of Activity Inertisation by Nitrogen Pipe OD 355.6 mm | 87040.00 | m |  | 30.00 | 2611200.00 | 17.25 | 1501440.00 | 30.00 | 2611200.00 | 25.00 | 2176000.00 | 25.00 | 2176000.00 | 8.36 | 727654.40 | 22.00 | 1914880.00 | 18.00 | 1566720.00 | 27.02 | 2351820.80 | 727654.40 | M/s. Megha Engineering and Infrastructures Ltd
1120.00 | Pre-Commissioning Works as per details: Type of Activity Dewatering Pipe OD 355.6 mm | 87040.00 | m |  | 5.00 | 435200.00 | 17.25 | 1501440.00 | 30.00 | 2611200.00 | 30.00 | 2611200.00 | 25.00 | 2176000.00 | 8.36 | 727654.40 | 22.00 | 1914880.00 | 25.00 | 2176000.00 | 22.51 | 1959270.40 | 435200.00 | Advance Infrastrurctures Pvt Ltd
1121.00 | Pre-Commissioning Works as per details: Type of Activity Drying Pipe OD 355.6 mm | 87040.00 | m |  | 22.00 | 1914880.00 | 34.50 | 3002880.00 | 30.00 | 2611200.00 | 40.00 | 3481600.00 | 25.00 | 2176000.00 | 8.36 | 727654.40 | 22.00 | 1914880.00 | 65.00 | 5657600.00 | 27.02 | 2351820.80 | 727654.40 | M/s. Megha Engineering and Infrastructures Ltd
1122.00 | Pre-Commissioning Works as per details: Type of Activity Swabbing Pipe OD 355.6 mm | 87040.00 | m |  | 10.00 | 870400.00 | 23.00 | 2001920.00 | 30.00 | 2611200.00 | 40.00 | 3481600.00 | 25.00 | 2176000.00 | 8.36 | 727654.40 | 22.00 | 1914880.00 | 27.00 | 2350080.00 | 22.51 | 1959270.40 | 727654.40 | M/s. Megha Engineering and Infrastructures Ltd
1123.00 | Commissioning Assistance : All works for Commissioning assistance as per details below: Pipe OD 355.6 mm | 87040.00 | m |  | 30.00 | 2611200.00 | 17.25 | 1501440.00 | 10.00 | 870400.00 | 25.00 | 2176000.00 | 25.00 | 2176000.00 | 8.36 | 727654.40 | 12.00 | 1044480.00 | 15.00 | 1305600.00 | 18.01 | 1567590.40 | 727654.40 | M/s. Megha Engineering and Infrastructures Ltd
1124.00 | PIPELINE INFORMATION MANAGEMENT SYSTEM
1125.00 | Execution of all works for Pipeline Information Management System as defined in Scope of Work & specification(s) enclosed with the tender document. Contractor's scope shall be co-ordination with a separate PIMS Contractor including providing all construction, survey, as-built, statutory and other required data in the Company approved formats for uploading in PIMS software by the PIMS Contractor required for real-time construction progress monitoring and for archival purposes. | 87040.00 | metre |  | 30.00 | 2611200.00 | 45.58 | 3967283.20 | 75.00 | 6528000.00 | 65.00 | 5657600.00 | 20.00 | 1740800.00 | 36.58 | 3183923.20 | 54.00 | 4700160.00 | 53.00 | 4613120.00 | 43.00 | 3742720.00 | 1740800.00 | PRATHAM EPC PROJECTS LTD
1126.00 | PIPING WORKS IN DESPATCH/ RECEIPT/ INTERMEDIATE PUMPING/ COMPRESSOR/ INTERMEDIATE PIGGING/ SV/ SLV/ BLOCK VALVE/ TAP OFF STATIONS
1127.00 | FABRICATION, ERECTION, INSTALLATION AND TESTING OF PIPING
1128.00 | All works for installation of all above ground terminal/ station piping at all elevations and below ground at all depths for DT/ RT/ IP/ IPS/ Compressor/ Sectionalizing Valve Station(s)/Station Block Valves/Tap off/Station limit valve (SLV)/ In Stations including tapping(s) inside terminals/ station as indicated in Scope document, in all type of terrain and soil including receiving and taking over of all Owner supplied materials from Owner's designated place(s) of issue, transportation including loading, unloading, handling from Owner's designated place(s) of issue to Contractor's owned/ hired stock yard(s)/ work site(s)/ work shop(s) including arranging all necessary intermediate storage area(s) thereof, as required; supply of all materials (except those specified subsequently in SOR) equipment, consumables etc. as defined in Contractor's scope of supply, and their transportation to the work site(s); performing all above ground/buried piping fabrication works including cutting, edge preparation, (inclusive of grinding the edges of pipes, fittings, flanges etc. to match with the matching edges of uneven/ different thickness wherever required), fit up, bending, pre-heating wherever required, welding, threading etc.; erection of pipes of all types and thickness over sleepers, overhead racks and at all other elevations; hook-up with equipment nozzles; installation and supporting of all type of valves up to size of 1.5" NB, all types of inline/ online instruments such as pressure/thermal safety valves(other than those covered separately in subsequent SOR), fittings of all sizes i.e. flow tees, insulating joints, blow down type QOEC, LR Bends, Pig Signalers, elbows, reducers, tees, 'O' lets, flanges, blind flanges, spectacle blinds, spacers and blinds, tappings for pressure instruments, thermo wells, hoses and hose couplings of all sizes, as applicable, sample connections, flame arrestors as applicable, vents and drains required for process and hydro-testing purposes etc.; fixing of all types of gaskets (including gaskets for RJ flanges), stud bolts and nuts, jack screw etc. of all sizes including torque tightening as applicable; Carrying out all temporary, ancillary & auxiliary piping works; fabrication of strainers of sizes up to 1.5” NB; carrying out non-destructive testing (excluding specific radiography works covered subsequently in SOR) including radiography, magnetic particle/ liquid penetration etc. as required; hook-up with existing piping/pipeline installed by others as per drawings wherever required; weld repairs/retesting; cleaning and flushing by water/ compressed air, carrying out hydrostatic test, pneumatic test, valve functional test and any other type of testing as specified, de-pressurizing, dewatering, drying by compressed air if applicable; pre-commissioning and providing commissioning assistance for process piping and commissioning of non-process piping, if applicable; cutting of mainline/ pipeline/ terminal piping and beveling (if required), tie-in of valve assembly, including NDT of tie-in joints; excavation and filling in all types of soil including soft/hard rock for installation of piping/pipe supports; clean-up and restoration of site, preparation of as built drawings, documents and project records; transportation of surplus free issue materials to Owner's designated place(s); completing all works in all respects as per the IFC drawings, scope of work, specifications, standards and other provisions of Contract and instruction of Engineer-in-Charge. 1. This work is exclusive of all works associated with main pipeline covered above. 2. Installation of valves/ equipment etc. of size 2" NB and above will be paid separately as per items covered herein subsequently. 3. All works for piping supports will be paid separately as per items covered herein subsequently. 4. All others works pertaining to the Station (Architecture/ Civil/ Structural/ Electrical/ Instrumentation works etc.) shall be as per rates indicated elsewhere in the tender document.
1129.00 | Pipe OD 60.3 mm Pipe Material Grade ASTM A 106 Gr. B (CHARPY) Installation Above Ground Wall thickness (mm)/ Schedule XS | 6.00 | m |  | 3570.00 | 21420.00 | 2000.00 | 12000.00 | 1321.00 | 7926.00 | 1014.00 | 6084.00 | 4000.00 | 24000.00 | 836.00 | 5016.00 | 3240.00 | 19440.00 | 2100.00 | 12600.00 | 1859.60 | 11157.60 | 5016.00 | M/s. Megha Engineering and Infrastructures Ltd
1130.00 | Pipe OD 114.3 mm Pipe Material Grade ASTM A 106 Gr. B (CHARPY) Installation Above Ground Wall thickness (mm)/ Schedule XS | 18.00 | m |  | 4420.00 | 79560.00 | 4000.00 | 72000.00 | 2061.00 | 37098.00 | 1560.00 | 28080.00 | 8000.00 | 144000.00 | 2042.98 | 36773.64 | 5400.00 | 97200.00 | 2700.00 | 48600.00 | 3719.20 | 66945.60 | 28080.00 | TOLANI PROJECTS PVT LTD
1131.00 | Pipe OD 168.3 mm Pipe Material Grade ASTM A 106 Gr. B (CHARPY) Installation Above Ground Wall thickness (mm)/ Schedule XS | 6.00 | m |  | 14000.00 | 84000.00 | 6000.00 | 36000.00 | 3058.00 | 18348.00 | 2340.00 | 14040.00 | 15000.00 | 90000.00 | 2717.00 | 16302.00 | 7560.00 | 45360.00 | 3300.00 | 19800.00 | 5578.80 | 33472.80 | 14040.00 | TOLANI PROJECTS PVT LTD
1132.00 | Pipe OD 323.9 mm Pipe Material Grade API 5L Gr. X-52 PSL 2 Installation Above Ground Wall thickness (mm)/ Schedule 11.13 | 18.00 | m |  | 14500.00 | 261000.00 | 12000.00 | 216000.00 | 6197.00 | 111546.00 | 4680.00 | 84240.00 | 18000.00 | 324000.00 | 11495.00 | 206910.00 | 12960.00 | 233280.00 | 3500.00 | 63000.00 | 11157.60 | 200836.80 | 63000.00 | AMPSEPC PVT LTD
1133.00 | Pipe OD 114.3 mm Pipe Material Grade ASTM A 312 TP304, PE, SEAMLESS, CRYO, Installation Above Ground Wall thickness (mm)/ Schedule 40S | 10.00 | metre |  | 4420.00 | 44200.00 | 4000.00 | 40000.00 | 3266.00 | 32660.00 | 2600.00 | 26000.00 | 8000.00 | 80000.00 | 4180.00 | 41800.00 | 23760.00 | 237600.00 | 3750.00 | 37500.00 | 3719.20 | 37192.00 | 26000.00 | TOLANI PROJECTS PVT LTD
1134.00 | Pipe OD 33.4 mm Pipe Material Grade ASTM A 312 TP304, PE, SEAMLESS, CRYO, Installation Above Ground Wall thickness (mm)/ Schedule 40S | 48.00 | metre |  | 3500.00 | 168000.00 | 1500.00 | 72000.00 | 843.00 | 40464.00 | 650.00 | 31200.00 | 5000.00 | 240000.00 | 543.40 | 26083.20 | 6720.00 | 322560.00 | 16500.00 | 792000.00 | 929.80 | 44630.40 | 26083.20 | M/s. Megha Engineering and Infrastructures Ltd
1135.00 | Pipe OD 60.3 mm Pipe Material Grade ASTM A 333 GR.6, BE, SEAMLESS, LT Installation Above Ground Wall thickness (mm)/ Schedule XS | 13.00 | metre |  | 4800.00 | 62400.00 | 2000.00 | 26000.00 | 1191.00 | 15483.00 | 910.00 | 11830.00 | 5000.00 | 65000.00 | 992.75 | 12905.75 | 10800.00 | 140400.00 | 18500.00 | 240500.00 | 1859.60 | 24174.80 | 11830.00 | TOLANI PROJECTS PVT LTD
1136.00 | Pipe OD 88.9 mm Pipe Material Grade ASTM A 333 GR.6, BE, SEAMLESS, LT Installation Above Ground Wall thickness (mm)/ Schedule XS | 10.00 | metre |  | 3570.00 | 35700.00 | 3000.00 | 30000.00 | 1735.00 | 17350.00 | 1365.00 | 13650.00 | 4000.00 | 40000.00 | 2090.00 | 20900.00 | 16740.00 | 167400.00 | 1850.00 | 18500.00 | 2789.40 | 27894.00 | 13650.00 | TOLANI PROJECTS PVT LTD
1137.00 | Pipe OD 114.3 mm Pipe Material Grade ASTM A 333 GR.6, BE, SEAMLESS, LT Installation Above Ground Wall thickness (mm)/ Schedule XS | 8.00 | metre |  | 4800.00 | 38400.00 | 4000.00 | 32000.00 | 2367.00 | 18936.00 | 1820.00 | 14560.00 | 8000.00 | 64000.00 | 2905.10 | 23240.80 | 5400.00 | 43200.00 | 1850.00 | 14800.00 | 3719.20 | 29753.60 | 14560.00 | TOLANI PROJECTS PVT LTD
1138.00 | Pipe OD 323.8 mm Pipe Material Grade ASTM A 333 GR.6, BE, SEAMLESS, LT Installation Above Ground Wall thickness (mm)/ Schedule 15.9 mm | 18.00 | metre |  | 14025.00 | 252450.00 | 12000.00 | 216000.00 | 7275.00 | 130950.00 | 5460.00 | 98280.00 | 18000.00 | 324000.00 | 22990.00 | 413820.00 | 12960.00 | 233280.00 | 19500.00 | 351000.00 | 11157.60 | 200836.80 | 98280.00 | TOLANI PROJECTS PVT LTD
1139.00 | Pipe OD 168.2 mm Pipe Material Grade ASTM A 333 GR.6, BE, SEAMLESS, LT Installation Above Ground Wall thickness (mm)/ Schedule XS | 14.00 | metre |  | 5800.00 | 81200.00 | 14000.00 | 196000.00 | 3559.00 | 49826.00 | 2730.00 | 38220.00 | 18000.00 | 252000.00 | 6688.00 | 93632.00 | 6480.00 | 90720.00 | 8500.00 | 119000.00 | 5711.57 | 79961.98 | 38220.00 | TOLANI PROJECTS PVT LTD
1140.00 | INSTALLATION OF VALVES/FLOW METERS/ STRAINERS/ SCRAPER TRAPS/ EQUIPMENT/ SKIDS
1141.00 | Receiving and taking over of all Owner supplied/ Free Issued materials, equipment including skids from Owner's designated place(s) of issue, transportation including loading, unloading, handling from Owner's designated place(s) of issue to Contractor's owned/ hired stock yard(s)/ work site(s)/ work shop(s) including arranging all necessary intermediate storage area(s) thereof, as required; supply of all materials, equipment, consumables as defined in Contractor's scope of supply and its transportation to the work site(s);installation of valves, flow meters, strainers, scraper traps including QOEC, equipment, skids etc., supply and fixing of gaskets, stud bolts, nuts of all sizes including torque tightening as applicable, leveling, aligning, installation and assembly of accessories, including accessories for actuators, making electrical/ pneumatic connections for such actuators, if any, by bolting/threading or welding of pipes at all elevations, hook up works with others facilities as necessary as per P&ID, testing, completing all works in all respects as per drawings, scope of work, specifications, standards, other provisions of Contract and directions of the Engineer-in-Charge. For all Instrumentation items, details/ specifications/ datasheets are covered elsewhere in the tender document.
1142.00 | Installation of Scraper Launcher/Receiver as defined below: Item Type Bi-directional Scraper Trap Major Barrel 508 mm Minor Barrel 355.6 mm Rating 600# | 2.00 | nos |  | 140250.00 | 280500.00 | 250000.00 | 500000.00 | 199351.00 | 398702.00 | 150000.00 | 300000.00 | 500000.00 | 1000000.00 | 47025.00 | 94050.00 | 336000.00 | 672000.00 | 270000.00 | 540000.00 | 116225.01 | 232450.02 | 94050.00 | M/s. Megha Engineering and Infrastructures Ltd
1143.00 | Installation of Valve (Ball/ Plug/ Gate/ Globe/ Check/ PCV/FCV/SDV/Butterfly) as below: Installation Above Ground End Type Flanged Operation Manual Size 114.3 mm Rating 600# | 8.00 | nos |  | 10500.00 | 84000.00 | 4000.00 | 32000.00 | 7676.00 | 61408.00 | 6000.00 | 48000.00 | 1200.00 | 9600.00 | 7942.00 | 63536.00 | 10800.00 | 86400.00 | 4500.00 | 36000.00 | 7438.40 | 59507.20 | 9600.00 | PRATHAM EPC PROJECTS LTD
1144.00 | Installation of Valve (Ball/ Plug/ Gate/ Globe/ Check/ PCV/FCV/SDV/Butterfly) as below: Installation Above Ground End Type Butt Welded Operation Manual Size 114.3 mm Rating 600# | 9.00 | nos |  | 10500.00 | 94500.00 | 4000.00 | 36000.00 | 13233.00 | 119097.00 | 10000.00 | 90000.00 | 12000.00 | 108000.00 | 7942.00 | 71478.00 | 10800.00 | 97200.00 | 5200.00 | 46800.00 | 7438.40 | 66945.60 | 36000.00 | JSIW INFRASTRUCTURE PRIVATE LIMITED
1145.00 | Installation of Valve (Ball/ Plug/ Gate/ Globe/ Check/ PCV/FCV/SDV/Butterfly) as below: Installation Above Ground End Type Flanged Operation Manual Size 60.3 mm Rating 600# | 8.00 | nos |  | 8500.00 | 68000.00 | 2000.00 | 16000.00 | 3793.00 | 30344.00 | 3000.00 | 24000.00 | 5000.00 | 40000.00 | 4702.50 | 37620.00 | 6000.00 | 48000.00 | 3600.00 | 28800.00 | 3719.20 | 29753.60 | 16000.00 | JSIW INFRASTRUCTURE PRIVATE LIMITED
1146.00 | Installation of Valve (Ball/ Plug/ Gate/ Globe/ Check/ PCV/FCV/SDV/Butterfly) as below: Installation Above Ground End Type Flanged Operation Manual Size 168.3 mm Rating 300# | 6.00 | nos |  | 14500.00 | 87000.00 | 6000.00 | 36000.00 | 7591.00 | 45546.00 | 6000.00 | 36000.00 | 15000.00 | 90000.00 | 7837.50 | 47025.00 | 15840.00 | 95040.00 | 5500.00 | 33000.00 | 11157.60 | 66945.60 | 33000.00 | AMPSEPC PVT LTD
1147.00 | Installation of Valve (Ball/ Plug/ Gate/ Globe/ Check/ PCV/FCV/SDV/Butterfly) as below: Installation Buried End Type Butt Welded Operation Manual Size 168.3 mm Rating 600# | 6.00 | nos |  | 15300.00 | 91800.00 | 6000.00 | 36000.00 | 19335.00 | 116010.00 | 15000.00 | 90000.00 | 15000.00 | 90000.00 | 17242.50 | 103455.00 | 23625.00 | 141750.00 | 6500.00 | 39000.00 | 11157.60 | 66945.60 | 36000.00 | JSIW INFRASTRUCTURE PRIVATE LIMITED
1148.00 | Installation of Valve (Ball/ Plug/ Gate/ Globe/ Check/ PCV/FCV/SDV/Butterfly) as below: Installation Buried End Type Butt Welded Operation Manual Size 114.3 mm Rating 600# | 4.00 | nos |  | 12500.00 | 50000.00 | 4000.00 | 16000.00 | 13334.00 | 53336.00 | 10000.00 | 40000.00 | 15000.00 | 60000.00 | 9927.50 | 39710.00 | 18900.00 | 75600.00 | 8500.00 | 34000.00 | 7438.40 | 29753.60 | 16000.00 | JSIW INFRASTRUCTURE PRIVATE LIMITED
1149.00 | Installation of Valve (Ball/ Plug/ Gate/ Globe/ Check/ PCV/FCV/SDV/Butterfly) as below: Installation Above Ground End Type Flanged Operation Actuated (MOV) Size 355.6 mm Rating 600# | 4.00 | nos |  | 105000.00 | 420000.00 | 28000.00 | 112000.00 | 82432.00 | 329728.00 | 63000.00 | 252000.00 | 20000.00 | 80000.00 | 22990.00 | 91960.00 | 58800.00 | 235200.00 | 9500.00 | 38000.00 | 26034.40 | 104137.60 | 38000.00 | AMPSEPC PVT LTD
1150.00 | Installation of Valve (Ball/ Plug/ Gate/ Globe/ Check/ PCV/FCV/SDV/Butterfly) as below: Installation Above Ground End Type Flanged Operation Manual Size 355.6 mm Rating 600# | 4.00 | nos |  | 105000.00 | 420000.00 | 14000.00 | 56000.00 | 44978.00 | 179912.00 | 35000.00 | 140000.00 | 20000.00 | 80000.00 | 22990.00 | 91960.00 | 33600.00 | 134400.00 | 15500.00 | 62000.00 | 26034.40 | 104137.60 | 56000.00 | JSIW INFRASTRUCTURE PRIVATE LIMITED
1151.00 | Installation of Valve (Ball/ Plug/ Gate/ Globe/ Check/ PCV/FCV/SDV/Butterfly) as below: Installation Above Ground End Type Flanged Operation Manual Size 168.3 mm Rating 600# | 6.00 | nos |  | 14500.00 | 87000.00 | 6000.00 | 36000.00 | 19256.00 | 115536.00 | 15000.00 | 90000.00 | 20000.00 | 120000.00 | 12017.50 | 72105.00 | 15840.00 | 95040.00 | 15500.00 | 93000.00 | 11157.60 | 66945.60 | 36000.00 | JSIW INFRASTRUCTURE PRIVATE LIMITED
1152.00 | Installation of Valve (Ball/ Plug/ Gate/ Globe/ Check/ PCV/FCV/SDV/Butterfly) as below: Installation Buried End Type Butt Welded Operation Actuated (MOV) Size 355.6 mm Rating 600# | 9.00 | nos |  | 105000.00 | 945000.00 | 28000.00 | 252000.00 | 119773.00 | 1077957.00 | 91000.00 | 819000.00 | 20000.00 | 180000.00 | 33440.00 | 300960.00 | 58800.00 | 529200.00 | 6500.00 | 58500.00 | 26034.40 | 234309.60 | 58500.00 | AMPSEPC PVT LTD
1153.00 | Installation of Valve (Ball/ Plug/ Gate/ Globe/ Check/ PCV/FCV/SDV/Butterfly) as below: Installation Above Ground End Type Butt Welded Operation Actuated (MOV) Size 323.9 mm Rating 600# | 2.00 | nos |  | 105000.00 | 210000.00 | 24000.00 | 48000.00 | 100501.00 | 201002.00 | 78000.00 | 156000.00 | 20000.00 | 40000.00 | 30827.50 | 61655.00 | 53550.00 | 107100.00 | 7200.00 | 14400.00 | 22315.20 | 44630.40 | 14400.00 | AMPSEPC PVT LTD
1154.00 | Installation of Valve (Ball/ Plug/ Gate/ Globe/ Check/ PCV/FCV/SDV/Butterfly) as below: Installation Above Ground End Type Butt Welded Operation Actuated (MOV) Size 60.3 mm Rating 600# | 6.00 | nos |  | 4500.00 | 27000.00 | 4000.00 | 24000.00 | 17543.00 | 105258.00 | 13000.00 | 78000.00 | 2000.00 | 12000.00 | 6061.00 | 36366.00 | 21000.00 | 126000.00 | 2100.00 | 12600.00 | 5578.80 | 33472.80 | 12000.00 | PRATHAM EPC PROJECTS LTD
1155.00 | Installation of Valve (Ball/ Plug/ Gate/ Globe/ Check/ PCV/FCV/SDV/Butterfly) as below: Installation Above Ground End Type Butt Welded Operation Actuated (MOV) Size 168.3 mm Rating 600# | 4.00 | nos |  | 14500.00 | 58000.00 | 12000.00 | 48000.00 | 52054.00 | 208216.00 | 39000.00 | 156000.00 | 2000.00 | 8000.00 | 11808.50 | 47234.00 | 52500.00 | 210000.00 | 7200.00 | 28800.00 | 11157.60 | 44630.40 | 8000.00 | PRATHAM EPC PROJECTS LTD
1156.00 | RADIOGRAPHY WORKS
1157.00 | Performance of radiographic inspection of piping of all types, sizes, thickness including providing or hiring of all necessary equipment, supply of all consumables including radiographic films and whatever else even though not expressly mentioned but required to perform the work as per specification and instructions of Engineer-in-Charge. All works shall be done as per details below:
1158.00 | Pipe OD 114.3 mm | 100.00 | nos |  | 1100.00 | 110000.00 | 1692.21 | 169221.00 | 727.00 | 72700.00 | 540.00 | 54000.00 | 500.00 | 50000.00 | 470.25 | 47025.00 | 1350.00 | 135000.00 | 1120.00 | 112000.00 | 1255.23 | 125523.00 | 47025.00 | M/s. Megha Engineering and Infrastructures Ltd
1159.00 | Pipe OD 168.3 mm | 100.00 | nos |  | 1600.00 | 160000.00 | 1772.32 | 177232.00 | 725.00 | 72500.00 | 540.00 | 54000.00 | 700.00 | 70000.00 | 714.78 | 71478.00 | 1987.00 | 198700.00 | 1750.00 | 175000.00 | 1255.23 | 125523.00 | 54000.00 | TOLANI PROJECTS PVT LTD
1160.00 | Pipe OD 219.1 mm | 50.00 | nos |  | 2200.00 | 110000.00 | 1847.68 | 92384.00 | 847.00 | 42350.00 | 648.00 | 32400.00 | 800.00 | 40000.00 | 893.48 | 44674.00 | 2550.00 | 127500.00 | 2350.00 | 117500.00 | 1255.23 | 62761.50 | 32400.00 | TOLANI PROJECTS PVT LTD
1161.00 | Pipe OD 88.9 mm | 100.00 | nos |  | 1000.00 | 100000.00 | 1654.53 | 165453.00 | 693.00 | 69300.00 | 540.00 | 54000.00 | 400.00 | 40000.00 | 407.55 | 40755.00 | 1050.00 | 105000.00 | 850.00 | 85000.00 | 1255.23 | 125523.00 | 40000.00 | PRATHAM EPC PROJECTS LTD
1162.00 | Pipe OD 60.3 mm | 100.00 | nos |  | 850.00 | 85000.00 | 1674.65 | 167465.00 | 695.00 | 69500.00 | 540.00 | 54000.00 | 400.00 | 40000.00 | 225.72 | 22572.00 | 750.00 | 75000.00 | 650.00 | 65000.00 | 1255.23 | 125523.00 | 22572.00 | M/s. Megha Engineering and Infrastructures Ltd
1163.00 | Pipe OD 323.9 mm | 80.00 | nos |  | 4800.00 | 384000.00 | 2003.15 | 160252.00 | 1055.00 | 84400.00 | 810.00 | 64800.00 | 2000.00 | 160000.00 | 1306.25 | 104500.00 | 3750.00 | 300000.00 | 3350.00 | 268000.00 | 1882.85 | 150628.00 | 64800.00 | TOLANI PROJECTS PVT LTD
1164.00 | Pipe OD 355.6 mm | 50.00 | nos |  | 4800.00 | 240000.00 | 2050.17 | 102508.50 | 1397.00 | 69850.00 | 1080.00 | 54000.00 | 3000.00 | 150000.00 | 1410.75 | 70537.50 | 4200.00 | 210000.00 | 3750.00 | 187500.00 | 1882.85 | 94142.50 | 54000.00 | TOLANI PROJECTS PVT LTD
1165.00 | Pipe OD 26.7 mm | 40.00 | nos |  | 750.00 | 30000.00 | 1674.65 | 66986.00 | 693.00 | 27720.00 | 540.00 | 21600.00 | 500.00 | 20000.00 | 88.83 | 3553.20 | 450.00 | 18000.00 | 550.00 | 22000.00 | 1255.23 | 50209.20 | 3553.20 | M/s. Megha Engineering and Infrastructures Ltd
1166.00 | Pipe OD 33.4 mm | 30.00 | nos |  | 650.00 | 19500.00 | 1674.65 | 50239.50 | 688.00 | 20640.00 | 540.00 | 16200.00 | 500.00 | 15000.00 | 99.28 | 2978.40 | 450.00 | 13500.00 | 630.00 | 18900.00 | 1255.23 | 37656.90 | 2978.40 | M/s. Megha Engineering and Infrastructures Ltd
1167.00 | Pipe OD 1016 mm | 1.00 | nos |  | 6500.00 | 6500.00 | 3029.85 | 3029.85 | 3530.00 | 3530.00 | 2700.00 | 2700.00 | 25000.00 | 25000.00 | 5225.00 | 5225.00 | 12600.00 | 12600.00 | 1120.00 | 1120.00 | 1255.23 | 1255.23 | 1120.00 | AMPSEPC PVT LTD
1168.00 | PAINTING WORKS
1169.00 | Supply of paints, solvents and primers, preparation of surfaces and application of primer and finish paints suitable for Industrial/ Industrial Marine environment for above ground piping including valves & fittings as defined in contract document and as per standard specification for Surface preparation and protective coating, identification, lettering/ numbering, colour coding etc. as specified including rub down and touch up of shop primer or scrapping of shop primer wherever required and providing of scaffolding for all heights, labour, materials, tools and tackles, consumables, supervision etc. to complete the work in all respect as per Standard/ Job Specification, Drawings, Standards and instruction of Engineer-in-Charge. All works shall be done as per details below
1170.00 | Pipe OD 21.3 mm Painting Environment Industrial | 20.00 | m |  | 2100.00 | 42000.00 | 218.70 | 4374.00 | 151.00 | 3020.00 | 112.00 | 2240.00 | 1000.00 | 20000.00 | 365.75 | 7315.00 | 180.00 | 3600.00 | 120.00 | 2400.00 | 348.68 | 6973.60 | 2240.00 | TOLANI PROJECTS PVT LTD
1171.00 | Pipe OD 88.9 mm Painting Environment Industrial | 20.00 | m |  | 3500.00 | 70000.00 | 912.81 | 18256.20 | 585.00 | 11700.00 | 450.00 | 9000.00 | 1000.00 | 20000.00 | 522.50 | 10450.00 | 630.00 | 12600.00 | 210.00 | 4200.00 | 476.52 | 9530.40 | 4200.00 | AMPSEPC PVT LTD
1172.00 | Pipe OD 219.1 mm Painting Environment Industrial | 20.00 | m |  | 4500.00 | 90000.00 | 2249.67 | 44993.40 | 1506.00 | 30120.00 | 1200.00 | 24000.00 | 1000.00 | 20000.00 | 783.75 | 15675.00 | 1530.00 | 30600.00 | 275.00 | 5500.00 | 557.88 | 11157.60 | 5500.00 | AMPSEPC PVT LTD
1173.00 | Pipe OD 168.3 mm Painting Environment Industrial | 20.00 | m |  | 4800.00 | 96000.00 | 1728.07 | 34561.40 | 1159.00 | 23180.00 | 900.00 | 18000.00 | 1000.00 | 20000.00 | 731.50 | 14630.00 | 1193.00 | 23860.00 | 255.00 | 5100.00 | 424.22 | 8484.40 | 5100.00 | AMPSEPC PVT LTD
1174.00 | Pipe OD 33.4 mm Painting Environment Industrial | 20.00 | m |  | 4300.00 | 86000.00 | 342.94 | 6858.80 | 202.00 | 4040.00 | 150.00 | 3000.00 | 1000.00 | 20000.00 | 418.00 | 8360.00 | 180.00 | 3600.00 | 145.00 | 2900.00 | 424.22 | 8484.40 | 2900.00 | AMPSEPC PVT LTD
1175.00 | Pipe OD 48.3 mm Painting Environment Industrial | 20.00 | m |  | 2550.00 | 51000.00 | 495.93 | 9918.60 | 288.00 | 5760.00 | 225.00 | 4500.00 | 1000.00 | 20000.00 | 470.25 | 9405.00 | 270.00 | 5400.00 | 165.00 | 3300.00 | 435.84 | 8716.80 | 3300.00 | AMPSEPC PVT LTD
1176.00 | Pipe OD 60.3 mm Painting Environment Industrial | 20.00 | m |  | 2950.00 | 59000.00 | 619.15 | 12383.00 | 398.00 | 7960.00 | 300.00 | 6000.00 | 1000.00 | 20000.00 | 543.40 | 10868.00 | 450.00 | 9000.00 | 175.00 | 3500.00 | 453.28 | 9065.60 | 3500.00 | AMPSEPC PVT LTD
1177.00 | Pipe OD 114.3 mm Painting Environment Industrial | 20.00 | m |  | 3200.00 | 64000.00 | 1173.61 | 23472.20 | 776.00 | 15520.00 | 600.00 | 12000.00 | 1000.00 | 20000.00 | 627.00 | 12540.00 | 810.00 | 16200.00 | 185.00 | 3700.00 | 499.77 | 9995.40 | 3700.00 | AMPSEPC PVT LTD
1178.00 | Pipe OD 323.9 mm Painting Environment Industrial | 20.00 | m |  | 5450.00 | 109000.00 | 3325.74 | 66514.80 | 2303.00 | 46060.00 | 1800.00 | 36000.00 | 1000.00 | 20000.00 | 940.50 | 18810.00 | 1890.00 | 37800.00 | 325.00 | 6500.00 | 615.99 | 12319.80 | 6500.00 | AMPSEPC PVT LTD
1179.00 | Pipe OD 355.6 mm Painting Environment Industrial | 20.00 | m |  | 5450.00 | 109000.00 | 3651.23 | 73024.60 | 2717.00 | 54340.00 | 2100.00 | 42000.00 | 1000.00 | 20000.00 | 1097.25 | 21945.00 | 2520.00 | 50400.00 | 375.00 | 7500.00 | 674.11 | 13482.20 | 7500.00 | AMPSEPC PVT LTD
1180.00 | PIPE SUPPORT WORKS
1181.00 | Supply of all materials required for fabrication of pipe supports & special supports including supply of bolts, nuts, washers, U Clamps, Wooden Blocks, Teflon Pads, SS Plates (as required) etc. as mentioned in the drawing/ standards and as defined in scope of work document, fabrication and erection of pipe/ equipment supports (for all sizes/ thickness) including shoes, pipes, cradles, turn buckles, T-posts for all types of guides, anchors, special supports for cold/hot insulated pipes etc. if applicable, all necessary equipment, consumables, labour etc. for completing all works, supply and application of paints and primers suitable for painting environment as defined in contract document and as per standard specification for Surface preparation and protective coating and completing the work as per drawings, scope of work, specifications, standards, other provisions of Contract and instruction of Engineer-in-Charge.
1182.00 | CS Structural Steel | 10.00 | MT |  | 125000.00 | 1250000.00 | 100000.00 | 1000000.00 | 151565.00 | 1515650.00 | 120000.00 | 1200000.00 | 126000.00 | 1260000.00 | 94050.00 | 940500.00 | 126000.00 | 1260000.00 | 135000.00 | 1350000.00 | 117387.26 | 1173872.60 | 940500.00 | M/s. Megha Engineering and Infrastructures Ltd
1183.00 | Stainless Steel | 3.00 | MT |  | 195000.00 | 585000.00 | 200000.00 | 600000.00 | 469200.00 | 1407600.00 | 350000.00 | 1050000.00 | 145000.00 | 435000.00 | 114950.00 | 344850.00 | 705600.00 | 2116800.00 | 275000.00 | 825000.00 | 139470.01 | 418410.03 | 344850.00 | M/s. Megha Engineering and Infrastructures Ltd
1184.00 | PIPE INSULATION WORKS
1185.00 | Providing hot/ cold insulation as per P&IDs/ standards/ specifications/ job specifications including anti corrosive paint on all pipes laid on sleepers, portals, racks, flanges, fittings, valves, equipment, i.e. scraper traps (including all branch connections), supports at all elevations etc. including supply of insulating, cladding and other ancillary materials, protective coverings, consumables, other necessary materials as required, all tools and tackles, equipment, apparatus etc., labour and supervision, transportation of materials to work site, preparation of mattresses to prescribed thickness and densities, applying on surfaces as specified, including all preparatory works there on, all binding, tie-ing, lacing, stitching and/ or otherwise securing finishing with cladding, providing bolts, rivets and self-tapping screws wherever specified, providing inspection windows, end seals for valves, flanges, fittings etc., providing all necessary scaffolding and completing the work as per drawings, scope of work, specifications, standards, other provisions of Contract and instruction of Engineer-in-Charge. Note:- 1. For valve sizes 1.5 inches and below, the rate for providing hot/ cold insulation will be considered as a part of providing hot/ cold insulation on piping. No extra amount for the same shall be paid.
1186.00 | Cold/ Hot Insulation of Pipes as defined below: Type of Insulation Hot Pipe OD 60.3 mm Insulation thickness 50 mm | 20.00 | m |  | 1500.00 | 30000.00 | 2624.00 | 52480.00 | 456.00 | 9120.00 | 350.00 | 7000.00 | 1000.00 | 20000.00 | 1567.50 | 31350.00 | 2730.00 | 54600.00 | 425.00 | 8500.00 | 1764.30 | 35286.00 | 7000.00 | TOLANI PROJECTS PVT LTD
1187.00 | Cold/ Hot Insulation of Pipes as defined below: Type of Insulation Hot Pipe OD 88.9 mm Insulation thickness 50 mm | 20.00 | m |  | 1250.00 | 25000.00 | 2975.00 | 59500.00 | 667.00 | 13340.00 | 500.00 | 10000.00 | 1000.00 | 20000.00 | 1567.50 | 31350.00 | 3315.00 | 66300.00 | 375.00 | 7500.00 | 2110.65 | 42213.00 | 7500.00 | AMPSEPC PVT LTD
1188.00 | Cold/ Hot Insulation of Pipes as defined below: Type of Insulation Hot Pipe OD 168.3 mm Insulation thickness 50 mm | 20.00 | m |  | 1400.00 | 28000.00 | 4906.50 | 98130.00 | 1285.00 | 25700.00 | 1000.00 | 20000.00 | 1000.00 | 20000.00 | 1567.50 | 31350.00 | 6630.00 | 132600.00 | 475.00 | 9500.00 | 3074.15 | 61483.00 | 9500.00 | AMPSEPC PVT LTD
1189.00 | Cold/ Hot Insulation of Pipes as defined below: Type of Insulation Cold Pipe OD 323.9 mm Insulation thickness 175 mm | 20.00 | m |  | 1750.00 | 35000.00 | 9813.00 | 196260.00 | 2516.00 | 50320.00 | 2000.00 | 40000.00 | 1000.00 | 20000.00 | 1567.50 | 31350.00 | 23751.00 | 475020.00 | 550.00 | 11000.00 | 19902.37 | 398047.40 | 11000.00 | AMPSEPC PVT LTD
1190.00 | Cold/ Hot Insulation of Pipes as defined below: Type of Insulation Cold Pipe OD 168.3 mm Insulation thickness 50 mm | 20.00 | m |  | 1750.00 | 35000.00 | 4906.50 | 98130.00 | 1336.00 | 26720.00 | 1000.00 | 20000.00 | 1000.00 | 20000.00 | 1567.50 | 31350.00 | 3744.00 | 74880.00 | 550.00 | 11000.00 | 4196.89 | 83937.80 | 11000.00 | AMPSEPC PVT LTD
1191.00 | Cold/ Hot Insulation of Pipes as defined below: Type of Insulation Cold Pipe OD 60.3 mm Insulation thickness 40 mm | 20.00 | m |  | 1600.00 | 32000.00 | 2624.00 | 52480.00 | 508.00 | 10160.00 | 400.00 | 8000.00 | 1000.00 | 20000.00 | 1567.50 | 31350.00 | 1872.00 | 37440.00 | 175.00 | 3500.00 | 1928.17 | 38563.40 | 3500.00 | AMPSEPC PVT LTD
1192.00 | Cold/ Hot Insulation of Pipes as defined below: Type of Insulation Cold Pipe OD 114.3 mm Insulation thickness 40 mm | 20.00 | m |  | 1500.00 | 30000.00 | 3271.00 | 65420.00 | 925.00 | 18500.00 | 700.00 | 14000.00 | 1000.00 | 20000.00 | 1567.50 | 31350.00 | 3120.00 | 62400.00 | 375.00 | 7500.00 | 2826.59 | 56531.80 | 7500.00 | AMPSEPC PVT LTD
1193.00 | Cold/ Hot Insulation of Pipes as defined below: Type of Insulation Cold Pipe OD 323.9 mm Insulation thickness 50 mm | 20.00 | m |  | 1250.00 | 25000.00 | 9813.00 | 196260.00 | 2645.00 | 52900.00 | 2000.00 | 40000.00 | 2000.00 | 40000.00 | 1567.50 | 31350.00 | 6786.00 | 135720.00 | 510.00 | 10200.00 | 6958.39 | 139167.80 | 10200.00 | AMPSEPC PVT LTD
1194.00 | Cold/ Hot Insulation of Pipes as defined below: Type of Insulation Cold Pipe OD 355.6 mm Insulation thickness 50 mm | 20.00 | m |  | 1500.00 | 30000.00 | 11448.50 | 228970.00 | 3086.00 | 61720.00 | 2300.00 | 46000.00 | 3000.00 | 60000.00 | 1567.50 | 31350.00 | 7020.00 | 140400.00 | 1150.00 | 23000.00 | 7520.92 | 150418.40 | 23000.00 | AMPSEPC PVT LTD
1195.00 | Cold/ Hot Insulation of Valves as defined below: Type of Insulation Cold Pipe OD 168.3 mm Insulation thickness 50 mm | 10.00 | nos |  | 1500.00 | 15000.00 | 4906.50 | 49065.00 | 1305.00 | 13050.00 | 1000.00 | 10000.00 | 1000.00 | 10000.00 | 1567.50 | 15675.00 | 7488.00 | 74880.00 | 550.00 | 5500.00 | 6838.68 | 68386.80 | 5500.00 | AMPSEPC PVT LTD
1196.00 | Cold/ Hot Insulation of Valves as defined below: Type of Insulation Cold Pipe OD 60.3 mm Insulation thickness 40 mm | 10.00 | nos |  | 1250.00 | 12500.00 | 2624.00 | 26240.00 | 416.00 | 4160.00 | 320.00 | 3200.00 | 1000.00 | 10000.00 | 1567.50 | 15675.00 | 3744.00 | 37440.00 | 675.00 | 6750.00 | 3268.25 | 32682.50 | 3200.00 | TOLANI PROJECTS PVT LTD
1197.00 | Cold/ Hot Insulation of Valves as defined below: Type of Insulation Cold Pipe OD 26.7 mm Insulation thickness 40 mm | 10.00 | nos |  | 1600.00 | 16000.00 | 2195.00 | 21950.00 | 204.00 | 2040.00 | 160.00 | 1600.00 | 1000.00 | 10000.00 | 1567.50 | 15675.00 | 3120.00 | 31200.00 | 650.00 | 6500.00 | 2401.21 | 24012.10 | 1600.00 | TOLANI PROJECTS PVT LTD
1198.00 | Cold/ Hot Insulation of Valves as defined below: Type of Insulation Cold Pipe OD 21.3 mm Insulation thickness 40 mm | 10.00 | nos |  | 1125.00 | 11250.00 | 2195.00 | 21950.00 | 189.00 | 1890.00 | 150.00 | 1500.00 | 1000.00 | 10000.00 | 1567.50 | 15675.00 | 3120.00 | 31200.00 | 675.00 | 6750.00 | 2262.90 | 22629.00 | 1500.00 | TOLANI PROJECTS PVT LTD
1199.00 | Cold/ Hot Insulation of Valves as defined below: Type of Insulation Cold Pipe OD 33.4 mm Insulation thickness 40 mm | 10.00 | nos |  | 1295.00 | 12950.00 | 2195.00 | 21950.00 | 208.00 | 2080.00 | 160.00 | 1600.00 | 1000.00 | 10000.00 | 1567.50 | 15675.00 | 3744.00 | 37440.00 | 825.00 | 8250.00 | 2574.38 | 25743.80 | 1600.00 | TOLANI PROJECTS PVT LTD
1200.00 | Cold/ Hot Insulation of Valves as defined below: Type of Insulation Cold Pipe OD 48.3 mm Insulation thickness 40 mm | 10.00 | nos |  | 1300.00 | 13000.00 | 2195.00 | 21950.00 | 338.00 | 3380.00 | 250.00 | 2500.00 | 1000.00 | 10000.00 | 1567.50 | 15675.00 | 3744.00 | 37440.00 | 875.00 | 8750.00 | 2959.09 | 29590.90 | 2500.00 | TOLANI PROJECTS PVT LTD
1201.00 | Cold/ Hot Insulation of Valves as defined below: Type of Insulation Cold Pipe OD 88.9 mm Insulation thickness 40 mm | 10.00 | nos |  | 1400.00 | 14000.00 | 2975.00 | 29750.00 | 651.00 | 6510.00 | 500.00 | 5000.00 | 1000.00 | 10000.00 | 1567.50 | 15675.00 | 5304.00 | 53040.00 | 550.00 | 5500.00 | 4006.28 | 40062.80 | 5000.00 | TOLANI PROJECTS PVT LTD
1202.00 | Cold/ Hot Insulation of Valves as defined below: Type of Insulation Cold Pipe OD 114.3 mm Insulation thickness 40 mm | 10.00 | nos |  | 1600.00 | 16000.00 | 3271.00 | 32710.00 | 854.00 | 8540.00 | 650.00 | 6500.00 | 1000.00 | 10000.00 | 1567.50 | 15675.00 | 6240.00 | 62400.00 | 375.00 | 3750.00 | 4661.79 | 46617.90 | 3750.00 | AMPSEPC PVT LTD
1203.00 | Cold/ Hot Insulation of Valves as defined below: Type of Insulation Cold Pipe OD 219.1 mm Insulation thickness 50 mm | 10.00 | nos |  | 2125.00 | 21250.00 | 6542.00 | 65420.00 | 1751.00 | 17510.00 | 1300.00 | 13000.00 | 1000.00 | 10000.00 | 1567.50 | 15675.00 | 12480.00 | 124800.00 | 425.00 | 4250.00 | 8217.11 | 82171.10 | 4250.00 | AMPSEPC PVT LTD
1204.00 | Cold/ Hot Insulation of Valves as defined below: Type of Insulation Cold Pipe OD 323.9 mm Insulation thickness 50 mm | 10.00 | nos |  | 2600.00 | 26000.00 | 9813.00 | 98130.00 | 2595.00 | 25950.00 | 2000.00 | 20000.00 | 1000.00 | 10000.00 | 1567.50 | 15675.00 | 13572.00 | 135720.00 | 510.00 | 5100.00 | 11059.97 | 110599.70 | 5100.00 | AMPSEPC PVT LTD
1205.00 | Cold/ Hot Insulation of Valves as defined below: Type of Insulation Cold Pipe OD 355.6 mm Insulation thickness 50 mm | 10.00 | nos |  | 2600.00 | 26000.00 | 11448.50 | 114485.00 | 2913.00 | 29130.00 | 2300.00 | 23000.00 | 1000.00 | 10000.00 | 1567.50 | 15675.00 | 14040.00 | 140400.00 | 1150.00 | 11500.00 | 15892.61 | 158926.10 | 10000.00 | PRATHAM EPC PROJECTS LTD
1206.00 | SUPPLY OF ASSORTED PIPES
1207.00 | Supply, procurement and transportation to worksite(s)/workshop(s) including loading, unloading and handling for Assorted Pipes to be supplied by Contractor as per the requirement of PMS, data-sheets, scope of work, specifications and applicable addendum (if any), standards, instructions of Owner/ Engineer-in-Charge and other provisions of Contract. Supply of pipes as per EIL Specification No. 6-44-0051 (Technical notes for Pipes) & its addendum (if any), PMS & any other information forming the tender document as per the following details:
1208.00 | Make SMLS Standard ASME B 36.10 Ends Bevel Ended - ASTM Pipe Material Grade ASTM A 106 Gr. B (CHARPY) Pipe OD 60.3 mm Wall thickness (mm) / Schedule XS | 6.00 | m |  | 588.90 | 3533.40 | 831.40 | 4988.40 | 727.00 | 4362.00 | 651.00 | 3906.00 | 1100.00 | 6600.00 | 3344.00 | 20064.00 | 1779.00 | 10674.00 | 950.00 | 5700.00 | 747.33 | 4483.98 | 3533.40 | Advance Infrastrurctures Pvt Ltd
1209.00 | Make SMLS Standard ASME B 36.10 Ends Bevel Ended - ASTM Pipe Material Grade ASTM A 106 Gr. B (CHARPY) Pipe OD 114.3 mm Wall thickness (mm) / Schedule XS | 18.00 | m |  | 2250.00 | 40500.00 | 2210.32 | 39785.76 | 2228.00 | 40104.00 | 1958.00 | 35244.00 | 2323.00 | 41814.00 | 2508.00 | 45144.00 | 5209.00 | 93762.00 | 1350.00 | 24300.00 | 2248.95 | 40481.10 | 24300.00 | AMPSEPC PVT LTD
1210.00 | Make SMLS Standard ASME B 36.10 Ends Bevel Ended - ASTM Pipe Material Grade ASTM A 106 Gr. B (CHARPY) Pipe OD 168.3 mm Wall thickness (mm) / Schedule XS | 6.00 | m |  | 2600.00 | 15600.00 | 4091.23 | 24547.38 | 4172.00 | 25032.00 | 3698.00 | 22188.00 | 3508.00 | 21048.00 | 3657.50 | 21945.00 | 9830.00 | 58980.00 | 5800.00 | 34800.00 | 4298.00 | 25788.00 | 15600.00 | Advance Infrastrurctures Pvt Ltd
1211.00 | Make SMLS Standard API 5L (& EIL Specification, as applicable) Ends Bevel Ended - ASTM Pipe Material Grade API 5L Gr. X-52 PSL 2 Pipe OD 323.9 mm Wall thickness (mm) / Schedule 11.13 | 18.00 | m |  | 26289.00 | 473202.00 | 14906.00 | 268308.00 | 16433.00 | 295794.00 | 14700.00 | 264600.00 | 7023.00 | 126414.00 | 19855.00 | 357390.00 | 19194.00 | 345492.00 | 10050.00 | 180900.00 | 15946.07 | 287029.26 | 126414.00 | PRATHAM EPC PROJECTS LTD
1212.00 | Make SMLS Standard ASME B 36.19 Ends Plain Ended - ASTM Pipe Material Grade ASTM A 312 TP304, CRYO Pipe OD 33.4 mm Wall thickness (mm) / Schedule 40S | 48.00 | metre |  | 876.20 | 42057.60 | 1325.15 | 63607.20 | 1264.00 | 60672.00 | 1143.00 | 54864.00 | 1500.00 | 72000.00 | 418.00 | 20064.00 | 1837.00 | 88176.00 | 5800.00 | 278400.00 | 1328.45 | 63765.60 | 20064.00 | M/s. Megha Engineering and Infrastructures Ltd
1213.00 | Make SMLS Standard ASME B 36.19 Ends Bevel Ended - ASTM Pipe Material Grade ASTM A 312 TP304, CRYO Pipe OD 114.3 mm Wall thickness (mm) / Schedule 40S | 22.00 | metre |  | 2250.00 | 49500.00 | 7447.72 | 163849.84 | 4788.00 | 105336.00 | 4245.00 | 93390.00 | 2500.00 | 55000.00 | 1567.50 | 34485.00 | 11194.00 | 246268.00 | 1150.00 | 25300.00 | 8046.26 | 177017.72 | 25300.00 | AMPSEPC PVT LTD
1214.00 | Make SMLS Standard ASME B 36.10 Ends Bevel Ended - ASTM Pipe Material Grade ASTM A 333 GR.6, LT Pipe OD 60.3 mm Wall thickness (mm) / Schedule XS | 13.00 | metre |  | 850.00 | 11050.00 | 964.75 | 12541.75 | 901.00 | 11713.00 | 785.00 | 10205.00 | 1500.00 | 19500.00 | 3344.00 | 43472.00 | 2174.00 | 28262.00 | 17550.00 | 228150.00 | 894.93 | 11634.09 | 10205.00 | TOLANI PROJECTS PVT LTD
1215.00 | Make SMLS Standard ASME B 36.10 Ends Bevel Ended - ASTM Pipe Material Grade ASTM A 333 GR.6, LT Pipe OD 88.9 mm Wall thickness (mm) / Schedule XS | 10.00 | metre |  | 1250.00 | 12500.00 | 1795.30 | 17953.00 | 1828.00 | 18280.00 | 1606.00 | 16060.00 | 500.00 | 5000.00 | 3657.50 | 36575.00 | 4408.00 | 44080.00 | 19550.00 | 195500.00 | 1814.27 | 18142.70 | 5000.00 | PRATHAM EPC PROJECTS LTD
1216.00 | Make SMLS Standard ASME B 36.10 Ends Bevel Ended - ASTM Pipe Material Grade ASTM A 333 GR.6, LT Pipe OD 114.3 mm Wall thickness (mm) / Schedule XS | 8.00 | metre |  | 2250.00 | 18000.00 | 2612.47 | 20899.76 | 2718.00 | 21744.00 | 2363.00 | 18904.00 | 1500.00 | 12000.00 | 2508.00 | 20064.00 | 6367.00 | 50936.00 | 950.00 | 7600.00 | 2694.10 | 21552.80 | 7600.00 | AMPSEPC PVT LTD
1217.00 | Make SMLS Standard ASME B 36.10 Ends Bevel Ended - ASTM Pipe Material Grade ASTM A 333 GR.6, LT Pipe OD 168.2 mm Wall thickness (mm) / Schedule XS | 14.00 | metre |  | 4982.00 | 69748.00 | 4805.23 | 67273.22 | 4988.00 | 69832.00 | 4463.00 | 62482.00 | 3500.00 | 49000.00 | 3657.50 | 51205.00 | 12014.00 | 168196.00 | 10050.00 | 140700.00 | 5088.33 | 71236.62 | 49000.00 | PRATHAM EPC PROJECTS LTD
1218.00 | Make SMLS Standard ASME B 36.10 Ends Bevel Ended - ASTM Pipe Material Grade ASTM A 333 GR.6, LT Pipe OD 323.8 mm Wall thickness (mm) / Schedule 15.9 mm | 18.00 | metre |  | 26289.00 | 473202.00 | 18518.00 | 333324.00 | 20175.00 | 363150.00 | 17820.00 | 320760.00 | 5000.00 | 90000.00 | 22990.00 | 413820.00 | 33503.00 | 603054.00 | 10050.00 | 180900.00 | 19944.21 | 358995.78 | 90000.00 | PRATHAM EPC PROJECTS LTD
1219.00 | SUPPLY OF FLANGES
1220.00 | Supply, procurement and transportation to worksite(s)/workshop(s) including loading, unloading and handling for Flanges to be supplied by Contractor as per the requirement of PMS, data-sheets, scope of work, specifications and applicable addendum (if any), standards, instructions of Owner/ Engineer-in-Charge and other provisions of Contract. Supply of flanges as per EIL Specification No. 6-71-0023, 6-71-0024, 6-44-0053 (Technical Notes for Flanges) & its addendum (if any), PMS & any other information forming the tender document, as per the following details:
1221.00 | Flanges for Pipeline Type Socket Welded Face Raised Face (RF) Standard ASME B 16.5 Finish (AARH) 125-250 Rating 300# Material ASTM A 182 GR.F304, CRYO Pipe OD 33.4 mm Wall thickness 0 mm | 2.00 | nos |  | 2860.00 | 5720.00 | 1099.86 | 2199.72 | 728.00 | 1456.00 | 643.00 | 1286.00 | 2000.00 | 4000.00 | 522.50 | 1045.00 | 2400.00 | 4800.00 | 11050.00 | 22100.00 | 3463.51 | 6927.02 | 1045.00 | M/s. Megha Engineering and Infrastructures Ltd
1222.00 | Flanges for Pipeline Type Weld neck Face Raised Face (RF) Standard ASME B 16.5 Finish (AARH) 125-250 Rating 600# Material ASTM A 182 GR.F304, CRYO Pipe OD 114.3 mm Wall thickness 0 mm | 2.00 | nos |  | 29250.00 | 58500.00 | 13740.66 | 27481.32 | 7418.00 | 14836.00 | 6716.00 | 13432.00 | 4000.00 | 8000.00 | 4702.50 | 9405.00 | 7800.00 | 15600.00 | 11050.00 | 22100.00 | 6973.50 | 13947.00 | 8000.00 | PRATHAM EPC PROJECTS LTD
1223.00 | Flanges for Pipeline Type Weld neck Face Raised Face (RF) Standard ASME B 16.5 Finish (AARH) 125-250 Rating 600# Material ASTM A 182 GR.F304, CRYO Pipe OD 168.2 mm Wall thickness 0 mm | 4.00 | nos |  | 50050.00 | 200200.00 | 22596.12 | 90384.48 | 16026.00 | 64104.00 | 14085.00 | 56340.00 | 8000.00 | 32000.00 | 12540.00 | 50160.00 | 11520.00 | 46080.00 | 13500.00 | 54000.00 | 11854.95 | 47419.80 | 32000.00 | PRATHAM EPC PROJECTS LTD
1224.00 | Flanges for Pipeline Type Weld neck Face Raised Face (RF) Standard ASME B 16.5 Finish (AARH) 125-250 Rating 300# Material ASTM A 182 GR.F304, CRYO Pipe OD 168.2 mm Wall thickness 0 mm | 4.00 | nos |  | 25415.00 | 101660.00 | 15266.94 | 61067.76 | 8696.00 | 34784.00 | 7808.00 | 31232.00 | 8000.00 | 32000.00 | 9405.00 | 37620.00 | 10320.00 | 41280.00 | 8500.00 | 34000.00 | 11854.95 | 47419.80 | 31232.00 | TOLANI PROJECTS PVT LTD
1225.00 | Flanges for Pipeline Type Weld neck Face Raised Face (RF) Standard ASME B 16.5 Finish (AARH) 125-250 Rating 600# Material ASTM A 350 GR.LF2 CL.1, LT Pipe OD 60.3 mm Wall thickness 0 mm | 20.00 | nos |  | 1430.00 | 28600.00 | 1302.72 | 26054.40 | 779.00 | 15580.00 | 705.00 | 14100.00 | 2000.00 | 40000.00 | 1306.25 | 26125.00 | 1140.00 | 22800.00 | 8500.00 | 170000.00 | 1493.49 | 29869.80 | 14100.00 | TOLANI PROJECTS PVT LTD
1226.00 | Flanges for Pipeline Type Weld neck Face Raised Face (RF) Standard ASME B 16.5 Finish (AARH) 125-250 Rating 600# Material ASTM A 350 GR.LF2 CL.1, LT Pipe OD 114.3 mm Wall thickness 0 mm | 11.00 | nos |  | 5005.00 | 55055.00 | 4818.96 | 53008.56 | 3045.00 | 33495.00 | 2725.00 | 29975.00 | 5000.00 | 55000.00 | 4702.50 | 51727.50 | 1740.00 | 19140.00 | 8500.00 | 93500.00 | 6973.50 | 76708.50 | 19140.00 | Ace Pipeline Contracts Pvt Ltd
1227.00 | Flanges for Pipeline Type Weld neck Face Raised Face (RF) Standard ASME B 16.5 Finish (AARH) 125-250 Rating 600# Material ASTM A 350 GR.LF2 CL.1, LT Pipe OD 168.2 mm Wall thickness 0 mm | 8.00 | nos |  | 8840.00 | 70720.00 | 10470.06 | 83760.48 | 6585.00 | 52680.00 | 5908.00 | 47264.00 | 5000.00 | 40000.00 | 12540.00 | 100320.00 | 8400.00 | 67200.00 | 8500.00 | 68000.00 | 11854.95 | 94839.60 | 40000.00 | PRATHAM EPC PROJECTS LTD
1228.00 | Flanges for Pipeline Type Weld neck Face Raised Face (RF) Standard ASME B 16.5 Finish (AARH) 125-250 Rating 600# Material ASTM A 350 GR.LF2 CL.1, LT Pipe OD 323.8 mm Wall thickness 0 mm | 2.00 | nos |  | 34450.00 | 68900.00 | 30446.94 | 60893.88 | 22420.00 | 44840.00 | 20032.00 | 40064.00 | 15000.00 | 30000.00 | 36575.00 | 73150.00 | 60000.00 | 120000.00 | 8500.00 | 17000.00 | 23245.00 | 46490.00 | 17000.00 | AMPSEPC PVT LTD
1229.00 | Flanges for Pipeline Type Blind Flange Face Raised Face (RF) Standard ASME B 16.5 Finish (AARH) 125-250 Rating 600# Material ASTM A 350 GR.LF2 CL.1, LT Pipe OD 60.3 mm Wall thickness 0 mm | 3.00 | nos |  | 1235.00 | 3705.00 | 1106.76 | 3320.28 | 688.00 | 2064.00 | 604.00 | 1812.00 | 2000.00 | 6000.00 | 1567.50 | 4702.50 | 2844.00 | 8532.00 | 5500.00 | 16500.00 | 1493.49 | 4480.47 | 1812.00 | TOLANI PROJECTS PVT LTD
1230.00 | Flanges for Pipeline Type Figure 8 Falange Face Flat Face (FF) Standard ASME B 16.48 Finish (AARH) 125-250 Rating 600# Material ASTM A 350 GR.LF2 CL.1, LT Pipe OD 60.3 mm Wall thickness 0 mm | 4.00 | nos |  | 1560.00 | 6240.00 | 2395.68 | 9582.72 | 803.00 | 3212.00 | 727.00 | 2908.00 | 5500.00 | 22000.00 | 1567.50 | 6270.00 | 4550.00 | 18200.00 | 5950.00 | 23800.00 | 1493.49 | 5973.96 | 2908.00 | TOLANI PROJECTS PVT LTD
1231.00 | Flanges for Pipeline Type Figure 8 Falange Face Flat Face (FF) Standard ASME B 16.48 Finish (AARH) 125-250 Rating 600# Material ASTM A 350 GR.LF2 CL.1, LT Pipe OD 168.3 mm Wall thickness 0 mm | 2.00 | nos |  | 8450.00 | 16900.00 | 11978.40 | 23956.80 | 5011.00 | 10022.00 | 4478.00 | 8956.00 | 8000.00 | 16000.00 | 11495.00 | 22990.00 | 13440.00 | 26880.00 | 2750.00 | 5500.00 | 11854.95 | 23709.90 | 5500.00 | AMPSEPC PVT LTD
1232.00 | Flanges for Pipeline Type Spacer & Blind Face Flat Face (FF) Standard ASME B 16.48 Finish (AARH) 125-250 Rating 600# Material ASTM A 350 GR.LF2 CL.1, LT Pipe OD 323.8 mm Wall thickness 0 mm | 2.00 | nos |  | 29250.00 | 58500.00 | 31862.82 | 63725.64 | 26211.00 | 52422.00 | 22947.00 | 45894.00 | 12000.00 | 24000.00 | 33440.00 | 66880.00 | 96000.00 | 192000.00 | 4850.00 | 9700.00 | 23245.00 | 46490.00 | 9700.00 | AMPSEPC PVT LTD
1233.00 | Flanges for Pipeline Type Spacer & Blind Face Flat Face (FF) Standard ASME B 16.48 Finish (AARH) 125-250 Rating 600# Material ASTM A 350 GR.LF2 CL.1, LT Pipe OD 355.6 mm Wall thickness 0 mm | 2.00 | nos |  | 47515.00 | 95030.00 | 36465.12 | 72930.24 | 23230.00 | 46460.00 | 20848.00 | 41696.00 | 12000.00 | 24000.00 | 43890.00 | 87780.00 | 110400.00 | 220800.00 | 5500.00 | 11000.00 | 29056.25 | 58112.50 | 11000.00 | AMPSEPC PVT LTD
1234.00 | SUPPLY OF FITTINGS
1235.00 | Supply, procurement and transportation to worksite(s)/workshop(s) including loading, unloading and handling for Fittings to be supplied by Contractor as per the requirement of PMS, data-sheets, scope of work, specifications and applicable addendum (if any), standards, instructions of Owner/ Engineer-in-Charge and other provisions of Contract. Supply of fittings as per EIL Specification No. 6-71-0023, 6-71-0024, 6-44-0054 (Technical Notes for Fittings) & its addendum (if any), PMS & any other information forming the tender document, as per the following details:
1236.00 | Type ELBOW 90 DEG Ends/ Rating Butt Welded / Not Required Standard ASME B 16.9 Material ASTM A 234 Gr. WPB (CHARPY) OD1 60.3 mm Wall thickness (mm)/ Schedule 1 XS OD2 NA mm Wall thickness (mm)/ Schedule 2 NA | 6.00 | nos |  | 390.00 | 2340.00 | 300.00 | 1800.00 | 344.00 | 2064.00 | 300.00 | 1800.00 | 2000.00 | 12000.00 | 574.75 | 3448.50 | 378.00 | 2268.00 | 1150.00 | 6900.00 | 383.54 | 2301.24 | 1800.00 | JSIW INFRASTRUCTURE PRIVATE LIMITED, TOLANI PROJECTS PVT LTD
1237.00 | Type EQUAL TEE Ends/ Rating Butt Welded / Not Required Standard ASME B 16.9 Material ASTM A 234 Gr. WPB (CHARPY) OD1 60.3 mm Wall thickness (mm)/ Schedule 1 XS OD2 60.3 mm Wall thickness (mm)/ Schedule 2 XS | 6.00 | nos |  | 1170.00 | 7020.00 | 900.00 | 5400.00 | 991.00 | 5946.00 | 900.00 | 5400.00 | 2000.00 | 12000.00 | 992.75 | 5956.50 | 1008.00 | 6048.00 | 2750.00 | 16500.00 | 1534.17 | 9205.02 | 5400.00 | JSIW INFRASTRUCTURE PRIVATE LIMITED, TOLANI PROJECTS PVT LTD
1238.00 | Type WELDOLET Ends/ Rating Butt Welded / Not Required Standard MSS SP97 Material ASTM A 105 (CHARPY) OD1 168.3 mm Wall thickness (mm)/ Schedule 1 XS OD2 60.3 mm Wall thickness (mm)/ Schedule 2 XS | 4.00 | nos |  | 1300.00 | 5200.00 | 1000.00 | 4000.00 | 1102.00 | 4408.00 | 1000.00 | 4000.00 | 1500.00 | 6000.00 | 418.00 | 1672.00 | 960.00 | 3840.00 | 1150.00 | 4600.00 | 13947.00 | 55788.00 | 1672.00 | M/s. Megha Engineering and Infrastructures Ltd
1239.00 | Type ELBOW 90 DEG Ends/ Rating Butt Welded / Not Required Standard ASME B 16.9 Material ASTM A 234 Gr. WPB (CHARPY) OD1 114.3 mm Wall thickness (mm)/ Schedule 1 XS OD2 NA mm Wall thickness (mm)/ Schedule 2 NA | 6.00 | nos |  | 1300.00 | 7800.00 | 1000.00 | 6000.00 | 1142.00 | 6852.00 | 1000.00 | 6000.00 | 4500.00 | 27000.00 | 3344.00 | 20064.00 | 1638.00 | 9828.00 | 1550.00 | 9300.00 | 1975.83 | 11854.98 | 6000.00 | JSIW INFRASTRUCTURE PRIVATE LIMITED, TOLANI PROJECTS PVT LTD
1240.00 | Type ELBOW 90 DEG Ends/ Rating Butt Welded / Not Required Standard ASME B 16.9 Material ASTM A 234 Gr. WPB (CHARPY) OD1 168.3 mm Wall thickness (mm)/ Schedule 1 XS OD2 NA mm Wall thickness (mm)/ Schedule 2 NA | 7.00 | nos |  | 3575.00 | 25025.00 | 2750.00 | 19250.00 | 3131.00 | 21917.00 | 2750.00 | 19250.00 | 6800.00 | 47600.00 | 4702.50 | 32917.50 | 3528.00 | 24696.00 | 1550.00 | 10850.00 | 2905.63 | 20339.41 | 10850.00 | AMPSEPC PVT LTD
1241.00 | Type ELBOW 45 DEG Ends/ Rating Butt Welded / Not Required Standard MSS SP75 Material MSS SP-75 GR.WPHY-52 OD1 323.9 mm Wall thickness (mm)/ Schedule 1 11.13 OD2 NA mm Wall thickness (mm)/ Schedule 2 NA | 3.00 | nos |  | 21450.00 | 64350.00 | 16500.00 | 49500.00 | 18647.00 | 55941.00 | 16500.00 | 49500.00 | 18000.00 | 54000.00 | 9405.00 | 28215.00 | 20160.00 | 60480.00 | 1950.00 | 5850.00 | 4067.88 | 12203.64 | 5850.00 | AMPSEPC PVT LTD
1242.00 | Type EQUAL TEE Ends/ Rating Butt Welded / Not Required Standard ASME B 16.9 Material ASTM A 234 Gr. WPB (CHARPY) OD1 114.3 mm Wall thickness (mm)/ Schedule 1 XS OD2 114.3 mm Wall thickness (mm)/ Schedule 2 XS | 4.00 | nos |  | 3250.00 | 13000.00 | 2500.00 | 10000.00 | 2854.00 | 11416.00 | 2500.00 | 10000.00 | 5000.00 | 20000.00 | 2299.00 | 9196.00 | 4410.00 | 17640.00 | 1950.00 | 7800.00 | 1975.83 | 7903.32 | 7800.00 | AMPSEPC PVT LTD
1243.00 | Type ELBOW 90 DEG Ends/ Rating Butt Welded / Not Required Standard ASME B 16.9 Material ASTM A 403 GR.WP304-S, CRYO OD1 114.3 mm Wall thickness (mm)/ Schedule 1 40S | 11.00 | nos |  | 7150.00 | 78650.00 | 5500.00 | 60500.00 | 6260.00 | 68860.00 | 5500.00 | 60500.00 | 4500.00 | 49500.00 | 3344.00 | 36784.00 | 8190.00 | 90090.00 | 1950.00 | 21450.00 | 581.13 | 6392.43 | 6392.43 | KEC Spur Infrastructure Pvt. Ltd.
1244.00 | Type ELBOW 90 DEG Ends/ Rating Butt Welded / Not Required Standard ASME B 16.9 Material ASTM A 420 GR.WPL6, LT OD1 60.3 mm Wall thickness (mm)/ Schedule 1 XS | 13.00 | nos |  | 390.00 | 5070.00 | 300.00 | 3900.00 | 331.00 | 4303.00 | 300.00 | 3900.00 | 4500.00 | 58500.00 | 2299.00 | 29887.00 | 1134.00 | 14742.00 | 1950.00 | 25350.00 | 1975.83 | 25685.79 | 3900.00 | JSIW INFRASTRUCTURE PRIVATE LIMITED, TOLANI PROJECTS PVT LTD
1245.00 | Type ELBOW 90 DEG Ends/ Rating Butt Welded / Not Required Standard ASME B 16.9 Material ASTM A 420 GR.WPL6, LT OD1 114.3 mm Wall thickness (mm)/ Schedule 1 XS | 8.00 | nos |  | 1560.00 | 12480.00 | 1200.00 | 9600.00 | 1326.00 | 10608.00 | 1200.00 | 9600.00 | 4500.00 | 36000.00 | 3866.50 | 30932.00 | 1638.00 | 13104.00 | 1350.00 | 10800.00 | 1975.83 | 15806.64 | 9600.00 | JSIW INFRASTRUCTURE PRIVATE LIMITED, TOLANI PROJECTS PVT LTD
1246.00 | Type ELBOW 90 DEG Ends/ Rating Butt Welded / Not Required Standard ASME B 16.9 Material ASTM A 420 GR.WPL6, LT OD1 114.3 mm Wall thickness (mm)/ Schedule 1 XS | 5.00 | nos |  | 1560.00 | 7800.00 | 1200.00 | 6000.00 | 1370.00 | 6850.00 | 1200.00 | 6000.00 | 4500.00 | 22500.00 | 3866.50 | 19332.50 | 1638.00 | 8190.00 | 2450.00 | 12250.00 | 29056.25 | 145281.25 | 6000.00 | JSIW INFRASTRUCTURE PRIVATE LIMITED, TOLANI PROJECTS PVT LTD
1247.00 | Type ELBOW 90 DEG Ends/ Rating Butt Welded / Not Required Standard ASME B 16.9 Material ASTM A 420 GR.WPL6, LT OD1 323.8 mm Wall thickness (mm)/ Schedule 1 15.9 | 8.00 | nos |  | 27950.00 | 223600.00 | 21500.00 | 172000.00 | 24603.00 | 196824.00 | 21500.00 | 172000.00 | 18000.00 | 144000.00 | 9405.00 | 75240.00 | 40320.00 | 322560.00 | 1750.00 | 14000.00 | 2324.50 | 18596.00 | 14000.00 | AMPSEPC PVT LTD
1248.00 | Type ELBOW 45 DEG Ends/ Rating Butt Welded / Not Required Standard ASME B 16.9 Material ASTM A 403 GR.WP304-S, CRYO OD1 114.3 mm Wall thickness (mm)/ Schedule 1 40S | 8.00 | nos |  | 5850.00 | 46800.00 | 4500.00 | 36000.00 | 4965.00 | 39720.00 | 4500.00 | 36000.00 | 4500.00 | 36000.00 | 3657.50 | 29260.00 | 4914.00 | 39312.00 | 2450.00 | 19600.00 | 29056.25 | 232450.00 | 19600.00 | AMPSEPC PVT LTD
1249.00 | Type ELBOW 45 DEG Ends/ Rating Butt Welded / Not Required Standard ASME B 16.9 Material ASTM A 420 GR.WPL6, LT OD1 323.8 mm Wall thickness (mm)/ Schedule 1 15.9 | 6.00 | nos |  | 21450.00 | 128700.00 | 16500.00 | 99000.00 | 18761.00 | 112566.00 | 16500.00 | 99000.00 | 15000.00 | 90000.00 | 9405.00 | 56430.00 | 20160.00 | 120960.00 | 1550.00 | 9300.00 | 30218.50 | 181311.00 | 9300.00 | AMPSEPC PVT LTD
1250.00 | Type EQUAL TEE Ends/ Rating Butt Welded / Not Required Standard ASME B 16.9 Material ASTM A 403 GR.WP304-S, CRYO OD1 114.3 mm Wall thickness (mm)/ Schedule 1 40S | 8.00 | nos |  | 11050.00 | 88400.00 | 8500.00 | 68000.00 | 9481.00 | 75848.00 | 8500.00 | 68000.00 | 15000.00 | 120000.00 | 2299.00 | 18392.00 | 22050.00 | 176400.00 | 1550.00 | 12400.00 | 4067.88 | 32543.04 | 12400.00 | AMPSEPC PVT LTD
1251.00 | Type EQUAL TEE Ends/ Rating Butt Welded / Not Required Standard ASME B 16.9 Material ASTM A 403 GR.WP304-S, CRYO OD1 168.2 mm Wall thickness (mm)/ Schedule 1 80S | 16.00 | nos |  | 50050.00 | 800800.00 | 38500.00 | 616000.00 | 43491.00 | 695856.00 | 38500.00 | 616000.00 | 15000.00 | 240000.00 | 5747.50 | 91960.00 | 26460.00 | 423360.00 | 950.00 | 15200.00 | 4881.45 | 78103.20 | 15200.00 | AMPSEPC PVT LTD
1252.00 | Type EQUAL TEE Ends/ Rating Butt Welded / Not Required Standard ASME B 16.9 Material ASTM A 420 GR.WPL6, LT OD1 114.3 mm Wall thickness (mm)/ Schedule 1 XS | 12.00 | nos |  | 3705.00 | 44460.00 | 2850.00 | 34200.00 | 3201.00 | 38412.00 | 2850.00 | 34200.00 | 15000.00 | 180000.00 | 3344.00 | 40128.00 | 4410.00 | 52920.00 | 2450.00 | 29400.00 | 4416.55 | 52998.60 | 29400.00 | AMPSEPC PVT LTD
1253.00 | Type ELBOW 90 DEG Ends/ Rating Butt Welded / Not Required Standard ASME B 16.9 Material ASTM A 420 GR.WPL6, LT OD1 323.8 mm Wall thickness (mm)/ Schedule 1 15.9 OD2 168.2 mm Wall thickness (mm)/ Schedule 1 XS | 8.00 | nos |  | 27950.00 | 223600.00 | 21500.00 | 172000.00 | 24212.00 | 193696.00 | 21500.00 | 172000.00 | 15000.00 | 120000.00 | 4702.50 | 37620.00 | 48384.00 | 387072.00 | 850.00 | 6800.00 | 2905.63 | 23245.04 | 6800.00 | AMPSEPC PVT LTD
1254.00 | Type CAP Ends/ Rating Butt Welded / Not Required Standard ASME B 16.9 Material ASTM A 420 GR.WPL6, LT OD1 114.3 mm Wall thickness (mm)/ Schedule 1 XS OD2 NA mm Wall thickness (mm)/ Schedule 2 NA | 4.00 | nos |  | 1300.00 | 5200.00 | 1000.00 | 4000.00 | 1120.00 | 4480.00 | 1000.00 | 4000.00 | 18000.00 | 72000.00 | 574.75 | 2299.00 | 1260.00 | 5040.00 | 950.00 | 3800.00 | 5811.25 | 23245.00 | 2299.00 | M/s. Megha Engineering and Infrastructures Ltd
1255.00 | Type HALF COUPLING Ends/ Rating Socket Welded / 3000# Standard ASME B 16.11 Material ASTM A 182 GR.F304, CRYO OD1 26.7 mm Wall thickness (mm)/ Schedule 1 NA OD2 NA mm Wall thickness (mm)/ Schedule 2 NA | 16.00 | nos |  | 1430.00 | 22880.00 | 1100.00 | 17600.00 | 1211.00 | 19376.00 | 1100.00 | 17600.00 | 5000.00 | 80000.00 | 313.50 | 5016.00 | 1890.00 | 30240.00 | 1550.00 | 24800.00 | 348.68 | 5578.88 | 5016.00 | M/s. Megha Engineering and Infrastructures Ltd
1256.00 | Type HALF COUPLING Ends/ Rating Socket Welded / 3000# Standard ASME B 16.11 Material ASTM A 182 GR.F304 OD1 33.4 mm Wall thickness (mm)/ Schedule 1 NA OD2 NA mm Wall thickness (mm)/ Schedule 2 NA | 20.00 | nos |  | 1625.00 | 32500.00 | 1250.00 | 25000.00 | 1423.00 | 28460.00 | 1250.00 | 25000.00 | 1000.00 | 20000.00 | 418.00 | 8360.00 | 2520.00 | 50400.00 | 2450.00 | 49000.00 | 348.68 | 6973.60 | 6973.60 | KEC Spur Infrastructure Pvt. Ltd.
1257.00 | Type SOCKOLET Ends/ Rating Socket Welded / 6000# Standard MSS SP97 Material ASTM A 350 Gr. LF2 Cl. 1, LT OD1 114.3 mm Wall thickness (mm)/ Schedule 1 NA OD2 26.7 mm Wall thickness (mm)/ Schedule 2 NA | 12.00 | nos |  | 585.00 | 7020.00 | 450.00 | 5400.00 | 506.00 | 6072.00 | 450.00 | 5400.00 | 5000.00 | 60000.00 | 470.25 | 5643.00 | 630.00 | 7560.00 | 1550.00 | 18600.00 | 2092.05 | 25104.60 | 5400.00 | JSIW INFRASTRUCTURE PRIVATE LIMITED, TOLANI PROJECTS PVT LTD
1258.00 | Type SOCKOLET Ends/ Rating Socket Welded / 6000# Standard MSS SP97 Material ASTM A 350 Gr. LF2 Cl. 1, LT OD1 323.8 mm Wall thickness (mm)/ Schedule 1 NA OD2 26.7 mm Wall thickness (mm)/ Schedule 2 NA | 10.00 | nos |  | 585.00 | 5850.00 | 450.00 | 4500.00 | 498.00 | 4980.00 | 450.00 | 4500.00 | 1500.00 | 15000.00 | 940.50 | 9405.00 | 1260.00 | 12600.00 | 5280.00 | 52800.00 | 2092.05 | 20920.50 | 4500.00 | JSIW INFRASTRUCTURE PRIVATE LIMITED, TOLANI PROJECTS PVT LTD
1259.00 | Type WELDOLET Ends/ Rating Butt Welded / Not Required Standard MSS SP97 Material ASTM A 350 Gr. LF2 Cl. 1, LT OD1 323.9 mm Wall thickness (mm)/ Schedule 1 15.88 OD2 60.3 mm Wall thickness (mm)/ Schedule 2 XXS | 10.00 | nos |  | 1625.00 | 16250.00 | 1250.00 | 12500.00 | 1377.00 | 13770.00 | 1250.00 | 12500.00 | 1500.00 | 15000.00 | 9405.00 | 94050.00 | 1702.00 | 17020.00 | 5280.00 | 52800.00 | 2092.05 | 20920.50 | 12500.00 | JSIW INFRASTRUCTURE PRIVATE LIMITED, TOLANI PROJECTS PVT LTD
1260.00 | Type ELBOW 90 DEG Ends/ Rating 3000# Socket Welded / Not Required Standard ASME B 16.11 Material ASTM A 182 GR.F304, CRYO OD1 33.4 mm Wall thickness (mm)/ Schedule 1 | 18.00 | nos |  | 1430.00 | 25740.00 | 1100.00 | 19800.00 | 1215.00 | 21870.00 | 1100.00 | 19800.00 | 1500.00 | 27000.00 | 5120.50 | 92169.00 | 1320.00 | 23760.00 | 5280.00 | 95040.00 | 929.80 | 16736.40 | 16736.40 | KEC Spur Infrastructure Pvt. Ltd.
1261.00 | SUPPLY OF VALVES
1262.00 | Supply, procurement and transportation to worksite(s)/workshop(s) including loading, unloading and handling for Valves to be supplied by Contractor as per the requirement of PMS, data-sheets, scope of work, specifications and applicable addendum (if any), standards, instructions of Owner/ Engineer-in-Charge and other provisions of Contract. Supply of valves (including commissioning spares (as applicable)) as per EIL Specification No. 6-71-0014 (Specification for Ball Valves), 6-71-0016 (Specification for Plug Valves), 6-71-0017 (Specification for Check Valves), 6-44-0052 (Technical notes for valves) & their addendum (if any), Job Specifications, Datasheets, VMS, PMS & any other information forming the tender document, as per the following details
1263.00 | Type Ball Valve Ends Socket Welded Standard BS EN 17292 Rating 800# Operation Manual Installation Above Ground Size 26.7 mm Datasheet No. C007-000-83-44-DS-0050 | 5.00 | nos |  | 8000.00 | 40000.00 | 8355.33 | 41776.65 | 7275.00 | 36375.00 | 6605.00 | 33025.00 | 9000.00 | 45000.00 | 8882.50 | 44412.50 | 7800.00 | 39000.00 | 5850.00 | 29250.00 | 7676.66 | 38383.30 | 29250.00 | AMPSEPC PVT LTD
1264.00 | Type Gate Valve Ends Socket Welded Standard BS EN 15761 Rating 600# Operation Manual Installation Above Ground Size 26.7 mm Datasheet No. C007-000-83-44-DS-0063 | 5.00 | nos |  | 7000.00 | 35000.00 | 7641.87 | 38209.35 | 6769.00 | 33845.00 | 6041.00 | 30205.00 | 9000.00 | 45000.00 | 7837.50 | 39187.50 | 7440.00 | 37200.00 | 6250.00 | 31250.00 | 5811.25 | 29056.25 | 29056.25 | KEC Spur Infrastructure Pvt. Ltd.
1265.00 | Type Ball Valve Ends Socket Welded Standard BS EN 15761 Rating 800# Operation Manual Installation Above Ground Size 33.4 mm Datasheet No. C007-000-83-44-DS-0055 | 5.00 | nos |  | 20500.00 | 102500.00 | 35154.35 | 175771.75 | 31763.00 | 158815.00 | 27790.00 | 138950.00 | 11000.00 | 55000.00 | 9927.50 | 49637.50 | 9000.00 | 45000.00 | 6450.00 | 32250.00 | 1162.25 | 5811.25 | 5811.25 | KEC Spur Infrastructure Pvt. Ltd.
1266.00 | Type Globe Valve Ends Socket Welded Standard API 602 Rating 800# Operation Manual Installation Above Ground Size 21.3 mm Datasheet No. C007-000-83-44-DS-0062 | 5.00 | nos |  | 20500.00 | 102500.00 | 27850.24 | 139251.20 | 24786.00 | 123930.00 | 22016.00 | 110080.00 | 9000.00 | 45000.00 | 6792.50 | 33962.50 | 7200.00 | 36000.00 | 5950.00 | 29750.00 | 25569.50 | 127847.50 | 29750.00 | AMPSEPC PVT LTD
1267.00 | SUPPLY OF GASKETS
1268.00 | Supply, procurement and transportation to worksite(s)/workshop(s) including loading, unloading and handling for Gaskets to be supplied by Contractor as per the requirement of PMS, data-sheets, scope of work, specifications and applicable addendum (if any), standards, instructions of Owner/ Engineer-in-Charge and other provisions of Contract. Supply of Gaskets as per EIL Specification no. 6-44-0056 (Technical Notes for Gaskets), PMS & any other information forming part of the tender document, as per the following details:
1269.00 | Type Spiral Wound Standard ASME B 16.5 & ASME B 16.20 Material Spiral Wound SS 316 + GRAFIL + Internal Ring, LT Size 60.3 mm Rating 600# | 40.00 | nos |  | 109.20 | 4368.00 | 113.74 | 4549.60 | 118.00 | 4720.00 | 106.00 | 4240.00 | 300.00 | 12000.00 | 177.65 | 7106.00 | 140.00 | 5600.00 | 250.00 | 10000.00 | 83.68 | 3347.20 | 3347.20 | KEC Spur Infrastructure Pvt. Ltd.
1270.00 | Type Spiral Wound Standard ASME B 16.5 & ASME B 16.20 Material Spiral Wound SS 316 + GRAFIL + Internal Ring, LT Size 114.3 mm Rating 600# | 20.00 | nos |  | 397.80 | 7956.00 | 301.53 | 6030.60 | 299.00 | 5980.00 | 260.00 | 5200.00 | 500.00 | 10000.00 | 418.00 | 8360.00 | 364.00 | 7280.00 | 250.00 | 5000.00 | 324.27 | 6485.40 | 5000.00 | AMPSEPC PVT LTD
1271.00 | Type Spiral Wound Standard ASME B 16.5 & ASME B 16.20 Material Spiral Wound SS 316 + GRAFIL + Internal Ring, LT Size 6168.2 mm Rating 600# | 40.00 | nos |  | 3500.00 | 140000.00 | 589.84 | 23593.60 | 488.00 | 19520.00 | 436.00 | 17440.00 | 1500.00 | 60000.00 | 543.40 | 21736.00 | 5713.00 | 228520.00 | 250.00 | 10000.00 | 41.84 | 1673.60 | 1673.60 | KEC Spur Infrastructure Pvt. Ltd.
1272.00 | Type Spiral Wound Standard ASME B 16.5 & ASME B 16.20 Material Spiral Wound SS 316 + GRAFIL + Internal Ring, LT Size 323.8 mm Rating 600# | 20.00 | nos |  | 3150.00 | 63000.00 | 991.88 | 19837.60 | 1030.00 | 20600.00 | 921.00 | 18420.00 | 2500.00 | 50000.00 | 1254.00 | 25080.00 | 1904.00 | 38080.00 | 250.00 | 5000.00 | 156.90 | 3138.00 | 3138.00 | KEC Spur Infrastructure Pvt. Ltd.
1273.00 | Type Spiral Wound Standard ASME B 16.5 & ASME B 16.20 Material Spiral Wound SS 316 + GRAFIL + Internal Ring, LT Size 355.6 mm Rating 600# | 20.00 | nos |  | 3150.00 | 63000.00 | 1506.33 | 30126.60 | 1231.00 | 24620.00 | 1113.00 | 22260.00 | 500.00 | 10000.00 | 1567.50 | 31350.00 | 2005.00 | 40100.00 | 250.00 | 5000.00 | 94.14 | 1882.80 | 1882.80 | KEC Spur Infrastructure Pvt. Ltd.
1274.00 | Type Spiral Wound Standard ASME B 16.5 & ASME B 16.20 Material Spiral Wound SS 316 + GRAFIL + Internal/ 0 Ring, CRYO Size 33.4 mm Rating 300# | 20.00 | nos |  | 276.90 | 5538.00 | 52.90 | 1058.00 | 102.00 | 2040.00 | 89.00 | 1780.00 | 800.00 | 16000.00 | 146.30 | 2926.00 | 403.00 | 8060.00 | 250.00 | 5000.00 | 219.67 | 4393.40 | 1058.00 | JSIW INFRASTRUCTURE PRIVATE LIMITED
1275.00 | Type Spiral Wound Standard ASME B 16.5 & ASME B 16.20 Material Spiral Wound SS 316 + GRAFIL + Internal/ 0 Ring, CRYO Size 114.3 mm Rating 600# | 30.00 | nos |  | 442.00 | 13260.00 | 301.53 | 9045.90 | 516.00 | 15480.00 | 464.00 | 13920.00 | 2500.00 | 75000.00 | 418.00 | 12540.00 | 2088.00 | 62640.00 | 250.00 | 7500.00 | 373.08 | 11192.40 | 7500.00 | AMPSEPC PVT LTD
1276.00 | Type Spiral Wound Standard ASME B 16.5 & ASME B 16.20 Material Spiral Wound SS 316 + GRAFIL + Internal/ 0 Ring, CRYO Size 168.2 mm Rating 600# | 20.00 | nos |  | 1032.20 | 20644.00 | 589.84 | 11796.80 | 856.00 | 17120.00 | 771.00 | 15420.00 | 2500.00 | 50000.00 | 543.40 | 10868.00 | 3312.00 | 66240.00 | 250.00 | 5000.00 | 815.90 | 16318.00 | 5000.00 | AMPSEPC PVT LTD
1277.00 | Type Spiral Wound Standard ASME B 16.5 & ASME B 16.20 Material Spiral Wound SS 316 + GRAFIL + Internal/ 0 Ring, CRYO Size 168.2 mm Rating 300# | 20.00 | nos |  | 170.30 | 3406.00 | 423.20 | 8464.00 | 686.00 | 13720.00 | 620.00 | 12400.00 | 2500.00 | 50000.00 | 470.25 | 9405.00 | 2208.00 | 44160.00 | 250.00 | 5000.00 | 282.43 | 5648.60 | 3406.00 | Advance Infrastrurctures Pvt Ltd
1278.00 | SUPPLY OF FASTENERS
1279.00 | Supply, procurement and transportation to worksite(s)/workshop(s) including loading, unloading and handling for Fasteners to be supplied by Contractor as per the requirement of PMS, data-sheets, scope of work, specifications and applicable addendum (if any), standards, instructions of Owner/ Engineer-in-Charge and other provisions of Contract. Supply of Fasteners as per EIL Specification no. 6-44-0057 (Technical Notes for Fasteners), ASME B 18.2, PMS & any other information forming part of the tender document, as per the following details:
1280.00 | Type Bolt Stud with 2 Nuts Bolt/ Jack Screw Material ASTM A193 Gr.B8 Class II Nut Material ASTM A194 Gr. 8 CRYO Coating NIL Bolt Diameter 0.625 Inch Bolt Length 3.00 Inch | 16.00 | nos |  | 135.00 | 2160.00 | 238.17 | 3810.72 | 191.00 | 3056.00 | 170.00 | 2720.00 | 500.00 | 8000.00 | 99.28 | 1588.48 | 557.00 | 8912.00 | 350.00 | 5600.00 | 407.95 | 6527.20 | 1588.48 | M/s. Megha Engineering and Infrastructures Ltd
1281.00 | Type Bolt Stud with 2 Nuts Bolt/ Jack Screw Material ASTM A193 Gr.B8 Class II Nut Material ASTM A194 Gr. 8 CRYO Coating NIL Bolt Diameter 0.75 Inch Bolt Length 5.00 Inch | 96.00 | nos |  | 145.00 | 13920.00 | 453.77 | 43561.92 | 337.00 | 32352.00 | 306.00 | 29376.00 | 700.00 | 67200.00 | 101.65 | 9758.40 | 834.00 | 80064.00 | 350.00 | 33600.00 | 942.58 | 90487.68 | 9758.40 | M/s. Megha Engineering and Infrastructures Ltd
1282.00 | Type Bolt Stud with 2 Nuts Bolt/ Jack Screw Material ASTM A193 Gr.B8 Class II Nut Material ASTM A194 Gr. 8 CRYO Coating NIL Bolt Diameter 0.875 Inch Bolt Length 5.75 Inch | 32.00 | nos |  | 185.00 | 5920.00 | 521.46 | 16686.72 | 669.00 | 21408.00 | 593.00 | 18976.00 | 800.00 | 25600.00 | 106.40 | 3404.80 | 1043.00 | 33376.00 | 350.00 | 11200.00 | 1164.57 | 37266.24 | 3404.80 | M/s. Megha Engineering and Infrastructures Ltd
1283.00 | Type Bolt Stud with 3 Nuts Bolt/ Jack Screw Material ASTM A193 Gr.B8 Class II Nut Material ASTM A194 Gr. 8 CRYO Coating NIL Bolt Diameter 1.0 Inch Bolt Length 7.75 Inch | 96.00 | nos |  | 395.00 | 37920.00 | 1273.56 | 122261.76 | 1049.00 | 100704.00 | 926.00 | 88896.00 | 900.00 | 86400.00 | 109.73 | 10534.08 | 1836.00 | 176256.00 | 350.00 | 33600.00 | 1884.01 | 180864.96 | 10534.08 | M/s. Megha Engineering and Infrastructures Ltd
1284.00 | Type Bolt Stud with 2 Nuts Bolt/ Jack Screw Material ASTM A320 GR.L7 Nut Material A194 GR.4, LT Coating NIL Bolt Diameter 0.625 Inch Bolt Length 4.75 Inch | 96.00 | nos |  | 196.30 | 18844.80 | 122.84 | 11792.64 | 105.00 | 10080.00 | 92.00 | 8832.00 | 800.00 | 76800.00 | 99.28 | 9530.88 | 78.00 | 7488.00 | 350.00 | 33600.00 | 60.44 | 5802.24 | 5802.24 | KEC Spur Infrastructure Pvt. Ltd.
1285.00 | Type Bolt Stud with 2 Nuts Bolt/ Jack Screw Material ASTM A320 GR.L7 Nut Material A194 GR.4, LT Coating NIL Bolt Diameter 0.625 Inch Bolt Length 4.25 Inch | 32.00 | nos |  | 352.30 | 11273.60 | 117.83 | 3770.56 | 101.00 | 3232.00 | 88.00 | 2816.00 | 800.00 | 25600.00 | 99.28 | 3176.96 | 78.00 | 2496.00 | 350.00 | 11200.00 | 56.95 | 1822.40 | 1822.40 | KEC Spur Infrastructure Pvt. Ltd.
1286.00 | Type Bolt Stud with 2 Nuts Bolt/ Jack Screw Material ASTM A320 GR.L7 Nut Material A194 GR.4, LT Coating NIL Bolt Diameter 0.875 Inch Bolt Length 6.5 Inch | 256.00 | nos |  | 370.50 | 94848.00 | 320.90 | 82150.40 | 174.00 | 44544.00 | 155.00 | 39680.00 | 800.00 | 204800.00 | 114.95 | 29427.20 | 209.00 | 53504.00 | 350.00 | 89600.00 | 144.12 | 36894.72 | 29427.20 | M/s. Megha Engineering and Infrastructures Ltd
1287.00 | Type Bolt Stud with 2 Nuts Bolt/ Jack Screw Material ASTM A320 GR.L7 Nut Material A194 GR.4, LT Coating NIL Bolt Diameter 0.875 Inch Bolt Length 5.75 Inch | 64.00 | nos |  | 334.10 | 21382.40 | 294.57 | 18852.48 | 163.00 | 10432.00 | 145.00 | 9280.00 | 500.00 | 32000.00 | 94.05 | 6019.20 | 190.00 | 12160.00 | 350.00 | 22400.00 | 134.82 | 8628.48 | 6019.20 | M/s. Megha Engineering and Infrastructures Ltd
1288.00 | Type Bolt Stud with 3 Nuts Bolt/ Jack Screw Material ASTM A320 GR.L7 Nut Material A194 GR.4, LT Coating NIL Bolt Diameter 1.0 Inch Bolt Length 7.75 Inch | 112.00 | nos |  | 79.30 | 8881.60 | 561.57 | 62895.84 | 314.00 | 35168.00 | 279.00 | 31248.00 | 900.00 | 100800.00 | 146.30 | 16385.60 | 367.00 | 41104.00 | 350.00 | 39200.00 | 219.67 | 24603.04 | 8881.60 | Advance Infrastrurctures Pvt Ltd
1289.00 | Type Bolt Stud with 3 Nuts Bolt/ Jack Screw Material ASTM A320 GR.L7 Nut Material A194 GR.4, LT Coating NIL Bolt Diameter 1.25 Inch Bolt Length 11.75 Inch | 168.00 | nos |  | 1285.00 | 215880.00 | 1307.40 | 219643.20 | 672.00 | 112896.00 | 607.00 | 101976.00 | 1500.00 | 252000.00 | 156.75 | 26334.00 | 780.00 | 131040.00 | 350.00 | 58800.00 | 566.02 | 95091.36 | 26334.00 | M/s. Megha Engineering and Infrastructures Ltd
1290.00 | Type Bolt Stud with 3 Nuts Bolt/ Jack Screw Material ASTM A320 GR.L7 Nut Material A194 GR.4, LT Coating NIL Bolt Diameter 1.375 Inch Bolt Length 12.75 Inch | 40.00 | nos |  | 1400.00 | 56000.00 | 1606.99 | 64279.60 | 877.00 | 35080.00 | 786.00 | 31440.00 | 1500.00 | 60000.00 | 167.20 | 6688.00 | 1020.00 | 40800.00 | 350.00 | 14000.00 | 771.73 | 30869.20 | 6688.00 | M/s. Megha Engineering and Infrastructures Ltd
1291.00 | Type Bolt Stud with 3 Nuts Bolt/ Jack Screw Material ASTM A320 GR.L7 Nut Material A194 GR.4, LT Coating NIL Bolt Diameter 1.375 Inch Bolt Length 10.75 Inch | 40.00 | nos |  | 1285.00 | 51400.00 | 1406.43 | 56257.20 | 825.00 | 33000.00 | 719.00 | 28760.00 | 1500.00 | 60000.00 | 156.75 | 6270.00 | 864.00 | 34560.00 | 350.00 | 14000.00 | 690.38 | 27615.20 | 6270.00 | M/s. Megha Engineering and Infrastructures Ltd
1292.00 | HYDRAULIC BOLT TENSIONING
1293.00 | Carrying out tensioning of bolted joints on all types of piping as per specification (EIL Specification no. 6-76-0002 or any other job specification, as included in tender document) including supply of all materials, recording devices, instruments etc.; providing all specialized equipment, skilled/ unskilled man power, specialist, supervisory staff and completing the work in all respects as per scope of work, specifications, provisions of Contract document and instructions of engineer-in-charge for following details
1294.00 | Joint Size 323.9 mm Rating 600# | 10.00 | nos |  | 5000.00 | 50000.00 | 2760.00 | 27600.00 | 4968.00 | 49680.00 | 4000.00 | 40000.00 | 5000.00 | 50000.00 | 1045.00 | 10450.00 | 15600.00 | 156000.00 | 3500.00 | 35000.00 | 7554.63 | 75546.30 | 10450.00 | M/s. Megha Engineering and Infrastructures Ltd
1295.00 | Joint Size 355.6 mm Rating 600# | 10.00 | nos |  | 5000.00 | 50000.00 | 3220.00 | 32200.00 | 5600.00 | 56000.00 | 4500.00 | 45000.00 | 5000.00 | 50000.00 | 1254.00 | 12540.00 | 16800.00 | 168000.00 | 400.00 | 4000.00 | 8135.75 | 81357.50 | 4000.00 | AMPSEPC PVT LTD
1296.00 | SUPPLY & INSTALLATION OF PIPE SLEEVE FOR PIPING UNDER ROAD/ DYKES
1297.00 | Supply & Installation of pipe sleeve by open cut for road/ dyke crossings wherever required in all type of soils inside the terminal/ stations as per standard no. 7-44-0404. Sleeve thickness & size shall be as per standard no. 7-44-0404.
1298.00 | Pipe OD 508 mm | 50.00 | m |  | 9000.00 | 450000.00 | 26697.25 | 1334862.50 | 43803.00 | 2190150.00 | 35000.00 | 1750000.00 | 1000.00 | 50000.00 | 1567.50 | 78375.00 | 9000.00 | 450000.00 | 15000.00 | 750000.00 | 7670.85 | 383542.50 | 50000.00 | PRATHAM EPC PROJECTS LTD
1299.00 | POSITIVE MATERIAL IDENTIFICATION
1300.00 | Mobilization and demobilization of Alloy Analyzers with necessary accessories for Positive Material Identification (PMI) at site/ field, carrying out PMI of base metal, weld ments and deposited weld metal for above ground Stainless Steel (SS) Piping at all elevations as per the requirement of scope of work, Standard Specification no. 6-82-0002, instructions of Owner / Engineer-in-Charge and other provisions of Contract | 2.00 | nos |  | 25000.00 | 50000.00 | 115000.00 | 230000.00 | 127816.00 | 255632.00 | 100000.00 | 200000.00 | 50000.00 | 100000.00 | 36575.00 | 73150.00 | 60000.00 | 120000.00 | 45000.00 | 90000.00 | 58112.51 | 116225.02 | 50000.00 | Advance Infrastrurctures Pvt Ltd
1301.00 | VIDEO FILM & PHOTOGRAPHY OF CONSTRUCTION ACTIVITIES
1302.00 | Preparation of high resolution video films using drones or equivalent equipment as required (for minim 1 hr.) with audio commentary and Industrial photography covering all aspects/activities of pipeline construction annotated as required, conversion of same to video DVD/ Blue Ray/ USB Drive format, submitting three (3) sets of the same as per details in scope of work document. | 1.00 | Lumpsum |  | 500000.00 | 500000.00 | 1000500.00 | 1000500.00 | 765540.00 | 765540.00 | 609280.00 | 609280.00 | 500000.00 | 500000.00 | 1045000.00 | 1045000.00 | 960000.00 | 960000.00 | 550000.00 | 550000.00 | 581125.06 | 581125.06 | 500000.00 | Advance Infrastrurctures Pvt Ltd, PRATHAM EPC PROJECTS LTD
1303.00 | HDD AT ANY OTHER LOCATION (AS PER DIRECTIONS OF ENGINEER-IN-CHARGE)
1304.00 | Complete work for all type of crossings at multiple location other than listed HDDs (between the limits as established at Site) in all types of soil/ strata (including Normal Strata/ Hard Strata/ Hard Rock, as defined subsequently) including all additional drilled lengths necessitated by Contractor's design and based on site conditions, carrying out geo-technical investigation, carrying out topographical and hydrological survey and collection of data to establish the bed of the crossing (as applicable); calculation of scour depth of water body crossings (as applicable), including construction design calculation and engineering of the crossing for all types of crossings, "Receiving and taking-over", handling, loading, transportation and unloading of externally corrosion coated/ bare line pipes (as applicable) from designated place(s) of issue/ dump site(s) to Contractor's own stock-yard(s)/ work site; mobilization and de- mobilization at site(s), supply of all materials as per "Scope of Supply" all consumables, equipment, manpower, other resources, temporary acquisition of additional land as required for string preparations/ all other works, and execution of, but not limited to, the following works in accordance with specifications, drawings; preparation of all necessary construction drawings for Owner's approval, Preparation of detailed construction method statement, calculations and installation procedures, Strings preparation including welding, NDT of welds and re-beveled areas, radiography, weld repair and re-test, pre-hydro testing of completed string, corrosion coating of field joints with HDD sleeves, inspection of corrosion coating and repair of defects, installation of pipeline string by Horizontal directional drilling, Supply & Installation of 168.3mm size, 6.4 mm thk., API 5L Gr. B/ IS 3589 Fe 410 CS conduit for OFC (including 500µm of epoxy coating on CS Conduit as required) below the lowest level of the crossing including cover by separate horizontal directional drilling to the correct profile as per approved drawings and specification, Post-installation hydrotest including leaks and repair of defects and retesting, etc. for defects attributed to Contractor's faulty work, safe disposal of corrosion Inhibited water and bentonite, Supply, fabrication and construction of protective fencing as required; supply, fabrication and erection of pipeline markers; Restoration and clean-up etc., Preparation of as-built drawings and other records etc. All other works not specifically listed herein, but required as per drawings, scope of work, specifications, standards and provision of contract document, calculations, and instruction of Engineer-in- Charge, leading to successful completion of works. Notes: 1. Length of HDD shall be measured as actual curvilinear length between tie-ins at entry and exit. Length of HDD shall be kept as minimum. 2. Individual length of HDD can go up to a maximum length of 500m. 3. Rate against this item shall not exceed rates quoted against SOR item no. 01PP.9 & its sub-items
1305.00 | Scope of Work Installation of Pipeline (Line Pipe Free issue from Owner) Pipe Material Grade API 5L Gr. X-70 PSL 2 Pipe OD (mm) 355.6 Type of Soil/ Strata Normal Strata (Soft Soil/ Sand/ Clay/ Silty Sand/ Silty Clay etc.) Wall Thickness (Pipe) 8.7 mm | 200.00 | m |  | 14000.00 | 2800000.00 | 9000.00 | 1800000.00 | 25000.00 | 5000000.00 | 21000.00 | 4200000.00 | 15000.00 | 3000000.00 | 12540.00 | 2508000.00 | 20160.00 | 4032000.00 | 38000.00 | 7600000.00 | 17341.04 | 3468208.00 | 1800000.00 | JSIW INFRASTRUCTURE PRIVATE LIMITED
1306.00 | Scope of Work Installation of Pipeline (Line Pipe Free issue from Owner) Pipe Material Grade API 5L Gr. X-70 PSL 2 Pipe OD (mm) 355.6 Type of Soil/ Strata Hard Rock Wall Thickness (Pipe) 8.7 mm | 300.00 | m |  | 29000.00 | 8700000.00 | 22000.00 | 6600000.00 | 47000.00 | 14100000.00 | 45000.00 | 13500000.00 | 32000.00 | 9600000.00 | 15675.00 | 4702500.00 | 43680.00 | 13104000.00 | 38000.00 | 11400000.00 | 37933.53 | 11380059.00 | 4702500.00 | M/s. Megha Engineering and Infrastructures Ltd
1307.00 | Scope of Work Installation of Pipeline (Line Pipe Free issue from Owner) Pipe Material Grade API 5L Gr. X-70 PSL 2 Pipe OD (mm) 355.6 Type of Soil/ Strata Hard Strata (Soft Rock/ Murrum / Weathered Rock etc.) Wall Thickness (Pipe) 8.7 mm | 500.00 | m |  | 18000.00 | 9000000.00 | 18000.00 | 9000000.00 | 30000.00 | 15000000.00 | 30000.00 | 15000000.00 | 32000.00 | 16000000.00 | 26125.00 | 13062500.00 | 30240.00 | 15120000.00 | 38000.00 | 19000000.00 | 37933.53 | 18966765.00 | 9000000.00 | Advance Infrastrurctures Pvt Ltd, JSIW INFRASTRUCTURE PRIVATE LIMITED
1308.00 | Total amount excluding GST for Section-2
1309.00 | GST (CGST&SGST/UTGST or IGST) in percentage (%) on Net Total Amount | 1.00 | percentage |  | 18.00 | 192071574.96 | 18.00 | 130303977.48 | 18.00 | 162161783.44 | 18.00 | 161481904.83 | 18.00 | 195341138.01 | 18.00 | 123586878.66 | 18.00 | 210666004.07 | 18.00 | 170068319.91 | 18.00 | 163357043.81 | 123586878.66 | M/s. Megha Engineering and Infrastructures Ltd
| Total in Figures |  |  |  |  | 1259135880.30 |  | 854214963.48 |  | 1063060580.34 |  | 1058603598.33 |  | 1280569682.51 |  | 810180648.99 |  | 1381032693.32 |  | 1114892319.41 |  | 1070896176.10
Lowest Amount Quoted BY: M/s. Megha Engineering and Infrastructures Ltd(810180648.99)

## BoQ3
Government eProcurement System Created By: ALLAN TOMY Created Date/Time: 12-Jul-2025 03:53 PM Tender Title: PIPELINE LAYING AND ASSOCIATED WORKS FOR C2/C3 PIPELINE PROJECT FROM VIJAIPUR TO PATA Tender ID: 2025_GAIL_229266_1
Tender Inviting Authority: GAIL India Ltd
Name of Work: PIPELINE LAYING AND ASSOCIATED WORKS FOR C2/C3 PIPELINE PROJECT FROM VIJAIPUR TO PATA (SECTON-3)
TENDER ID- 2025_GAIL_229266_1 (Ref. No. GAIL/NOD/CP/PRJ/C2C3/LYG/24-76)
SCHEDULE OF WORK / ITEM(S)
Sl.No | Description of Work / Item(s) | No.of Qty | Units | Estimated Rate | Advance Infrastrurctures Pvt Ltd (GSTN-NA) BID ID -838351 |  | JSIW INFRASTRUCTURE PRIVATE LIMITED (GSTN-NA) BID ID -843936 |  | Om Yash Projects Limited (GSTN-NA) BID ID -839550 |  | TOLANI PROJECTS PVT LTD (GSTN-NA) BID ID -844391 |  | PRATHAM EPC PROJECTS LTD (GSTN-NA) BID ID -839201 |  | M/s. Megha Engineering and Infrastructures Ltd (GSTN-NA) BID ID -838182 |  | Ace Pipeline Contracts Pvt Ltd (GSTN-NA) BID ID -841328 |  | AMPSEPC PVT LTD (GSTN-NA) BID ID -843529 |  | KEC Spur Infrastructure Pvt. Ltd. (GSTN-NA) BID ID -844412
[5 empty] | Rate | Amount | Rate | Amount | Rate | Amount | Rate | Amount | Rate | Amount | Rate | Amount | Rate | Amount | Rate | Amount | Rate | Amount | L1 Amount | L1 Vendor
1.00 | METALLIC MATERIALS AND CORROSION
2.00 | Magnetic Cleaning and Electronic Geometry Pigging
3.00 | Mobilisation/ Demobilisation of pigging tools, tackles, consumables, accessories and personnel by Contractor at work site including but not limited to magnet pigs, electronic geometry pigs and pig tracking device, temporary launcher and receiver as per Specification and other provision of the bid document including supply of material, equipment, manpower, etc. as required for geometry inspection and magnet cleaning in accordance with the EIL Specification C007-000-06-41-EGP-0001: A) Mobilisation B) Demobilisation NOTE: Lumpsum charge is applicable for Mobilization and Demobilization charge only, and not for the entire Magnetic Cleaning and EGP charge. | 2.00 | Lumpsum |  | 250000.00 | 500000.00 | 115000.00 | 230000.00 | 37500.00 | 75000.00 | 50000.00 | 100000.00 | Not Quoted | Not Quoted | 285000.00 | 570000.00 | 240000.00 | 480000.00 | 75000.00 | 150000.00 | 287224.26 | 574448.52 | 75000.00 | Om Yash Projects Limited
4.00 | Magnetic Cleaning: Running of adequate no. of Magnet Pigs for pipeline including pig tracking for each segment, preparation of site report as per Specification and provisions of the bid document. | 96720.00 | m |  | 30.00 | 2901600.00 | 17.25 | 1668420.00 | 12.00 | 1160640.00 | 10.00 | 967200.00 | Not Quoted | Not Quoted | 11.40 | 1102608.00 | 17.00 | 1644240.00 | 14.50 | 1402440.00 | 5.62 | 543566.40 | 543566.40 | KEC Spur Infrastructure Pvt. Ltd.
5.00 | Electronic Geometry Pigging: Running of adequate no. of Electronic Geometry Pig (Caliper) including pig tracking for each segment, preparation of site report on pipeline, data analysis at Contractors facility as per Specification and provisions of the bid document. | 96720.00 | m |  | 32.00 | 3095040.00 | 23.00 | 2224560.00 | 13.00 | 1257360.00 | 15.00 | 1450800.00 | Not Quoted | Not Quoted | 22.80 | 2205216.00 | 19.00 | 1837680.00 | 19.50 | 1886040.00 | 13.48 | 1303785.60 | 1257360.00 | Om Yash Projects Limited
6.00 | Defect Verification: Defect verification at a max. of 3 locations for each segment inspected including supply of all tools, tackles, instruments, personnel and their transportation, all earth work, repair of pipeline coating wherever exposed, backfilling, work complete in all respect as per direction of engineer-in-charge. NOTE: Unit EACH signifies each segment of the pipeline. | 2.00 | each |  | 50000.00 | 100000.00 | 34500.00 | 69000.00 | 1500.00 | 3000.00 | 500.00 | 1000.00 | Not Quoted | Not Quoted | 57000.00 | 114000.00 | 120000.00 | 240000.00 | 55000.00 | 110000.00 | 287224.26 | 574448.52 | 1000.00 | TOLANI PROJECTS PVT LTD
7.00 | Final Report: Preparation of final work report as per agreed format and submission to Client / Client's Consultant in total of 4 copies. | 2.00 | Lumpsum |  | 50000.00 | 100000.00 | 57500.00 | 115000.00 | 6000.00 | 12000.00 | 5000.00 | 10000.00 | Not Quoted | Not Quoted | 57000.00 | 114000.00 | 120000.00 | 240000.00 | 100000.00 | 200000.00 | 287224.26 | 574448.52 | 10000.00 | TOLANI PROJECTS PVT LTD
8.00 | CATHODIC PROTECTION
9.00 | Temporary Cathodic Protection System for pipeline
10.00 | Survey, Design, Detail Engineering, Supply, installation, testing and commissioning, Post commissioning surveys, interference mitigation(CDEGS Modelling/Utility Modelling) of the cathodic protection system of the pipeline. All work shall be carried out conforming to the scope of work, design basis, data sheets, specifications, standards, drawings, etc as per the provisions of GCC, SCC and specification no: C007-000-06-45-CSW-01 Rev.0 | 2.00 | Lumpsum |  | 12332062.95 | 24664125.90 | 6201708.50 | 12403417.00 | 7000000.00 | 14000000.00 | 7174800.00 | 14349600.00 | Not Quoted | Not Quoted | 4275000.00 | 8550000.00 | 10185750.00 | 20371500.00 | 4950000.00 | 9900000.00 | 12786453.43 | 25572906.86 | 8550000.00 | M/s. Megha Engineering and Infrastructures Ltd
11.00 | Permanent Cathodic Protection System for pipeline
12.00 | Survey, Design, Detail Engineering, Supply, installation, testing and commissioning, Post commissioning surveys, interference mitigation(CDEGS Modelling/Utility Modelling) of the cathodic protection system of the pipeline. All work shall be carried out conforming to the scope of work, design basis, data sheets, specifications, standards, drawings, etc as per the provisions of GCC, SCC and specification no: C007-000-06-45-CSW-01 Rev.0 | 2.00 | Lumpsum |  | 17095405.50 | 34190811.00 | 4736574.00 | 9473148.00 | 5000000.00 | 10000000.00 | 4406400.00 | 8812800.00 | Not Quoted | Not Quoted | 7125000.00 | 14250000.00 | 6700080.00 | 13400160.00 | 5550000.00 | 11100000.00 | 11110065.85 | 22220131.70 | 8812800.00 | TOLANI PROJECTS PVT LTD
13.00 | ELECTRICAL WORKS
14.00 | Fire alarm system
15.00 | Supply, installation, termination, termination, connection, testing and commissioning of addressable multi sensor detectors with junction box as per data sheets, EIL standard specification no. 6-51-0076, approved drawings, specifications of this tender and directions of Engineer-incharge. | 110.00 | nos |  | 3120.00 | 343200.00 | 3000.00 | 330000.00 | 2723.00 | 299530.00 | 2657.00 | 292270.00 | Not Quoted | Not Quoted | 2375.00 | 261250.00 | 4200.00 | 462000.00 | 2700.00 | 297000.00 | 3446.69 | 379135.90 | 261250.00 | M/s. Megha Engineering and Infrastructures Ltd
16.00 | Supply, installation, termination, connection, testing and commissioning of hazardous area addressable type break glass type fire alarm boxes (Manual call point-MCP) as per data sheets, EIL standard specification no.6-51-0076, approved drawings, specifications of this tender and directions of Engineer-in-charge. | 15.00 | nos |  | 7280.00 | 109200.00 | 7000.00 | 105000.00 | 13843.00 | 207645.00 | 13851.00 | 207765.00 | Not Quoted | Not Quoted | 7410.00 | 111150.00 | 8640.00 | 129600.00 | 4550.00 | 68250.00 | 8042.28 | 120634.20 | 68250.00 | AMPSEPC PVT LTD
17.00 | Supply, installation, termination, connection, testing and commissioning of safe area addressable type break glass type fire alarm boxes (Manual call point-MCP) as per datasheets, EIL standard specification no. 6-51-0076,approved drawings, specifications of this tender and directions of Engineer-in-charge. | 45.00 | nos |  | 3640.00 | 163800.00 | 3500.00 | 157500.00 | 8826.00 | 397170.00 | 9117.00 | 410265.00 | Not Quoted | Not Quoted | 4560.00 | 205200.00 | 5760.00 | 259200.00 | 4550.00 | 204750.00 | 4021.14 | 180951.30 | 157500.00 | JSIW INFRASTRUCTURE PRIVATE LIMITED
18.00 | Supply, installation, termination, connection, testing and commissioning of hooter suitable for indoor location as per data sheets, EIL standard specification no. 6-51-0076, approved drawings, specifications of this tender and directions of Engineer-in-charge. | 10.00 | nos |  | 3640.00 | 36400.00 | 3500.00 | 35000.00 | 6489.00 | 64890.00 | 6460.00 | 64600.00 | Not Quoted | Not Quoted | 7410.00 | 74100.00 | 7584.00 | 75840.00 | 2300.00 | 23000.00 | 4021.14 | 40211.40 | 23000.00 | AMPSEPC PVT LTD
19.00 | Supply, installation, termination, connection, testing and commissioning of hooter acknowledgement box suitable for indoor location as per data sheets, EIL standard specification no. 6-51-0076, approved drawings,specifications of this tender and directions of Engineerincharge. | 5.00 | nos |  | 3120.00 | 15600.00 | 3000.00 | 15000.00 | 1574.00 | 7870.00 | 1642.00 | 8210.00 | Not Quoted | Not Quoted | 9500.00 | 47500.00 | 8792.00 | 43960.00 | 1500.00 | 7500.00 | 3446.69 | 17233.45 | 7500.00 | AMPSEPC PVT LTD
20.00 | Supply, installation, termination, connection, testing and commissioning of Fault isolator modules for loops connecting break glass units/detectors as per datasheets, EIL standard specification no. 6-51-0076,approved drawings, specifications of this tender and directions of Engineer-in-charge. | 10.00 | nos |  | 3640.00 | 36400.00 | 3500.00 | 35000.00 | 5056.00 | 50560.00 | 5054.00 | 50540.00 | Not Quoted | Not Quoted | 4655.00 | 46550.00 | 5194.00 | 51940.00 | 35000.00 | 350000.00 | 4021.14 | 40211.40 | 35000.00 | JSIW INFRASTRUCTURE PRIVATE LIMITED
21.00 | Supply, installation, termination, connection, testing and commissioning of Fault isolator modules for loops connecting outdoor break glass units as per data sheets,EIL standard specification no. 6-51-0076, approved drawings, specifications of this tender and directions of Engineer-in-charge. | 5.00 | nos |  | 3640.00 | 18200.00 | 3500.00 | 17500.00 | 5149.00 | 25745.00 | 5054.00 | 25270.00 | Not Quoted | Not Quoted | 7410.00 | 37050.00 | 11400.00 | 57000.00 | 2990.00 | 14950.00 | 4021.14 | 20105.70 | 14950.00 | AMPSEPC PVT LTD
22.00 | Supply, installation, termination, connection, testing and commissioning of of input/monitor relay as per data sheets, EIL standard specification no. 6-51-0076, approved drawings, Specifications of this tender and directions of Engineer-incharge. | 10.00 | nos |  | 7280.00 | 72800.00 | 7000.00 | 70000.00 | 5805.00 | 58050.00 | 6052.00 | 60520.00 | Not Quoted | Not Quoted | 4987.50 | 49875.00 | 5040.00 | 50400.00 | 15900.00 | 159000.00 | 8042.28 | 80422.80 | 49875.00 | M/s. Megha Engineering and Infrastructures Ltd
23.00 | Supply, installation, termination, connection, testing and commissioning of of output/control relay module as per data sheets, EIL standard specification no. 6-51-0076, approved drawings, Specifications of this tender and directions of Engineer-incharge. | 10.00 | nos |  | 7280.00 | 72800.00 | 7000.00 | 70000.00 | 6055.00 | 60550.00 | 6052.00 | 60520.00 | Not Quoted | Not Quoted | 4655.00 | 46550.00 | 5040.00 | 50400.00 | 15900.00 | 159000.00 | 8042.28 | 80422.80 | 46550.00 | M/s. Megha Engineering and Infrastructures Ltd
24.00 | "Supply, installation, termination, connection, testing and commissioning of Analogue addressable type Heat Detectors intrinsically safe type Ex (i) type suitable for gas group IIC, temp class T3 as per data sheets, EIL standard specification no. 6-51-0076, approved drawings, specifications of this tender and directions of Engineer-in-charge." | 20.00 | nos |  | 26000.00 | 520000.00 | 25000.00 | 500000.00 | 7250.00 | 145000.00 | 7427.00 | 148540.00 | Not Quoted | Not Quoted | 21660.00 | 433200.00 | 12360.00 | 247200.00 | 2300.00 | 46000.00 | 28722.43 | 574448.60 | 46000.00 | AMPSEPC PVT LTD
25.00 | Supply and installation of safe area FA Junction Boxes with 16 terminals and 4 cable entries as per data sheets,EIL standard specification no. 6-51-0076, approved drawings, specifications of this tender and directions of Engineer-in-charge. | 5.00 | nos |  | 2080.00 | 10400.00 | 2000.00 | 10000.00 | 47945.00 | 239725.00 | 47888.00 | 239440.00 | Not Quoted | Not Quoted | 9215.00 | 46075.00 | 12000.00 | 60000.00 | 29000.00 | 145000.00 | 2297.79 | 11488.95 | 10000.00 | JSIW INFRASTRUCTURE PRIVATE LIMITED
26.00 | Supply, installation, termination, testing, commissioning of 2 loop microprocessor based analogue Addressable data gathering fire alarm panel (DGFAP) as per data sheets, EIL standard specification no. 6-51-0076, approved drawings, including supply, laying and termination of all cables required for the same, supply of all hardware, software, cards, material, components, wiring etc as required. | 5.00 | nos |  | 416000.00 | 2080000.00 | 400000.00 | 2000000.00 | 565445.00 | 2827225.00 | 614515.00 | 3072575.00 | Not Quoted | Not Quoted | 285000.00 | 1425000.00 | 288000.00 | 1440000.00 | 84000.00 | 420000.00 | 470366.89 | 2351834.45 | 420000.00 | AMPSEPC PVT LTD
27.00 | Supply, installation, termination, testing, commissioning of microprocessor based fire alarm repeater panel with inbuilt hooter, suitable for wall mounting as per data sheets, EIL standard specification no. 6-51-0076, approved drawings,specifications of this tender and directions of Engineerincharge. | 5.00 | nos |  | 208000.00 | 1040000.00 | 200000.00 | 1000000.00 | 281721.00 | 1408605.00 | 296715.00 | 1483575.00 | Not Quoted | Not Quoted | 285000.00 | 1425000.00 | 228000.00 | 1140000.00 | 8500.00 | 42500.00 | 235183.44 | 1175917.20 | 42500.00 | AMPSEPC PVT LTD
28.00 | Supply, installation, termination, connection, testing and commissioning of wall mounted exit signs as per datasheets, EIL standard specification no. 6-51-0076,approved drawings, specifications of this tender and directions of Engineer-incharge. | 10.00 | nos |  | 2600.00 | 26000.00 | 2500.00 | 25000.00 | 2696.00 | 26960.00 | 2719.00 | 27190.00 | Not Quoted | Not Quoted | 4892.50 | 48925.00 | 3000.00 | 30000.00 | 1550.00 | 15500.00 | 2939.79 | 29397.90 | 15500.00 | AMPSEPC PVT LTD
29.00 | Supply, installation, termination, testing, commissioning of microprocessor based Electrical operated siren for diametrical range of 2.5 kms (roof-top type) as per data sheets, EIL standardspecification no. 6-51-0076, approved drawings,specifications of this tender and directions ofEngineerincharge. The same shall be suitable for single phase (i.e. SPN) input power supply. | 5.00 | nos |  | 20800.00 | 104000.00 | 20000.00 | 100000.00 | 47216.00 | 236080.00 | 46128.00 | 230640.00 | Not Quoted | Not Quoted | 18810.00 | 94050.00 | 164400.00 | 822000.00 | 21000.00 | 105000.00 | 22977.94 | 114889.70 | 94050.00 | M/s. Megha Engineering and Infrastructures Ltd
30.00 | Supply, installation, termination, testing, commissioning of microprocessor based fire alarm linear heat sensing cable, suitable for cable trench area as per data sheets, EIL standard specification no. 6-51-0076, approved drawings,specifications of this tender and directions of Engineerincharge. | 750.00 | m |  | 936.00 | 702000.00 | 900.00 | 675000.00 | 231.00 | 173250.00 | 225.00 | 168750.00 | Not Quoted | Not Quoted | 570.00 | 427500.00 | 1320.00 | 990000.00 | 550.00 | 412500.00 | 1034.01 | 775507.50 | 168750.00 | TOLANI PROJECTS PVT LTD
31.00 | Misc. items
32.00 | "Type -PDB1:- Design, preparation of documents and drawings, Supply, installation, testing & commissioning of 415V/240V, 300A, 50kA(1 sec.), 50Hz fixed type compartmentalized free stand alone switchboard with 2 incomers, 1 bus coupler with normal & emergency buses and associated feeders as per clause 7.0-c (Table-3) of C007-000-16-50-SP-0001, EIL Specification 6-51-0012, having TPN & SPN bus including Auto-healthy phase selector, Static Voltage Regulator of adequate rating as per data sheets, Single line diagrams attached with the tender, including transportation from store/yard to site at the place of installation, proper storage, assembly of sections, installation on concrete trenches/foundation, mounting & wiring of loose accessories supplied by equipment vendor etc., aligning, leveling, testing, calibration of meters and all other accessories including all labour & materials, as per approved drawings, specification of this tender & directions of Engineer-in-Charge." | 2.00 | nos |  | 900000.00 | 1800000.00 | 832500.00 | 1665000.00 | 659873.00 | 1319746.00 | 679875.00 | 1359750.00 | Not Quoted | Not Quoted | 1368000.00 | 2736000.00 | 1274400.00 | 2548800.00 | 650000.00 | 1300000.00 | 1611888.52 | 3223777.04 | 1300000.00 | AMPSEPC PVT LTD
33.00 | "Type -PDB2:- Design, preparation of documents and drawings, Supply, installation, testing & commissioning of 415V/240V, 300A, 25kA(1 sec.), 50Hz fixed type compartmentalized free stand alone switchboard with 1 incomer and associated feeders as per clause 7.0-c (Table-4) of C007-000-16-50-SP-0001, EIL Specification 6-51-0012, having TPN & SPN bus including Auto-healthy phase selector, Static Voltage Regulator of adequate rating as per data sheets, Single line diagrams attached with the tender, including transportation from store/yard to site at the place of installation, proper storage, assembly of sections, installation on concrete trenches/foundation, mounting & wiring of loose accessories supplied by equipment vendor etc., aligning, leveling, testing, calibration of meters and all other accessories including all labour & materials, as per approved drawings, specification of this tender & directions of Engineer-in-Charge." | 2.00 | nos |  | 825000.00 | 1650000.00 | 832500.00 | 1665000.00 | 710431.00 | 1420862.00 | 679875.00 | 1359750.00 | Not Quoted | Not Quoted | 1026000.00 | 2052000.00 | 825600.00 | 1651200.00 | 570000.00 | 1140000.00 | 1407631.70 | 2815263.40 | 1140000.00 | AMPSEPC PVT LTD
34.00 | Design, supply, installation, testing, commissioning of 2400W solar Electric power system for SV station without CP system as indicated in datasheet doc. No. C007-000-16-50-DS-4002 and attached single line diagram doc. No. C007-000-16-50-00002 and Scope of Work document number C007-000-16-50-SOW-9510 for 48 hours back up including but not limited to solar arrays (2x50%, with mounting frames, structures, foundation, footings & module interconnection, solar module mounting structures for roof top ( including anchor bolts, fasteners etc.), Junction boxes (Array, Main & Fuse box), solar charge controller (2x100%), Ni-Cd batteries suitable for photovoltaic application complying to IEC 61427 testing requirements and construction as per IEC 62259, IEC 60623 & IS 10918 and accessories for battery set (2 x 50%) including battery isolation box, battery racks, 96V DC /240V AC (2X100%) inverter along with ACDB, 96V DC/(-)48 V DC-DC converter (2x100%), (-) 48 V DCDB (Telecom) with 63 A(min.), 25 KA for 1 sec. CU bus bar with outgoing feeders, 96V DC/(+)48 V DC-DC converter (2x100%), (+) 48 V DCDB (CP System) with 63 A(min.), 25 KA for 1 sec. CU bus bar with outgoing feeders, 96V DC/24V DC - DC Converter (2x100%), 24V DCDB , 63A (min.), 25 KA for 1 sec. CU bus bar with outgoing feeders, Grid charger ( 3 nos. single phase float cum boost charger type ), metering and protection/isolation system with associated interconnecting AC/DC cables, solar cables, Earthing and Lightning protection for the entire system as per Scope of Work, Job Specification, Datasheet, EIL standard specifications and as per directions of Engineer-in-charge at site. Note: All solar panels shall be installed on the rooftop of SV station (with CP) Repeater building (prefarably) / on ground. Therefore, contractor to select each solar module rating (Wp) accordingly subject to minimum of 500Wp. Solar modules for all SV stations shall be of same design (preferably MONO PERC type) and same rating. Customized type solar module supporting structure shall be considered by the contractor so that all solar modules can be accommodated on the roof area / ground. Ni-Cd Battery shall be suitable for PV solar application (i.e. cyclic operation) in line with respective IEC/IS requirement. Normal KPL type Ni-Cd battery is not acceptable. | 3.00 | nos |  | 13500000.00 | 40500000.00 | 4500000.00 | 13500000.00 | 6769220.00 | 20307660.00 | 6096454.00 | 18289362.00 | Not Quoted | Not Quoted | 570000.00 | 1710000.00 | 16257211.00 | 48771633.00 | 650000.00 | 1950000.00 | 13462152.21 | 40386456.63 | 1710000.00 | M/s. Megha Engineering and Infrastructures Ltd
35.00 | 240V SPN DB: Supply, installation, connection, testing and commissioning of safe area 240V power DB for AC, wall mounting type, dust- tight (with hinged cover) sheet steel enclosure having 63 A, SPN DP MCB incomer and 4 Nos. outgoing single pole MCBs (upto 32 A) 9 kA type for outgoing circuit control with complete wiring, including cable termination, supply, connection and fixing of single compression Ni plated brass cable glands and copper crimping type lugs, including all labour and materials, as per approved drawings, specifications of this tender and directions of Engineer-in- Charge. | 1.00 | nos |  | 16380.00 | 16380.00 | 130500.00 | 130500.00 | 109465.00 | 109465.00 | 106575.00 | 106575.00 | Not Quoted | Not Quoted | 51300.00 | 51300.00 | 36000.00 | 36000.00 | 250000.00 | 250000.00 | 9860.98 | 9860.98 | 9860.98 | KEC Spur Infrastructure Pvt. Ltd.
36.00 | 240V SPN DB for exhaust fan: Supply, installation, connection, testing and commissioning of safe area 240V power DB, wall mounting type, dust- tight (with hinged cover) sheet steel enclosure having 32 A, SPN DP MCB incomer and 8 Nos. outgoing single pole MCBs (upto 20 A) 9 kA type for outgoing circuit control with complete wiring, including cable termination, supply, connection and fixing of single compression Ni plated brass cable glands and copper crimping type lugs, including all labour and materials, as per approved drawings, specifications of this tender and directions of Engineer-in- Charge. | 5.00 | nos |  | 21840.00 | 109200.00 | 77085.00 | 385425.00 | 59930.00 | 299650.00 | 62952.00 | 314760.00 | Not Quoted | Not Quoted | 51300.00 | 256500.00 | 30000.00 | 150000.00 | 250000.00 | 1250000.00 | 10556.07 | 52780.35 | 52780.35 | KEC Spur Infrastructure Pvt. Ltd.
37.00 | "240V SPN DB for critical ltg: Supply, installation, connection, testing and commissioning of safe area 240V, 10A ( min), 25KA for 1 sec. type power DB, having CU bus bar, wall mounting type, dust- tight (with hinged cover) sheet steel enclosure having 25 A, SPN DP MCB incomer with ELCB and 12 Nos. outgoing single pole MCBs (upto 20 A) for outgoing circuit control with complete wiring, including cable termination, supply, connection and fixing of single compression Ni plated brass cable glands and copper crimping type lugs, including all labour and materials, as per approved drawings, specifications of this tender and directions of Engineer-in- Charge. [Note: Necessary interlocks with FA System shall be considered in Critical Lighting Panel.]" | 4.00 | nos |  | 29484.00 | 117936.00 | 77085.00 | 308340.00 | 63839.00 | 255356.00 | 62952.00 | 251808.00 | Not Quoted | Not Quoted | 57000.00 | 228000.00 | 33600.00 | 134400.00 | 350000.00 | 1400000.00 | 13069.85 | 52279.40 | 52279.40 | KEC Spur Infrastructure Pvt. Ltd.
38.00 | 240V SPN DB for normal ltg: Supply, installation, connection, testing and commissioning of safe area 240V, 10A ( min), 25KA for 1 sec. type power DB, having CU bus bar, wall mounting type, dust- tight (with hinged cover) sheet steel enclosure having 25 A, SPN DP MCB incomer with ELCB and 12 Nos. outgoing single pole MCBs (upto 20 A) for outgoing circuit control with complete wiring, including cable termination, supply, connection and fixing of single compression Ni plated brass cable glands and copper crimping type lugs, including all labour and materials, as per approved drawings, specifications of this tender and directions of Engineer-in- Charge. | 5.00 | nos |  | 29484.00 | 147420.00 | 78750.00 | 393750.00 | 62684.00 | 313420.00 | 64312.00 | 321560.00 | Not Quoted | Not Quoted | 51300.00 | 256500.00 | 38400.00 | 192000.00 | 350000.00 | 1750000.00 | 13069.85 | 65349.25 | 65349.25 | KEC Spur Infrastructure Pvt. Ltd.
39.00 | Supply, installation and connection of COPPER earth pate of 600mmx600mmx3mm thick including accessories and providing masonry enclosure with cover plate having locking arrangement and watering pipe of 2.7meter long, with charcoal/cock and salt as required. | 7.00 | nos |  | 37050.00 | 259350.00 | 25785.00 | 180495.00 | 20768.00 | 145376.00 | 21057.00 | 147399.00 | Not Quoted | Not Quoted | 18810.00 | 131670.00 | 54000.00 | 378000.00 | 17800.00 | 124600.00 | 34466.91 | 241268.37 | 124600.00 | AMPSEPC PVT LTD
40.00 | Supply and installation of earthing jumper connections across the pipe flanges including supply of 25 sq mm flexible copper cable with compatible copper lugs, bolts, nuts and spring washers, etc. (sizes of studs and bolts shall be as per piping material specification) as per 7-51-0112 including all labour and material as per approved drawings, specifications of this tender and directions of Engineer-in-Charge. | 36.00 | nos |  | 8060.00 | 290160.00 | 562.50 | 20250.00 | 463.00 | 16668.00 | 459.00 | 16524.00 | Not Quoted | Not Quoted | 399.00 | 14364.00 | 600.00 | 21600.00 | 9500.00 | 342000.00 | 10340.07 | 372242.52 | 14364.00 | M/s. Megha Engineering and Infrastructures Ltd
41.00 | Door Switch for Telecom/SCADA room, Electrical Room, Battery Room door with Provision of remote status indication (i.e. door OPEN or CLOSED) | 2.00 | nos |  | 9800.00 | 19600.00 | 13050.00 | 26100.00 | 10490.00 | 20980.00 | 10657.00 | 21314.00 | Not Quoted | Not Quoted | 4085.00 | 8170.00 | 6600.00 | 13200.00 | 9500.00 | 19000.00 | 1895.68 | 3791.36 | 3791.36 | KEC Spur Infrastructure Pvt. Ltd.
42.00 | LED FLP-IIC-2 xT8 (2x 20W) : Supply, installation, testing and commissioning of following lighting fixtures and connecting to wiring junction box/marshalling box complete with lamps and necessary driver including supply of all connected materials like flexible conduit, clamps, supports, chains, anchor fasteners, bolts, nuts and washers etc. as required, including supply and fixing of cable glands, lugs, including all labour and materials, as per approved drawings, data sheet for lighting fixture schedule, EIL installation standards, specifications of this tender and directions of Engineer-in-charge | 24.00 | nos |  | 13260.00 | 318240.00 | 16875.00 | 405000.00 | 13772.00 | 330528.00 | 13781.00 | 330744.00 | Not Quoted | Not Quoted | 20520.00 | 492480.00 | 11400.00 | 273600.00 | 3350.00 | 80400.00 | 9018.84 | 216452.16 | 80400.00 | AMPSEPC PVT LTD
43.00 | Supply, installation, testing, commissioning of Outdoor type 630A MCCB- Isolator box suitable for termination ofincoming and outgoing 1100V grade cables for 3 runs of 3.5Cx300 sq.mm, 1100V grade, PVC, FR, Aluminium cables with all the cable lugs and glands as required. | 5.00 | nos |  | 48000.00 | 240000.00 | 177750.00 | 888750.00 | 145858.00 | 729290.00 | 145162.00 | 725810.00 | Not Quoted | Not Quoted | 74100.00 | 370500.00 | 180000.00 | 900000.00 | 42500.00 | 212500.00 | 149356.62 | 746783.10 | 212500.00 | AMPSEPC PVT LTD
44.00 | Supply of 1100 V grade, Copper Conductor, XLPE insulated and unarmoured, cables of following sizes as per EIL standard specification No. 6-51-0051, data sheets, specifications of this tender and directions of Engineer-in- Charge. 3CX2.5sq.mm | 650.00 | m |  | 395.00 | 256750.00 | 198.00 | 128700.00 | 160.00 | 104000.00 | 161.00 | 104650.00 | Not Quoted | Not Quoted | 74.10 | 48165.00 | 216.00 | 140400.00 | 95.00 | 61750.00 | 367.65 | 238972.50 | 48165.00 | M/s. Megha Engineering and Infrastructures Ltd
45.00 | Design, supply, installation, testing, commissioning of 3600W solar Electric power system for SV station without CP system as indicated in datasheet doc. No. C007-000-16-50-DS-4002 and attached single line diagram doc. No. C007-000-16-50-00001 and Scope of Work document number C007-000-16-50-SOW-9510 for 48 hours back up including but not limited to solar arrays (2x50%, with mounting frames, structures, foundation, footings & module interconnection, solar module mounting structures for roof top ( including anchor bolts, fasteners etc.), Junction boxes (Array, Main & Fuse box), solar charge controller (2x100%), Ni-Cd batteries suitable for photovoltaic application complying to IEC 61427 testing requirements and construction as per IEC 62259, IEC 60623 & IS 10918 and accessories for battery set (2 x 50%) including battery isolation box, battery racks, 96V DC /240V AC (2X100%) inverter along with ACDB, 96V DC/(-)48 V DC-DC converter (2x100%), (-) 48 V DCDB (Telecom) with 63 A(min.), 25 KA for 1 sec. CU bus bar with outgoing feeders, 96V DC/(+)48 V DC-DC converter (2x100%), (+) 48 V DCDB (CP System) with 63 A(min.), 25 KA for 1 sec. CU bus bar with outgoing feeders, 96V DC/24V DC - DC Converter (2x100%), 24V DCDB , 63A (min.), 25 KA for 1 sec. CU bus bar with outgoing feeders, Grid charger ( 3 nos. single phase float cum boost charger type ), metering and protection/isolation system with associated interconnecting AC/DC cables, solar cables, Earthing and Lightning protection for the entire system as per Scope of Work, Job Specification, Datasheet, EIL standard specifications and as per directions of Engineer-in-charge at site. Note: All solar panels shall be installed on the rooftop of SV station (with CP) building (prefarably) / on ground. Therefore, contractor to select each solar module rating (Wp) accordingly subject to minimum of 500Wp. Solar modules for all SV stations shall be of same design (preferably MONO PERC type) and same rating. Customized type solar module supporting structure shall be considered by the contractor so that all solar modules can be accommodated on the roof area / ground. Ni-Cd Battery shall be suitable for PV solar application (i.e. cyclic operation) in line with respective IEC/IS requirement. Normal KPL type Ni-Cd battery is not acceptable. | 2.00 | nos |  | 19500000.00 | 39000000.00 | 6500000.00 | 13000000.00 | 7720586.00 | 15441172.00 | 8725471.00 | 17450942.00 | Not Quoted | Not Quoted | 855000.00 | 1710000.00 | 23267924.00 | 46535848.00 | 750000.00 | 1500000.00 | 19267532.15 | 38535064.30 | 1500000.00 | AMPSEPC PVT LTD
46.00 | "Type -PDB3:- Design, preparation of documents and drawings, Supply, installation, testing & commissioning of 415V/240V, 300A, 50kA(1 sec.), 50Hz fixed type compartmentalized free stand alone switchboard with 2 incomers, 1 bus coupler with normal & emergency buses and associated feeders as per clause 7.0-c (Table-5) of C007-000-16-50-SP-0001, EIL Specification 6-51-0012, having TPN & SPN bus including Auto-healthy phase selector, Static Voltage Regulator of adequate rating as per data sheets, Single line diagrams attached with the tender, including transportation from store/yard to site at the place of installation, proper storage, assembly of sections, installation on concrete trenches/foundation, mounting & wiring of loose accessories supplied by equipment vendor etc., aligning, leveling, testing, calibration of meters and all other accessories including all labour & materials, as per approved drawings, specification of this tender & directions of Engineer-in-Charge." | 1.00 | nos |  | 955000.00 | 955000.00 | 832500.00 | 832500.00 | 656755.00 | 656755.00 | 679875.00 | 679875.00 | Not Quoted | Not Quoted | 1045000.00 | 1045000.00 | 900000.00 | 900000.00 | 650000.00 | 650000.00 | 1975540.92 | 1975540.92 | 650000.00 | AMPSEPC PVT LTD
47.00 | "Design, engineering, supply, installation, connection,testing & commissioning of standalone complete GI street lighting poles/ Lighting mast system including PV solar panels, battery system, DC-DC converter/ maximum power point tracker controller/ solar charge controller/ as required, robust & weatherproof container for battery &weatherproof enclosure for controller/ driver/ other components, lamps & drivers as required, pre-settable automatic on/off control of lighting with timer and necessary wire/cable, cable termination and connection,fixing of cable glands and lugs, including all civil works,excavation, foundation, disposal of surplus earth,providing shoring, strutting and de-watering if required and including supply of cement, steel, GI pipes, base plates,paint and all sundry materials as required,including painting, including all labour and materials,as per approved drawings, specifications of this tender,Scope of Work and directions of Engineer-in-Charge: 7 metre high OCTAGONAL Lighting Pole/ Lighting mast(each system with 36 hours battery backup) with 1 no.LED street light type lighting fixture with system output of3600 lumen (minimum)." | 8.00 | nos |  | 125000.00 | 1000000.00 | 87804.00 | 702432.00 | 68149.00 | 545192.00 | 71706.00 | 573648.00 | Not Quoted | Not Quoted | 19950.00 | 159600.00 | 171120.00 | 1368960.00 | 250000.00 | 2000000.00 | 48828.13 | 390625.04 | 159600.00 | M/s. Megha Engineering and Infrastructures Ltd
48.00 | MISCELLANEOUS CONTROL GEAR
49.00 | Installation, testing and commissioning of miscellaneous surface mounted industrial/FLP control gear such as lighting/power panel, push button stations, motor starter, communication equipment, junction boxes, panels, plugs, sockets, including supply of necessary hardware, touch up painting including supply of paint, including transportation from store/yard to site at the place of installation, unpacking, (excluding fixing of cable glands and cable terminations), including all labour and materials, as per approved drawings, specifications of this tender and directions of Engineer-in-Charge.
50.00 | Weight of the unit up to 5 kg. | 8.00 | nos |  | 2486.25 | 19890.00 | 3105.00 | 24840.00 | 2432.00 | 19456.00 | 2535.00 | 20280.00 | Not Quoted | Not Quoted | 3990.00 | 31920.00 | 12480.00 | 99840.00 | 18500.00 | 148000.00 | 2929.69 | 23437.52 | 19456.00 | Om Yash Projects Limited
51.00 | Weight of the unit above 5 kg. but upto 20 kg. | 35.00 | nos |  | 9945.00 | 348075.00 | 4905.00 | 171675.00 | 3944.00 | 138040.00 | 4005.00 | 140175.00 | Not Quoted | Not Quoted | 7980.00 | 279300.00 | 24960.00 | 873600.00 | 28500.00 | 997500.00 | 4882.81 | 170898.35 | 138040.00 | Om Yash Projects Limited
52.00 | Weight of the unit above 20 kg. but upto 100 kg. | 35.00 | nos |  | 49725.00 | 1740375.00 | 7171.20 | 250992.00 | 5646.00 | 197610.00 | 5856.00 | 204960.00 | Not Quoted | Not Quoted | 39900.00 | 1396500.00 | 46800.00 | 1638000.00 | 30500.00 | 1067500.00 | 10052.85 | 351849.75 | 197610.00 | Om Yash Projects Limited
53.00 | Supply of Industrial, weather proof type Push Button stations as per EIL specification No. 6-51-0014, as per approved drawings, specifications of this tender and directions of Engineer-in-Charge.
54.00 | With stop (latching type) push button. | 8.00 | nos |  | 4165.85 | 33326.80 | 6075.00 | 48600.00 | 4945.00 | 39560.00 | 4961.00 | 39688.00 | Not Quoted | Not Quoted | 2470.00 | 19760.00 | 4200.00 | 33600.00 | 14500.00 | 116000.00 | 4923.02 | 39384.16 | 19760.00 | M/s. Megha Engineering and Infrastructures Ltd
55.00 | PLUGS, SOCKETS AND JUNCTION BOXES
56.00 | Supply of weatherproof metal clad 415V, TPN, industrial type socket and plug with heavy duty interlocking switch, with adequately sized cable adaptor box for incoming and outgoing cable terminations, including supply of double compression brass nickel plated cable glands, tinned copper lugs, including all labours and materials, as per approved drawings, specifications of this tender and directions of Engineer-in-Charge.
57.00 | 63 A, 415 V, 5 pin sockets along with associated 5 pin plugs. | 5.00 | nos |  | 17348.50 | 86742.50 | 9405.00 | 47025.00 | 7869.00 | 39345.00 | 7680.00 | 38400.00 | Not Quoted | Not Quoted | 3990.00 | 19950.00 | 21600.00 | 108000.00 | 14500.00 | 72500.00 | 5687.04 | 28435.20 | 19950.00 | M/s. Megha Engineering and Infrastructures Ltd
58.00 | Supply of following types of FLP(II A/II B) and WP sockets, plugs and handlamps as per EIL specification No. 6-51-0021, including all labours and materials, as per approved drawings, specifications of this tender and directions of Engineer-in-Charge.
59.00 | 63 A, 415 V, 5 pin socket. | 5.00 | nos |  | 18564.00 | 92820.00 | 14805.00 | 74025.00 | 12206.00 | 61030.00 | 12090.00 | 60450.00 | Not Quoted | Not Quoted | 3990.00 | 19950.00 | 18000.00 | 90000.00 | 15550.00 | 77750.00 | 14935.66 | 74678.30 | 19950.00 | M/s. Megha Engineering and Infrastructures Ltd
60.00 | 63 A, 415 V, 5 pin Plugs for item no. 01EE.1060.20.10 | 5.00 | nos |  | 2154.75 | 10773.75 | 2110.50 | 10552.50 | 1768.00 | 8840.00 | 1723.00 | 8615.00 | Not Quoted | Not Quoted | 570.00 | 2850.00 | 12000.00 | 60000.00 | 15550.00 | 77750.00 | 10914.52 | 54572.60 | 2850.00 | M/s. Megha Engineering and Infrastructures Ltd
61.00 | Supply of following types of FLP (II C) and WP sockets, plugs and handlamps as per EIL specification No. 6-51-0021, including all labours and materials, as per approved drawings, specifications of this tender and directions of Engineer-in-Charge.
62.00 | 240 V, 15 A, 3 pin socket. | 10.00 | nos |  | 4276.35 | 42763.50 | 8770.50 | 87705.00 | 6882.00 | 68820.00 | 7162.00 | 71620.00 | Not Quoted | Not Quoted | 2375.00 | 23750.00 | 8400.00 | 84000.00 | 3450.00 | 34500.00 | 9191.18 | 91911.80 | 23750.00 | M/s. Megha Engineering and Infrastructures Ltd
63.00 | 240 V, 15 A, 3 pin Plugs for item no. 01EE.1060.30.70 | 10.00 | nos |  | 1732.64 | 17326.40 | 1570.50 | 15705.00 | 1243.00 | 12430.00 | 1282.00 | 12820.00 | Not Quoted | Not Quoted | 2375.00 | 23750.00 | 3600.00 | 36000.00 | 3450.00 | 34500.00 | 2527.57 | 25275.70 | 12430.00 | Om Yash Projects Limited
64.00 | 24 V, 5 A, 3 pin socket. | 3.00 | nos |  | 4276.35 | 12829.05 | 6070.50 | 18211.50 | 4801.00 | 14403.00 | 4957.00 | 14871.00 | Not Quoted | Not Quoted | 2185.00 | 6555.00 | 8400.00 | 25200.00 | 3450.00 | 10350.00 | 9191.18 | 27573.54 | 6555.00 | M/s. Megha Engineering and Infrastructures Ltd
65.00 | 24 V, 5 A, 3 pin Plugs for item no. 01EE.1060.30.90 | 3.00 | nos |  | 1732.64 | 5197.92 | 1120.50 | 3361.50 | 924.00 | 2772.00 | 915.00 | 2745.00 | Not Quoted | Not Quoted | 2185.00 | 6555.00 | 3600.00 | 10800.00 | 3450.00 | 10350.00 | 2527.57 | 7582.71 | 2745.00 | TOLANI PROJECTS PVT LTD
66.00 | CANOPIES
67.00 | Supply, fabrication and installation of GI canopies for outdoor electrical miscellaneous equipments such as lighting/power panels and distribution junction boxes, local panels , PB stations etc. to render them weather proof including supply of necessary hardware for fixing and clamping with the equipment, including all labour and materials, as per approved drawings, specifications of this tender and directions of Engineer-in-Charge.
68.00 | Lighting Panel/Power panel/distribution junctions boxes. | 23.00 | nos |  | 4972.50 | 114367.50 | 9450.00 | 217350.00 | 7706.00 | 177238.00 | 7717.00 | 177491.00 | Not Quoted | Not Quoted | 1710.00 | 39330.00 | 6000.00 | 138000.00 | 4650.00 | 106950.00 | 8042.28 | 184972.44 | 39330.00 | M/s. Megha Engineering and Infrastructures Ltd
69.00 | Manual call points/field call stations. | 57.00 | nos |  | 4199.00 | 239343.00 | 6165.00 | 351405.00 | 4855.00 | 276735.00 | 5034.00 | 286938.00 | Not Quoted | Not Quoted | 798.00 | 45486.00 | 4200.00 | 239400.00 | 4125.00 | 235125.00 | 3733.92 | 212833.44 | 45486.00 | M/s. Megha Engineering and Infrastructures Ltd
70.00 | ANCHOR FASTENERS
71.00 | Supply, drilling in RCC and fixing of metallic anchor fasteners for supporting of cable trays and miscellaneous electrical switchgear of following sizes, including all labour and materials, as per approved drawings, specifications of this tender and directions of Engineer-in-Charge.
72.00 | 3/16" BSW. | 100.00 | nos |  | 148.75 | 14875.00 | 40.50 | 4050.00 | 33.00 | 3300.00 | 33.00 | 3300.00 | Not Quoted | Not Quoted | 161.50 | 16150.00 | 151.00 | 15100.00 | 425.00 | 42500.00 | 91.91 | 9191.00 | 3300.00 | Om Yash Projects Limited, TOLANI PROJECTS PVT LTD
73.00 | 5/16" BSW. | 100.00 | nos |  | 215.48 | 21548.00 | 58.50 | 5850.00 | 45.00 | 4500.00 | 47.00 | 4700.00 | Not Quoted | Not Quoted | 161.50 | 16150.00 | 180.00 | 18000.00 | 425.00 | 42500.00 | 126.38 | 12638.00 | 4500.00 | Om Yash Projects Limited
74.00 | 1/4" BSW. | 100.00 | nos |  | 163.54 | 16354.00 | 76.50 | 7650.00 | 62.00 | 6200.00 | 62.00 | 6200.00 | Not Quoted | Not Quoted | 171.00 | 17100.00 | 290.00 | 29000.00 | 275.00 | 27500.00 | 103.40 | 10340.00 | 6200.00 | Om Yash Projects Limited, TOLANI PROJECTS PVT LTD
75.00 | 3/8" BSW. | 100.00 | nos |  | 240.89 | 24089.00 | 94.50 | 9450.00 | 77.00 | 7700.00 | 77.00 | 7700.00 | Not Quoted | Not Quoted | 188.10 | 18810.00 | 344.00 | 34400.00 | 425.00 | 42500.00 | 149.36 | 14936.00 | 7700.00 | Om Yash Projects Limited, TOLANI PROJECTS PVT LTD
76.00 | 5/8" BSW. | 100.00 | nos |  | 436.48 | 43648.00 | 112.50 | 11250.00 | 89.00 | 8900.00 | 91.00 | 9100.00 | Not Quoted | Not Quoted | 199.50 | 19950.00 | 386.00 | 38600.00 | 275.00 | 27500.00 | 183.82 | 18382.00 | 8900.00 | Om Yash Projects Limited
77.00 | 1/2" BSW. | 100.00 | nos |  | 550.29 | 55029.00 | 126.00 | 12600.00 | 104.00 | 10400.00 | 102.00 | 10200.00 | Not Quoted | Not Quoted | 237.50 | 23750.00 | 414.00 | 41400.00 | 295.00 | 29500.00 | 172.33 | 17233.00 | 10200.00 | TOLANI PROJECTS PVT LTD
78.00 | TESTING AND COMMISSIONING OF MOTORS
79.00 | Testing and commissioning of MV motors of following ratings and checking of all interface connections, change of grease, wherever required, including supply of approved type of grease, no load/full load running of motor, including all labour and materials, as per approved drawings, specifications of this tender and directions of Engineer-in-Charge.
80.00 | Upto 5.5 kW. | 3.00 | nos |  | 13541.35 | 40624.05 | 11587.50 | 34762.50 | 9340.00 | 28020.00 | 9463.00 | 28389.00 | Not Quoted | Not Quoted | 1710.00 | 5130.00 | 10800.00 | 32400.00 | 38500.00 | 115500.00 | 3446.69 | 10340.07 | 5130.00 | M/s. Megha Engineering and Infrastructures Ltd
81.00 | Above 11 kW but upto 22 kW. | 3.00 | nos |  | 28619.50 | 85858.50 | 17806.50 | 53419.50 | 14156.00 | 42468.00 | 14541.00 | 43623.00 | Not Quoted | Not Quoted | 22800.00 | 68400.00 | 18000.00 | 54000.00 | 45000.00 | 135000.00 | 4595.59 | 13786.77 | 13786.77 | KEC Spur Infrastructure Pvt. Ltd.
82.00 | Above 22 kW but upto 45 kW. | 3.00 | nos |  | 39338.00 | 118014.00 | 18436.50 | 55309.50 | 15167.00 | 45501.00 | 15056.00 | 45168.00 | Not Quoted | Not Quoted | 62700.00 | 188100.00 | 30000.00 | 90000.00 | 55000.00 | 165000.00 | 6318.93 | 18956.79 | 18956.79 | KEC Spur Infrastructure Pvt. Ltd.
83.00 | Testing and commissioning of safe area/ FLP motor operated valve actuators with integral starter of different sizes, checking of all interface connections, local/remote controls, settings of limit and torque switches, no load/full load running, including all labour and materials, as per specifications of this tender and directions of Engineer-in-Charge.
84.00 | Safe area/FLP motor operated valve actuators. | 8.00 | nos |  | 38675.00 | 309400.00 | 29250.00 | 234000.00 | 23784.00 | 190272.00 | 23887.00 | 191096.00 | Not Quoted | Not Quoted | 85500.00 | 684000.00 | 78000.00 | 624000.00 | 19500.00 | 156000.00 | 17233.46 | 137867.68 | 137867.68 | KEC Spur Infrastructure Pvt. Ltd.
85.00 | SAFETY EQUIPMENT
86.00 | Supply and installation of the following, including the supply of necessary clamps, bolts, rawl plugs etc., breaking and making good of walls, if required, mounting, including all labour and materials, complete and as per applicable standards and CEA Guidelines and as per directions of Engineer-in-Charge.
87.00 | Shock hazard charts complete with frame and glass. | 13.00 | nos |  | 2983.50 | 38785.50 | 2920.50 | 37966.50 | 2376.00 | 30888.00 | 2385.00 | 31005.00 | Not Quoted | Not Quoted | 5700.00 | 74100.00 | 3600.00 | 46800.00 | 1650.00 | 21450.00 | 2068.01 | 26884.13 | 21450.00 | AMPSEPC PVT LTD
88.00 | First Aid Boxes. | 23.00 | nos |  | 7735.00 | 177905.00 | 5805.00 | 133515.00 | 4771.00 | 109733.00 | 4740.00 | 109020.00 | Not Quoted | Not Quoted | 7410.00 | 170430.00 | 4200.00 | 96600.00 | 475.00 | 10925.00 | 5744.49 | 132123.27 | 10925.00 | AMPSEPC PVT LTD
89.00 | 4.5 kg capacity CO2 type fire extinguishers. | 46.00 | nos |  | 4420.00 | 203320.00 | 6705.00 | 308430.00 | 5578.00 | 256588.00 | 5475.00 | 251850.00 | Not Quoted | Not Quoted | 4750.00 | 218500.00 | 5400.00 | 248400.00 | 2975.00 | 136850.00 | 8042.28 | 369944.88 | 136850.00 | AMPSEPC PVT LTD
90.00 | Sand buckets with stand (Each with at least 3 sand buckets). | 17.00 | nos |  | 13039.00 | 221663.00 | 7155.00 | 121635.00 | 5711.00 | 97087.00 | 5843.00 | 99331.00 | Not Quoted | Not Quoted | 513.00 | 8721.00 | 4200.00 | 71400.00 | 775.00 | 13175.00 | 2068.01 | 35156.17 | 8721.00 | M/s. Megha Engineering and Infrastructures Ltd
91.00 | Anti-climbing device of barbed wire of 12 SWG three ply galvanised, around poles. | 125.00 | m |  | 160.23 | 20028.75 | 580.50 | 72562.50 | 454.00 | 56750.00 | 474.00 | 59250.00 | Not Quoted | Not Quoted | 912.00 | 114000.00 | 3000.00 | 375000.00 | 14.50 | 1812.50 | 287.22 | 35902.50 | 1812.50 | AMPSEPC PVT LTD
92.00 | Supply and laying of 900 mm wide safety insulation mats complying to IS-15652, of following grades required for maintenance of electrical equipment in substation, including cutting to required shape in running length, including all labour and materials, as per applicable Indian or International standards and CEA Guidelines and as per directions of Engineer-in-Charge.
93.00 | 3.3 kV grade. | 230.00 | m |  | 2707.25 | 622667.50 | 1665.00 | 382950.00 | 1356.00 | 311880.00 | 1359.00 | 312570.00 | Not Quoted | Not Quoted | 40.00 | 9200.00 | 540.00 | 124200.00 | 675.00 | 155250.00 | 1608.46 | 369945.80 | 9200.00 | M/s. Megha Engineering and Infrastructures Ltd
94.00 | Supply of following items as per applicable Indian standards/CEA Guidelines.
95.00 | Rubber hand gloves (11 kV grade). | 23.00 | pair |  | 1388.83 | 31943.09 | 6165.00 | 141795.00 | 5150.00 | 118450.00 | 5034.00 | 115782.00 | Not Quoted | Not Quoted | 912.00 | 20976.00 | 960.00 | 22080.00 | 7050.00 | 162150.00 | 3446.69 | 79273.87 | 20976.00 | M/s. Megha Engineering and Infrastructures Ltd
96.00 | Enamelled caution boards. | 15.00 | nos |  | 2983.50 | 44752.50 | 945.00 | 14175.00 | 750.00 | 11250.00 | 771.00 | 11565.00 | Not Quoted | Not Quoted | 1710.00 | 25650.00 | 1800.00 | 27000.00 | 850.00 | 12750.00 | 861.67 | 12925.05 | 11250.00 | Om Yash Projects Limited
97.00 | SUPPLY OF MV CABLES
98.00 | Supply of 1100 V grade, Copper Conductor,XLPE insulated and armoured, cables of following sizes as per EIL standard specification No. 6-51-0051, data sheets, specifications of this tender and directions of Engineer-in-Charge.
99.00 | 2 C x 2.5 sq. mm | 200.00 | m |  | 149.92 | 29984.00 | 105.00 | 21000.00 | 157.00 | 31400.00 | 182.00 | 36400.00 | Not Quoted | Not Quoted | 74.10 | 14820.00 | 170.00 | 34000.00 | 145.00 | 29000.00 | 188.42 | 37684.00 | 14820.00 | M/s. Megha Engineering and Infrastructures Ltd
100.00 | 3 C x 2.5 sq. mm | 2900.00 | m |  | 126.11 | 365719.00 | 135.00 | 391500.00 | 80.00 | 232000.00 | 89.00 | 258100.00 | Not Quoted | Not Quoted | 97.85 | 283765.00 | 188.00 | 545200.00 | 95.00 | 275500.00 | 218.29 | 633041.00 | 232000.00 | Om Yash Projects Limited
101.00 | 3 C x 4 sq. mm | 1000.00 | m |  | 172.76 | 172760.00 | 205.00 | 205000.00 | 123.00 | 123000.00 | 139.00 | 139000.00 | Not Quoted | Not Quoted | 163.40 | 163400.00 | 275.00 | 275000.00 | 110.00 | 110000.00 | 229.78 | 229780.00 | 110000.00 | AMPSEPC PVT LTD
102.00 | 3 C x 6 sq. mm | 200.00 | m |  | 239.59 | 47918.00 | 280.00 | 56000.00 | 280.00 | 56000.00 | 322.00 | 64400.00 | Not Quoted | Not Quoted | 213.75 | 42750.00 | 415.00 | 83000.00 | 240.00 | 48000.00 | 261.95 | 52390.00 | 42750.00 | M/s. Megha Engineering and Infrastructures Ltd
103.00 | 4 C x 6 sq. mm | 200.00 | m |  | 306.66 | 61332.00 | 360.00 | 72000.00 | 322.00 | 64400.00 | 367.00 | 73400.00 | Not Quoted | Not Quoted | 228.00 | 45600.00 | 522.00 | 104400.00 | 275.00 | 55000.00 | 374.54 | 74908.00 | 45600.00 | M/s. Megha Engineering and Infrastructures Ltd
104.00 | 4 C x 16 sq. mm | 200.00 | m |  | 934.61 | 186922.00 | 850.00 | 170000.00 | 572.00 | 114400.00 | 660.00 | 132000.00 | Not Quoted | Not Quoted | 475.00 | 95000.00 | 1274.00 | 254800.00 | 725.00 | 145000.00 | 760.57 | 152114.00 | 95000.00 | M/s. Megha Engineering and Infrastructures Ltd
105.00 | Supply of 1100 V grade, Copper Conductor, Overall shielded, twisted pair/triad, PVC insulated and armoured, cables of following sizes as per EIL standard specification No. 6-51-0052, data sheets, specifications of this tender and directions of Engineer-in-Charge.
106.00 | 2 Pair x 1.5 sq. mm | 200.00 | m |  | 219.33 | 43866.00 | 189.00 | 37800.00 | 183.00 | 36600.00 | 207.00 | 41400.00 | Not Quoted | Not Quoted | 128.25 | 25650.00 | 196.00 | 39200.00 | 525.00 | 105000.00 | 166.59 | 33318.00 | 25650.00 | M/s. Megha Engineering and Infrastructures Ltd
107.00 | 6 Pair x 1.5 sq. mm | 200.00 | m |  | 387.08 | 77416.00 | 358.20 | 71640.00 | 285.00 | 57000.00 | 317.00 | 63400.00 | Not Quoted | Not Quoted | 296.40 | 59280.00 | 470.00 | 94000.00 | 610.00 | 122000.00 | 382.58 | 76516.00 | 57000.00 | Om Yash Projects Limited
108.00 | 2 Pair x 2.5 sq. mm | 1000.00 | m |  | 161.79 | 161790.00 | 296.10 | 296100.00 | 136.00 | 136000.00 | 152.00 | 152000.00 | Not Quoted | Not Quoted | 207.10 | 207100.00 | 244.00 | 244000.00 | 195.00 | 195000.00 | 248.16 | 248160.00 | 136000.00 | Om Yash Projects Limited
109.00 | 4 Pair x 2.5 sq. mm | 600.00 | m |  | 390.32 | 234192.00 | 360.00 | 216000.00 | 211.00 | 126600.00 | 245.00 | 147000.00 | Not Quoted | Not Quoted | 399.00 | 239400.00 | 421.00 | 252600.00 | 385.00 | 231000.00 | 421.65 | 252990.00 | 126600.00 | Om Yash Projects Limited
110.00 | 6 Pair x 2.5 sq. mm | 800.00 | m |  | 589.05 | 471240.00 | 500.00 | 400000.00 | 280.00 | 224000.00 | 320.00 | 256000.00 | Not Quoted | Not Quoted | 513.00 | 410400.00 | 595.00 | 476000.00 | 575.00 | 460000.00 | 442.33 | 353864.00 | 224000.00 | Om Yash Projects Limited
111.00 | 12 Pair x 2.5 sq. mm | 200.00 | m |  | 694.84 | 138968.00 | 1345.50 | 269100.00 | 646.00 | 129200.00 | 740.00 | 148000.00 | Not Quoted | Not Quoted | 855.00 | 171000.00 | 1206.00 | 241200.00 | 630.00 | 126000.00 | 707.72 | 141544.00 | 126000.00 | AMPSEPC PVT LTD
112.00 | Supply of 1100 V grade, Aluminium Conductor, XLPE insulated and armoured, cables of following sizes as per EIL standard specification No. 6-51-0051, data sheets, specifications of this tender and directions of Engineer-in-Charge.
113.00 | 2 C x 25 sq. mm | 200.00 | m |  | 490.28 | 98056.00 | 120.00 | 24000.00 | 185.00 | 37000.00 | 214.00 | 42800.00 | Not Quoted | Not Quoted | 408.50 | 81700.00 | 186.00 | 37200.00 | 225.00 | 45000.00 | 212.55 | 42510.00 | 24000.00 | JSIW INFRASTRUCTURE PRIVATE LIMITED
114.00 | 3 C x 25 sq. mm | 500.00 | m |  | 201.53 | 100765.00 | 165.00 | 82500.00 | 131.00 | 65500.00 | 149.00 | 74500.00 | Not Quoted | Not Quoted | 570.00 | 285000.00 | 185.00 | 92500.00 | 410.00 | 205000.00 | 279.18 | 139590.00 | 65500.00 | Om Yash Projects Limited
115.00 | 3.5 C x 25 sq. mm | 2600.00 | m |  | 209.06 | 543556.00 | 190.00 | 494000.00 | 107.00 | 278200.00 | 120.00 | 312000.00 | Not Quoted | Not Quoted | 679.25 | 1766050.00 | 216.00 | 561600.00 | 225.00 | 585000.00 | 323.99 | 842374.00 | 278200.00 | Om Yash Projects Limited
116.00 | 2 C x 35 sq. mm | 200.00 | m |  | 490.28 | 98056.00 | 150.00 | 30000.00 | 207.00 | 41400.00 | 233.00 | 46600.00 | Not Quoted | Not Quoted | 560.50 | 112100.00 | 266.00 | 53200.00 | 215.00 | 43000.00 | 265.40 | 53080.00 | 30000.00 | JSIW INFRASTRUCTURE PRIVATE LIMITED
117.00 | 3 C x 35 sq. mm | 200.00 | m |  | 279.65 | 55930.00 | 210.00 | 42000.00 | 226.00 | 45200.00 | 262.00 | 52400.00 | Not Quoted | Not Quoted | 817.00 | 163400.00 | 316.00 | 63200.00 | 710.00 | 142000.00 | 355.01 | 71002.00 | 42000.00 | JSIW INFRASTRUCTURE PRIVATE LIMITED
118.00 | 3.5 C x 35 sq. mm | 900.00 | m |  | 383.76 | 345384.00 | 240.00 | 216000.00 | 140.00 | 126000.00 | 162.00 | 145800.00 | Not Quoted | Not Quoted | 845.50 | 760950.00 | 264.00 | 237600.00 | 395.00 | 355500.00 | 394.07 | 354663.00 | 126000.00 | Om Yash Projects Limited
119.00 | 2 C x 50 sq. mm | 200.00 | m |  | 529.55 | 105910.00 | 200.00 | 40000.00 | 229.00 | 45800.00 | 255.00 | 51000.00 | Not Quoted | Not Quoted | 741.00 | 148200.00 | 263.00 | 52600.00 | 410.00 | 82000.00 | 343.52 | 68704.00 | 40000.00 | JSIW INFRASTRUCTURE PRIVATE LIMITED
120.00 | 3 C x 50 sq. mm | 200.00 | m |  | 398.65 | 79730.00 | 275.00 | 55000.00 | 262.00 | 52400.00 | 294.00 | 58800.00 | Not Quoted | Not Quoted | 950.00 | 190000.00 | 377.00 | 75400.00 | 275.00 | 55000.00 | 461.86 | 92372.00 | 52400.00 | Om Yash Projects Limited
121.00 | 3.5 C x 50 sq. mm | 400.00 | m |  | 383.76 | 153504.00 | 315.00 | 126000.00 | 213.00 | 85200.00 | 243.00 | 97200.00 | Not Quoted | Not Quoted | 1026.00 | 410400.00 | 335.00 | 134000.00 | 275.00 | 110000.00 | 534.24 | 213696.00 | 85200.00 | Om Yash Projects Limited
122.00 | 3.5 C x 70 sq. mm | 200.00 | m |  | 420.32 | 84064.00 | 425.00 | 85000.00 | 380.00 | 76000.00 | 427.00 | 85400.00 | Not Quoted | Not Quoted | 1496.25 | 299250.00 | 643.00 | 128600.00 | 275.00 | 55000.00 | 600.87 | 120174.00 | 55000.00 | AMPSEPC PVT LTD
123.00 | 2 C x 95 sq. mm | 300.00 | m |  | 375.18 | 112554.00 | 340.00 | 102000.00 | 274.00 | 82200.00 | 305.00 | 91500.00 | Not Quoted | Not Quoted | 1187.50 | 356250.00 | 389.00 | 116700.00 | 310.00 | 93000.00 | 567.56 | 170268.00 | 82200.00 | Om Yash Projects Limited
124.00 | 3 C x 95 sq. mm | 320.00 | m |  | 470.02 | 150406.40 | 475.00 | 152000.00 | 339.00 | 108480.00 | 379.00 | 121280.00 | Not Quoted | Not Quoted | 1615.00 | 516800.00 | 524.00 | 167680.00 | 325.00 | 104000.00 | 780.10 | 249632.00 | 104000.00 | AMPSEPC PVT LTD
125.00 | 3.5 C x 120 sq. mm | 400.00 | m |  | 711.62 | 284648.00 | 695.00 | 278000.00 | 451.00 | 180400.00 | 512.00 | 204800.00 | Not Quoted | Not Quoted | 2337.00 | 934800.00 | 746.00 | 298400.00 | 410.00 | 164000.00 | 1125.92 | 450368.00 | 164000.00 | AMPSEPC PVT LTD
126.00 | 3.5 C x 185 sq. mm | 200.00 | m |  | 846.54 | 169308.00 | 1030.00 | 206000.00 | 792.00 | 158400.00 | 894.00 | 178800.00 | Not Quoted | Not Quoted | 3515.00 | 703000.00 | 1645.00 | 329000.00 | 475.00 | 95000.00 | 1688.88 | 337776.00 | 95000.00 | AMPSEPC PVT LTD
127.00 | 3.5 C x 240 sq. mm | 1500.00 | m |  | 1188.39 | 1782585.00 | 1295.00 | 1942500.00 | 724.00 | 1086000.00 | 822.00 | 1233000.00 | Not Quoted | Not Quoted | 4370.00 | 6555000.00 | 1502.00 | 2253000.00 | 455.00 | 682500.00 | 2120.86 | 3181290.00 | 682500.00 | AMPSEPC PVT LTD
128.00 | LAYING OF CABLES
129.00 | Laying of cables of different voltage grade and types of the following overall diameters in ready trays/trenches/ supported on structure/pull through pipes including supply and fixing of stainless steel strip number tags, supply and applying of fireproofing paint to meet OISD requirement (for 1m length near terminations), supply and fixing of GI saddles & saddle bars, trefoil clamps (for single core cables) etc., including transportation from store/yard to site at the place of installation, unpacking, including all labour and materials, as per approved drawings, specifications of this tender and directions of Engineer-in-Charge
130.00 | Cables with OD upto 20 mm. | 3000.00 | m |  | 51.00 | 153000.00 | 48.60 | 145800.00 | 40.00 | 120000.00 | 39.00 | 117000.00 | Not Quoted | Not Quoted | 39.90 | 119700.00 | 120.00 | 360000.00 | 95.00 | 285000.00 | 63.19 | 189570.00 | 117000.00 | TOLANI PROJECTS PVT LTD
131.00 | Cables with OD above 20 mm but upto 30 mm. | 4800.00 | m |  | 62.05 | 297840.00 | 52.20 | 250560.00 | 41.00 | 196800.00 | 42.00 | 201600.00 | Not Quoted | Not Quoted | 51.30 | 246240.00 | 144.00 | 691200.00 | 105.00 | 504000.00 | 76.89 | 369072.00 | 196800.00 | Om Yash Projects Limited
132.00 | Cables with OD above 30 mm but upto 40 mm. | 650.00 | m |  | 95.20 | 61880.00 | 55.80 | 36270.00 | 45.00 | 29250.00 | 45.00 | 29250.00 | Not Quoted | Not Quoted | 74.10 | 48165.00 | 168.00 | 109200.00 | 195.00 | 126750.00 | 91.91 | 59741.50 | 29250.00 | Om Yash Projects Limited, TOLANI PROJECTS PVT LTD
133.00 | Cables with OD above 40 mm but upto 50 mm. | 200.00 | m |  | 102.85 | 20570.00 | 61.20 | 12240.00 | 50.00 | 10000.00 | 49.00 | 9800.00 | Not Quoted | Not Quoted | 123.50 | 24700.00 | 192.00 | 38400.00 | 235.00 | 47000.00 | 149.36 | 29872.00 | 9800.00 | TOLANI PROJECTS PVT LTD
134.00 | Cables with OD above 50 mm but upto 60 mm. | 1700.00 | m |  | 130.90 | 222530.00 | 99.00 | 168300.00 | 82.00 | 139400.00 | 80.00 | 136000.00 | Not Quoted | Not Quoted | 136.80 | 232560.00 | 216.00 | 367200.00 | 95.00 | 161500.00 | 238.97 | 406249.00 | 136000.00 | TOLANI PROJECTS PVT LTD
135.00 | Cables with OD above 60 mm but upto 80 mm. | 200.00 | m |  | 150.45 | 30090.00 | 112.50 | 22500.00 | 89.00 | 17800.00 | 91.00 | 18200.00 | Not Quoted | Not Quoted | 136.80 | 27360.00 | 240.00 | 48000.00 | 295.00 | 59000.00 | 381.43 | 76286.00 | 17800.00 | Om Yash Projects Limited
136.00 | END TERMINATIONS
137.00 | Termination of XLPE insulated armoured power cables (up to 1100 V grade) and connection of leads excluding the supply of cable glands and lugs but including fixing of cable glands, supply and fixing of PVC shrouds for outdoor terminations, cutting and stripping of cable insulation, crimping the lug on to the conductor, clamping of the cable-cores, marking with wire number, ferrules etc., including all labour and materials, as per approved drawings, specifications of this tender and directions of Engineer-in-Charge.
138.00 | Cables with OD upto 20 mm. | 80.00 | nos |  | 80.75 | 6460.00 | 130.50 | 10440.00 | 102.00 | 8160.00 | 106.00 | 8480.00 | Not Quoted | Not Quoted | 237.50 | 19000.00 | 120.00 | 9600.00 | 225.00 | 18000.00 | 183.82 | 14705.60 | 6460.00 | Advance Infrastrurctures Pvt Ltd
139.00 | Cables with OD above 20 mm but upto 30 mm. | 80.00 | nos |  | 89.25 | 7140.00 | 157.50 | 12600.00 | 127.00 | 10160.00 | 128.00 | 10240.00 | Not Quoted | Not Quoted | 399.00 | 31920.00 | 144.00 | 11520.00 | 265.00 | 21200.00 | 229.78 | 18382.40 | 7140.00 | Advance Infrastrurctures Pvt Ltd
140.00 | Cables with OD above 30 mm but upto 40 mm. | 80.00 | nos |  | 97.75 | 7820.00 | 178.20 | 14256.00 | 138.00 | 11040.00 | 145.00 | 11600.00 | Not Quoted | Not Quoted | 513.00 | 41040.00 | 168.00 | 13440.00 | 275.00 | 22000.00 | 344.67 | 27573.60 | 7820.00 | Advance Infrastrurctures Pvt Ltd
141.00 | Cables with OD above 40 mm but upto 50 mm. | 80.00 | nos |  | 108.80 | 8704.00 | 202.50 | 16200.00 | 159.00 | 12720.00 | 165.00 | 13200.00 | Not Quoted | Not Quoted | 741.00 | 59280.00 | 192.00 | 15360.00 | 310.00 | 24800.00 | 430.84 | 34467.20 | 8704.00 | Advance Infrastrurctures Pvt Ltd
142.00 | Cables with OD above 50 mm but upto 60 mm. | 40.00 | nos |  | 123.25 | 4930.00 | 225.00 | 9000.00 | 189.00 | 7560.00 | 183.00 | 7320.00 | Not Quoted | Not Quoted | 741.00 | 29640.00 | 216.00 | 8640.00 | 325.00 | 13000.00 | 689.34 | 27573.60 | 4930.00 | Advance Infrastrurctures Pvt Ltd
143.00 | Cables with OD above 60 mm but upto 80 mm. | 40.00 | nos |  | 134.30 | 5372.00 | 270.00 | 10800.00 | 217.00 | 8680.00 | 220.00 | 8800.00 | Not Quoted | Not Quoted | 912.00 | 36480.00 | 240.00 | 9600.00 | 355.00 | 14200.00 | 1102.94 | 44117.60 | 5372.00 | Advance Infrastrurctures Pvt Ltd
144.00 | Termination of communication, fire alarm & control paired cables and connection of leads excluding the supply of cable glands and lugs but including fixing of cable glands, supply and fixing of PVC shrouds for outdoor terminations, cutting, stripping of cable insulation, crimping the lug on to the conductor, clamping of the cable- cores, marking with wire number, ferrules etc., including all labour and materials, as per approved drawings, specifications of this tender and directions of Engineer-in-Charge.
145.00 | All sizes from 1P to 4P and upto 2.5 sq. mm | 300.00 | nos |  | 80.75 | 24225.00 | 130.50 | 39150.00 | 105.00 | 31500.00 | 106.00 | 31800.00 | Not Quoted | Not Quoted | 142.50 | 42750.00 | 180.00 | 54000.00 | 375.00 | 112500.00 | 183.82 | 55146.00 | 24225.00 | Advance Infrastrurctures Pvt Ltd
146.00 | All sizes from 5P to 10P and upto 2.5 sq. mm | 130.00 | nos |  | 91.80 | 11934.00 | 157.50 | 20475.00 | 131.00 | 17030.00 | 128.00 | 16640.00 | Not Quoted | Not Quoted | 237.50 | 30875.00 | 240.00 | 31200.00 | 410.00 | 53300.00 | 229.78 | 29871.40 | 11934.00 | Advance Infrastrurctures Pvt Ltd
147.00 | All sizes from 11P to 15P and upto 2.5 sq. mm | 55.00 | nos |  | 106.25 | 5843.75 | 225.00 | 12375.00 | 188.00 | 10340.00 | 183.00 | 10065.00 | Not Quoted | Not Quoted | 285.00 | 15675.00 | 300.00 | 16500.00 | 425.00 | 23375.00 | 367.65 | 20220.75 | 5843.75 | Advance Infrastrurctures Pvt Ltd
148.00 | STRAIGHT THROUGH JOINTS
149.00 | Supply and Making of heat shrinkable type straight through joints for 1100 volt grade power cables as per EIL standard specification No. 6-51-0051, including cutting, stripping of cable insulation complete with supply of compression / crimping type ferrules, plastic mould and epoxy resin compound etc., including all labour and materials, as per approved drawings, specifications of this tender and directions of Engineer-in-Charge.
150.00 | Cables with OD upto 20 mm. | 10.00 | nos |  | 50.15 | 501.50 | 3190.50 | 31905.00 | 2680.00 | 26800.00 | 2605.00 | 26050.00 | Not Quoted | Not Quoted | 1881.00 | 18810.00 | 3600.00 | 36000.00 | 110.00 | 1100.00 | 6425.78 | 64257.80 | 501.50 | Advance Infrastrurctures Pvt Ltd
151.00 | Cables with OD above 20 mm but upto 30 mm. | 10.00 | nos |  | 61.20 | 612.00 | 4090.50 | 40905.00 | 3339.00 | 33390.00 | 3340.00 | 33400.00 | Not Quoted | Not Quoted | 18810.00 | 188100.00 | 5400.00 | 54000.00 | 135.00 | 1350.00 | 12889.48 | 128894.80 | 612.00 | Advance Infrastrurctures Pvt Ltd
152.00 | Cables with OD above 30 mm but upto 40 mm. | 10.00 | nos |  | 75.65 | 756.50 | 7065.00 | 70650.00 | 5644.00 | 56440.00 | 5769.00 | 57690.00 | Not Quoted | Not Quoted | 2042.50 | 20425.00 | 7200.00 | 72000.00 | 155.00 | 1550.00 | 17659.70 | 176597.00 | 756.50 | Advance Infrastrurctures Pvt Ltd
153.00 | Cables with OD above 40 mm but upto 50 mm. | 10.00 | nos |  | 87.55 | 875.50 | 8775.00 | 87750.00 | 6823.00 | 68230.00 | 7166.00 | 71660.00 | Not Quoted | Not Quoted | 2042.50 | 20425.00 | 9000.00 | 90000.00 | 185.00 | 1850.00 | 27972.20 | 279722.00 | 875.50 | Advance Infrastrurctures Pvt Ltd
154.00 | Cables with OD above 50 mm but upto 60 mm. | 10.00 | nos |  | 90.95 | 909.50 | 11308.50 | 113085.00 | 8867.00 | 88670.00 | 9235.00 | 92350.00 | Not Quoted | Not Quoted | 2375.00 | 23750.00 | 10800.00 | 108000.00 | 210.00 | 2100.00 | 33403.03 | 334030.30 | 909.50 | Advance Infrastrurctures Pvt Ltd
155.00 | Cables with OD above 60 mm but upto 80 mm. | 10.00 | nos |  | 105.40 | 1054.00 | 14355.00 | 143550.00 | 11746.00 | 117460.00 | 11723.00 | 117230.00 | Not Quoted | Not Quoted | 2850.00 | 28500.00 | 12600.00 | 126000.00 | 225.00 | 2250.00 | 37195.54 | 371955.40 | 1054.00 | Advance Infrastrurctures Pvt Ltd
156.00 | G.I. & PVC PIPES
157.00 | Supply and laying of following sizes of G.I. Pipes (medium) in required length fixed on steel, concrete or similar structure, laid in trenches, ready to be buried in concrete including cutting, threading, bending and similar works, supply of clamps, small iron structures, spacers and installation of seats, plugs, bushings etc., small civil works, including all labour and materials, as per approved drawings, specifications of this tender and directions of Engineer-in-Charge.
158.00 | 50 mm NB. | 60.00 | m |  | 718.25 | 43095.00 | 670.50 | 40230.00 | 529.00 | 31740.00 | 547.00 | 32820.00 | Not Quoted | Not Quoted | 1482.00 | 88920.00 | 1440.00 | 86400.00 | 375.00 | 22500.00 | 718.06 | 43083.60 | 22500.00 | AMPSEPC PVT LTD
159.00 | 100 mm NB. | 480.00 | m |  | 977.50 | 469200.00 | 1215.00 | 583200.00 | 1003.00 | 481440.00 | 992.00 | 476160.00 | Not Quoted | Not Quoted | 2850.00 | 1368000.00 | 1800.00 | 864000.00 | 405.00 | 194400.00 | 1120.17 | 537681.60 | 194400.00 | AMPSEPC PVT LTD
160.00 | 150 mm NB. | 80.00 | m |  | 1530.00 | 122400.00 | 1507.50 | 120600.00 | 1230.00 | 98400.00 | 1231.00 | 98480.00 | Not Quoted | Not Quoted | 3420.00 | 273600.00 | 2400.00 | 192000.00 | 435.00 | 34800.00 | 1665.90 | 133272.00 | 34800.00 | AMPSEPC PVT LTD
161.00 | STRUCTURAL STEEL
162.00 | Supply, fabrication and installation of MS base frames, supports for switchgear, and brackets for miscellaneous electrical equipments, cable and cable tray supports out of rolled MS sections, pipes, plates etc. including shot blasting, welding, bolting, riveting, supply of necessary anchor bolts and grouting etc., supply of paint and applying of anti-rust primer coat and finished coats of approved synthetic enamel paint as per Table-10 of specification 6-79-0020 suitable for highly corrosive environment, including breaking walls, floors etc. for structures as required including supply of all GI hardware materials, all labour and materials complete as per approved drawings, specifications of this tender and directions of Engineer-in-Charge. (Any item weighing up to 1 kg. or less shall neither be measured nor paid). | 3000.00 | kg |  | 117.00 | 351000.00 | 118.80 | 356400.00 | 97.00 | 291000.00 | 97.00 | 291000.00 | Not Quoted | Not Quoted | 513.00 | 1539000.00 | 114.00 | 342000.00 | 105.00 | 315000.00 | 126.38 | 379140.00 | 291000.00 | Om Yash Projects Limited, TOLANI PROJECTS PVT LTD
163.00 | CABLE - TRAYS
164.00 | Supply and installation of prefabricated hot dip galvanised steel cable trays, fabricated out of hot rolled sheet steel with rigid welded construction ladder type with a rung as per std. 7-51-0333, of approved make and cable tray fittings, including all labour and materials, as per approved drawings, specifications of this tender and directions of Engineer-in-Charge.
165.00 | 300 mm wide Straight run cable tray. | 400.00 | m |  | 1215.50 | 486200.00 | 877.50 | 351000.00 | 718.00 | 287200.00 | 716.00 | 286400.00 | Not Quoted | Not Quoted | 921.50 | 368600.00 | 876.00 | 350400.00 | 375.00 | 150000.00 | 1665.90 | 666360.00 | 150000.00 | AMPSEPC PVT LTD
166.00 | Horizontal bends for 300 mm wide tray with 1000 mm bending radius. | 15.00 | nos |  | 4972.50 | 74587.50 | 495.00 | 7425.00 | 388.00 | 5820.00 | 404.00 | 6060.00 | Not Quoted | Not Quoted | 2736.00 | 41040.00 | 1680.00 | 25200.00 | 1550.00 | 23250.00 | 4595.59 | 68933.85 | 5820.00 | Om Yash Projects Limited
167.00 | Vertical outside bends for 300 mm wide tray with 1000 mm bending radius | 15.00 | nos |  | 4972.50 | 74587.50 | 495.00 | 7425.00 | 392.00 | 5880.00 | 404.00 | 6060.00 | Not Quoted | Not Quoted | 2622.00 | 39330.00 | 1680.00 | 25200.00 | 1675.00 | 25125.00 | 4968.98 | 74534.70 | 5880.00 | Om Yash Projects Limited
168.00 | Vertical inside bends for 300 mm wide tray with 1000 mm bending radius | 15.00 | nos |  | 4972.50 | 74587.50 | 495.00 | 7425.00 | 393.00 | 5895.00 | 404.00 | 6060.00 | Not Quoted | Not Quoted | 2622.00 | 39330.00 | 1680.00 | 25200.00 | 1785.00 | 26775.00 | 4968.98 | 74534.70 | 5895.00 | Om Yash Projects Limited
169.00 | Supply and installation of following galvanised slotted channel trays of 2 mm thickness and 50 mm high for supporting cables, including all labour and materials, as per approved drawings, specifications of this tender and directions of Engineer-in-Charge.
170.00 | 100 mm wide. | 240.00 | m |  | 305.15 | 73236.00 | 517.50 | 124200.00 | 429.00 | 102960.00 | 422.00 | 101280.00 | Not Quoted | Not Quoted | 408.50 | 98040.00 | 720.00 | 172800.00 | 695.00 | 166800.00 | 1005.28 | 241267.20 | 73236.00 | Advance Infrastrurctures Pvt Ltd
171.00 | 150 mm wide. | 80.00 | m |  | 501.50 | 40120.00 | 621.00 | 49680.00 | 502.00 | 40160.00 | 507.00 | 40560.00 | Not Quoted | Not Quoted | 484.50 | 38760.00 | 1020.00 | 81600.00 | 795.00 | 63600.00 | 1290.21 | 103216.80 | 38760.00 | M/s. Megha Engineering and Infrastructures Ltd
172.00 | 60 mm wide. | 80.00 | m |  | 226.95 | 18156.00 | 337.50 | 27000.00 | 278.00 | 22240.00 | 275.00 | 22000.00 | Not Quoted | Not Quoted | 370.50 | 29640.00 | 480.00 | 38400.00 | 810.00 | 64800.00 | 876.61 | 70128.80 | 18156.00 | Advance Infrastrurctures Pvt Ltd
173.00 | Supply, fabrication and installation of 0.91 mm (20 gauge) GI sheet covers for cable trays, including necessary hardwares, including all labour and materials, as per approved drawings, specifications of this tender and directions of Engineer-in-Charge. | 120.00 | m² |  | 1049.75 | 125970.00 | 2205.00 | 264600.00 | 1745.00 | 209400.00 | 1800.00 | 216000.00 | Not Quoted | Not Quoted | 475.00 | 57000.00 | 1440.00 | 172800.00 | 905.00 | 108600.00 | 1085.71 | 130285.20 | 57000.00 | M/s. Megha Engineering and Infrastructures Ltd
174.00 | CABLE GLANDS
175.00 | Supply of nickel-plated, flame proof IIA/IIB double compression type brass cable glands, suitable for out door terminations of armoured PVC cables of following overall diameter (excluding termination and connection of cables), including all labour and materials, as per approved drawings, specifications of this tender and directions of Engineer-in-Charge.
176.00 | Cables with OD upto 20 mm. | 80.00 | nos |  | 252.45 | 20196.00 | 250.20 | 20016.00 | 195.00 | 15600.00 | 204.00 | 16320.00 | Not Quoted | Not Quoted | 209.00 | 16720.00 | 398.00 | 31840.00 | 486.00 | 38880.00 | 568.70 | 45496.00 | 15600.00 | Om Yash Projects Limited
177.00 | Cables with OD above 20 mm but upto 30 mm. | 80.00 | nos |  | 472.60 | 37808.00 | 607.50 | 48600.00 | 510.00 | 40800.00 | 496.00 | 39680.00 | Not Quoted | Not Quoted | 399.00 | 31920.00 | 644.00 | 51520.00 | 510.00 | 40800.00 | 1028.26 | 82260.80 | 31920.00 | M/s. Megha Engineering and Infrastructures Ltd
178.00 | Cables with OD above 30 mm but upto 40 mm. | 40.00 | nos |  | 912.90 | 36516.00 | 787.50 | 31500.00 | 611.00 | 24440.00 | 643.00 | 25720.00 | Not Quoted | Not Quoted | 750.50 | 30020.00 | 880.00 | 35200.00 | 525.00 | 21000.00 | 1866.96 | 74678.40 | 21000.00 | AMPSEPC PVT LTD
179.00 | Cables with OD above 40 mm but upto 50 mm. | 20.00 | nos |  | 1021.70 | 20434.00 | 945.00 | 18900.00 | 765.00 | 15300.00 | 771.00 | 15420.00 | Not Quoted | Not Quoted | 997.50 | 19950.00 | 1465.00 | 29300.00 | 545.00 | 10900.00 | 2136.95 | 42739.00 | 10900.00 | AMPSEPC PVT LTD
180.00 | Cables with OD above 50 mm but upto 60 mm. | 20.00 | nos |  | 1678.75 | 33575.00 | 1305.00 | 26100.00 | 1040.00 | 20800.00 | 1065.00 | 21300.00 | Not Quoted | Not Quoted | 1596.00 | 31920.00 | 2170.00 | 43400.00 | 565.00 | 11300.00 | 2389.71 | 47794.20 | 11300.00 | AMPSEPC PVT LTD
181.00 | Supply of nickel plated brass double compression cable glands suitable for outdoor installations (WP) of following overall diameter (excluding termination and connections of cables), including drilling of suitable holes in equipments for fixing purposes etc., including all labour and materials, as per approved drawings, specifications of this tender and directions of Engineer-in-Charge.
182.00 | Cables with OD upto 20 mm. | 80.00 | nos |  | 382.50 | 30600.00 | 250.20 | 20016.00 | 197.00 | 15760.00 | 204.00 | 16320.00 | Not Quoted | Not Quoted | 261.25 | 20900.00 | 352.00 | 28160.00 | 475.00 | 38000.00 | 511.26 | 40900.80 | 15760.00 | Om Yash Projects Limited
183.00 | Cables with OD above 20 mm but upto 30 mm. | 80.00 | nos |  | 649.40 | 51952.00 | 607.50 | 48600.00 | 474.00 | 37920.00 | 496.00 | 39680.00 | Not Quoted | Not Quoted | 332.50 | 26600.00 | 587.00 | 46960.00 | 495.00 | 39600.00 | 924.86 | 73988.80 | 26600.00 | M/s. Megha Engineering and Infrastructures Ltd
184.00 | Cables with OD above 30 mm but upto 40 mm. | 80.00 | nos |  | 1167.90 | 93432.00 | 787.50 | 63000.00 | 636.00 | 50880.00 | 643.00 | 51440.00 | Not Quoted | Not Quoted | 522.50 | 41800.00 | 821.00 | 65680.00 | 510.00 | 40800.00 | 1679.69 | 134375.20 | 40800.00 | AMPSEPC PVT LTD
185.00 | Cables with OD above 40 mm but upto 50 mm. | 20.00 | nos |  | 1215.50 | 24310.00 | 945.00 | 18900.00 | 780.00 | 15600.00 | 771.00 | 15420.00 | Not Quoted | Not Quoted | 807.50 | 16150.00 | 1408.00 | 28160.00 | 525.00 | 10500.00 | 1923.25 | 38465.00 | 10500.00 | AMPSEPC PVT LTD
186.00 | Cables with OD above 50 mm but upto 60 mm. | 40.00 | nos |  | 2103.75 | 84150.00 | 1305.00 | 52200.00 | 1050.00 | 42000.00 | 1065.00 | 42600.00 | Not Quoted | Not Quoted | 1596.00 | 63840.00 | 2228.00 | 89120.00 | 535.00 | 21400.00 | 2150.74 | 86029.60 | 21400.00 | AMPSEPC PVT LTD
187.00 | Cables with OD above 60 mm but upto 80 mm. | 20.00 | nos |  | 2154.75 | 43095.00 | 1665.00 | 33300.00 | 1298.00 | 25960.00 | 1359.00 | 27180.00 | Not Quoted | Not Quoted | 2736.00 | 54720.00 | 3002.00 | 60040.00 | 555.00 | 11100.00 | 2365.58 | 47311.60 | 11100.00 | AMPSEPC PVT LTD
188.00 | Supply of nickel plated brass single compression cable glands of following overall diameter (excluding termination and connections of cables), including drilling of suitable holes in equipments for fixing purposes etc., including all labour and materials, as per approved drawings, specifications of this tender and directions of Engineer-in-Charge.
189.00 | Cables with OD upto 20 mm. | 80.00 | nos |  | 62.90 | 5032.00 | 157.50 | 12600.00 | 125.00 | 10000.00 | 128.00 | 10240.00 | Not Quoted | Not Quoted | 39.90 | 3192.00 | 294.00 | 23520.00 | 475.00 | 38000.00 | 306.76 | 24540.80 | 3192.00 | M/s. Megha Engineering and Infrastructures Ltd
190.00 | Cables with OD above 20 mm but upto 30 mm. | 80.00 | nos |  | 186.15 | 14892.00 | 247.50 | 19800.00 | 200.00 | 16000.00 | 202.00 | 16160.00 | Not Quoted | Not Quoted | 118.75 | 9500.00 | 445.00 | 35600.00 | 495.00 | 39600.00 | 554.92 | 44393.60 | 9500.00 | M/s. Megha Engineering and Infrastructures Ltd
191.00 | Cables with OD above 30 mm but upto 40 mm. | 80.00 | nos |  | 331.50 | 26520.00 | 427.50 | 34200.00 | 358.00 | 28640.00 | 349.00 | 27920.00 | Not Quoted | Not Quoted | 171.00 | 13680.00 | 480.00 | 38400.00 | 510.00 | 40800.00 | 1007.58 | 80606.40 | 13680.00 | M/s. Megha Engineering and Infrastructures Ltd
192.00 | Cables with OD above 40 mm but upto 50 mm. | 35.00 | nos |  | 601.80 | 21063.00 | 562.50 | 19687.50 | 452.00 | 15820.00 | 459.00 | 16065.00 | Not Quoted | Not Quoted | 261.25 | 9143.75 | 563.00 | 19705.00 | 525.00 | 18375.00 | 1153.49 | 40372.15 | 9143.75 | M/s. Megha Engineering and Infrastructures Ltd
193.00 | Cables with OD above 50 mm but upto 60 mm. | 20.00 | nos |  | 712.30 | 14246.00 | 607.50 | 12150.00 | 500.00 | 10000.00 | 496.00 | 9920.00 | Not Quoted | Not Quoted | 365.75 | 7315.00 | 587.00 | 11740.00 | 535.00 | 10700.00 | 1290.21 | 25804.20 | 7315.00 | M/s. Megha Engineering and Infrastructures Ltd
194.00 | Cables with OD above 60 mm but upto 80 mm. | 20.00 | nos |  | 822.80 | 16456.00 | 765.00 | 15300.00 | 631.00 | 12620.00 | 624.00 | 12480.00 | Not Quoted | Not Quoted | 688.75 | 13775.00 | 644.00 | 12880.00 | 555.00 | 11100.00 | 1418.89 | 28377.80 | 11100.00 | AMPSEPC PVT LTD
195.00 | Supply and fixing of FLP(IIA/IIB) blocking plugs for blocking unused cable entries with following diameter in outdoor electrical equipment including all labour and materials, as per approved drawings, specifications of this tender and directions of Engineer-in-Charge.
196.00 | Cables with OD up to 20 mm | 15.00 | nos |  | 251.60 | 3774.00 | 76.50 | 1147.50 | 59.00 | 885.00 | 62.00 | 930.00 | Not Quoted | Not Quoted | 435.10 | 6526.50 | 410.00 | 6150.00 | 210.00 | 3150.00 | 126.38 | 1895.70 | 885.00 | Om Yash Projects Limited
197.00 | Cables with OD above 20 mm but upto 30 mm | 15.00 | nos |  | 472.60 | 7089.00 | 130.50 | 1957.50 | 107.00 | 1605.00 | 106.00 | 1590.00 | Not Quoted | Not Quoted | 513.00 | 7695.00 | 644.00 | 9660.00 | 225.00 | 3375.00 | 218.29 | 3274.35 | 1590.00 | TOLANI PROJECTS PVT LTD
198.00 | Cables with OD above 30 mm but upto 40 mm | 10.00 | nos |  | 582.25 | 5822.50 | 202.50 | 2025.00 | 162.00 | 1620.00 | 165.00 | 1650.00 | Not Quoted | Not Quoted | 718.20 | 7182.00 | 996.00 | 9960.00 | 245.00 | 2450.00 | 379.14 | 3791.40 | 1620.00 | Om Yash Projects Limited
199.00 | Cables with OD above 40 mm but upto 50 mm | 10.00 | nos |  | 912.05 | 9120.50 | 247.50 | 2475.00 | 200.00 | 2000.00 | 202.00 | 2020.00 | Not Quoted | Not Quoted | 741.00 | 7410.00 | 1465.00 | 14650.00 | 265.00 | 2650.00 | 459.56 | 4595.60 | 2000.00 | Om Yash Projects Limited
200.00 | Cables with OD above 50 mm but upto 60 mm | 10.00 | nos |  | 1678.75 | 16787.50 | 265.50 | 2655.00 | 217.00 | 2170.00 | 216.00 | 2160.00 | Not Quoted | Not Quoted | 775.20 | 7752.00 | 1818.00 | 18180.00 | 275.00 | 2750.00 | 626.15 | 6261.50 | 2160.00 | TOLANI PROJECTS PVT LTD
201.00 | MARKERS
202.00 | Supply and installation of cable markers as per std. 7-51-0301, for underground cable runs with 14 SWG enamelled steel plate with white lettering on jade green background inclusive of providing and fixing supports, including all labour and materials, as per approved drawings, specifications of this tender and directions of Engineer-in-Charge. | 75.00 | nos |  | 1275.00 | 95625.00 | 3825.00 | 286875.00 | 3011.00 | 225825.00 | 3123.00 | 234225.00 | Not Quoted | Not Quoted | 513.00 | 38475.00 | 4985.00 | 373875.00 | 3000.00 | 225000.00 | 4595.59 | 344669.25 | 38475.00 | M/s. Megha Engineering and Infrastructures Ltd
203.00 | Supply and installation of earth pit markers for directly buried GI pipe electrodes with 14 SWG enamelled steel plate engraved with white letters BURIED, EARTH ELECTRODE on JADE green background complete with support and foundation as per approved drawings, specifications of this tender and direction of Engineer-in-Charge. | 110.00 | nos |  | 1402.50 | 154275.00 | 2925.00 | 321750.00 | 2293.00 | 252230.00 | 2388.00 | 262680.00 | Not Quoted | Not Quoted | 741.00 | 81510.00 | 4692.00 | 516120.00 | 3500.00 | 385000.00 | 4595.59 | 505514.90 | 81510.00 | M/s. Megha Engineering and Infrastructures Ltd
204.00 | CABLE LUGS
205.00 | Supply of crimping type long barrel tinned copper lugs with circular/sector shaped barrel for following conductor sizes, as per approved drawings, specifications of this tender and directions of Engineer-in-Charge.
206.00 | All sizes upto 10 sq. mm | 960.00 | nos |  | 12.75 | 12240.00 | 10.80 | 10368.00 | 8.00 | 7680.00 | 8.00 | 7680.00 | Not Quoted | Not Quoted | 39.90 | 38304.00 | 47.00 | 45120.00 | 55.00 | 52800.00 | 25.28 | 24268.80 | 7680.00 | Om Yash Projects Limited, TOLANI PROJECTS PVT LTD
207.00 | All sizes from 16 to 35 sq. mm | 400.00 | nos |  | 40.80 | 16320.00 | 31.50 | 12600.00 | 25.00 | 10000.00 | 25.00 | 10000.00 | Not Quoted | Not Quoted | 74.10 | 29640.00 | 94.00 | 37600.00 | 65.00 | 26000.00 | 34.47 | 13788.00 | 10000.00 | Om Yash Projects Limited, TOLANI PROJECTS PVT LTD
208.00 | All sizes from 50 to 185 sq. mm | 50.00 | nos |  | 416.50 | 20825.00 | 94.50 | 4725.00 | 77.00 | 3850.00 | 77.00 | 3850.00 | Not Quoted | Not Quoted | 342.00 | 17100.00 | 445.00 | 22250.00 | 375.00 | 18750.00 | 103.40 | 5170.00 | 3850.00 | Om Yash Projects Limited, TOLANI PROJECTS PVT LTD
209.00 | All sizes from 240 to 400 sq. mm | 50.00 | nos |  | 1149.20 | 57460.00 | 189.00 | 9450.00 | 153.00 | 7650.00 | 154.00 | 7700.00 | Not Quoted | Not Quoted | 1026.00 | 51300.00 | 1465.00 | 73250.00 | 410.00 | 20500.00 | 137.87 | 6893.50 | 6893.50 | KEC Spur Infrastructure Pvt. Ltd.
210.00 | Supply of crimping type long barrel aluminium lugs with circular/sector shaped barrel for following conductor sizes, as per approved drawings, specifications of this tender and directions of Engineer-in-Charge.
211.00 | All sizes upto 10 sq. mm | 4.00 | nos |  | 4.25 | 17.00 | 9.00 | 36.00 | 7.00 | 28.00 | 7.00 | 28.00 | Not Quoted | Not Quoted | 11.40 | 45.60 | 36.00 | 144.00 | 55.00 | 220.00 | 26.42 | 105.68 | 17.00 | Advance Infrastrurctures Pvt Ltd
212.00 | All sizes from 16 to 35 sq. mm | 400.00 | nos |  | 9.35 | 3740.00 | 27.00 | 10800.00 | 22.00 | 8800.00 | 22.00 | 8800.00 | Not Quoted | Not Quoted | 14.25 | 5700.00 | 71.00 | 28400.00 | 65.00 | 26000.00 | 36.76 | 14704.00 | 3740.00 | Advance Infrastrurctures Pvt Ltd
213.00 | All sizes from 50 to 185 sq. mm | 100.00 | nos |  | 51.00 | 5100.00 | 85.50 | 8550.00 | 68.00 | 6800.00 | 69.00 | 6900.00 | Not Quoted | Not Quoted | 51.30 | 5130.00 | 527.00 | 52700.00 | 75.00 | 7500.00 | 111.44 | 11144.00 | 5100.00 | Advance Infrastrurctures Pvt Ltd
214.00 | All sizes from 240 to 400 sq. mm | 50.00 | nos |  | 170.85 | 8542.50 | 166.50 | 8325.00 | 134.00 | 6700.00 | 135.00 | 6750.00 | Not Quoted | Not Quoted | 188.10 | 9405.00 | 644.00 | 32200.00 | 95.00 | 4750.00 | 148.21 | 7410.50 | 4750.00 | AMPSEPC PVT LTD
215.00 | Supply of crimping type long barrel Bimetallic lugs with Al barrel & tinned Cu palm with circular/sector shaped barrel for following conductor sizes, as per approved drawings, specifications of this tender and directions of Engineer-in-Charge.
216.00 | All sizes upto 10 sq. mm | 20.00 | nos |  | 187.00 | 3740.00 | 13.50 | 270.00 | 11.00 | 220.00 | 11.00 | 220.00 | Not Quoted | Not Quoted | 5.70 | 114.00 | 211.00 | 4220.00 | 55.00 | 1100.00 | 28.72 | 574.40 | 114.00 | M/s. Megha Engineering and Infrastructures Ltd
217.00 | All sizes from 16 to 35 sq. mm | 20.00 | nos |  | 206.55 | 4131.00 | 40.50 | 810.00 | 34.00 | 680.00 | 33.00 | 660.00 | Not Quoted | Not Quoted | 12.35 | 247.00 | 1032.00 | 20640.00 | 85.00 | 1700.00 | 40.21 | 804.20 | 247.00 | M/s. Megha Engineering and Infrastructures Ltd
218.00 | All sizes from 50 to 185 sq. mm | 20.00 | nos |  | 591.60 | 11832.00 | 112.50 | 2250.00 | 87.00 | 1740.00 | 91.00 | 1820.00 | Not Quoted | Not Quoted | 49.40 | 988.00 | 2990.00 | 59800.00 | 110.00 | 2200.00 | 120.63 | 2412.60 | 988.00 | M/s. Megha Engineering and Infrastructures Ltd
219.00 | All sizes from 240 to 400 sq. mm | 20.00 | nos |  | 780.30 | 15606.00 | 211.50 | 4230.00 | 164.00 | 3280.00 | 172.00 | 3440.00 | Not Quoted | Not Quoted | 237.50 | 4750.00 | 4105.00 | 82100.00 | 125.00 | 2500.00 | 160.85 | 3217.00 | 2500.00 | AMPSEPC PVT LTD
220.00 | ADAPTORS / REDUCERS / NIPPLES ETC.
221.00 | Supply and fixing nickel-plated brass adaptors/ reducers for cable glands of following sizes including all labour and materials complete as per approved drawings, specifications of this tender and directions of Engineer-in-Charge. Adaptors shall have male part threaded as per Eqpt. threads and the other end to receive glands having E.T. thread.
222.00 | Eqpt. Thread 3/4" PF (J.I.S.)-E.T. Thread 3/4"ET | 10.00 | nos |  | 187.85 | 1878.50 | 198.00 | 1980.00 | 155.00 | 1550.00 | 161.00 | 1610.00 | Not Quoted | Not Quoted | 102.60 | 1026.00 | 623.00 | 6230.00 | 65.00 | 650.00 | 976.56 | 9765.60 | 650.00 | AMPSEPC PVT LTD
223.00 | Eqpt. Thread 1" PF (J.I.S.) - E.T. Thread 3/4"ET | 10.00 | nos |  | 316.20 | 3162.00 | 292.50 | 2925.00 | 236.00 | 2360.00 | 238.00 | 2380.00 | Not Quoted | Not Quoted | 102.60 | 1026.00 | 715.00 | 7150.00 | 75.00 | 750.00 | 1235.06 | 12350.60 | 750.00 | AMPSEPC PVT LTD
224.00 | Eqpt. Thread 1" PF (J.I.S.) -E.T. Thread 1"ET | 10.00 | nos |  | 470.05 | 4700.50 | 337.50 | 3375.00 | 278.00 | 2780.00 | 275.00 | 2750.00 | Not Quoted | Not Quoted | 123.50 | 1235.00 | 774.00 | 7740.00 | 85.00 | 850.00 | 2360.98 | 23609.80 | 850.00 | AMPSEPC PVT LTD
225.00 | Eqpt. Thread 1-1/2" PF (J.I.S.)- E.T. Thread 1-1/4"ET | 10.00 | nos |  | 539.75 | 5397.50 | 472.50 | 4725.00 | 373.00 | 3730.00 | 385.00 | 3850.00 | Not Quoted | Not Quoted | 123.50 | 1235.00 | 880.00 | 8800.00 | 105.00 | 1050.00 | 2467.83 | 24678.30 | 1050.00 | AMPSEPC PVT LTD
226.00 | Eqpt. Thread 1-1/2" PF (J.I.S.)- E.T. Thread 1-1/2"ET | 10.00 | nos |  | 592.45 | 5924.50 | 562.50 | 5625.00 | 466.00 | 4660.00 | 459.00 | 4590.00 | Not Quoted | Not Quoted | 136.80 | 1368.00 | 949.00 | 9490.00 | 110.00 | 1100.00 | 2604.55 | 26045.50 | 1100.00 | AMPSEPC PVT LTD
227.00 | Supply and installation of GI reducers/enlargers of following sizes for cable glands of following sizes including all labour and materials complete as per approved drawings, specifications of this tender and directions of Engineer-in-Charge. Adaptors shall have male part threaded as per Eqpt. threads and the other end to receive glands having E.T. thread.
228.00 | Eqpt. Thread PG 13.5(DIN) - E.T. Thread 3/4" ET | 10.00 | nos |  | 165.75 | 1657.50 | 157.50 | 1575.00 | 123.00 | 1230.00 | 128.00 | 1280.00 | Not Quoted | Not Quoted | 171.00 | 1710.00 | 598.00 | 5980.00 | 85.00 | 850.00 | 1082.26 | 10822.60 | 850.00 | AMPSEPC PVT LTD
229.00 | Eqpt. Thread PG 16 (DIN) -E.T. Thread 3/4" ET | 10.00 | nos |  | 209.10 | 2091.00 | 247.50 | 2475.00 | 202.00 | 2020.00 | 202.00 | 2020.00 | Not Quoted | Not Quoted | 285.00 | 2850.00 | 668.00 | 6680.00 | 95.00 | 950.00 | 1358.00 | 13580.00 | 950.00 | AMPSEPC PVT LTD
230.00 | Eqpt. Thread PG 21 (DIN) -E.T. Thread 1"ET | 10.00 | nos |  | 315.35 | 3153.50 | 292.50 | 2925.00 | 236.00 | 2360.00 | 238.00 | 2380.00 | Not Quoted | Not Quoted | 399.00 | 3990.00 | 715.00 | 7150.00 | 105.00 | 1050.00 | 2598.81 | 25988.10 | 1050.00 | AMPSEPC PVT LTD
231.00 | Eqpt. Thread 1" ET (IS) -E.T. Thread 3/4" ET | 10.00 | nos |  | 646.00 | 6460.00 | 292.50 | 2925.00 | 233.00 | 2330.00 | 238.00 | 2380.00 | Not Quoted | Not Quoted | 399.00 | 3990.00 | 715.00 | 7150.00 | 85.00 | 850.00 | 2745.86 | 27458.60 | 850.00 | AMPSEPC PVT LTD
232.00 | Supply and fixing FLP(IIA/IIB), weatherproof, nickel-plated brass adaptors/reducers for cable glands of following sizes including all labour and materials complete as per approved drawings, specifications of this tender and directions of Engineer-in-Charge. Adaptors shall have male part threaded as per Eqpt. threads and the other end to receive glands having E.T. thread.
233.00 | Eqpt. Thread 3/4" PF (J.I.S.)-E.T. Thread 3/4"ET | 10.00 | nos |  | 249.05 | 2490.50 | 198.00 | 1980.00 | 162.00 | 1620.00 | 161.00 | 1610.00 | Not Quoted | Not Quoted | 114.00 | 1140.00 | 622.00 | 6220.00 | 85.00 | 850.00 | 1290.21 | 12902.10 | 850.00 | AMPSEPC PVT LTD
234.00 | Eqpt. Thread 1" PF (J.I.S.) -E.T. Thread 3/4"ET | 10.00 | nos |  | 329.80 | 3298.00 | 292.50 | 2925.00 | 227.00 | 2270.00 | 238.00 | 2380.00 | Not Quoted | Not Quoted | 136.80 | 1368.00 | 715.00 | 7150.00 | 95.00 | 950.00 | 1627.99 | 16279.90 | 950.00 | AMPSEPC PVT LTD
235.00 | Eqpt. Thread 1" PF (J.I.S.) -E.T. Thread 1"ET | 10.00 | nos |  | 535.50 | 5355.00 | 337.50 | 3375.00 | 274.00 | 2740.00 | 275.00 | 2750.00 | Not Quoted | Not Quoted | 147.25 | 1472.50 | 774.00 | 7740.00 | 105.00 | 1050.00 | 3130.74 | 31307.40 | 1050.00 | AMPSEPC PVT LTD
236.00 | Eqpt. Thread 1-1/2" PF (J.I.S.)- E.T. Thread 1-1/4"ET | 10.00 | nos |  | 756.50 | 7565.00 | 472.50 | 4725.00 | 381.00 | 3810.00 | 385.00 | 3850.00 | Not Quoted | Not Quoted | 152.00 | 1520.00 | 880.00 | 8800.00 | 115.00 | 1150.00 | 3283.55 | 32835.50 | 1150.00 | AMPSEPC PVT LTD
237.00 | Eqpt. Thread 1-1/2" PF (J.I.S.)- E.T. Thread 1-1/2"ET | 10.00 | nos |  | 939.25 | 9392.50 | 562.50 | 5625.00 | 464.00 | 4640.00 | 459.00 | 4590.00 | Not Quoted | Not Quoted | 159.60 | 1596.00 | 962.00 | 9620.00 | 125.00 | 1250.00 | 3938.42 | 39384.20 | 1250.00 | AMPSEPC PVT LTD
238.00 | FLOOD LIGHT MASTS
239.00 | Design, supply, installation, testing and commissioning of high mast lighting system as per EIL specification No. 6-51-0039, data sheet, including all civil works, excavation, foundation, disposal of surplus earth, providing shoring, strutting and dewatering if required and including supply of cement, steel, GI pipes and all other sundry materials, special cables etc. as required for each high masts, including fixing and connection of fixtures, cables, earthing, lightning rods and all mounting accessories and hardware as required, including all labour and materials, as per approved drawings, specifications of this tender and directions of Engineer-in-Charge.
240.00 | 20M high flood light mast for Safe Area, including supply of WP glands, lugs, 12Nos LED fixture of 250 Watt. | 5.00 | nos |  | 650000.00 | 3250000.00 | 742500.00 | 3712500.00 | 621675.00 | 3108375.00 | 606375.00 | 3031875.00 | Not Quoted | Not Quoted | 912000.00 | 4560000.00 | 900000.00 | 4500000.00 | 925000.00 | 4625000.00 | 913334.90 | 4566674.50 | 3031875.00 | TOLANI PROJECTS PVT LTD
241.00 | LIGHTING POLES
242.00 | Supply and installation of Lighting Poles for floor mounting as per std. 7-51-0201, including all civil works, excavation, foundation, disposal of surplus earth, providing shoring, strutting and dewatering if required and including supply of cement, steel, GI pipes, base plates, paint and all sundry materials as required, including painting, (excluding supply and installation of control gear box/junction box), but including all labour and materials, as per approved drawings, specifications of this tender and directions of Engineer-in-Charge.
243.00 | Lighting poles for hazardous areas. | 30.00 | nos |  | 24862.50 | 745875.00 | 10179.00 | 305370.00 | 8004.00 | 240120.00 | 8312.00 | 249360.00 | Not Quoted | Not Quoted | 15960.00 | 478800.00 | 21600.00 | 648000.00 | 15500.00 | 465000.00 | 32925.68 | 987770.40 | 240120.00 | Om Yash Projects Limited
244.00 | Supply and installation of Poles for post top lantern as per std. 7-51-0210 with marshalling box, necessary wires/cable running from marshalling box to the lighting fixtures, cable termination and connection, fixing of cable glands and lugs, , including all civil works, excavation, foundation, disposal of surplus earth, providing shoring, strutting and dewatering if required and supply of cement, steel, GI pipes, base plates, paint and all sundry materials as required, painting, including all labour and materials, as per approved drawings, specifications of this tender and directions of Engineer-in-Charge.
245.00 | Post top lantern. | 10.00 | nos |  | 20442.50 | 204425.00 | 11250.00 | 112500.00 | 8803.00 | 88030.00 | 9187.00 | 91870.00 | Not Quoted | Not Quoted | 5700.00 | 57000.00 | 9600.00 | 96000.00 | 19500.00 | 195000.00 | 20105.70 | 201057.00 | 57000.00 | M/s. Megha Engineering and Infrastructures Ltd
246.00 | Supply and installation of street lighting poles (single bracket/double bracket) including built in marshalling box and necessary wire/cable running from marshalling box to the lighting fixture, cable termination and connection, fixing of cable glands and lugs, including all civil works, excavation, foundation, disposal of surplus earth, providing shoring, strutting and dewatering if required and including supply of cement, steel, GI pipes, base plates, paint and all sundry materials as required, including painting, including all labour and materials, as per approved drawings, specifications of this tender and directions of Engineer-in-Charge.
247.00 | Poles as per std. 7-51-0234 sht. 1 of 2 (Single bracket) | 34.00 | nos |  | 21879.00 | 743886.00 | 16650.00 | 566100.00 | 13860.00 | 471240.00 | 13597.00 | 462298.00 | Not Quoted | Not Quoted | 16530.00 | 562020.00 | 30720.00 | 1044480.00 | 19430.00 | 660620.00 | 29655.46 | 1008285.64 | 462298.00 | TOLANI PROJECTS PVT LTD
248.00 | Poles as per std. 7-51-0234 sht. 1 of 2 (Double bracket) | 10.00 | nos |  | 22984.00 | 229840.00 | 19350.00 | 193500.00 | 15287.00 | 152870.00 | 15802.00 | 158020.00 | Not Quoted | Not Quoted | 18240.00 | 182400.00 | 34320.00 | 343200.00 | 20500.00 | 205000.00 | 37339.15 | 373391.50 | 152870.00 | Om Yash Projects Limited
249.00 | Poles as per std. 7-51-0235 sht. 1 of 2 | 20.00 | nos |  | 24862.50 | 497250.00 | 25650.00 | 513000.00 | 19959.00 | 399180.00 | 20947.00 | 418940.00 | Not Quoted | Not Quoted | 30780.00 | 615600.00 | 45000.00 | 900000.00 | 21600.00 | 432000.00 | 60644.40 | 1212888.00 | 399180.00 | Om Yash Projects Limited
250.00 | Poles as per std. 7-51-0235 sht. 2 of 2 | 10.00 | nos |  | 26409.50 | 264095.00 | 29250.00 | 292500.00 | 24601.00 | 246010.00 | 23887.00 | 238870.00 | Not Quoted | Not Quoted | 34200.00 | 342000.00 | 52200.00 | 522000.00 | 22500.00 | 225000.00 | 68933.82 | 689338.20 | 225000.00 | AMPSEPC PVT LTD
251.00 | HAZARDOUS AREA LIGHTING FIXTURES AND ACCESSORIES
252.00 | Installation, connection, testing and commissioning of following types of flame proof/Div.2 lighting fixtures and accessories, including cable termination and connection, fixing of cable glands, lugs, including supply of necessary hardwares, including transportation from store/yard to site at the place of installation, unpacking, including all labour and materials, as per approved drawings, specifications of this tender and directions of Engineer-in-Charge.
253.00 | 3-way, junction box. | 27.00 | nos |  | 1657.50 | 44752.50 | 1125.00 | 30375.00 | 877.00 | 23679.00 | 918.00 | 24786.00 | Not Quoted | Not Quoted | 745.75 | 20135.25 | 1680.00 | 45360.00 | 6800.00 | 183600.00 | 2699.91 | 72897.57 | 20135.25 | M/s. Megha Engineering and Infrastructures Ltd
254.00 | 4-way, junction box. | 8.00 | nos |  | 1878.50 | 15028.00 | 1305.00 | 10440.00 | 1016.00 | 8128.00 | 1065.00 | 8520.00 | Not Quoted | Not Quoted | 570.00 | 4560.00 | 1800.00 | 14400.00 | 7450.00 | 59600.00 | 3159.47 | 25275.76 | 4560.00 | M/s. Megha Engineering and Infrastructures Ltd
255.00 | Supply of following FLP/Div.2 lighting fixtures complete with lamps, requisite FLP cable glands, plugs and necessary control gear as per EIL standard specification No. 6-51-0061, data sheet for lighting fixture schedule, including all albour and materials, specifications of this tender and directions of Engineer-in-Charge.
256.00 | LED FLP IIC - 3 | 6.00 | nos |  | 11934.00 | 71604.00 | 13050.00 | 78300.00 | 10181.00 | 61086.00 | 10657.00 | 63942.00 | Not Quoted | Not Quoted | 13205.00 | 79230.00 | 12120.00 | 72720.00 | 3100.00 | 18600.00 | 19818.47 | 118910.82 | 18600.00 | AMPSEPC PVT LTD
257.00 | FLP-LED-9 IIA/IIB | 6.00 | nos |  | 8066.50 | 48399.00 | 11250.00 | 67500.00 | 8811.00 | 52866.00 | 9187.00 | 55122.00 | Not Quoted | Not Quoted | 17242.50 | 103455.00 | 15000.00 | 90000.00 | 3150.00 | 18900.00 | 10627.30 | 63763.80 | 18900.00 | AMPSEPC PVT LTD
258.00 | FLP LED-4 IIA/IIB | 30.00 | nos |  | 11934.00 | 358020.00 | 7650.00 | 229500.00 | 6281.00 | 188430.00 | 6247.00 | 187410.00 | Not Quoted | Not Quoted | 10925.00 | 327750.00 | 7650.00 | 229500.00 | 3350.00 | 100500.00 | 22403.49 | 672104.70 | 100500.00 | AMPSEPC PVT LTD
259.00 | Supply and installation of Type-`A' clamps(for bracket mounted lighting fixtures) including bolt (MOC SS304) for fixing the fixture to the clamp as per EIL std.no.7-51-0221, including supply and fixing of anchor fasteners, nuts and bolts, washers etc. as per approved drawings, specifications of this tender and directions of Engineer-in-Charge. | 36.00 | nos |  | 2762.50 | 99450.00 | 3105.00 | 111780.00 | 2569.00 | 92484.00 | 2535.00 | 91260.00 | Not Quoted | Not Quoted | 3629.00 | 130644.00 | 1110.00 | 39960.00 | 3750.00 | 135000.00 | 2929.69 | 105468.84 | 39960.00 | Ace Pipeline Contracts Pvt Ltd
260.00 | Supply and installation of adapters for Platform and ground pole mounted lighting fixtures as per EIL std.no.7-51-0221, approved drawings, specifications of this tender and directions of Engineer-in-Charge. | 60.00 | nos |  | 3094.00 | 185640.00 | 1125.00 | 67500.00 | 945.00 | 56700.00 | 918.00 | 55080.00 | Not Quoted | Not Quoted | 627.00 | 37620.00 | 1800.00 | 108000.00 | 3650.00 | 219000.00 | 2929.69 | 175781.40 | 37620.00 | M/s. Megha Engineering and Infrastructures Ltd
261.00 | SAFE AREA LIGHTING FIXTURES
262.00 | Supply, installation, testing and commissioning of following lighting fixtures and connecting to wiring junction box/marshalling box complete with lamps and necessary control gear including supply of all connected materials like flexible conduit, clamps, supports, chains, anchor fastners, bolts, nuts and washers etc. as required, including supply and fixing of cable glands, lugs, including all labour and materials, as per approved drawings, data sheet for lighting fixture schedule, EIL installation standards, specifications of this tender and directions of Engineer-in-Charge.
263.00 | Type LED PT 1 Fixtures | 10.00 | nos |  | 4080.00 | 40800.00 | 11250.00 | 112500.00 | 8825.00 | 88250.00 | 9187.00 | 91870.00 | Not Quoted | Not Quoted | 580.00 | 5800.00 | 4200.00 | 42000.00 | 3800.00 | 38000.00 | 4819.62 | 48196.20 | 5800.00 | M/s. Megha Engineering and Infrastructures Ltd
264.00 | Supply, installation, testing and commissioning of following energy efficient lighting fixtures and connecting to wiring junction box/marshalling box complete with lamps and necessary control gear including supply of all connected materials like flexible conduit, clamps, supports, chains, anchor fastners, bolts, nuts and washers etc. as required, including supply and fixing of cable glands, lugs, including all labour and materials, as per approved drawings, data sheet for lighting fixture schedule, EIL installation standards, specifications of this tender and directions of Engineer-in-Charge.
265.00 | Type LED 2 Fixtures. | 82.00 | nos |  | 1989.00 | 163098.00 | 4365.00 | 357930.00 | 3622.00 | 297004.00 | 3564.00 | 292248.00 | Not Quoted | Not Quoted | 693.50 | 56867.00 | 3720.00 | 305040.00 | 3100.00 | 254200.00 | 1984.15 | 162700.30 | 56867.00 | M/s. Megha Engineering and Infrastructures Ltd
266.00 | Type LED 3 Fixtures. | 17.00 | nos |  | 3536.00 | 60112.00 | 4275.00 | 72675.00 | 3467.00 | 58939.00 | 3491.00 | 59347.00 | Not Quoted | Not Quoted | 745.75 | 12677.75 | 3000.00 | 51000.00 | 3350.00 | 56950.00 | 877.76 | 14921.92 | 12677.75 | M/s. Megha Engineering and Infrastructures Ltd
267.00 | Type LED 5 Fixtures. | 7.00 | nos |  | 3911.70 | 27381.90 | 4365.00 | 30555.00 | 3425.00 | 23975.00 | 3564.00 | 24948.00 | Not Quoted | Not Quoted | 978.50 | 6849.50 | 4200.00 | 29400.00 | 3750.00 | 26250.00 | 947.84 | 6634.88 | 6634.88 | KEC Spur Infrastructure Pvt. Ltd.
268.00 | Type LED 6 Fixtures. | 9.00 | nos |  | 4641.00 | 41769.00 | 4275.00 | 38475.00 | 3375.00 | 30375.00 | 3491.00 | 31419.00 | Not Quoted | Not Quoted | 1444.00 | 12996.00 | 2640.00 | 23760.00 | 3850.00 | 34650.00 | 1120.17 | 10081.53 | 10081.53 | KEC Spur Infrastructure Pvt. Ltd.
269.00 | Type LED 8 Fixtures. | 7.00 | nos |  | 4641.00 | 32487.00 | 3825.00 | 26775.00 | 3001.00 | 21007.00 | 3123.00 | 21861.00 | Not Quoted | Not Quoted | 1729.00 | 12103.00 | 6600.00 | 46200.00 | 4250.00 | 29750.00 | 1120.17 | 7841.19 | 7841.19 | KEC Spur Infrastructure Pvt. Ltd.
270.00 | Type LED IND-1 Fixtures. | 48.00 | nos |  | 1381.25 | 66300.00 | 1215.00 | 58320.00 | 947.00 | 45456.00 | 992.00 | 47616.00 | Not Quoted | Not Quoted | 289.75 | 13908.00 | 600.00 | 28800.00 | 3250.00 | 156000.00 | 734.15 | 35239.20 | 13908.00 | M/s. Megha Engineering and Infrastructures Ltd
271.00 | Type LED IND-3 Fixtures. | 7.00 | nos |  | 1723.80 | 12066.60 | 1687.50 | 11812.50 | 1325.00 | 9275.00 | 1378.00 | 9646.00 | Not Quoted | Not Quoted | 361.00 | 2527.00 | 1080.00 | 7560.00 | 3475.00 | 24325.00 | 890.40 | 6232.80 | 2527.00 | M/s. Megha Engineering and Infrastructures Ltd
272.00 | Type LED IND-4 Fixtures. | 60.00 | nos |  | 1823.25 | 109395.00 | 1282.50 | 76950.00 | 1018.00 | 61080.00 | 1047.00 | 62820.00 | Not Quoted | Not Quoted | 745.75 | 44745.00 | 612.00 | 36720.00 | 3675.00 | 220500.00 | 1005.28 | 60316.80 | 36720.00 | Ace Pipeline Contracts Pvt Ltd
273.00 | Type LED RSD-10 Fixtures. | 7.00 | nos |  | 3867.50 | 27072.50 | 1813.50 | 12694.50 | 1451.00 | 10157.00 | 1481.00 | 10367.00 | Not Quoted | Not Quoted | 18392.00 | 128744.00 | 3360.00 | 23520.00 | 5250.00 | 36750.00 | 1981.85 | 13872.95 | 10157.00 | Om Yash Projects Limited
274.00 | Type LED SFD-12 Fixtures. | 7.00 | nos |  | 4254.25 | 29779.75 | 1813.50 | 12694.50 | 1499.00 | 10493.00 | 1481.00 | 10367.00 | Not Quoted | Not Quoted | 18392.00 | 128744.00 | 3360.00 | 23520.00 | 5750.00 | 40250.00 | 2326.52 | 16285.64 | 10367.00 | TOLANI PROJECTS PVT LTD
275.00 | Type LED ST-4 Fixtures. | 34.00 | nos |  | 3591.25 | 122102.50 | 6525.00 | 221850.00 | 5259.00 | 178806.00 | 5328.00 | 181152.00 | Not Quoted | Not Quoted | 4322.50 | 146965.00 | 7200.00 | 244800.00 | 6175.00 | 209950.00 | 3102.02 | 105468.68 | 105468.68 | KEC Spur Infrastructure Pvt. Ltd.
276.00 | Type LED ST-10 Fixtures. | 7.00 | nos |  | 4077.45 | 28542.15 | 6255.00 | 43785.00 | 4967.00 | 34769.00 | 5108.00 | 35756.00 | Not Quoted | Not Quoted | 4322.50 | 30257.50 | 7920.00 | 55440.00 | 6200.00 | 43400.00 | 4342.83 | 30399.81 | 28542.15 | Advance Infrastrurctures Pvt Ltd
277.00 | Type LED FD-1 Fixtures. | 23.00 | nos |  | 3309.90 | 76127.70 | 6435.00 | 148005.00 | 4998.00 | 114954.00 | 5255.00 | 120865.00 | Not Quoted | Not Quoted | 4275.00 | 98325.00 | 4380.00 | 100740.00 | 6230.00 | 143290.00 | 8283.55 | 190521.65 | 76127.70 | Advance Infrastrurctures Pvt Ltd
278.00 | Type LED FD-2 Fixtures. | 41.00 | nos |  | 5911.75 | 242381.75 | 8622.00 | 353502.00 | 6836.00 | 280276.00 | 7041.00 | 288681.00 | Not Quoted | Not Quoted | 5795.00 | 237595.00 | 8040.00 | 329640.00 | 6250.00 | 256250.00 | 7195.54 | 295017.14 | 237595.00 | M/s. Megha Engineering and Infrastructures Ltd
279.00 | FANS AND EXHAUST FANS
280.00 | Supply, installation, connection, testing and commissioning of following types of exhaust fans including supply of all necessary supports etc., including fixing of cable glands, lugs with BEE(Bureau of Energy Efficiency) rating of minimum 3 star including all labour and materials and accessories like mounting frame, fixing bolt, wire guard/louvres etc., as per approved drawings, specifications of this tender and directions of Engineer-in-Charge.
281.00 | 300 mm dia., 1 phase, 900 rpm, wall mounting type epoxy painted exhaust fan with louvres. | 2.00 | nos |  | 11934.00 | 23868.00 | 4365.00 | 8730.00 | 3469.00 | 6938.00 | 3564.00 | 7128.00 | Not Quoted | Not Quoted | 4370.00 | 8740.00 | 6360.00 | 12720.00 | 5550.00 | 11100.00 | 6204.04 | 12408.08 | 6938.00 | Om Yash Projects Limited
282.00 | 450 mm dia., 1 phase, 900 rpm, wall mounting type epoxy painted exhaust fan with louvres. | 10.00 | nos |  | 13204.75 | 132047.50 | 5625.00 | 56250.00 | 4397.00 | 43970.00 | 4593.00 | 45930.00 | Not Quoted | Not Quoted | 5225.00 | 52250.00 | 7320.00 | 73200.00 | 6450.00 | 64500.00 | 11948.53 | 119485.30 | 43970.00 | Om Yash Projects Limited
283.00 | 450 mm dia., 1 phase, 900 rpm, wall mounting type epoxy painted exhaust fan with louvres suitable for Gas group IIC, temperature class T3. | 15.00 | nos |  | 12155.00 | 182325.00 | 14850.00 | 222750.00 | 12104.00 | 181560.00 | 12127.00 | 181905.00 | Not Quoted | Not Quoted | 17242.50 | 258637.50 | 14760.00 | 221400.00 | 15075.00 | 226125.00 | 19531.25 | 292968.75 | 181560.00 | Om Yash Projects Limited
284.00 | Supply, installation, connection, testing and commissioning of 240 V AC, 410 mm sweep wall mounting type, single phase, 3 blade fan with oscillation facility and built in speed regulator including fixing, wiring with BEE (Bureau of Energy Efficiency)rating of minimum 3 star including all labour and materials, as per approved drawings, specifications of this tender and directions of Engineer-in-Charge. | 3.00 | nos |  | 4641.00 | 13923.00 | 4050.00 | 12150.00 | 3184.00 | 9552.00 | 3307.00 | 9921.00 | Not Quoted | Not Quoted | 2090.00 | 6270.00 | 7800.00 | 23400.00 | 3250.00 | 9750.00 | 6318.93 | 18956.79 | 6270.00 | M/s. Megha Engineering and Infrastructures Ltd
285.00 | Supply, installation, connection, testing and commissioning of 240 V AC, 1200 mm sweep ceiling fan with regulator (labeled as minimum 3-star by Bureau of Energy Efficiency)including providing clamp/hook in RCC slab, if necessary, providing, fixing, ceiling, rose, wiring, including all labour and materials, as per approved drawings, specifications of this tender and directions of Engineer-in-Charge. | 5.00 | nos |  | 5746.00 | 28730.00 | 3825.00 | 19125.00 | 3120.00 | 15600.00 | 3123.00 | 15615.00 | Not Quoted | Not Quoted | 4180.00 | 20900.00 | 4464.00 | 22320.00 | 5150.00 | 25750.00 | 3159.47 | 15797.35 | 15600.00 | Om Yash Projects Limited
286.00 | SOCKETS / RECEPTACLES AND SWITCHES / MCB UNITS
287.00 | Supply, installation, connection, testing and commissioning of following ratings of 240 V, single phase, sockets/receptacles and metallic outlet boxes as described below including supply of all connected materials, including all labour and materials, as per approved drawings, specifications of this tender and directions of Engineer-in-Charge.
288.00 | 6 A, 5 pin plate type flush/ surface mounting sockets/receptacles. | 34.00 | nos |  | 3204.50 | 108953.00 | 265.50 | 9027.00 | 206.00 | 7004.00 | 216.00 | 7344.00 | Not Quoted | Not Quoted | 118.75 | 4037.50 | 232.00 | 7888.00 | 1275.00 | 43350.00 | 861.67 | 29296.78 | 4037.50 | M/s. Megha Engineering and Infrastructures Ltd
289.00 | 16/6 A, 6 pin plate type flush/ surface mounting sockets/receptacles. | 28.00 | nos |  | 7182.50 | 201110.00 | 328.50 | 9198.00 | 259.00 | 7252.00 | 268.00 | 7504.00 | Not Quoted | Not Quoted | 184.30 | 5160.40 | 420.00 | 11760.00 | 1495.00 | 41860.00 | 1148.90 | 32169.20 | 5160.40 | M/s. Megha Engineering and Infrastructures Ltd
290.00 | 20 A, 3 pin surface mounted industrial type switch socket with plug and sheet steel painted box. | 10.00 | nos |  | 5790.20 | 57902.00 | 1930.50 | 19305.00 | 1513.00 | 15130.00 | 1576.00 | 15760.00 | Not Quoted | Not Quoted | 212.80 | 2128.00 | 3588.00 | 35880.00 | 3450.00 | 34500.00 | 1321.23 | 13212.30 | 2128.00 | M/s. Megha Engineering and Infrastructures Ltd
291.00 | Supply, installation, connection, testing and commissioning of following ratings of 240 V, single phase switches/MCB units, including outlet boxes and associated accessories, including all labour and materials, as per approved drawings, specifications of this tender and directions of Engineer-in-Charge.
292.00 | 5 A, piano type flush/surface mounted switches. | 145.00 | nos |  | 3094.00 | 448630.00 | 130.50 | 18922.50 | 103.00 | 14935.00 | 106.00 | 15370.00 | Not Quoted | Not Quoted | 104.50 | 15152.50 | 89.00 | 12905.00 | 325.00 | 47125.00 | 120.63 | 17491.35 | 12905.00 | Ace Pipeline Contracts Pvt Ltd
293.00 | 5 A, plate type flush/surface mounted switches. | 4.00 | nos |  | 4884.10 | 19536.40 | 130.50 | 522.00 | 109.00 | 436.00 | 106.00 | 424.00 | Not Quoted | Not Quoted | 123.50 | 494.00 | 121.00 | 484.00 | 475.00 | 1900.00 | 120.63 | 482.52 | 424.00 | TOLANI PROJECTS PVT LTD
294.00 | 15 A, piano type flush/surface mounted switches. | 7.00 | nos |  | 4884.10 | 34188.70 | 175.50 | 1228.50 | 147.00 | 1029.00 | 143.00 | 1001.00 | Not Quoted | Not Quoted | 218.50 | 1529.50 | 110.00 | 770.00 | 495.00 | 3465.00 | 241.27 | 1688.89 | 770.00 | Ace Pipeline Contracts Pvt Ltd
295.00 | 15 A, plate type flush/surface mounted switches. | 4.00 | nos |  | 4884.10 | 19536.40 | 175.50 | 702.00 | 146.00 | 584.00 | 143.00 | 572.00 | Not Quoted | Not Quoted | 888.25 | 3553.00 | 233.00 | 932.00 | 510.00 | 2040.00 | 241.27 | 965.08 | 572.00 | TOLANI PROJECTS PVT LTD
296.00 | 20A, DP MCB unit in moulded case enclosure for window type air conditioner. | 7.00 | nos |  | 4453.15 | 31172.05 | 2308.50 | 16159.50 | 1818.00 | 12726.00 | 1885.00 | 13195.00 | Not Quoted | Not Quoted | 888.25 | 6217.75 | 1380.00 | 9660.00 | 3550.00 | 24850.00 | 1665.90 | 11661.30 | 6217.75 | M/s. Megha Engineering and Infrastructures Ltd
297.00 | 32A, DP MCB unit in moulded case enclosure for window / split type air conditioner. | 7.00 | nos |  | 5171.40 | 36199.80 | 3105.00 | 21735.00 | 2538.00 | 17766.00 | 2535.00 | 17745.00 | Not Quoted | Not Quoted | 888.25 | 6217.75 | 1711.00 | 11977.00 | 4575.00 | 32025.00 | 1665.90 | 11661.30 | 6217.75 | M/s. Megha Engineering and Infrastructures Ltd
298.00 | 5A, 240V, piano type Weather proof switch | 6.00 | nos |  | 4254.25 | 25525.50 | 418.50 | 2511.00 | 348.00 | 2088.00 | 341.00 | 2046.00 | Not Quoted | Not Quoted | 52.25 | 313.50 | 607.00 | 3642.00 | 1850.00 | 11100.00 | 241.27 | 1447.62 | 313.50 | M/s. Megha Engineering and Infrastructures Ltd
299.00 | JUNCTION BOXES (OUTDOOR / INDOOR TYPE)
300.00 | Supply and installation of dust and vermin proof G.I. sheet steel (1.6 mm thick) junction box WP type suitable for outdoor/indoor installation with number of outgoing ways as under, complete with PVC connectors, supply and fixing of cable glands, including supply of required size and number of terminals, including all labour and materials, as per approved drawings, specifications of this tender and directions of Engineer-in-Charge.
301.00 | 3 way. | 55.00 | nos |  | 6077.50 | 334262.50 | 1125.00 | 61875.00 | 894.00 | 49170.00 | 918.00 | 50490.00 | Not Quoted | Not Quoted | 627.00 | 34485.00 | 3000.00 | 165000.00 | 1950.00 | 107250.00 | 4308.36 | 236959.80 | 34485.00 | M/s. Megha Engineering and Infrastructures Ltd
302.00 | 4 way. | 10.00 | nos |  | 6409.00 | 64090.00 | 1485.00 | 14850.00 | 1168.00 | 11680.00 | 1212.00 | 12120.00 | Not Quoted | Not Quoted | 760.00 | 7600.00 | 3360.00 | 33600.00 | 2070.00 | 20700.00 | 5687.04 | 56870.40 | 7600.00 | M/s. Megha Engineering and Infrastructures Ltd
303.00 | Supply and installation of dust and vermin proof G.I. sheet steel (1.6 mm thick) junction box suitable for indoor installation, complete with 15A, 20 terminals, supply and fixing of cable glands for incoming cable and knock outs for conduit entry for outgoing circuits, including all labour and materials, as per approved drawings, specifications of this tender and directions of Engineer-in-Charge.
304.00 | Junction box. | 2.00 | nos |  | 7182.50 | 14365.00 | 5890.50 | 11781.00 | 4576.00 | 9152.00 | 4810.00 | 9620.00 | Not Quoted | Not Quoted | 2850.00 | 5700.00 | 4968.00 | 9936.00 | 3200.00 | 6400.00 | 6031.71 | 12063.42 | 5700.00 | M/s. Megha Engineering and Infrastructures Ltd
305.00 | LIGHTING / POWER PANELS AND DISTRIBUTION BOARDS
306.00 | Supply, installation, connection, testing and commissioning of flame proof weather proof lighting/power panels (for gas group IIA/IIB) as per EIL std. spec. 6-51-0008, including all labour and materials, as per approved drawings, specifications of this tender and directions of Engineer-in-Charge.
307.00 | 40 A, 4 pole incomer MCB isolator and ELCB and 6 Nos. outgoing double pole MCBs (upto 20 A). | 6.00 | nos |  | 39227.50 | 235365.00 | 70650.00 | 423900.00 | 54924.00 | 329544.00 | 57697.00 | 346182.00 | Not Quoted | Not Quoted | 109250.00 | 655500.00 | 144000.00 | 864000.00 | 142000.00 | 852000.00 | 83869.49 | 503216.94 | 235365.00 | Advance Infrastrurctures Pvt Ltd
308.00 | 40 A, 4 pole incomer MCB isolator and ELCB and 12 Nos. outgoing double pole MCBs (upto 20 A). | 12.00 | nos |  | 47183.50 | 566202.00 | 99000.00 | 1188000.00 | 81594.00 | 979128.00 | 80850.00 | 970200.00 | Not Quoted | Not Quoted | 137750.00 | 1653000.00 | 180000.00 | 2160000.00 | 121500.00 | 1458000.00 | 138170.27 | 1658043.24 | 566202.00 | Advance Infrastrurctures Pvt Ltd
309.00 | Supply, installation, connection, testing and commissioning of safe area lighting/power panels, surface/flush mounting type, wall mounting type in dust tight (with hinged cover) sheet steel enclosure having 4 pole incomer and single pole MCB (9 kA type) for outgoing circuit control with complete wiring, including cable termination, connection and fixing of cable glands, including all labour and materials, as per approved drawings, specifications of this tender and directions of Engineer-in-Charge.
310.00 | 40 A, 4 pole incomer MCB isolator and ELCB and 6 Nos. outgoing single pole MCBs (upto 20 A). | 6.00 | nos |  | 16133.00 | 96798.00 | 14850.00 | 89100.00 | 12015.00 | 72090.00 | 12127.00 | 72762.00 | Not Quoted | Not Quoted | 57000.00 | 342000.00 | 19200.00 | 115200.00 | 99500.00 | 597000.00 | 67095.59 | 402573.54 | 72090.00 | Om Yash Projects Limited
311.00 | 40 A, 4 pole incomer MCB isolator and ELCB and 12 Nos. outgoing single pole MCBs (upto 20 A). | 13.00 | nos |  | 23978.50 | 311720.50 | 19350.00 | 251550.00 | 15684.00 | 203892.00 | 15802.00 | 205426.00 | Not Quoted | Not Quoted | 57000.00 | 741000.00 | 21600.00 | 280800.00 | 121000.00 | 1573000.00 | 110536.22 | 1436970.86 | 203892.00 | Om Yash Projects Limited
312.00 | WIRING
313.00 | Circuit wiring in non-hazardous areas using (size given below), copper conductor, PVC insulated, FRLS outer sleeve cables (third core for earthing), from lighting/power panel/distribution junction box, excluding the supply of cable, junction boxes and cable glands but including termination and connection, including all labour and materials, as per approved drawings, specifications of this tender and directions of Engineer-in-Charge.
314.00 | 3 C x 2.5 sq. mm | 400.00 | m |  | 80.75 | 32300.00 | 130.50 | 52200.00 | 103.00 | 41200.00 | 106.00 | 42400.00 | Not Quoted | Not Quoted | 261.00 | 104400.00 | 264.00 | 105600.00 | 41.00 | 16400.00 | 166.59 | 66636.00 | 16400.00 | AMPSEPC PVT LTD
315.00 | Circuit wiring in hazardous areas using (sizes given below) copper conductor, PVC insulated, FRLS outer sleeve armoured cables (third core for earthing) from lighting/power panel/distribution junction box onwards, excluding the supply of cables, junction boxes and cable glands but including fixing of cable glands, supply and fixing of clamps, cable terminations and connections, including all labour and materials, as per approved drawings, specifications of this tender and directions of Engineer-in-Charge.
316.00 | 3 C x 2.5 sq. mm | 1750.00 | m |  | 80.75 | 141312.50 | 178.20 | 311850.00 | 139.00 | 243250.00 | 145.00 | 253750.00 | Not Quoted | Not Quoted | 409.00 | 715750.00 | 288.00 | 504000.00 | 41.00 | 71750.00 | 224.03 | 392052.50 | 71750.00 | AMPSEPC PVT LTD
317.00 | Circuit wiring with 660 V grade, (sizes given below), FRLS PVC insulated copper wires in already laid surface/concealed conduit from lighting panel/power panel onwards including the supply of wires, termination and connection, including all labour and materials, as per approved drawings, specifications of this tender and directions of Engineer-in-Charge.
318.00 | 3 Nos x 1.5 sq. mm | 800.00 | m |  | 44.20 | 35360.00 | 75.60 | 60480.00 | 61.00 | 48800.00 | 61.00 | 48800.00 | Not Quoted | Not Quoted | 195.70 | 156560.00 | 144.00 | 115200.00 | 58.00 | 46400.00 | 137.87 | 110296.00 | 35360.00 | Advance Infrastrurctures Pvt Ltd
319.00 | 3 Nos x 2.5 sq. mm | 320.00 | m |  | 52.70 | 16864.00 | 99.90 | 31968.00 | 81.00 | 25920.00 | 81.00 | 25920.00 | Not Quoted | Not Quoted | 218.50 | 69920.00 | 180.00 | 57600.00 | 88.00 | 28160.00 | 201.06 | 64339.20 | 16864.00 | Advance Infrastrurctures Pvt Ltd
320.00 | 5 Nos x 1.5 sq. mm | 265.00 | m |  | 72.25 | 19146.25 | 117.00 | 31005.00 | 92.00 | 24380.00 | 95.00 | 25175.00 | Not Quoted | Not Quoted | 332.50 | 88112.50 | 240.00 | 63600.00 | 165.00 | 43725.00 | 201.06 | 53280.90 | 19146.25 | Advance Infrastrurctures Pvt Ltd
321.00 | 5 Nos x 2.5 sq. mm | 250.00 | m |  | 78.20 | 19550.00 | 175.50 | 43875.00 | 147.00 | 36750.00 | 143.00 | 35750.00 | Not Quoted | Not Quoted | 380.00 | 95000.00 | 300.00 | 75000.00 | 245.00 | 61250.00 | 315.95 | 78987.50 | 19550.00 | Advance Infrastrurctures Pvt Ltd
322.00 | 7 Nos x 1.5 sq. mm | 125.00 | m |  | 97.75 | 12218.75 | 163.80 | 20475.00 | 136.00 | 17000.00 | 133.00 | 16625.00 | Not Quoted | Not Quoted | 446.50 | 55812.50 | 336.00 | 42000.00 | 235.00 | 29375.00 | 264.25 | 33031.25 | 12218.75 | Advance Infrastrurctures Pvt Ltd
323.00 | 7 Nos x 2.5 sq. mm | 90.00 | m |  | 106.25 | 9562.50 | 247.50 | 22275.00 | 194.00 | 17460.00 | 202.00 | 18180.00 | Not Quoted | Not Quoted | 529.15 | 47623.50 | 420.00 | 37800.00 | 245.00 | 22050.00 | 379.14 | 34122.60 | 9562.50 | Advance Infrastrurctures Pvt Ltd
324.00 | 3 Nos x 4 sq. mm | 80.00 | m |  | 80.75 | 6460.00 | 220.50 | 17640.00 | 173.00 | 13840.00 | 180.00 | 14400.00 | Not Quoted | Not Quoted | 252.70 | 20216.00 | 270.00 | 21600.00 | 295.00 | 23600.00 | 315.95 | 25276.00 | 6460.00 | Advance Infrastrurctures Pvt Ltd
325.00 | Circuit wiring in non-hazardous areas using (size given below), copper conductor, PVC insulated, FRLS outer sleeve cables (third core for earthing) from lighting panel/distribution junction box onwards including the supply of cable, junction boxes and cable glands, including termination and connection, including all labour and materials, as per approved drawings, specifications of this tender and directions of Engineer-in-Charge.
326.00 | 3 C x 2.5 sq. mm armoured Cu cables. | 20.00 | m |  | 382.50 | 7650.00 | 193.50 | 3870.00 | 154.00 | 3080.00 | 158.00 | 3160.00 | Not Quoted | Not Quoted | 261.00 | 5220.00 | 198.00 | 3960.00 | 165.00 | 3300.00 | 172.33 | 3446.60 | 3080.00 | Om Yash Projects Limited
327.00 | 3 C x 4 sq. mm armoured Cu cables. | 20.00 | m |  | 476.00 | 9520.00 | 250.20 | 5004.00 | 195.00 | 3900.00 | 204.00 | 4080.00 | Not Quoted | Not Quoted | 404.00 | 8080.00 | 288.00 | 5760.00 | 195.00 | 3900.00 | 258.50 | 5170.00 | 3900.00 | Om Yash Projects Limited, AMPSEPC PVT LTD
328.00 | Supply and laying of (surface type) approved make of black enamelled steel conduit of following diameter and associated fittings from lighting/power panel, telephone, fire alarm/plant communication points etc., including supply of G.I. sheet steel junction boxes with acrylic cover, pull wire, including all labour and materials, as per approved drawings, specifications of this tender and directions of Engineer-in-Charge.
329.00 | 25 mm diameter. | 260.00 | m |  | 165.75 | 43095.00 | 157.50 | 40950.00 | 123.00 | 31980.00 | 128.00 | 33280.00 | Not Quoted | Not Quoted | 190.00 | 49400.00 | 972.00 | 252720.00 | 210.00 | 54600.00 | 330.88 | 86028.80 | 31980.00 | Om Yash Projects Limited
330.00 | 40 mm diameter. | 500.00 | m |  | 191.25 | 95625.00 | 292.50 | 146250.00 | 236.00 | 118000.00 | 238.00 | 119000.00 | Not Quoted | Not Quoted | 275.50 | 137750.00 | 1380.00 | 690000.00 | 325.00 | 162500.00 | 480.24 | 240120.00 | 95625.00 | Advance Infrastrurctures Pvt Ltd
331.00 | Supply and installation of 50 mm x 50 mm, (18 SWG) 'METSEC' channel with removable cover, including supply of all connected hardware, supports, all labour and materials, as per approved drawings, specifications of this tender and directions of Engineer-in-Charge. | 200.00 | m |  | 722.50 | 144500.00 | 562.50 | 112500.00 | 452.00 | 90400.00 | 459.00 | 91800.00 | Not Quoted | Not Quoted | 475.00 | 95000.00 | 1711.00 | 342200.00 | 555.00 | 111000.00 | 832.95 | 166590.00 | 90400.00 | Om Yash Projects Limited
332.00 | Circuit wiring with 660 V grade (sizes given below) PVC insulated copper conductor wires in already installed metsec channel including the supply of wires, termination, connection and harnessing of wires etc., including all labour and materials, as per approved drawings, specifications of this tender and directions of Engineer-in-Charge.
333.00 | 1.5 sq. mm wires. | 750.00 | m |  | 80.75 | 60562.50 | 28.80 | 21600.00 | 23.00 | 17250.00 | 23.00 | 17250.00 | Not Quoted | Not Quoted | 196.65 | 147487.50 | 72.00 | 54000.00 | 65.00 | 48750.00 | 17.23 | 12922.50 | 12922.50 | KEC Spur Infrastructure Pvt. Ltd.
334.00 | 2.5 sq. mm wires. | 40.00 | m |  | 93.50 | 3740.00 | 37.80 | 1512.00 | 31.00 | 1240.00 | 30.00 | 1200.00 | Not Quoted | Not Quoted | 218.50 | 8740.00 | 104.00 | 4160.00 | 85.00 | 3400.00 | 24.13 | 965.20 | 965.20 | KEC Spur Infrastructure Pvt. Ltd.
335.00 | Supply and laying of (concealed type) PVC conduit of following diameter and associated fittings in brick walls, RCC slabs/ceilings for lighting/ power/telephone, fire alarm/plant communication points etc., including supply of G.I. sheet steel junction boxes with acrylic cover, pull wire, making cuts and chasis in built up brick work, RCC slabs/ceilings and making good the same, including all labour and materials, as per approved drawings, specifications of this tender and directions of Engineer-in-Charge.
336.00 | 25 mm diameter. | 800.00 | m |  | 191.25 | 153000.00 | 70.20 | 56160.00 | 58.00 | 46400.00 | 57.00 | 45600.00 | Not Quoted | Not Quoted | 76.00 | 60800.00 | 104.00 | 83200.00 | 75.00 | 60000.00 | 86.17 | 68936.00 | 45600.00 | TOLANI PROJECTS PVT LTD
337.00 | 40 mm diameter. | 125.00 | m |  | 336.60 | 42075.00 | 108.00 | 13500.00 | 86.00 | 10750.00 | 88.00 | 11000.00 | Not Quoted | Not Quoted | 156.75 | 19593.75 | 199.00 | 24875.00 | 110.00 | 13750.00 | 132.12 | 16515.00 | 10750.00 | Om Yash Projects Limited
338.00 | Circuit wiring in hazardous areas using (sizes given below) copper conductor, XLPE insulated, FRLS outer sleeve armoured cables (third core for earthing) from lighting/power panel/distribution junction box onwards, excluding the supply of cables, junction boxes and cable glands but including fixing of cable glands, supply and fixing of clamps, cable terminations and connections, including all labour and materials, as per approved drawings, specifications of this tender and directions of Engineer-in-Charge.
339.00 | 3 C x 2.5 sq. mm | 260.00 | m |  | 80.75 | 20995.00 | 130.50 | 33930.00 | 102.00 | 26520.00 | 106.00 | 27560.00 | Not Quoted | Not Quoted | 219.00 | 56940.00 | 288.00 | 74880.00 | 215.00 | 55900.00 | 224.03 | 58247.80 | 20995.00 | Advance Infrastrurctures Pvt Ltd
340.00 | SOLAR LIGHTING SYSTEM
341.00 | Design, supply, installation, testing and commissioning of standalone solar photovoltaic street lighting system (SLS) complete with pole with built in marshalling box and necessary wire/ cable running from marshalling box to the lighting fixture and battery bank, White LED fixture, PV Module, Battery, including fixing and connection of fixtures, cable termination and connection, fixing of cable glands and lugs and all mounting accessories and hardware as required, including all civil works, excavation, pre-cast foundation, disposal of surplus earth, etc. and including supply of cement, steel, GI pipes and, base plates, paint all other sundry materials, special cables etc. as required for each SLS system, including painting, all labour and materials, as per approved drawings, specifications of this tender and directions of Engineer-in-Charge.
342.00 | Standalone Solar Photovoltaic Street Lighting System (SLS) comprising of 40 W LED light, 150 Wp PV Module, 12 V battery of 200 Ah capacity Lead-Acid type with 7 meter high pole with single bracket as per Sheet 1 of 2 of 7-51-0234 and complete with PV module and Battery Box mounting arrangement, Battery box of 18 SWG Sheet Steel, Charge control unit with all protection feature including lightning protection and charge indication, all other control electronics, inter-connecting wires/cables, etc. All items shall be MNRE approved | 20.00 | nos |  | 102000.00 | 2040000.00 | 126000.00 | 2520000.00 | 104681.00 | 2093620.00 | 102900.00 | 2058000.00 | Not Quoted | Not Quoted | 34675.00 | 693500.00 | 81600.00 | 1632000.00 | 63500.00 | 1270000.00 | 51804.00 | 1036080.00 | 693500.00 | M/s. Megha Engineering and Infrastructures Ltd
343.00 | Design, supply, installation, testing and commissioning of hybrid solar photovoltaic street lighting system (SLS) with provision of external power supply from owner's substation complete with pole with built in marshalling box and necessary wire/ cable running from marshalling box to the lighting fixture and battery bank, White LED fixture, PV Module, Battery, including fixing and connection of fixtures, cable termination and connection, fixing of cable glands and lugs and all mounting accessories and hardware as required, including all civil works, excavation, pre-cast foundation, disposal of surplus earth, etc. and including supply of cement, steel, GI pipes and, base plates, paint all other sundry materials, special cables etc. as required for each SLS system, including painting, all labour and materials, as per approved drawings, specifications of this tender and directions of Engineer-in-Charge.
344.00 | Hybrid Solar Photovoltaic Street Lighting System (SLS) comprising of 40 W LED light, 150 Wp PV Module, 12 V battery of 200 Ah capacity Lead-Acid type and external supply of 240 V with 7 meter high pole with single bracket as per Sheet 1 of 2 of 7-51-0234 and complete with PV module and Battery Box mounting arrangement, Battery box of 18 SWG Sheet Steel, Charge control unit(s) with changeover facility having provision to receive following external alternate supply from Owner with all protection feature including lightning protection and charge indication, all other control electronics, interconnecting wires/cables, etc. All items shall be MNRE approved. | 3.00 | nos |  | 114750.00 | 344250.00 | 88650.00 | 265950.00 | 71172.00 | 213516.00 | 72397.00 | 217191.00 | Not Quoted | Not Quoted | 40375.00 | 121125.00 | 105600.00 | 316800.00 | 63500.00 | 190500.00 | 60317.10 | 180951.30 | 121125.00 | M/s. Megha Engineering and Infrastructures Ltd
345.00 | EARTH ELECTRODES
346.00 | Supply, installation, testing and commissioning of GI earth electrodes, complete with earth pit as per std. 7-51-0102 and all necessary materials including excavation of earth pit, filling with charcoal and salt, back filling, providing necessary brickwork, connections, including all labour and materials, as per approved drawings, specifications of this tender and directions of Engineer-in-Charge.
347.00 | GI earth electrode as per std. 7-51-0102. | 58.00 | nos |  | 16022.50 | 929305.00 | 15000.00 | 870000.00 | 16388.00 | 950504.00 | 16794.00 | 974052.00 | Not Quoted | Not Quoted | 9215.00 | 534470.00 | 20400.00 | 1183200.00 | 8650.00 | 501700.00 | 28222.01 | 1636876.58 | 501700.00 | AMPSEPC PVT LTD
348.00 | EARTH STRIPS
349.00 | Supply, installation and connection of following GI earthing strip along the cable trenches or cable trays or fixing to walls or structures including welding at joints, providing anti-corrosive paint or bitumen and jute covering for welded portion, clamping and necessary hardware for connecting, etc., including all labour and materials, as per approved drawings, specifications of this tender and directions of Engineer-in-Charge.
350.00 | 50 x 6 mm | 250.00 | m |  | 226.95 | 56737.50 | 310.50 | 77625.00 | 245.00 | 61250.00 | 253.00 | 63250.00 | Not Quoted | Not Quoted | 261.25 | 65312.50 | 384.00 | 96000.00 | 215.00 | 53750.00 | 288.10 | 72025.00 | 53750.00 | AMPSEPC PVT LTD
351.00 | 40 x 5 mm | 110.00 | m |  | 197.20 | 21692.00 | 238.50 | 26235.00 | 200.00 | 22000.00 | 194.00 | 21340.00 | Not Quoted | Not Quoted | 209.00 | 22990.00 | 336.00 | 36960.00 | 185.00 | 20350.00 | 204.50 | 22495.00 | 20350.00 | AMPSEPC PVT LTD
352.00 | 25 x 3 mm | 800.00 | m |  | 119.00 | 95200.00 | 142.20 | 113760.00 | 117.00 | 93600.00 | 116.00 | 92800.00 | Not Quoted | Not Quoted | 114.00 | 91200.00 | 222.00 | 177600.00 | 105.00 | 84000.00 | 106.85 | 85480.00 | 84000.00 | AMPSEPC PVT LTD
353.00 | Supply, installation and connection of following GI earthing strip buried individually at a depth of 500 mm including welding at joints, providing anti-corrosive paint or bitumen and jute covering for welded portion, clamping and necessary hardware for connecting, excavation and refilling etc., including all labour and materials, as per approved drawings, specifications of this tender and directions of Engineer-in-Charge.
354.00 | 50 x 6 mm | 2980.00 | m |  | 294.10 | 876418.00 | 310.50 | 925290.00 | 259.00 | 771820.00 | 253.00 | 753940.00 | Not Quoted | Not Quoted | 285.00 | 849300.00 | 600.00 | 1788000.00 | 135.00 | 402300.00 | 304.46 | 907290.80 | 402300.00 | AMPSEPC PVT LTD
355.00 | 25 x 3 mm | 720.00 | m |  | 154.70 | 111384.00 | 142.20 | 102384.00 | 116.00 | 83520.00 | 116.00 | 83520.00 | Not Quoted | Not Quoted | 209.00 | 150480.00 | 438.00 | 315360.00 | 175.00 | 126000.00 | 106.85 | 76932.00 | 76932.00 | KEC Spur Infrastructure Pvt. Ltd.
356.00 | EARTHING CONNECTION
357.00 | Connecting individual equipment to the earth strip or earth plate with following sizes of G.I. wire / G.I. wire rope including the supply of G.I. wire /G.I. wire rope, lugs, conductors, connecting to the G.I. strip or earth plate and necessary hardware for connection, including all labour and materials, as per approved drawings, specifications of this tender and directions of Engineer-in-Charge.
358.00 | 3/8" dia (10 mm) flexible rope. | 450.00 | m |  | 243.10 | 109395.00 | 88.20 | 39690.00 | 72.00 | 32400.00 | 72.00 | 32400.00 | Not Quoted | Not Quoted | 114.00 | 51300.00 | 240.00 | 108000.00 | 145.00 | 65250.00 | 103.40 | 46530.00 | 32400.00 | Om Yash Projects Limited, TOLANI PROJECTS PVT LTD
359.00 | 5/8" dia (16 mm) flexible rope. | 45.00 | m |  | 272.00 | 12240.00 | 99.00 | 4455.00 | 82.00 | 3690.00 | 80.00 | 3600.00 | Not Quoted | Not Quoted | 285.00 | 12825.00 | 348.00 | 15660.00 | 195.00 | 8775.00 | 132.12 | 5945.40 | 3600.00 | TOLANI PROJECTS PVT LTD
360.00 | 8 SWG GI Wire. | 275.00 | m |  | 327.25 | 89993.75 | 52.20 | 14355.00 | 41.00 | 11275.00 | 42.00 | 11550.00 | Not Quoted | Not Quoted | 114.00 | 31350.00 | 204.00 | 56100.00 | 75.00 | 20625.00 | 67.78 | 18639.50 | 11275.00 | Om Yash Projects Limited
361.00 | Supply and installation of 25 sq. mm (168/0.01772") copper flexibles of following length with copper lugs crimped on both sides for earthing of pipeline vessels, equipments (non electrical) as per std. 7- 51-0112, including all labour and materials, as per approved drawings, specifications of this tender and directions of Engineer-in-Charge.
362.00 | 300 mm | 100.00 | nos |  | 607.75 | 60775.00 | 157.50 | 15750.00 | 123.00 | 12300.00 | 128.00 | 12800.00 | Not Quoted | Not Quoted | 114.00 | 11400.00 | 216.00 | 21600.00 | 365.00 | 36500.00 | 758.27 | 75827.00 | 11400.00 | M/s. Megha Engineering and Infrastructures Ltd
363.00 | 500 mm | 100.00 | nos |  | 911.63 | 91163.00 | 202.50 | 20250.00 | 166.00 | 16600.00 | 165.00 | 16500.00 | Not Quoted | Not Quoted | 152.00 | 15200.00 | 288.00 | 28800.00 | 495.00 | 49500.00 | 1263.79 | 126379.00 | 15200.00 | M/s. Megha Engineering and Infrastructures Ltd
364.00 | 1500 mm | 100.00 | nos |  | 1419.50 | 141950.00 | 607.50 | 60750.00 | 473.00 | 47300.00 | 496.00 | 49600.00 | Not Quoted | Not Quoted | 332.50 | 33250.00 | 648.00 | 64800.00 | 785.00 | 78500.00 | 1895.68 | 189568.00 | 33250.00 | M/s. Megha Engineering and Infrastructures Ltd
365.00 | EARTH PLATES
366.00 | Supply, installation and connection of GI earth plates as per std. 7-51-0103, complete with anchor bolts, including all labour and materials, as per approved drawings, specifications of this tender and directions of Engineer-in-Charge.
367.00 | GI earth plate as per std. 7-51-0103. | 32.00 | nos |  | 9392.50 | 300560.00 | 1305.00 | 41760.00 | 1021.00 | 32672.00 | 1065.00 | 34080.00 | Not Quoted | Not Quoted | 608.00 | 19456.00 | 1920.00 | 61440.00 | 575.00 | 18400.00 | 2642.46 | 84558.72 | 18400.00 | AMPSEPC PVT LTD
368.00 | Cu Earth Plate | 1.00 | nos |  | 19125.00 | 19125.00 | 2385.00 | 2385.00 | 1872.00 | 1872.00 | 1947.00 | 1947.00 | Not Quoted | Not Quoted | 4037.50 | 4037.50 | 54000.00 | 54000.00 | 22300.00 | 22300.00 | 42509.19 | 42509.19 | 1872.00 | Om Yash Projects Limited
369.00 | EARTHING CABLES
370.00 | Supply of 1100 V grade, multi stranded Copper Conductor, XLPE/PVC insulated and unarmoured cables (with green/yellow strips or green colour outer sleeve) of following sizes as per EIL standard specification No. 6-51-0051, data sheet, specifications of this tender and directions of Engineer-in-Charge.
371.00 | 1 C x 10 Sqmm | 275.00 | m |  | 327.25 | 89993.75 | 136.80 | 37620.00 | 111.00 | 30525.00 | 111.00 | 30525.00 | Not Quoted | Not Quoted | 128.00 | 35200.00 | 192.00 | 52800.00 | 135.00 | 37125.00 | 189.57 | 52131.75 | 30525.00 | Om Yash Projects Limited, TOLANI PROJECTS PVT LTD
372.00 | Termination & connection of leads of 1100 V grade, multi stranded Copper Conductor, XLPE/PVC insulated and unarmoured, cables of following sizes for earthing of equipment, including supply of lugs, supply and fixing of GI saddles and saddle bars, cutting and stripping of cable insulation, crimping the lug on to the conductor, clamping of the cable, including all labour and materials as per approved drawings, specifications of this tender and directions of Engineer-in-Charge
373.00 | 1 C x 10 Sqmm | 12.00 | nos |  | 216.75 | 2601.00 | 28.80 | 345.60 | 23.00 | 276.00 | 23.00 | 276.00 | Not Quoted | Not Quoted | 285.00 | 3420.00 | 228.00 | 2736.00 | 15500.00 | 186000.00 | 189.57 | 2274.84 | 276.00 | Om Yash Projects Limited, TOLANI PROJECTS PVT LTD
374.00 | TELEPHONE SYSTEM
375.00 | Supply, installation, testing and commissioning of Indoor Telephone Distribution J.B. made out of 2.03 mm (14 gauge) sheet steel, with one anti-rust coat of primer, with two finished coats of approved epoxy paint, with Krone type terminals with hinged lockable door, detachable gland plate at the bottom/top complete with termination and connections of incoming/ outgoing cables, including all labour and materials, as per specifications of this tender and directions of Engineer-in-Charge.
376.00 | TDJB Flush mounting type with an additional cable pull box at bottom for easy termination of cable suitable for 1 nos 5 Pair incoming cable(s) and 5 nos 1 Pair outgoing cable(s) | 6.00 | nos |  | 14875.00 | 89250.00 | 5625.00 | 33750.00 | 4381.00 | 26286.00 | 4593.00 | 27558.00 | Not Quoted | Not Quoted | 4038.00 | 24228.00 | 6000.00 | 36000.00 | 48500.00 | 291000.00 | 26252.30 | 157513.80 | 24228.00 | M/s. Megha Engineering and Infrastructures Ltd
377.00 | Supply, installation, connection, testing and commissioning of following plug - in type sockets for Telephones extensions including supply of sheet boxes with covers connection of socket and plug, including all labour and materials, as per approved drawings, specifications of this tender and directions of Engineer-in-Charge.
378.00 | Flush Mounting Type. | 11.00 | nos |  | 276.25 | 3038.75 | 292.50 | 3217.50 | 236.00 | 2596.00 | 238.00 | 2618.00 | Not Quoted | Not Quoted | 632.00 | 6952.00 | 1080.00 | 11880.00 | 2975.00 | 32725.00 | 3044.58 | 33490.38 | 2596.00 | Om Yash Projects Limited
379.00 | Wiring with (No. of wires given below) 660 V grade, 0.63 mm dia. annealed tinned copper conductor, PVC insulated twin flat wire as per relevant IS in already laid surface/concealed conduit from TDJB onwards to telephone sockets including supply of Wires, termination and connection, including all labour and materials, as per approved drawings, specifications of this tender and directions of Engineer-in-Charge.
380.00 | 1 No. twin flat wire. | 110.00 | m |  | 276.25 | 30387.50 | 76.50 | 8415.00 | 60.00 | 6600.00 | 62.00 | 6820.00 | Not Quoted | Not Quoted | 34.00 | 3740.00 | 90.00 | 9900.00 | 125.00 | 13750.00 | 143.61 | 15797.10 | 3740.00 | M/s. Megha Engineering and Infrastructures Ltd
381.00 | 2 Nos. twin flat wires. | 20.00 | m |  | 469.20 | 9384.00 | 148.50 | 2970.00 | 123.00 | 2460.00 | 121.00 | 2420.00 | Not Quoted | Not Quoted | 52.00 | 1040.00 | 120.00 | 2400.00 | 225.00 | 4500.00 | 247.01 | 4940.20 | 1040.00 | M/s. Megha Engineering and Infrastructures Ltd
382.00 | SUPPLY OF COMMUNICATION / FIRE ALALRM CABLE / CONDUITS / DUCTS
383.00 | Supply of communication, fire alarm & control paired cables of following sizes as per EIL standard specification No. 6-51-0052, data sheet, specifications of this tender and directions of Engineer-in-Charge.
384.00 | "Non-Jelly filled fire alarm armoured cables of size 1.5 mm² 2 pair " | 2000.00 | m |  | 165.75 | 331500.00 | 121.50 | 243000.00 | 99.00 | 198000.00 | 99.00 | 198000.00 | Not Quoted | Not Quoted | 138.00 | 276000.00 | 336.00 | 672000.00 | 105.00 | 210000.00 | 111.44 | 222880.00 | 198000.00 | Om Yash Projects Limited, TOLANI PROJECTS PVT LTD
385.00 | Non-Jelly filled fire alarm unarmoured cables of size 1.5 mm² 2 pair | 700.00 | m |  | 140.25 | 98175.00 | 70.20 | 49140.00 | 58.00 | 40600.00 | 57.00 | 39900.00 | Not Quoted | Not Quoted | 105.00 | 73500.00 | 360.00 | 252000.00 | 125.00 | 87500.00 | 79.27 | 55489.00 | 39900.00 | TOLANI PROJECTS PVT LTD
386.00 | CIVIL WORKS/M.S. CHEQUERED PLATE
387.00 | Excavation and backfilling of trenches for cables and earth strip etc. , for a maximum depth of 1.5 m, shoring, shuttering and dewatering (if necessary) including consolidation and disposal of surplus earth up to a distance of 30 m, including all labour and materials, as per approved drawings, specifications of this tender and directions of Engineer-in-Charge. (Excavated trench dimensions shall be measured).
388.00 | Excavation and backfilling of trenches in all types of soil except rock. | 400.00 | m³ |  | 552.50 | 221000.00 | 472.50 | 189000.00 | 382.00 | 152800.00 | 385.00 | 154000.00 | Not Quoted | Not Quoted | 855.00 | 342000.00 | 420.00 | 168000.00 | 275.00 | 110000.00 | 459.56 | 183824.00 | 110000.00 | AMPSEPC PVT LTD
389.00 | Supply and spreading of approved fine river sand/stone dust in cable trenches, including all labour and materials, specifications of this tender and directions of Engineer-in-Charge.
390.00 | Fine river sand. | 250.00 | m³ |  | 1487.50 | 371875.00 | 1935.00 | 483750.00 | 1517.00 | 379250.00 | 1580.00 | 395000.00 | Not Quoted | Not Quoted | 1188.00 | 297000.00 | 780.00 | 195000.00 | 715.00 | 178750.00 | 2297.79 | 574447.50 | 178750.00 | AMPSEPC PVT LTD
391.00 | Supply and spreading of approved FLY ASH BRICKS - TYPE-5 of 75 mm thickness in cable trenches for cable protection, including all labour and materials, as per approved drawings, specifications of this tender and directions of Engineer-in-Charge. (Actual area of laid brick surfaces shall be measured).
392.00 | Bricks. | 330.00 | m² |  | 807.50 | 266475.00 | 607.50 | 200475.00 | 480.00 | 158400.00 | 496.00 | 163680.00 | Not Quoted | Not Quoted | 347.00 | 114510.00 | 1080.00 | 356400.00 | 615.00 | 202950.00 | 746.78 | 246437.40 | 114510.00 | M/s. Megha Engineering and Infrastructures Ltd
393.00 | Providing and laying plain cement concrete for all depths below and up to a plinth level in foundations including tamping, ramming, vibrating, curing, shuttering etc. all as specified in any shape, position, thickness and finishing the top surface rough or smooth as specified and directed, including supply of all materials and all complete for concrete of M-15 grade with 20 mm and down size graded crushed stone aggregates, including all labour and materials, as per approved drawings, specifications of this tender and directions of Engineer-in-Charge.
394.00 | Plain cement concrete. | 10.00 | m³ |  | 7225.00 | 72250.00 | 310.50 | 3105.00 | 245.00 | 2450.00 | 253.00 | 2530.00 | Not Quoted | Not Quoted | 5225.00 | 52250.00 | 6600.00 | 66000.00 | 5850.00 | 58500.00 | 6318.93 | 63189.30 | 2450.00 | Om Yash Projects Limited
395.00 | Supply, fabrication and installation of 6 mm thick M.S. chequered plate for covering floor cut- outs/cable trenches etc., including all labour and materials, as per approved drawings, specifications of this tender and directions of Engineer-in-Charge.
396.00 | 6 mm thick M.S. chequered plate. | 50.00 | m² |  | 4972.50 | 248625.00 | 7425.00 | 371250.00 | 6126.00 | 306300.00 | 6063.00 | 303150.00 | Not Quoted | Not Quoted | 100.00 | 5000.00 | 9000.00 | 450000.00 | 4250.00 | 212500.00 | 6778.49 | 338924.50 | 5000.00 | M/s. Megha Engineering and Infrastructures Ltd
397.00 | ACSR CONDUCTORS
398.00 | Supply, installation , tensioning, and connection of ACSR conductor of sizes as given below for running over poles, structures including P.G. Clamps, connection to isolators, load break switch, drop out fuses, lightning arrestors, O/H line to cable box connector but excluding the supply of insulators, isolators, load break switch, dropout fuses, lightning arrestor, including all labour and materials, as per the routing of layout drawings, as per approved drawings, specifications of this tender and directions of Engineer-in-Charge.
399.00 | Conductor type - Dog | 2.00 | m |  | 276.25 | 552.50 | 157.50 | 315.00 | 130.00 | 260.00 | 128.00 | 256.00 | Not Quoted | Not Quoted | 228.00 | 456.00 | 4200.00 | 8400.00 | 1150.00 | 2300.00 | 1263.79 | 2527.58 | 256.00 | TOLANI PROJECTS PVT LTD
400.00 | Conductor type (11kV ACSR) | 2.00 | nos |  | 340.00 | 680.00 | 148.50 | 297.00 | 119.00 | 238.00 | 121.00 | 242.00 | Not Quoted | Not Quoted | 461.00 | 922.00 | 30000.00 | 60000.00 | 2750.00 | 5500.00 | 1263.79 | 2527.58 | 238.00 | Om Yash Projects Limited
401.00 | LAN SYSTEMS
402.00 | Supply, installation, termination, testing and commissioning of flush mounted CAT-6 UTP JACK (Information Outlets) including supply of all connected materials(i.e Face plates, Surface mount box, patch cord at I/O end), including all labour and materials, as per approved drawings, specifications of this tender and directions of Engineer-in-charge. | 16.00 | nos |  | 607.75 | 9724.00 | 310.50 | 4968.00 | 246.00 | 3936.00 | 253.00 | 4048.00 | Not Quoted | Not Quoted | 632.00 | 10112.00 | 600.00 | 9600.00 | 14225.00 | 227600.00 | 1206.34 | 19301.44 | 3936.00 | Om Yash Projects Limited
403.00 | Circuit wiring with following cables for LAN in already laid surface/concealed conduit from Etherswitch rack onwards to Cat-6 UTP Jack (Information outlet) including the supply of cables, termination and connection at both ends (i.e at jack panel end & at the I/O end), including all labour and materials, as per approved drawings, specifications of this tender and directions of Engineer-in-charge.
404.00 | 1 no. CAT-6 UTP cable | 110.00 | m |  | 46.75 | 5142.50 | 130.50 | 14355.00 | 106.00 | 11660.00 | 106.00 | 11660.00 | Not Quoted | Not Quoted | 24.00 | 2640.00 | 110.00 | 12100.00 | 375.00 | 41250.00 | 99.95 | 10994.50 | 2640.00 | M/s. Megha Engineering and Infrastructures Ltd
405.00 | PAINTING & MARKING
406.00 | Letter painting and marking of all buses of switchboards, all incomers, bus couplers, outgoings with details of Tag No, feeder rating in KW/Amp, sending end source, in the front of the panels and bus bar, panel nos.etc. on the rear side of the panels for all switchboards, all other substation equipment viz.transformers, capacitors, neutral grounding resistors, VFD panels, other panels, etc for equipment housed in electrical substations including supply of all material such as stickers, enamel paints, stencil, etc including supply of all labour, materials as per the specification of this tender and directions of Engineer-in-Charge.
407.00 | Each alphabet/character upto 2 inch in height/length | 60.00 | nos |  | 106.25 | 6375.00 | 22.50 | 1350.00 | 19.00 | 1140.00 | 18.00 | 1080.00 | Not Quoted | Not Quoted | 61.75 | 3705.00 | 276.00 | 16560.00 | 225.00 | 13500.00 | 114.89 | 6893.40 | 1080.00 | TOLANI PROJECTS PVT LTD
408.00 | Each alphabet/character above 2 inch and Upto 4 inch in height/length | 60.00 | nos |  | 165.75 | 9945.00 | 31.50 | 1890.00 | 26.00 | 1560.00 | 25.00 | 1500.00 | Not Quoted | Not Quoted | 180.50 | 10830.00 | 386.00 | 23160.00 | 275.00 | 16500.00 | 172.33 | 10339.80 | 1500.00 | TOLANI PROJECTS PVT LTD
409.00 | Each alphabet/character above 4 inch and Upto 8 inch in height/length | 60.00 | nos |  | 253.30 | 15198.00 | 40.50 | 2430.00 | 33.00 | 1980.00 | 33.00 | 1980.00 | Not Quoted | Not Quoted | 232.75 | 13965.00 | 607.00 | 36420.00 | 320.00 | 19200.00 | 229.78 | 13786.80 | 1980.00 | Om Yash Projects Limited, TOLANI PROJECTS PVT LTD
410.00 | Letter painting of tag nos., applicable circuit nos. for identification with red/black/white paint for all outdoor equipment in safe and hazardous areas viz. light fittings, control gear boxes, lighting/power panels, welding receptacles, convenience receptacles, local control stations, fire alarm manual call points, fire alarm detectors, motors, field call stations, loud speakers, etc. including supply of enamel paint, all hardware as required, supply of all labour, materials as per the specification of this tender and directions of Engineer-in-Charge.
411.00 | Each alphabet/character upto 2 inch in height/length | 60.00 | nos |  | 106.25 | 6375.00 | 22.50 | 1350.00 | 18.00 | 1080.00 | 18.00 | 1080.00 | Not Quoted | Not Quoted | 61.75 | 3705.00 | 276.00 | 16560.00 | 410.00 | 24600.00 | 229.78 | 13786.80 | 1080.00 | Om Yash Projects Limited, TOLANI PROJECTS PVT LTD
412.00 | Each alphabet/character above 4 inch and Upto 8 inch in height/length | 60.00 | nos |  | 253.30 | 15198.00 | 31.50 | 1890.00 | 26.00 | 1560.00 | 25.00 | 1500.00 | Not Quoted | Not Quoted | 118.75 | 7125.00 | 607.00 | 36420.00 | 410.00 | 24600.00 | 344.67 | 20680.20 | 1500.00 | TOLANI PROJECTS PVT LTD
413.00 | INSTRUMENTATION
414.00 | TELECOMMUNICATION WORKS
415.00 | OPTICAL FIBRE CABLE INSTALLATION
416.00 | Submission of OFC alignment sheets, as-built drawings and all documentation in accordance with the specifications. | 2.00 | Lumpsum |  | 85000.00 | 170000.00 | 115000.00 | 230000.00 | 20934.00 | 41868.00 | 21000.00 | 42000.00 | Not Quoted | Not Quoted | 60800.00 | 121600.00 | 60000.00 | 120000.00 | 75000.00 | 150000.00 | 172334.56 | 344669.12 | 41868.00 | Om Yash Projects Limited
417.00 | Supply & installation of OFC distance markers (metal plates on pipeline markers) at all pipeline marker locations as per specifications and direction of CLIENT/CONSULTANT. | 100.00 | nos |  | 3230.00 | 323000.00 | 1725.00 | 172500.00 | 3871.00 | 387100.00 | 4050.00 | 405000.00 | Not Quoted | Not Quoted | 4085.00 | 408500.00 | 3000.00 | 300000.00 | 4850.00 | 485000.00 | 9191.18 | 919118.00 | 172500.00 | JSIW INFRASTRUCTURE PRIVATE LIMITED
418.00 | OFC Route marker (Metallic Marker) on the Optical Fibre Cable laying route inside the terminals. | 25.00 | nos |  | 2380.00 | 59500.00 | 1725.00 | 43125.00 | 6769.00 | 169225.00 | 6750.00 | 168750.00 | Not Quoted | Not Quoted | 5225.00 | 130625.00 | 4200.00 | 105000.00 | 1800.00 | 45000.00 | 5744.49 | 143612.25 | 43125.00 | JSIW INFRASTRUCTURE PRIVATE LIMITED
419.00 | Supply of Jointing closures, Factory acceptance testing, storage, and transportation to site, loading, unloading, jointing of OFC all complete as per specifications provided in the bid document and direction of CLIENT/CONSULTANT. | 30.00 | nos |  | 3867.50 | 116025.00 | 5750.00 | 172500.00 | 10404.00 | 312120.00 | 10800.00 | 324000.00 | Not Quoted | Not Quoted | 3515.00 | 105450.00 | 5400.00 | 162000.00 | 2750.00 | 82500.00 | 13212.32 | 396369.60 | 82500.00 | AMPSEPC PVT LTD
420.00 | Supply and installation of Jointing Pit, including sand, OFC joint identification marker, back filling as required etc. all complete | 30.00 | nos |  | 18500.00 | 555000.00 | 13800.00 | 414000.00 | 13847.00 | 415410.00 | 13500.00 | 405000.00 | Not Quoted | Not Quoted | 5225.00 | 156750.00 | 15600.00 | 468000.00 | 2650.00 | 79500.00 | 21254.60 | 637638.00 | 79500.00 | AMPSEPC PVT LTD
421.00 | Supply and installation of Electronic marker system consisting of:
422.00 | Electronic Marker | 25.00 | nos |  | 2762.50 | 69062.50 | 3220.00 | 80500.00 | 19874.00 | 496850.00 | 20250.00 | 506250.00 | Not Quoted | Not Quoted | 3372.50 | 84312.50 | 3000.00 | 75000.00 | 2450.00 | 61250.00 | 4250.92 | 106273.00 | 61250.00 | AMPSEPC PVT LTD
423.00 | Marker locator | 2.00 | nos |  | 325550.00 | 651100.00 | 316250.00 | 632500.00 | 181389.00 | 362778.00 | 187500.00 | 375000.00 | Not Quoted | Not Quoted | 460750.00 | 921500.00 | 360000.00 | 720000.00 | 190000.00 | 380000.00 | 442325.37 | 884650.74 | 362778.00 | Om Yash Projects Limited
424.00 | Site acceptance Testing of the laid OFC, all complete as per specification and direction of CLIENT/CONSULTANT. | 2.00 | Lumpsum |  | 200000.00 | 400000.00 | 575000.00 | 1150000.00 | 38565.00 | 77130.00 | 37500.00 | 75000.00 | Not Quoted | Not Quoted | 460750.00 | 921500.00 | 240000.00 | 480000.00 | 125000.00 | 250000.00 | 28722.43 | 57444.86 | 57444.86 | KEC Spur Infrastructure Pvt. Ltd.
425.00 | Supply of following Optical Fibre Cables (OFC) including FAT, storage, transportation to site, loading, unloading etc. all complete
426.00 | 24 fibres, single mode, compliant to ITU-T G.652 , Optical Fibre Cable | 102000.00 | m |  | 72.25 | 7369500.00 | 74.75 | 7624500.00 | 120.00 | 12240000.00 | 100.00 | 10200000.00 | Not Quoted | Not Quoted | 55.00 | 5610000.00 | 66.00 | 6732000.00 | 82.00 | 8364000.00 | 73.14 | 7460280.00 | 5610000.00 | M/s. Megha Engineering and Infrastructures Ltd
427.00 | Supply and installation of Blowing pits, including sand, backfilling as required etc. all complete | 70.00 | nos |  | 19890.00 | 1392300.00 | 13800.00 | 966000.00 | 13182.00 | 922740.00 | 13500.00 | 945000.00 | Not Quoted | Not Quoted | 5225.00 | 365750.00 | 15600.00 | 1092000.00 | 16500.00 | 1155000.00 | 21254.60 | 1487822.00 | 365750.00 | M/s. Megha Engineering and Infrastructures Ltd
428.00 | Supply of Permanently lubricated HDPE conduit for following sizes in required length of pressure rating 6 kgf/cm2 to be laid in pipeline trench or in separate trench directly or inside CS conduit including FAT, storage, transportation to site, loading, unloading etc. all complete
429.00 | Duct with nominal diameter 40 mm or less | 102000.00 | m |  | 68.00 | 6936000.00 | 175.00 | 17850000.00 | 120.00 | 12240000.00 | 100.00 | 10200000.00 | Not Quoted | Not Quoted | 64.00 | 6528000.00 | 66.00 | 6732000.00 | 79.00 | 8058000.00 | 67.04 | 6838080.00 | 6528000.00 | M/s. Megha Engineering and Infrastructures Ltd
430.00 | Laying, Testing and commissioning of the following sizes of HDPE duct/pipe of pressure rating 6 kgf/cm2, including supply of clamps, small iron structures, spacers, and duct accessories like push-fit couplers, bends and elbows, end plugs, simple plugs, sonic heads, etc, and including small civil works, cleaning with compressed air, calibrating, testing for air tightness, sealing of ends, including all labour and materials, as per directions of the Engineer-in-Charge.
431.00 | Duct with nominal diameter 40 mm or less | 97000.00 | m |  | 10.00 | 970000.00 | 23.00 | 2231000.00 | 15.00 | 1455000.00 | 16.00 | 1552000.00 | Not Quoted | Not Quoted | 12.00 | 1164000.00 | 6.00 | 582000.00 | 40.00 | 3880000.00 | 48.76 | 4729720.00 | 582000.00 | Ace Pipeline Contracts Pvt Ltd
432.00 | Supply, installation, testing and commissioning of fibre-optic patch panel (light interface unit or fibre-termination closure), wall-mounted type in dust tight enclosure with hinged cover, end termination/splicing of fibre-optic cables, including supply & installation of loop box (1000 mm (H) x 1000 mm (W) x 200 mm (D)), patch-cord, pigtail, including all labour and materials all complete for following FO cables
433.00 | FO cable with 17 or more fibres | 20.00 | nos |  | 21250.00 | 425000.00 | 23000.00 | 460000.00 | 34522.00 | 690440.00 | 33750.00 | 675000.00 | Not Quoted | Not Quoted | 10925.00 | 218500.00 | 26400.00 | 528000.00 | 48500.00 | 970000.00 | 60945.88 | 1218917.60 | 218500.00 | M/s. Megha Engineering and Infrastructures Ltd
434.00 | Installation and Laying of OFC in pipeline trench through HDPE conduit by blowing method, trenching and excavation as required, padding, backfilling, restoration of land & other constructions, as applicable to original conditions etc. including supply and use of all materials required like couplers, end plugs etc. | 95400.00 | m |  | 45.00 | 4293000.00 | 46.00 | 4388400.00 | 30.00 | 2862000.00 | 40.00 | 3816000.00 | Not Quoted | Not Quoted | 9.50 | 906300.00 | 48.00 | 4579200.00 | 43.50 | 4149900.00 | 34.30 | 3272220.00 | 906300.00 | M/s. Megha Engineering and Infrastructures Ltd
435.00 | Installation and Laying of OFC through permanently lubricated HDPE conduit (which is sub-ducted in CS conduit) including supply and use of all materials required like couplers, end plug etc. all complete as per the job specification (Supply & Installation of CS Conduit are covered in the Pipeline laying Section of the tender) | 1600.00 | m |  | 127.50 | 204000.00 | 115.00 | 184000.00 | 89.00 | 142400.00 | 90.00 | 144000.00 | Not Quoted | Not Quoted | 29.45 | 47120.00 | 600.00 | 960000.00 | 115.00 | 184000.00 | 490.00 | 784000.00 | 47120.00 | M/s. Megha Engineering and Infrastructures Ltd
436.00 | Installation & laying of OFC in separate trench directly or through HDPE/CS conduit by blowing method, trenching and excavation as required, padding, backfilling, restoration of land & other constructions, as applicable to original conditions etc., including supply and use of all materials required like warning mats, couplers, end plugs etc. all complete | 500.00 | m |  | 212.50 | 106250.00 | 287.50 | 143750.00 | 77.00 | 38500.00 | 75.00 | 37500.00 | Not Quoted | Not Quoted | 32.30 | 16150.00 | 600.00 | 300000.00 | 2650.00 | 1325000.00 | 196.00 | 98000.00 | 16150.00 | M/s. Megha Engineering and Infrastructures Ltd
437.00 | PRESSURE GAUGES AND ACCESSORIES (Incl. supply of Impulse pipe/Tubing material)
438.00 | Installation of Line mounted or Remote mounted or Local Gauge Board mounted Pressure gauge/ Pressure gauge with Pulsation Dampener/ Syphon/ Overrange Protector (direct/ surface mounted/ diaphragm seal type) inclusive of mounting of instrument, supply of piping and tubing materials such as valves, fittings, pipes, tubes, compression fittings, as per specification, supply and erection of supports, mounting on support, (if support required), laying of capillary on supports, fabrication and installation of manifolds/ impulse lines with supports as per standards indicated below, hydraulic testing and painting of supports but exclusive of Supply of Instrument, Gauge Board, Yoke, and Calibration.
439.00 | In Carbon Steel as per Standard 7-52-0432/1112 | 4.00 | nos |  | 4675.00 | 18700.00 | 13365.00 | 53460.00 | 12218.00 | 48872.00 | 12474.00 | 49896.00 | Not Quoted | Not Quoted | 6317.50 | 25270.00 | 9600.00 | 38400.00 | 16500.00 | 66000.00 | 9765.63 | 39062.52 | 18700.00 | Advance Infrastrurctures Pvt Ltd
440.00 | In Carbon Steel as per Standard 7-52-1107 | 4.00 | nos |  | 4930.00 | 19720.00 | 13365.00 | 53460.00 | 12640.00 | 50560.00 | 12474.00 | 49896.00 | Not Quoted | Not Quoted | 6317.50 | 25270.00 | 9600.00 | 38400.00 | 19500.00 | 78000.00 | 9765.63 | 39062.52 | 19720.00 | Advance Infrastrurctures Pvt Ltd
441.00 | In SS as per Standard 7-52-0432/1112 | 2.00 | nos |  | 4930.00 | 9860.00 | 13365.00 | 26730.00 | 12091.00 | 24182.00 | 12474.00 | 24948.00 | Not Quoted | Not Quoted | 20330.00 | 40660.00 | 9600.00 | 19200.00 | 17500.00 | 35000.00 | 9765.63 | 19531.26 | 9860.00 | Advance Infrastrurctures Pvt Ltd
442.00 | PRESS.INSTRUMENTS (Incl. supply of Impulse pipe/Tubing material)
443.00 | Installation of Pressure Transmitters/ Pressure Switches (with or without Pulsation Dampener, Overrange Protector)/ Diaphragm seal type Pressure Transmitters/ Diaphragm seal type Pressure Switches including mounting on Yoke/ Surface, supply of piping & tubing materials such as valves, fittings, pipes, tubes, compression fittings as per specifications enclosed, supply of supports for capillary, supply and erection of supports for impulse lines wherever required, fabrication and installation of manifolds/ impulse lines with supports as per Standard indicated below, laying of capillary on supports, hydraulic testing and painting of supports but exclusive of Supply of Instrument, all Electrical/ Pneumatic connections, Yoke and Calibration.
444.00 | In Carbon Steel as per Standard 7-52-0437/0438/1131/1132 | 12.00 | nos |  | 7225.00 | 86700.00 | 20250.00 | 243000.00 | 18913.00 | 226956.00 | 18900.00 | 226800.00 | Not Quoted | Not Quoted | 18392.00 | 220704.00 | 18000.00 | 216000.00 | 65000.00 | 780000.00 | 20105.70 | 241268.40 | 86700.00 | Advance Infrastrurctures Pvt Ltd
445.00 | In Carbon Steel as per Standard 7-52-1273 | 2.00 | nos |  | 6375.00 | 12750.00 | 20250.00 | 40500.00 | 18099.00 | 36198.00 | 18900.00 | 37800.00 | Not Quoted | Not Quoted | 20691.00 | 41382.00 | 18000.00 | 36000.00 | 55000.00 | 110000.00 | 20105.70 | 40211.40 | 12750.00 | Advance Infrastrurctures Pvt Ltd
446.00 | TEMPERATURE TRANSMITTERS (REMOTE MOUNTED)
447.00 | Thermocouple/ RTD element with thermowell, along with Temperature Transmitter remote mounted. Installation of transmitter including mounting on yoke, fabrication and erection of supports with clamps and laying of extension/RTD cable upto thermocouple, termination of cables at both ends, painting of supports but exclusive of Supply of Instruments, Cable, Yoke and Calibration.
448.00 | Temperature Transmitter and RTD with flanged well | 3.00 | nos |  | 4675.00 | 14025.00 | 10350.00 | 31050.00 | 9584.00 | 28752.00 | 9660.00 | 28980.00 | Not Quoted | Not Quoted | 4037.50 | 12112.50 | 6000.00 | 18000.00 | 6500.00 | 19500.00 | 6318.93 | 18956.79 | 12112.50 | M/s. Megha Engineering and Infrastructures Ltd
449.00 | Temperature Transmitter with RTD (Skin type) | 16.00 | nos |  | 5525.00 | 88400.00 | 10350.00 | 165600.00 | 9478.00 | 151648.00 | 9660.00 | 154560.00 | Not Quoted | Not Quoted | 6317.50 | 101080.00 | 6000.00 | 96000.00 | 6500.00 | 104000.00 | 6318.93 | 101102.88 | 88400.00 | Advance Infrastrurctures Pvt Ltd
450.00 | DETECTOR SYSTEMS
451.00 | Installation of Fire and Gas detectors/monitors, beacon lights and hooters including earthing of Fire and Gas detector, supply of supports but exclusive of Supply of Detectors, Yoke and Calibration.
452.00 | LEL Detectors | 6.00 | nos |  | 13175.00 | 79050.00 | 11250.00 | 67500.00 | 10207.00 | 61242.00 | 10500.00 | 63000.00 | Not Quoted | Not Quoted | 52250.00 | 313500.00 | 4200.00 | 25200.00 | 7500.00 | 45000.00 | 2437.84 | 14627.04 | 14627.04 | KEC Spur Infrastructure Pvt. Ltd.
453.00 | Installation of panels / cabinet / consoles
454.00 | Installation of panels / cabinet / consoles inside control room / Satellite rack room with or without instruments of following sizes but exclusive of pneumatic/ electrical connections, supply of panels / cabinet / consoles and installation of base frame and painting of the same.
455.00 | Size < 2200x1000x800 mm > 1000x800x600mm | 5.00 | nos |  | 38250.00 | 191250.00 | 19350.00 | 96750.00 | 17659.00 | 88295.00 | 18060.00 | 90300.00 | Not Quoted | Not Quoted | 7410.00 | 37050.00 | 72000.00 | 360000.00 | 16500.00 | 82500.00 | 8616.73 | 43083.65 | 37050.00 | M/s. Megha Engineering and Infrastructures Ltd
456.00 | CALIBRATION/ TESTING
457.00 | Cleaning, set pressure tests of Pressure Relief and Thermal Relief Valves. Providing equipment, necessary test jig, Instrument Air, Nitrogen Cylinders, test reports, all consumable. Excludes flow calibration.
458.00 | Inlet Sizes upto 2" flanged, rating 150# to 2500# | 5.00 | nos |  | 10710.00 | 53550.00 | 10350.00 | 51750.00 | 9974.00 | 49870.00 | 9660.00 | 48300.00 | Not Quoted | Not Quoted | 5748.00 | 28740.00 | 18000.00 | 90000.00 | 1350.00 | 6750.00 | 2987.13 | 14935.65 | 6750.00 | AMPSEPC PVT LTD
459.00 | Cleaning, calibration of the instruments listed below including removal of instrument from reinstalled locations like panels, enclosures, racks, field etc., and fixing them back in respective places, providing equipments, necessary test jig, Instrument Air, Nitrogen Cylinders, test reports, all consumable, except for special imported test equipments for electronic instruments to be supplied by owner if available.
460.00 | Pressure gauges | 10.00 | nos |  | 3145.00 | 31450.00 | 2205.00 | 22050.00 | 2122.00 | 21220.00 | 2058.00 | 20580.00 | Not Quoted | Not Quoted | 2090.00 | 20900.00 | 720.00 | 7200.00 | 1150.00 | 11500.00 | 1378.68 | 13786.80 | 7200.00 | Ace Pipeline Contracts Pvt Ltd
461.00 | Pressure transmitters | 14.00 | nos |  | 2086.75 | 29214.50 | 3105.00 | 43470.00 | 2783.00 | 38962.00 | 2898.00 | 40572.00 | Not Quoted | Not Quoted | 3230.00 | 45220.00 | 1920.00 | 26880.00 | 1650.00 | 23100.00 | 1378.68 | 19301.52 | 19301.52 | KEC Spur Infrastructure Pvt. Ltd.
462.00 | Temperature Transmitters | 19.00 | nos |  | 2086.75 | 39648.25 | 3105.00 | 58995.00 | 2757.00 | 52383.00 | 2898.00 | 55062.00 | Not Quoted | Not Quoted | 2660.00 | 50540.00 | 2400.00 | 45600.00 | 1850.00 | 35150.00 | 1378.68 | 26194.92 | 26194.92 | KEC Spur Infrastructure Pvt. Ltd.
463.00 | LEL Detectors | 21.00 | nos |  | 7627.05 | 160168.05 | 9450.00 | 198450.00 | 8710.00 | 182910.00 | 8820.00 | 185220.00 | Not Quoted | Not Quoted | 2090.00 | 43890.00 | 3600.00 | 75600.00 | 7700.00 | 161700.00 | 1378.68 | 28952.28 | 28952.28 | KEC Spur Infrastructure Pvt. Ltd.
464.00 | UV/IR Flame Detector | 3.00 | nos |  | 3145.00 | 9435.00 | 9450.00 | 28350.00 | 8700.00 | 26100.00 | 8820.00 | 26460.00 | Not Quoted | Not Quoted | 2422.50 | 7267.50 | 7800.00 | 23400.00 | 7500.00 | 22500.00 | 1378.68 | 4136.04 | 4136.04 | KEC Spur Infrastructure Pvt. Ltd.
465.00 | Pig Signaller (Ultrasonic type) | 4.00 | nos |  | 5210.50 | 20842.00 | 3825.00 | 15300.00 | 3609.00 | 14436.00 | 3570.00 | 14280.00 | Not Quoted | Not Quoted | 2090.00 | 8360.00 | 6000.00 | 24000.00 | 8800.00 | 35200.00 | 1378.68 | 5514.72 | 5514.72 | KEC Spur Infrastructure Pvt. Ltd.
466.00 | LOOP CHECKING
467.00 | Loop checking (excluding calibration/ testing) of the instruments listed below including verifying the functional performance of all elements comprising the loop, thereby ensuring proper interconnections and operation, with all other specifications inline with clause 4.13 of Standard specification for Erection tender 6-52-0060.
468.00 | Gas Detectors | 21.00 | nos |  | 1049.75 | 22044.75 | 765.00 | 16065.00 | 695.00 | 14595.00 | 714.00 | 14994.00 | Not Quoted | Not Quoted | 570.00 | 11970.00 | 1440.00 | 30240.00 | 850.00 | 17850.00 | 459.56 | 9650.76 | 9650.76 | KEC Spur Infrastructure Pvt. Ltd.
469.00 | Hooter / Beacon | 6.00 | nos |  | 1381.25 | 8287.50 | 765.00 | 4590.00 | 701.00 | 4206.00 | 714.00 | 4284.00 | Not Quoted | Not Quoted | 570.00 | 3420.00 | 1440.00 | 8640.00 | 650.00 | 3900.00 | 459.56 | 2757.36 | 2757.36 | KEC Spur Infrastructure Pvt. Ltd.
470.00 | Flame detectors (UVIR, Heat, Smoke) | 3.00 | nos |  | 828.75 | 2486.25 | 765.00 | 2295.00 | 688.00 | 2064.00 | 714.00 | 2142.00 | Not Quoted | Not Quoted | 570.00 | 1710.00 | 1440.00 | 4320.00 | 650.00 | 1950.00 | 459.56 | 1378.68 | 1378.68 | KEC Spur Infrastructure Pvt. Ltd.
471.00 | Pig Signaller (Ultrasonic type) | 4.00 | nos |  | 1927.80 | 7711.20 | 765.00 | 3060.00 | 721.00 | 2884.00 | 714.00 | 2856.00 | Not Quoted | Not Quoted | 570.00 | 2280.00 | 1440.00 | 5760.00 | 650.00 | 2600.00 | 459.56 | 1838.24 | 1838.24 | KEC Spur Infrastructure Pvt. Ltd.
472.00 | Pressure transmitters | 14.00 | nos |  | 1989.00 | 27846.00 | 765.00 | 10710.00 | 727.00 | 10178.00 | 714.00 | 9996.00 | Not Quoted | Not Quoted | 570.00 | 7980.00 | 1440.00 | 20160.00 | 650.00 | 9100.00 | 459.56 | 6433.84 | 6433.84 | KEC Spur Infrastructure Pvt. Ltd.
473.00 | Temperature Transmitters | 19.00 | nos |  | 1989.00 | 37791.00 | 765.00 | 14535.00 | 728.00 | 13832.00 | 714.00 | 13566.00 | Not Quoted | Not Quoted | 570.00 | 10830.00 | 1440.00 | 27360.00 | 650.00 | 12350.00 | 459.56 | 8731.64 | 8731.64 | KEC Spur Infrastructure Pvt. Ltd.
474.00 | SUPPLY ITEMS
475.00 | Flame Arrestor as per Datasheet | 1.00 | nos |  | 114750.00 | 114750.00 | 99000.00 | 99000.00 | 93679.00 | 93679.00 | 92400.00 | 92400.00 | Not Quoted | Not Quoted | 232750.00 | 232750.00 | 264000.00 | 264000.00 | 6500.00 | 6500.00 | 34466.91 | 34466.91 | 6500.00 | AMPSEPC PVT LTD
476.00 | UV / IR Flame Detector | 4.00 | nos |  | 145000.00 | 580000.00 | 405000.00 | 1620000.00 | 365926.00 | 1463704.00 | 378000.00 | 1512000.00 | Not Quoted | Not Quoted | 232750.00 | 931000.00 | 174000.00 | 696000.00 | 7200.00 | 28800.00 | 78962.55 | 315850.20 | 28800.00 | AMPSEPC PVT LTD
477.00 | Thermal Relief Valve as per Datasheet | 5.00 | nos |  | 195000.00 | 975000.00 | 72450.00 | 362250.00 | 70224.00 | 351120.00 | 67620.00 | 338100.00 | Not Quoted | Not Quoted | 118750.00 | 593750.00 | 84000.00 | 420000.00 | 48500.00 | 242500.00 | 57444.85 | 287224.25 | 242500.00 | AMPSEPC PVT LTD
478.00 | Supply of Instrument items as per specifications enclosed elsewhere in the Tender.
479.00 | HC Detectors- IR type Point Detectors as per Standard Specification 6-52-0080 | 7.00 | nos |  | 78200.00 | 547400.00 | 142650.00 | 998550.00 | 132860.00 | 930020.00 | 133140.00 | 931980.00 | Not Quoted | Not Quoted | 125400.00 | 877800.00 | 90000.00 | 630000.00 | 1150.00 | 8050.00 | 78962.55 | 552737.85 | 8050.00 | AMPSEPC PVT LTD
480.00 | Pressure Gauges | 12.00 | nos |  | 2707.25 | 32487.00 | 5625.00 | 67500.00 | 5283.00 | 63396.00 | 5250.00 | 63000.00 | Not Quoted | Not Quoted | 17290.00 | 207480.00 | 4200.00 | 50400.00 | 6850.00 | 82200.00 | 8731.62 | 104779.44 | 32487.00 | Advance Infrastrurctures Pvt Ltd
481.00 | LEL Gas Detector | 17.00 | nos |  | 76742.25 | 1304618.25 | 142650.00 | 2425050.00 | 135108.00 | 2296836.00 | 133140.00 | 2263380.00 | Not Quoted | Not Quoted | 52250.00 | 888250.00 | 90000.00 | 1530000.00 | 75000.00 | 1275000.00 | 86167.28 | 1464843.76 | 888250.00 | M/s. Megha Engineering and Infrastructures Ltd
482.00 | Beacon Lights suitable for non hazardous area | 5.00 | nos |  | 17127.50 | 85637.50 | 14850.00 | 74250.00 | 14078.00 | 70390.00 | 13860.00 | 69300.00 | Not Quoted | Not Quoted | 18525.00 | 92625.00 | 12600.00 | 63000.00 | 18500.00 | 92500.00 | 18382.35 | 91911.75 | 63000.00 | Ace Pipeline Contracts Pvt Ltd
483.00 | Hooters suitable for non hazardous area | 3.00 | nos |  | 17127.50 | 51382.50 | 14850.00 | 44550.00 | 14099.00 | 42297.00 | 13860.00 | 41580.00 | Not Quoted | Not Quoted | 17575.00 | 52725.00 | 12600.00 | 37800.00 | 18500.00 | 55500.00 | 18382.35 | 55147.05 | 37800.00 | Ace Pipeline Contracts Pvt Ltd
484.00 | Pressure Transmitter | 18.00 | nos |  | 37514.75 | 675265.50 | 59850.00 | 1077300.00 | 55768.00 | 1003824.00 | 55860.00 | 1005480.00 | Not Quoted | Not Quoted | 92150.00 | 1658700.00 | 48000.00 | 864000.00 | 25500.00 | 459000.00 | 50551.47 | 909926.46 | 459000.00 | AMPSEPC PVT LTD
485.00 | Temperature Elements - RTD with thermowell | 4.00 | nos |  | 13536.25 | 54145.00 | 16650.00 | 66600.00 | 14786.00 | 59144.00 | 15540.00 | 62160.00 | Not Quoted | Not Quoted | 13775.00 | 55100.00 | 21600.00 | 86400.00 | 25500.00 | 102000.00 | 20680.15 | 82720.60 | 54145.00 | Advance Infrastrurctures Pvt Ltd
486.00 | Temperature Element (Skin Type RTD) | 18.00 | nos |  | 16022.50 | 288405.00 | 15165.00 | 272970.00 | 14741.00 | 265338.00 | 14154.00 | 254772.00 | Not Quoted | Not Quoted | 13775.00 | 247950.00 | 15600.00 | 280800.00 | 25500.00 | 459000.00 | 25275.74 | 454963.32 | 247950.00 | M/s. Megha Engineering and Infrastructures Ltd
487.00 | Supply of Temperature Transmitter | 22.00 | nos |  | 32873.75 | 723222.50 | 43650.00 | 960300.00 | 42349.00 | 931678.00 | 40740.00 | 896280.00 | Not Quoted | Not Quoted | 40375.00 | 888250.00 | 33600.00 | 739200.00 | 25500.00 | 561000.00 | 34466.91 | 758272.02 | 561000.00 | AMPSEPC PVT LTD
488.00 | Signal Cable as per Standard Specification 6-52-0046 size, 1P X 1.5 mm2, IS, FRLS | 3300.00 | m |  | 138.55 | 457215.00 | 133.20 | 439560.00 | 52.00 | 171600.00 | 53.00 | 174900.00 | Not Quoted | Not Quoted | 92.15 | 304095.00 | 118.00 | 389400.00 | 58.00 | 191400.00 | 91.91 | 303303.00 | 171600.00 | Om Yash Projects Limited
489.00 | Control cables as per Standard Specification 6-52-0046 size 1P X 1.5 mm2 , NIS, FRLS | 1500.00 | m |  | 148.75 | 223125.00 | 133.20 | 199800.00 | 51.00 | 76500.00 | 53.00 | 79500.00 | Not Quoted | Not Quoted | 92.15 | 138225.00 | 118.00 | 177000.00 | 55.00 | 82500.00 | 91.91 | 137865.00 | 76500.00 | Om Yash Projects Limited
490.00 | Triad cables as per Standard Specification 6-52-0046 size 1T X 1.5 mm2, NIS, FR | 1500.00 | m |  | 271.15 | 406725.00 | 178.20 | 267300.00 | 81.00 | 121500.00 | 84.00 | 126000.00 | Not Quoted | Not Quoted | 137.75 | 206625.00 | 140.00 | 210000.00 | 54.00 | 81000.00 | 137.87 | 206805.00 | 81000.00 | AMPSEPC PVT LTD
491.00 | Control Cable as per Standard Specification 6-52-0046, Size 1P X 2.5 mm2 , NIS, FRLS | 300.00 | m |  | 145.35 | 43605.00 | 162.00 | 48600.00 | 73.00 | 21900.00 | 69.00 | 20700.00 | Not Quoted | Not Quoted | 118.75 | 35625.00 | 156.00 | 46800.00 | 105.00 | 31500.00 | 132.12 | 39636.00 | 20700.00 | TOLANI PROJECTS PVT LTD
492.00 | Signal Cable as per Standard Specification 6-52-0046 size 6P X 1.5 mm2, IS, FRLS | 500.00 | m |  | 390.15 | 195075.00 | 350.00 | 175000.00 | 222.00 | 111000.00 | 216.00 | 108000.00 | Not Quoted | Not Quoted | 289.75 | 144875.00 | 529.00 | 264500.00 | 105.00 | 52500.00 | 414.43 | 207215.00 | 52500.00 | AMPSEPC PVT LTD
493.00 | Control cables as per Standard Specification 6-52-0046 size 6P X 1.5 mm2 , NIS, FRLS | 700.00 | m |  | 359.55 | 251685.00 | 350.00 | 245000.00 | 207.00 | 144900.00 | 215.00 | 150500.00 | Not Quoted | Not Quoted | 289.75 | 202825.00 | 529.00 | 370300.00 | 115.00 | 80500.00 | 414.43 | 290101.00 | 80500.00 | AMPSEPC PVT LTD
494.00 | Triad Cable as per Standard Specification 6-52-0046, Size 8 T X 1.5 mm2 , NIS, FRLS | 300.00 | m |  | 534.65 | 160395.00 | 650.00 | 195000.00 | 359.00 | 107700.00 | 368.00 | 110400.00 | Not Quoted | Not Quoted | 460.75 | 138225.00 | 1235.00 | 370500.00 | 295.00 | 88500.00 | 735.29 | 220587.00 | 88500.00 | AMPSEPC PVT LTD
495.00 | Quad Cable as per Standard Specification 6-52-0046 size, 1 Quad X 1.5 mm2, RTD Cable | 90.00 | m |  | 215.90 | 19431.00 | 178.65 | 16078.50 | 360.00 | 32400.00 | 362.00 | 32580.00 | Not Quoted | Not Quoted | 232.75 | 20947.50 | 300.00 | 27000.00 | 375.00 | 33750.00 | 1240.81 | 111672.90 | 16078.50 | JSIW INFRASTRUCTURE PRIVATE LIMITED
496.00 | Supply of Junction boxes of various types and specifications
497.00 | Junction Box, Weatherproof type for 6 Pair Cable | 3.00 | nos |  | 9724.00 | 29172.00 | 13050.00 | 39150.00 | 11888.00 | 35664.00 | 12180.00 | 36540.00 | Not Quoted | Not Quoted | 6317.50 | 18952.50 | 12000.00 | 36000.00 | 13500.00 | 40500.00 | 9765.63 | 29296.89 | 18952.50 | M/s. Megha Engineering and Infrastructures Ltd
498.00 | Junction Box, Weatherproof + Flameproof (Gas Groups -IIA/IIB) type for 6 Pair Cable | 2.00 | nos |  | 9724.00 | 19448.00 | 14850.00 | 29700.00 | 13588.00 | 27176.00 | 13860.00 | 27720.00 | Not Quoted | Not Quoted | 9215.00 | 18430.00 | 12000.00 | 24000.00 | 21500.00 | 43000.00 | 12695.31 | 25390.62 | 18430.00 | M/s. Megha Engineering and Infrastructures Ltd
499.00 | Junction Box, Weatherproof + Flameproof (Gas Groups -IIA/IIB) type for 8 Triad Cable | 2.00 | nos |  | 10166.00 | 20332.00 | 16650.00 | 33300.00 | 15917.00 | 31834.00 | 15540.00 | 31080.00 | Not Quoted | Not Quoted | 9215.00 | 18430.00 | 15000.00 | 30000.00 | 22500.00 | 45000.00 | 14361.21 | 28722.42 | 18430.00 | M/s. Megha Engineering and Infrastructures Ltd
500.00 | Supply of Cable glands of various types and specifications
501.00 | Double compression type Cable gland, weatherproof + Flameproof (Gas Group IIA/IIB) type,Ni plated Brass material with PVC shroud, 1/2" NPTM | 100.00 | nos |  | 649.40 | 64940.00 | 268.20 | 26820.00 | 262.00 | 26200.00 | 250.00 | 25000.00 | Not Quoted | Not Quoted | 172.90 | 17290.00 | 480.00 | 48000.00 | 320.00 | 32000.00 | 1045.50 | 104550.00 | 17290.00 | M/s. Megha Engineering and Infrastructures Ltd
502.00 | Double compression type Cable gland, weatherproof + Flameproof (Gas Group IIA/IIB) type,Ni plated Brass material with PVC shroud, 3/4" NPTM | 65.00 | nos |  | 911.20 | 59228.00 | 292.50 | 19012.50 | 277.00 | 18005.00 | 273.00 | 17745.00 | Not Quoted | Not Quoted | 256.50 | 16672.50 | 528.00 | 34320.00 | 385.00 | 25025.00 | 241.27 | 15682.55 | 15682.55 | KEC Spur Infrastructure Pvt. Ltd.
503.00 | Double compression type Cable gland, weatherproof + Flameproof (Gas Group IIA/IIB) type,Ni plated Brass material with PVC shroud, 1" NPTM | 16.00 | nos |  | 1021.70 | 16347.20 | 585.00 | 9360.00 | 571.00 | 9136.00 | 546.00 | 8736.00 | Not Quoted | Not Quoted | 441.75 | 7068.00 | 648.00 | 10368.00 | 620.00 | 9920.00 | 861.67 | 13786.72 | 7068.00 | M/s. Megha Engineering and Infrastructures Ltd
504.00 | Double compression type Cable gland, weatherproof + Flameproof (Gas Group IIA/IIB) type,Ni plated Brass material with PVC shroud, 1 1/2" NPTM | 5.00 | nos |  | 867.00 | 4335.00 | 787.50 | 3937.50 | 744.00 | 3720.00 | 735.00 | 3675.00 | Not Quoted | Not Quoted | 745.75 | 3728.75 | 804.00 | 4020.00 | 1050.00 | 5250.00 | 483.69 | 2418.45 | 2418.45 | KEC Spur Infrastructure Pvt. Ltd.
505.00 | Multi Cable Transit frame complete with insert blocks, stay plates, end packings [6+6] x 2 | 1.00 | nos |  | 20442.50 | 20442.50 | 61650.00 | 61650.00 | 57176.00 | 57176.00 | 57540.00 | 57540.00 | Not Quoted | Not Quoted | 28975.00 | 28975.00 | 60000.00 | 60000.00 | 1450.00 | 1450.00 | 28722.43 | 28722.43 | 1450.00 | AMPSEPC PVT LTD
506.00 | Multi Cable Transit frame complete with insert blocks, stay plates, end packings [4+0] x 1 | 4.00 | nos |  | 18674.50 | 74698.00 | 38250.00 | 153000.00 | 35902.00 | 143608.00 | 35700.00 | 142800.00 | Not Quoted | Not Quoted | 17290.00 | 69160.00 | 30000.00 | 120000.00 | 1450.00 | 5800.00 | 28722.43 | 114889.72 | 5800.00 | AMPSEPC PVT LTD
507.00 | JUNCTION BOX INSTALLATION
508.00 | Installation of weatherproof junction boxes including supply, fabrication and installation of supports, installation of junction boxes, supply of 14 SWG GI wire (max. length 10 m per Junction Box), laying and connection, screwing plugs for unused entries and painting but exclusive of supply of junction boxes and glands/ fittings.
509.00 | For cable size 6P x 0.5/1.0/1.5/2.5 mm² / 16 AWG Signal/FF/Alarm/ Control | 3.00 | nos |  | 7182.50 | 21547.50 | 7065.00 | 21195.00 | 6594.00 | 19782.00 | 6594.00 | 19782.00 | Not Quoted | Not Quoted | 4655.00 | 13965.00 | 15600.00 | 46800.00 | 5500.00 | 16500.00 | 5170.04 | 15510.12 | 13965.00 | M/s. Megha Engineering and Infrastructures Ltd
510.00 | Installation of weatherproof and flameproof junction boxes including supply, fabrication and installation of supports, installation of junction boxes, supply of 14 SWG GI wire (max. length 10 m per Junction Box), laying and connection, screwing plugs for unused entries and painting but exclusive of supply of junction boxes and glands/ fittings.
511.00 | For cable size 6P x 0.5/1.0/1.5/2.5 mm²/16 AWG Signal/FF/Alarm/ Control | 2.00 | nos |  | 10166.00 | 20332.00 | 7065.00 | 14130.00 | 6866.00 | 13732.00 | 6594.00 | 13188.00 | Not Quoted | Not Quoted | 4655.00 | 9310.00 | 15600.00 | 31200.00 | 5500.00 | 11000.00 | 5170.04 | 10340.08 | 9310.00 | M/s. Megha Engineering and Infrastructures Ltd
512.00 | For cable size 8T x 1.5/ 2.5 mm² RTD/ Gas Detector | 2.00 | nos |  | 12048.92 | 24097.84 | 7065.00 | 14130.00 | 6288.00 | 12576.00 | 6594.00 | 13188.00 | Not Quoted | Not Quoted | 4655.00 | 9310.00 | 15600.00 | 31200.00 | 5950.00 | 11900.00 | 5170.04 | 10340.08 | 9310.00 | M/s. Megha Engineering and Infrastructures Ltd
513.00 | Installation of Multi Cable transit frames complete with all insert blocks, stay plates, unused blocks with cables piece inserted, end packing etc. on wall for Cable entry including necessary civil works, welding, supply and installation of additional steel plate for unused portion of cutouts, fixing of frames, pulling cables to blocks and installation of blocks on frames as per manufacturer's recommendation for [4+0] x 1 MCT. | 4.00 | nos |  | 16575.00 | 66300.00 | 16650.00 | 66600.00 | 15762.00 | 63048.00 | 15540.00 | 62160.00 | Not Quoted | Not Quoted | 2850.00 | 11400.00 | 10800.00 | 43200.00 | 5950.00 | 23800.00 | 28722.43 | 114889.72 | 11400.00 | M/s. Megha Engineering and Infrastructures Ltd
514.00 | Installation of Multi Cable transit frames complete with all insert blocks, stay plates, unused blocks with cables piece inserted, end packing etc. on wall for Cable entry including necessary civil works, welding, supply and installation of additional steel plate for unused portion of cutouts, fixing of frames, pulling cables to blocks and installation of blocks on frames as per manufacturer's recommendation for [6+0] x 1 MCT. | 1.00 | nos |  | 20707.70 | 20707.70 | 16650.00 | 16650.00 | 15096.00 | 15096.00 | 15540.00 | 15540.00 | Not Quoted | Not Quoted | 3990.00 | 3990.00 | 14400.00 | 14400.00 | 5950.00 | 5950.00 | 28722.43 | 28722.43 | 3990.00 | M/s. Megha Engineering and Infrastructures Ltd
515.00 | LAYING OF CABLES
516.00 | Laying of instrumentation cables for signal, alarm, shutdown, control and signal cable on ducts, main trays, perforated trays, angle trays, trenches (including opening of cable duct covers if required through IRCs {Instrument Road Crossings}) including clamping, glanding the cables, termination at both ends including shield/ drain/ communication wire, providing and fixing identifying tags and megger testing but exclusive of supply of cables and erection of ducts, main tray, perforated tray/ angle trays and preparation of cable trench.
517.00 | Signal / Alarm / Control Cables of cable sizes 1P x 1.5 / 2.5 mm² | 5100.00 | m |  | 80.75 | 411825.00 | 56.25 | 286875.00 | 51.00 | 260100.00 | 52.00 | 265200.00 | Not Quoted | Not Quoted | 92.00 | 469200.00 | 96.00 | 489600.00 | 27.50 | 140250.00 | 22.98 | 117198.00 | 117198.00 | KEC Spur Infrastructure Pvt. Ltd.
518.00 | Signal/ Alarm/ Control Cables of cable sizes 12C / 6P x 1.5 / 2.5 mm² | 1200.00 | m |  | 83.30 | 99960.00 | 61.65 | 73980.00 | 57.00 | 68400.00 | 57.00 | 68400.00 | Not Quoted | Not Quoted | 185.00 | 222000.00 | 180.00 | 216000.00 | 29.50 | 35400.00 | 34.47 | 41364.00 | 35400.00 | AMPSEPC PVT LTD
519.00 | Laying of thermocouple/ RTD/ LEL Detector/ H2S Detector cables on ducts, main trays, perforated trays, angle trays, trenches (including through IRCs {Instrument Road Crossings}) including opening of cable duct covers if required clamping, glanding the cables, termination at both ends including shield/ drain/communication wire providing and fixing of identifying tags and megger testing but exclusive of supply of multi cables and erection of ducts, main tray, perforated tray/angle tray and preparation of cable trench.
520.00 | 8 Triad/ Quad x 1.5 mm² RTD/ LEL Cable | 300.00 | m |  | 83.30 | 24990.00 | 61.65 | 18495.00 | 56.00 | 16800.00 | 57.00 | 17100.00 | Not Quoted | Not Quoted | 185.00 | 55500.00 | 180.00 | 54000.00 | 32.00 | 9600.00 | 45.96 | 13788.00 | 9600.00 | AMPSEPC PVT LTD
521.00 | 1 Triad/ Quad x 1.5 mm² RTD/ LEL Cable | 1590.00 | m |  | 80.75 | 128392.50 | 56.25 | 89437.50 | 51.00 | 81090.00 | 52.00 | 82680.00 | Not Quoted | Not Quoted | 92.00 | 146280.00 | 96.00 | 152640.00 | 29.00 | 46110.00 | 34.47 | 54807.30 | 46110.00 | AMPSEPC PVT LTD
522.00 | TRENCH WORK
523.00 | Excavation of trenches for burying the cable, preparation of same for laying of cable, filling with sand, laying of brick, back filling and compacting of the excavated earth as per specifications including supply of sand and bricks and as per cable trench layout and removal of surplus earth as per instructions of Engineer- in-Charge.
524.00 | Trench size 500 mm (W) x 700 mm (D) | 320.00 | m |  | 807.50 | 258400.00 | 517.50 | 165600.00 | 493.00 | 157760.00 | 483.00 | 154560.00 | Not Quoted | Not Quoted | 998.00 | 319360.00 | 600.00 | 192000.00 | 2750.00 | 880000.00 | 1148.90 | 367648.00 | 154560.00 | TOLANI PROJECTS PVT LTD
525.00 | EARTHING
526.00 | Supply, laying and termination of both ends of earthing cables from earth grid pit to the DCS/ Local panels/ Barrier earth bus bars in trays/ conduits/ trenches as required.
527.00 | At both ends of earth grid/ Instruments of GI wire (12 AWG) in trays and conduits as required excluding earth-pit preparation and electrode installation. | 150.00 | m |  | 464.10 | 69615.00 | 108.00 | 16200.00 | 99.00 | 14850.00 | 100.00 | 15000.00 | Not Quoted | Not Quoted | 96.00 | 14400.00 | 144.00 | 21600.00 | 48.00 | 7200.00 | 229.78 | 34467.00 | 7200.00 | AMPSEPC PVT LTD
528.00 | STRUCTURAL
529.00 | Supply and Erection of prefabricated Galvanised Iron perforated trays and its supports including tees, bends and elbows as per drawing.
530.00 | Tray of 60mm (W) X 20mm (H) | 230.00 | m |  | 934.83 | 215010.90 | 427.50 | 98325.00 | 400.00 | 92000.00 | 399.00 | 91770.00 | Not Quoted | Not Quoted | 465.50 | 107065.00 | 408.00 | 93840.00 | 325.00 | 74750.00 | 827.21 | 190258.30 | 74750.00 | AMPSEPC PVT LTD
531.00 | Tray of 100mm (W) X 30mm (H) | 50.00 | m |  | 1009.97 | 50498.50 | 495.00 | 24750.00 | 459.00 | 22950.00 | 462.00 | 23100.00 | Not Quoted | Not Quoted | 522.50 | 26125.00 | 516.00 | 25800.00 | 365.00 | 18250.00 | 574.45 | 28722.50 | 18250.00 | AMPSEPC PVT LTD
532.00 | Tray of 300mm (W) X 30mm (H) | 150.00 | m |  | 1458.60 | 218790.00 | 855.00 | 128250.00 | 832.00 | 124800.00 | 798.00 | 119700.00 | Not Quoted | Not Quoted | 745.75 | 111862.50 | 1020.00 | 153000.00 | 495.00 | 74250.00 | 1436.12 | 215418.00 | 74250.00 | AMPSEPC PVT LTD
533.00 | CANOPY FOR INSTRUMENTS AND JUNCTION BOXES
534.00 | Supply of Prefabricated FRP canopies along with mounting accessories for local instruments, Transmitters, Junction Box etc. for mounting on the stanchion and alignment as per standard 7-52-0105
535.00 | FRP Canopy For Junction Box - Front Side Open | 7.00 | nos |  | 1381.25 | 9668.75 | 7875.00 | 55125.00 | 7444.00 | 52108.00 | 7350.00 | 51450.00 | Not Quoted | Not Quoted | 2850.00 | 19950.00 | 6600.00 | 46200.00 | 1750.00 | 12250.00 | 3446.69 | 24126.83 | 9668.75 | Advance Infrastrurctures Pvt Ltd
536.00 | FRP Canopy (All sides closed) - Field Instruments | 110.00 | nos |  | 1640.93 | 180502.30 | 5625.00 | 618750.00 | 4992.00 | 549120.00 | 5250.00 | 577500.00 | Not Quoted | Not Quoted | 3420.00 | 376200.00 | 6600.00 | 726000.00 | 1450.00 | 159500.00 | 2412.68 | 265394.80 | 159500.00 | AMPSEPC PVT LTD
537.00 | Erection of Prefabricated FRP canopies for local instruments, Transmitters, Junction Box etc. on the stanchion and alignment as per standard 7-52-0105
538.00 | FRP Canopy For Junction Box - Front Side Open | 7.00 | nos |  | 325.98 | 2281.86 | 945.00 | 6615.00 | 861.00 | 6027.00 | 882.00 | 6174.00 | Not Quoted | Not Quoted | 342.00 | 2394.00 | 8400.00 | 58800.00 | 2250.00 | 15750.00 | 3446.69 | 24126.83 | 2281.86 | Advance Infrastrurctures Pvt Ltd
539.00 | FRP Canopy (All sides closed) - Field Instruments | 110.00 | nos |  | 425.43 | 46797.30 | 945.00 | 103950.00 | 866.00 | 95260.00 | 882.00 | 97020.00 | Not Quoted | Not Quoted | 570.00 | 62700.00 | 8400.00 | 924000.00 | 1350.00 | 148500.00 | 2412.68 | 265394.80 | 46797.30 | Advance Infrastrurctures Pvt Ltd
540.00 | GENERAL SITE WORK
541.00 | Supply of Yoke supports for transmitters/ preamplifiers (wherever applicable) including supply, fabrication and erection of instrument yoke of all types and painting of yoke supports but exclusive of mounting of Instrument on supports.
542.00 | 2" Yoke supports as per standard 7-52-0101 | 130.00 | nos |  | 2980.19 | 387424.70 | 3825.00 | 497250.00 | 3644.00 | 473720.00 | 3570.00 | 464100.00 | Not Quoted | Not Quoted | 6318.00 | 821340.00 | 6000.00 | 780000.00 | 1475.00 | 191750.00 | 4308.36 | 560086.80 | 191750.00 | AMPSEPC PVT LTD
543.00 | Identification of instrument items wherever required including supply of approved colour of paint/ paints (Fluorescent), painting of tag number (approx 25-50 mm high) on instrument item like transmitter, switches, level gauges, control valves etc. as specified by Engineer-in-Charge.
544.00 | Identification of instrument items | 300.00 | nos |  | 1412.70 | 423810.00 | 225.00 | 67500.00 | 206.00 | 61800.00 | 210.00 | 63000.00 | Not Quoted | Not Quoted | 138.00 | 41400.00 | 600.00 | 180000.00 | 585.00 | 175500.00 | 402.11 | 120633.00 | 41400.00 | M/s. Megha Engineering and Infrastructures Ltd
545.00 | Deployment of Instrument Technicians along with required test equipments, tools & tackles for Calibration /Re-Calibration of field instruments, Functional Checks of Instruments, any other requirement as & when required as per the instructions of Engineer-in-charge. One manday is 8 Hrs duty.
546.00 | Deployment of Instrument Technicians | 15.00 | Mandays |  | 2026.40 | 30396.00 | 1755.00 | 26325.00 | 1676.00 | 25140.00 | 1638.00 | 24570.00 | Not Quoted | Not Quoted | 2423.00 | 36345.00 | 1800.00 | 27000.00 | 2900.00 | 43500.00 | 1148.90 | 17233.50 | 17233.50 | KEC Spur Infrastructure Pvt. Ltd.
547.00 | Deployment of Electrician with all the required tools and tackles as per the instructions of Engineer-in-charge.One Man Day is 8 Hrs Duty.
548.00 | Deployment of Electrician | 15.00 | Mandays |  | 1657.50 | 24862.50 | 1755.00 | 26325.00 | 1640.00 | 24600.00 | 1638.00 | 24570.00 | Not Quoted | Not Quoted | 2090.00 | 31350.00 | 1800.00 | 27000.00 | 2900.00 | 43500.00 | 1148.90 | 17233.50 | 17233.50 | KEC Spur Infrastructure Pvt. Ltd.
549.00 | Deployment of Helpers (Semi skilled) with required tools & tackles as per the instruction of Engineer-in-Charge.One Man Day is 8 Hrs Duty.
550.00 | Deployment of Helper | 15.00 | Mandays |  | 663.00 | 9945.00 | 1125.00 | 16875.00 | 1094.00 | 16410.00 | 1050.00 | 15750.00 | Not Quoted | Not Quoted | 903.00 | 13545.00 | 1080.00 | 16200.00 | 2350.00 | 35250.00 | 861.67 | 12925.05 | 9945.00 | Advance Infrastrurctures Pvt Ltd
551.00 | Deployment of Instrument Fitter with all the required tools and tackles as per the instructions of Engineer-in-charge. One Man Day is 8 Hrs Duty.
552.00 | Deployment of Instrument Fitter | 15.00 | Mandays |  | 1290.30 | 19354.50 | 1755.00 | 26325.00 | 1580.00 | 23700.00 | 1638.00 | 24570.00 | Not Quoted | Not Quoted | 2090.00 | 31350.00 | 1440.00 | 21600.00 | 2350.00 | 35250.00 | 2297.79 | 34466.85 | 19354.50 | Advance Infrastrurctures Pvt Ltd
553.00 | EQUIPMENT - PACKAGE
554.00 | Design, engineering, manufacture, procurement of materials and bought out components, fabrication, assembly at shop, inspection, testing at manufacturer's works, painting (primer +finish coat) at shop, packing, supply of Manually operated JIB CRANE (suitable for Hazardous area installation), including supply of all commissioning spares, special tools and tackles (if any), grouting material, first fill of lubricants, erection material, transportation (i.e. from vendor's works to OWNER's designated storage site, storage site to work site), storage & handling at work site, assembly at site, erection, including minor civil/ structural works (like chipping of foundations, levelling, fixing, aligning, grouting etc.), installation, testing, painting, commissioning, performance test, handing over to GAIL/EIL as per enclosed Scope of Work (Doc. no. C007-000-80-42-SOW-9510), Job specification (Doc. no. C007-000-80-42-SP-9510), EIL Standard specification (Doc no. 6-61-0016) and other documents/drawings referred there in forming part of this tender. Note : Height of lift may vary by ± 0.5 m during detail engineering, for which, no additional price & time implication will be entertained by GAIL/ EIL.
555.00 | 3 MT (SWL) Jib Crane having 4 metre lift for Hazardous Area Application. | 1.00 | nos |  | 1082568.50 | 1082568.50 | 337500.00 | 337500.00 | 750000.00 | 750000.00 | 874225.00 | 874225.00 | Not Quoted | Not Quoted | 522500.00 | 522500.00 | 1260000.00 | 1260000.00 | 650000.00 | 650000.00 | 157398.90 | 157398.90 | 157398.90 | KEC Spur Infrastructure Pvt. Ltd.
556.00 | Supply and Installation of Wall mounted Split Air Conditioners : Supply of single phase inverter controlled Split Air Conditioner with compatible stabilizer (copper winding) complete with all accessories and fittings, including supply of first fill of refrigerants (non-CFC and eco-friendly), remote control, transportation from vendor's works to site, unloading at site, handling, transportation to contractor's store and from contractor's store to work site, storage at site, assembly at site, installation and other field works including civil-structural works complete in all respect, testing, painting, insulation, commissioning, handing over to client. Split unit shall have wall mounted indoor unit and outside located air cooled condenser (outdoor unit) with insulated refrigerant piping (considering approx 10 m length between indoor and outdoor unit), controls and accessories, electrical and civil works (e.g. civil work related to concealing of refrigerant piping, drain piping to the nearest drain, cabling (considering approx 10 m length between indoor and outdoor unit of AC units) as required including the structural steel framework, pedestal/bracket to mount the indoor and outdoor units, supports & clamps for refrigerant piping/cables, stabilizer, hold down nuts & bolts, spares for commissioning and start up etc. as per the enclosed documents referred therein and instruction of engineer-in-charge for each equipment including accessories.
557.00 | Inverter Type Split Air Conditioner of capacity 2 TR having star rating 5 (BEE 5 star rating or equivalent) | 3.00 | nos |  | 104975.00 | 314925.00 | 67500.00 | 202500.00 | 50000.00 | 150000.00 | 127500.00 | 382500.00 | Not Quoted | Not Quoted | 71250.00 | 213750.00 | 90000.00 | 270000.00 | 80000.00 | 240000.00 | 97656.25 | 292968.75 | 150000.00 | Om Yash Projects Limited
558.00 | GENERAL CIVIL
559.00 | SURVEY WORKS
560.00 | Constructing 300mm x 300mm x 1000mm size BOUNDARY PILLARS in plain cement concrete of M20 grade with 20mm and down size graded stone aggregate with 500mm below ground level and 500mm above ground, including earthwork in excavation, backfilling and spreading surplus earth, shuttering, tamping, ramming, vibrating, curing and finishing the top and sides rough or smooth as directed or specified with all labour and materials etc. complete as per specifications and directions of Engineer-in-Charge . | 12.00 | each |  | 1825.20 | 21902.40 | 2500.00 | 30000.00 | 1715.00 | 20580.00 | 1500.00 | 18000.00 | Not Quoted | Not Quoted | 4037.50 | 48450.00 | 3600.00 | 43200.00 | 10500.00 | 126000.00 | 1024.82 | 12297.84 | 12297.84 | KEC Spur Infrastructure Pvt. Ltd.
561.00 | Constructing 1500mm x 1500mm x 2000mm size PERMANENT PILLARS plain cement concrete of M-20 grade with 20mm and down size graded stone aggregate with 1000mm below ground level and 1000mm above ground including embedding steel plate 150 mm x 150 mm x 10 mm thick with two nos. anchor bars of 12mm dia. 150 mm long for marking permanent references points including earthwork in excavation, backfilling and spreading surplus earth, shuttering, tamping, ramming, vibrating, curing, and finishing the top and sides rough or smooth as directed or specified with all labour and materials etc. complete as per specifications and directions of Engineer-in-Charge . | 3.00 | each |  | 25740.00 | 77220.00 | 40000.00 | 120000.00 | 919.00 | 2757.00 | 800.00 | 2400.00 | Not Quoted | Not Quoted | 52250.00 | 156750.00 | 81000.00 | 243000.00 | 14500.00 | 43500.00 | 4825.37 | 14476.11 | 2400.00 | TOLANI PROJECTS PVT LTD
562.00 | Conducting topographical ground/land survey in the specified area by Total Station method, covering details of physical features like Rivers, Nallahs, Lakes, Ponds, wells, pits, Forest, Trees, Roads, culverts, transmission lines, telegraph/ telephone and electric poles, underground or any other services, cross drainage works including cross sectional details of nallah etc. including establishing high flood level with source of information, identification of any monument, historical structure, wild life sanctuary in the vicinity, storm water disposal point with levels, cross-section details of nallah, recording spot levels, including providing in tabulation girth wise no. of trees etc as specified, plotting and developing topographical contour maps, showing true north including establishing survey reference stations, key plan etc. including all equipment's, instruments, personnel's, clearing of bushes as per requirement for intervisibility to carry out survey work etc. , complete work in all respects as per drawings, specifications and directions of Engineer-in-Charge including submitting hard copies of drawings/map and supply of electronic files. | .75 | ha |  | 29250.00 | 21937.50 | 20000.00 | 15000.00 | 477608.00 | 358206.00 | 500000.00 | 375000.00 | Not Quoted | Not Quoted | 57000.00 | 42750.00 | 48000.00 | 36000.00 | 285000.00 | 213750.00 | 96507.35 | 72380.51 | 15000.00 | JSIW INFRASTRUCTURE PRIVATE LIMITED
563.00 | Compound wall/ Chain Link Fencing/ Barbed wire fencing works
564.00 | Supplying, fixing and tensioning in position 2.5mm, 2 ply, 4 points, GI Barbed wire designation A-1 conforming to IS:278 in horizontal rows and cross diagonals for compound wall "Y" shaped overhang, barbed wire fencing, chain-link fencing etc. with necessary GI staples, clips and pins, GI straining bolts and binding wire with all labour and materials etc. complete as per drawings, specifications and directions of Engineer-in-Charge.(The barbed wire shall be measured in linear length of the barbed wire actually fixed) | 10400.00 | m |  | 573.30 | 5962320.00 | 38.00 | 395200.00 | 18.00 | 187200.00 | 18.00 | 187200.00 | Not Quoted | Not Quoted | 29.00 | 301600.00 | 34.00 | 353600.00 | 300.00 | 3120000.00 | 370.41 | 3852264.00 | 187200.00 | Om Yash Projects Limited, TOLANI PROJECTS PVT LTD
565.00 | Supplying, fabricating and fixing in position structural steel line posts, straining posts, struts for 'Y' shaped overhang etc. conforming to E250 grade of IS:2062 for barbed wire/ chain link fencing or over brick/stone Masonry/ RCC compound walls/ columns, cutting to required size as per drawings and specifications, welding where necessary, embedding in position, holding to correct level and line, any auxiliary structure for dummy supports, drilling holes and painting as per painting specification attached with tender, cutting brick/rubble/concrete surfaces if necessary, grouting with M20 grade concrete including cost of grout with all labour and material etc. complete as per drawings, specifications and directions of Engineer-in-Charge.( All materials including cement shall be supplied by contractor)
566.00 | For Plant Location Industrial | 1.25 | MT |  | 140400.00 | 175500.00 | 130000.00 | 162500.00 | 115334.00 | 144167.50 | 120000.00 | 150000.00 | Not Quoted | Not Quoted | 104500.00 | 130625.00 | 132000.00 | 165000.00 | 22500.00 | 28125.00 | 126378.68 | 157973.35 | 28125.00 | AMPSEPC PVT LTD
567.00 | Providing and laying plain cement concrete of M20 grade with 20 mm and down size graded stone aggregates on top of compound wall or at any other place as directed for copping etc. including laying in alternate panels, in slope if required, leaving pockets, shuttering the edges including tamping, curing, finishing the top surface rough or smooth etc. complete for all depths and heights as per drawings and specifications and direction of Engineer-in-Charge. (All materials including cement shall be supplied by contractor.) | 17.00 | m³ |  | 7956.00 | 135252.00 | 6800.00 | 115600.00 | 8722.00 | 148274.00 | 9000.00 | 153000.00 | Not Quoted | Not Quoted | 7505.00 | 127585.00 | 6600.00 | 112200.00 | 4300.00 | 73100.00 | 6433.82 | 109374.94 | 73100.00 | AMPSEPC PVT LTD
568.00 | Supplying and fixing of hot dipped galvanized concertina wire (made as per following: Diameter of the wire: 2.56mm, Blade thickens: 0.53mm, Blade length: 12.60mm, Blade width: 12.73mm, Avg. blade spacing 25.00mm, Spacing of each ring / coil: 150mm, material for the central core wire shall be as per IS:4454 Part -I grade SM and Razor shall be as per IS:513 grade D.D.) on longitudinal runs of barbed wires supported on angle iron frame over compound wall/Chain link fencing for all height including supply of all materials and consumables (approved type), tools, scaffolding etc. required for fixing the wire complete in all respect as per specifications, standards, drawing and direction of Engineer-in-Charge.( Weight of wire in straight condition shall be not less than 75 g/m and not more than 90g/m) For Diameter of Coil as per drawing. | 570.00 | kg |  | 175.50 | 100035.00 | 135.00 | 76950.00 | 239.00 | 136230.00 | 250.00 | 142500.00 | Not Quoted | Not Quoted | 137.75 | 78517.50 | 133.00 | 75810.00 | 135.00 | 76950.00 | 180.38 | 102816.60 | 75810.00 | Ace Pipeline Contracts Pvt Ltd
569.00 | Supplying, fabricating and fixing G.I. chain link fencing with 3.15mm dia. wire, 50x50mm diamond mesh chain link fence fabric conforming to IS:2721 fixed to steel/RCC posts/struts above ground level or above short height compound wall (height upto 1.5m), including supply of chain link fencing fabric in 1.9 metre wide rolls, stretcher bars, staples, etc. required for fixing the fencing, fixing of chain link fencing between straining posts, fixing of bottom of fencing to a concrete sill beams by means of hairpin staples, including supply and fixing line wires, complete as per drawings, specifications and directions of Engineer-in-Charge (All materials shall be supplied by Contractor). (The measurement of chain link fencing shall be on linear basis for 1.9 m wide fencing fabric) | 125.00 | m |  | 819.00 | 102375.00 | 1200.00 | 150000.00 | 2402.00 | 300250.00 | 2500.00 | 312500.00 | Not Quoted | Not Quoted | 4037.50 | 504687.50 | 5400.00 | 675000.00 | 555.00 | 69375.00 | 1493.57 | 186696.25 | 69375.00 | AMPSEPC PVT LTD
570.00 | SITE GRADING & ROCK CUTTING FOR SITE GRADING
571.00 | Cutting down trees including cutting of trunk and branches, digging and grubbing of roots upto a depth of 1 metre below ground level, filling the hollows produced by removal of roots with approved available earth for all leads and lifts, watering, ramming and compacting the filled earth to obtain 90% of maximum laboratory dry density, disposing the unserviceable materials beyond plant boundary at suitable location to be decided by the Contractor and stacking the serviceable materials within plant boundary etc. complete as per specifications and directions of Engineer-in-Charge. For following Tree girth (girth measured at a height of one metre from ground level).
572.00 | Above 30 cms and upto and including 60 cms | 3.00 | each |  | 2925.00 | 8775.00 | 1000.00 | 3000.00 | 4668.00 | 14004.00 | 4000.00 | 12000.00 | Not Quoted | Not Quoted | 570.00 | 1710.00 | 240.00 | 720.00 | 35000.00 | 105000.00 | 603.17 | 1809.51 | 720.00 | Ace Pipeline Contracts Pvt Ltd
573.00 | Above 60 cms and upto and including 120 cms | 3.00 | each |  | 3276.00 | 9828.00 | 1500.00 | 4500.00 | 9255.00 | 27765.00 | 8000.00 | 24000.00 | Not Quoted | Not Quoted | 684.00 | 2052.00 | 420.00 | 1260.00 | 40000.00 | 120000.00 | 1206.34 | 3619.02 | 1260.00 | Ace Pipeline Contracts Pvt Ltd
574.00 | Earthwork in excavation for general site grading, roads, embankments, etc. for all heights and depths in all types of soils except soft and hard rock, including clearing and stripping of the areas earmarked for excavation, removing shrubs, grass, bushes, vegetables growth and other objectionable materials, trees upto and inclusive of a girth of 30 cms. (girth measured at a height of one meter from ground level) including uprooting of roots, etc. taking spot levels, excavating to required depth, leveling, dressing and consolidating the excavated surface, sorting out the excavated soil into serviceable and unserviceable materials, transporting and stacking serviceable materials to demarcated areas anywhere inside plant boundary limit as per instructions of Engineer-in-Charge and disposal of unserviceable material anywhere out side plant boundary limit.(disposal areas to be arranged by contractor). All complete as per drawings, specifications and directions of Engineer-in-Charge. | 7820.00 | m³ |  | 409.50 | 3202290.00 | 180.00 | 1407600.00 | 193.00 | 1509260.00 | 200.00 | 1564000.00 | Not Quoted | Not Quoted | 570.00 | 4457400.00 | 360.00 | 2815200.00 | 150.00 | 1173000.00 | 143.61 | 1123030.20 | 1123030.20 | KEC Spur Infrastructure Pvt. Ltd.
575.00 | Earthwork in excavation and filling in all types of soil except soft rock and hard rock for general site grading for all heights and depths including clearing and stripping etc. in excavation areas, removing shrubs, grass, bushes, vegetable growth and other objectionable materials, trees upto and inclusive of a girth of 30 cms. (girth measured at a height of one metre above ground level) including uprooting of roots, etc., dewatering, if necessary, sorting out the excavated soil into serviceable and unserviceable materials in excavation areas and including filling in filling areas with serviceable material for general site grading and roads for all heights and depths to proper levels, slopes, grades and camber including clearing and stripping in filling areas as per specifications, compacting exposed natural soil to 90% of max. laboratory dry density as per IS:2720 Part-VII, cutting of trees of girth upto and inclusive of 30 cms, removal of vegetation, breaking clods, spreading in layers not exceeding 30 cms loose thickness, watering, ramming and compacting with power road rollers to give at least 90% of max. laboratory dry density, dressing, leveling, testing, etc. and disposal of unserviceable materials, as directed by Engineer-in-Charge including stacking and dumping and dressing the same in demarcated areas etc. complete as per specifications, drawings and directions of Engineer-in-Charge. (The leads for the above mentioned operations shall be within the boundary limit of the plant and measurement shall be taken in the cutting area only). | 3875.00 | m³ |  | 444.60 | 1722825.00 | 290.00 | 1123750.00 | 244.00 | 945500.00 | 250.00 | 968750.00 | Not Quoted | Not Quoted | 285.00 | 1104375.00 | 480.00 | 1860000.00 | 150.00 | 581250.00 | 206.80 | 801350.00 | 581250.00 | AMPSEPC PVT LTD
576.00 | Earthwork in filling with borrow earth for all heights and depths for site grading or at any other place as directed to proper levels, slopes, grades and camber with selected earth obtained from approved borrow areas for all leads from Complex Limit including excavation of earth at borrow areas, clearing and stripping at borrow areas (if necessary),loading, unloading, transportation etc. clearing and stripping at filling areas, cuttig of trees of girth upto and inclusive of 30cm (girth measured at a height of 1.0 M above ground level) including uprooting of vegetation, roots and disposal of the shrubs, bushes, roots etc., consolidating exposed natural soil to 90% of maximum laboratory dry density as per IS:2720 Part-VII, breaking clods, spreading in layers not exceeding 30 cm loose thickness, watering, ramming and compacting with road roller to give at least 90% of max. laboratory dry density as per IS:2720 Part-VII, testing the degree of consolidation, dressing and leveling, etc. complete, including disposal of all unserviceable materials if any beyond the plant boundary limits for all leads etc., as per drawings, specifications and directions of Engineer-in-Charge. (Borrow/ disposal areas shall be arranged by Contractor at his own cost. The rate quoted shall include all royalties, right-of-way etc. complete). | 11625.00 | m³ |  | 819.00 | 9520875.00 | 450.00 | 5231250.00 | 283.00 | 3289875.00 | 300.00 | 3487500.00 | Not Quoted | Not Quoted | 209.00 | 2429625.00 | 780.00 | 9067500.00 | 175.00 | 2034375.00 | 437.08 | 5081055.00 | 2034375.00 | AMPSEPC PVT LTD
577.00 | ROADS & FLEXIBLE PAVEMENT (UPTO WBM/WMM LAYER)
578.00 | Earthwork in filling with borrow earth for all heights and depths for road embankments, shoulders or any other place as directed to proper levels, slopes, grades and camber with selected earth (having CBR 8%) obtained from approved borrow areas for all leads from Complex Limit including excavation of earth at borrow areas, clearing and stripping at borrow areas (if necessary) loading, unloading, transportation etc., clearing and stripping as per specifications, uprooting of vegetation, roots and disposal of the shrubs, bushes, roots etc., breaking clods, spreading in layers not exceeding 20 cm loose thickness, watering, ramming and compacting with road roller to give at least 97% of laboratory dry density with heavy compaction as per IS:2720 Part-VIII, providing testing apparatus and testing the degree of consolidation, dressing and leveling, etc. complete including disposal of all unserviceable materials if any beyond the boundary limit for all leads etc. as per drawings, specifications and directions of Engineer-in- Charge. (Borrow areas shall be arranged by Contractor at his own cost. The rate quoted shall include all royalties, right-of-way etc. complete) | 9.00 | cum |  | 877.50 | 7897.50 | 550.00 | 4950.00 | 571.00 | 5139.00 | 500.00 | 4500.00 | Not Quoted | Not Quoted | 313.50 | 2821.50 | 1200.00 | 10800.00 | 225.00 | 2025.00 | 542.28 | 4880.52 | 2025.00 | AMPSEPC PVT LTD
579.00 | Supplying and laying of stone aggregate of 53mm and down size for GRANULAR SUB-BASE COURSE (conforming to the Grading II of Table 400-1 and physical properties of Table 400-2 of MORTH Specification of Road & Bridge works) tough, sound, clean and durable including cost of stone aggregate, all royalties, taxes, handling, transportation to site, unloading the same by the side of road with all leads and lifts, spreading and laying to form Granular Sub-base layer in layers not exceeding 100mm compacted thickness to proper grade, camber and level, filling voids with screenings and binding the surface with binding material of plasticity index up to 6% including cost of supply of screening and binding material, consolidating with power driven road roller, watering, with all leads and lifts including preparation of camber below first layer etc. complete as per drawings, specifications (MORTH, EIL) and directions of Engineer-in-Charge. | 72.00 | m³ |  | 3042.00 | 219024.00 | 1400.00 | 100800.00 | 3319.00 | 238968.00 | 3500.00 | 252000.00 | Not Quoted | Not Quoted | 2612.50 | 188100.00 | 3300.00 | 237600.00 | 195.00 | 14040.00 | 1838.24 | 132353.28 | 14040.00 | AMPSEPC PVT LTD
580.00 | Supplying and Laying of Wet Mix Macadam (WMM) in BASE COURSE (Section 406 of MORTH Specification of Road & Bridge works) using tough, clean, sound & durable stone aggregates including premixing the material (mixing in Plug Mill/ Pan Type Mixer), including transportation to site, laying & spreading in layers not exceeding 125 mm compacted thickness & rolling with vibratory roller 80-100 KN static weight or equivalent capacity to proper grade, camber & level with all leads & lifts etc. complete as per drawing, specifications (MORTH, EIL) & directions of Engineer-in-Charge. | 105.00 | cum |  | 8424.00 | 884520.00 | 1800.00 | 189000.00 | 3432.00 | 360360.00 | 3600.00 | 378000.00 | Not Quoted | Not Quoted | 2612.50 | 274312.50 | 3300.00 | 346500.00 | 185.00 | 19425.00 | 1953.13 | 205078.65 | 19425.00 | AMPSEPC PVT LTD
581.00 | CONCRETE PAVEMENTS
582.00 | Providing and laying Reinforced Cement Concrete with 20mm and down size graded crushed stone aggregates in flooring, pavements etc. including leaving pockets, if necessary, making recess/drains, laying in alternate panels, etc. for all depths including shuttering, tamping, curing, etc. as specified in any shape, thickness, position and finishing the top surface smooth etc. all complete as per drawings, specifications and directions of Engineer-in-Charge.
583.00 | For RCC of M-30 grade concrete (all materials including cement but excluding cost of providing & fixing reinforcement and joint sealing shall be supplied by the contractor). | 110.00 | m³ |  | 11115.00 | 1222650.00 | 7200.00 | 792000.00 | 8752.00 | 962720.00 | 9000.00 | 990000.00 | Not Quoted | Not Quoted | 8360.00 | 919600.00 | 9000.00 | 990000.00 | 4350.00 | 478500.00 | 8444.39 | 928882.90 | 478500.00 | AMPSEPC PVT LTD
584.00 | Supplying and laying of 150 micron thick HM HDPE (Grade-I) FILM lining conforming to IS 10889 below concrete pavements, Hard stand, at any other place etc. including royalties, taxes, handling, transportation, unloading, storage, joining etc. all complete as per drawings, manufacturer's specifications and directions of Engineer-in-charge. | 510.00 | m² |  | 702.00 | 358020.00 | 240.00 | 122400.00 | 195.00 | 99450.00 | 200.00 | 102000.00 | Not Quoted | Not Quoted | 731.50 | 373065.00 | 150.00 | 76500.00 | 555.00 | 283050.00 | 31.02 | 15820.20 | 15820.20 | KEC Spur Infrastructure Pvt. Ltd.
585.00 | Supply of all materials and Construction of DRY LEAN CEMENT CONCRETE SUB-BASE (7 days compressive strength of 10.0 MPa) with 26.5mm and down size aggregate including cement , water, and approved additives on a prepared sub-grade, mixed in batching plant, transported to site, for all leads & lifts, laid, compacted, finished and cured etc. complete as per IRC:SP:49 (Guidelines for the use of Dry Lean Concrete as Sub-Base), drawings, standards, specifications and directions of Engineer-in-charge. | 51.00 | m³ |  | 7605.00 | 387855.00 | 1500.00 | 76500.00 | 5785.00 | 295035.00 | 6000.00 | 306000.00 | Not Quoted | Not Quoted | 5225.00 | 266475.00 | 6000.00 | 306000.00 | 435.00 | 22185.00 | 5974.26 | 304687.26 | 22185.00 | AMPSEPC PVT LTD
586.00 | Providing 20mm wide Expansion Joints in pavement slabs as per standard/ drawing including cleaning the joints of all loose material, filling with 20mm thick impregnated fibre boards for the full depth of slab except for 25mm depth from top and sealing the top 25mm with Polysulphide base joint sealant of approved make conforming to BS:5212, including applying 2 coats of approved primer compatible with the brand of Polysulphide etc. all complete as per drawings, specifications and directions of Engineer-in-Charge.
587.00 | For type-I pavement (Upto and inclusive of thickness of 200 mm). (Including providing and laying MS dowel bar, painting as required, GI pipe and cap and cotton waste). | 35.00 | m |  | 760.50 | 26617.50 | 600.00 | 21000.00 | 877.00 | 30695.00 | 750.00 | 26250.00 | Not Quoted | Not Quoted | 2850.00 | 99750.00 | 1800.00 | 63000.00 | 225.00 | 7875.00 | 1206.34 | 42221.90 | 7875.00 | AMPSEPC PVT LTD
588.00 | For type-II pavement (Upto and inclusive of thickness of 150 mm) | 20.00 | m |  | 585.00 | 11700.00 | 450.00 | 9000.00 | 575.00 | 11500.00 | 500.00 | 10000.00 | Not Quoted | Not Quoted | 2850.00 | 57000.00 | 1800.00 | 36000.00 | 275.00 | 5500.00 | 723.81 | 14476.20 | 5500.00 | AMPSEPC PVT LTD
589.00 | Providing joints in pavements and around foundations as per standard/ drawing including cleaning the joints of all loose materials and sealing with Polysulphide base joint sealant of approved make conforming to BS:5212, including applying 2 coats of approved primer compatible with the brand of Polysulphide etc. complete as per drawings, specifications and directions of Engineer-in-Charge for.
590.00 | Construction joints 20mm wide x 25mm deep. | 10.00 | m |  | 630.00 | 6300.00 | 250.00 | 2500.00 | 412.00 | 4120.00 | 350.00 | 3500.00 | Not Quoted | Not Quoted | 1140.00 | 11400.00 | 300.00 | 3000.00 | 310.00 | 3100.00 | 482.54 | 4825.40 | 2500.00 | JSIW INFRASTRUCTURE PRIVATE LIMITED
591.00 | FLEXIBLE PAVEMENTS WEARING COURSE and miscellaneous road works
592.00 | Providing and laying 30mm thick BITUMINOUS CONCRETE as per Section 507 of MORTH Specification of Road & Bridge works including design mix, trials, heating bitumen, mixing aggregates, grit, laying to proper grade and camper including preparation of surface, filling pot holes, rolling to proper grade and camber, finishing and clearing of surfaces, spraying tack coat of bitumen, etc. complete all as per drawings, specifications and directions of Engineer-in-Charge for following Bitumen Grade:-
593.00 | VG-30 | 360.00 | m² |  | 675.00 | 243000.00 | 750.00 | 270000.00 | 666.00 | 239760.00 | 700.00 | 252000.00 | Not Quoted | Not Quoted | 1264.00 | 455040.00 | 15000.00 | 5400000.00 | 225.00 | 81000.00 | 603.17 | 217141.20 | 81000.00 | AMPSEPC PVT LTD
594.00 | Providing and Laying of Dense bituminous macadam of the of 60mm compacted thickness as per Section 505 of MORTH Specification of Road & Bridge works, including supply of all material, preparation of underlying course, application of tack coats over underlying bituminous surface, preparation of mix, spreading, rolling etc. complete as per drawings, specifications and directions of Engineer -in-Charge. | 360.00 | m² |  | 895.50 | 322380.00 | 2600.00 | 936000.00 | 671.00 | 241560.00 | 700.00 | 252000.00 | Not Quoted | Not Quoted | 1140.00 | 410400.00 | 6456.00 | 2324160.00 | 245.00 | 88200.00 | 723.81 | 260571.60 | 88200.00 | AMPSEPC PVT LTD
595.00 | RCC PIPE CULVERTS & ELECTRICAL ROAD CROSSINGS ETC.
596.00 | Supplying and laying in position RCC pipes with collars conforming to IS:458 for pipe culverts, cable crossings etc. including cutting the pipe if necessary, lowering, laying in position to proper levels, slopes etc. caulking the joints with spun yarn soaked in neat cement slurry and finishing with cement mortar 1:2 (1 cement : 2 sand) curing etc. all complete as per drawings, specifications and directions of Engineer-in-Charge. For following Class and Internal PIPE DIA (MM)
597.00 | PIPE CLASS NP3 Internal Pipe dia. 500 mm | 45.00 | m |  | 3150.00 | 141750.00 | 2300.00 | 103500.00 | 3402.00 | 153090.00 | 3500.00 | 157500.00 | Not Quoted | Not Quoted | 3468.00 | 156060.00 | 2220.00 | 99900.00 | 2750.00 | 123750.00 | 2412.68 | 108570.60 | 99900.00 | Ace Pipeline Contracts Pvt Ltd
598.00 | Supplying and laying in position PVC pipes conforming to IS:4985 Class - I for cable crossings, including cutting the pipe if necessary, lowering, laying in position to proper levels, slopes ,providing proper jointing as per code requirements or manufacturers recommendations, sealing the open ends of pipes with removable type PVC cap (Sealing cap will be paid separately under relevant items)etc. all complete as per drawings, specifications and directions of Engineer-in-Charge. For following NOMINAL OUTSIDE PIPE DIA (MM)
599.00 | Pipe Class I Nominal outside pipe dia. 160 mm | 90.00 | m |  | 625.50 | 56295.00 | 900.00 | 81000.00 | 1252.00 | 112680.00 | 1080.00 | 97200.00 | Not Quoted | Not Quoted | 684.00 | 61560.00 | 540.00 | 48600.00 | 555.00 | 49950.00 | 361.90 | 32571.00 | 32571.00 | KEC Spur Infrastructure Pvt. Ltd.
600.00 | Supplying and fixing in the encasement concrete, cable crossing indicator, made out of 6mm thick MS circular of dia. 150mm welded to 16mm dia. MS Rod of approximately 1.0M length, painted with 2 coats of approved enamel paint over a coat of red oxide primer etc. complete. (All materials in contractor's scope of supply). | 12.00 | each |  | 5850.00 | 70200.00 | 6000.00 | 72000.00 | 2063.00 | 24756.00 | 1800.00 | 21600.00 | Not Quoted | Not Quoted | 1729.00 | 20748.00 | 240.00 | 2880.00 | 675.00 | 8100.00 | 2297.79 | 27573.48 | 2880.00 | Ace Pipeline Contracts Pvt Ltd
601.00 | Supplying and Providing removable type PVC Cap at the open end of pipe all complete etc. as per drawings, standards, specifications and directions of Engineer-in-charge for following nominal outside pipe dia. (mm)
602.00 | Outer dia. of pipe 160 mm | 26.00 | nos |  | 315.00 | 8190.00 | 350.00 | 9100.00 | 691.00 | 17966.00 | 600.00 | 15600.00 | Not Quoted | Not Quoted | 627.00 | 16302.00 | 240.00 | 6240.00 | 235.00 | 6110.00 | 120.63 | 3136.38 | 3136.38 | KEC Spur Infrastructure Pvt. Ltd.
603.00 | Supply and installation of valves
604.00 | Supply and installation of screwed valves as per piping material specification including fixing in position with threaded connections complete as per drawings, specifications and directions of Engineer-in-charge.
605.00 | Globe valve for following nominal sizes and piping material class
606.00 | Dia 1 Inch Piping Material Class J2A | 3.00 | each |  | 7650.00 | 22950.00 | 10000.00 | 30000.00 | 11789.00 | 35367.00 | 10000.00 | 30000.00 | Not Quoted | Not Quoted | 1377.50 | 4132.50 | 3000.00 | 9000.00 | 11500.00 | 34500.00 | 22977.94 | 68933.82 | 4132.50 | M/s. Megha Engineering and Infrastructures Ltd
607.00 | Dia 2 Inch Piping Material Class J2A | 6.00 | each |  | 9180.00 | 55080.00 | 20000.00 | 120000.00 | 16991.00 | 101946.00 | 15000.00 | 90000.00 | Not Quoted | Not Quoted | 2755.00 | 16530.00 | 6600.00 | 39600.00 | 19000.00 | 114000.00 | 42509.19 | 255055.14 | 16530.00 | M/s. Megha Engineering and Infrastructures Ltd
608.00 | Dia 1.5 Inch Piping Material Class J2A | 3.00 | each |  | 8820.00 | 26460.00 | 15000.00 | 45000.00 | 14579.00 | 43737.00 | 12500.00 | 37500.00 | Not Quoted | Not Quoted | 2090.00 | 6270.00 | 3840.00 | 11520.00 | 14250.00 | 42750.00 | 28722.43 | 86167.29 | 6270.00 | M/s. Megha Engineering and Infrastructures Ltd
609.00 | MISC. CIVIL AND STRUCTURAL WORKS FOR U/G PIPING AND OTHER CIVIL WORKS
610.00 | Providing and laying brick masonry with locally available bricks of specified class (Brick of class lower than specified shall not be accepted) in cement mortar 1:4 (1 cement : 4 Coarse sand) in one or more brick thickness and in any shape in foundation and plinth for valve pits, drains, circular/square maholes, wing walls, etc. including providing recesses, openings, etc. including curing, finishing the joints flush below ground level and raking out joints in plinth with all labour and material, etc. complete as per drawings, specifications and direction of Engineer-in-Charge. For following Brick Class.
611.00 | All materials including cement supplied by the Contractor and Following Brick Class
612.00 | Brick Class 5 | 150.00 | m³ |  | 8280.00 | 1242000.00 | 6800.00 | 1020000.00 | 8303.00 | 1245450.00 | 8800.00 | 1320000.00 | Not Quoted | Not Quoted | 9215.00 | 1382250.00 | 12000.00 | 1800000.00 | 3350.00 | 502500.00 | 4021.14 | 603171.00 | 502500.00 | AMPSEPC PVT LTD
613.00 | Providing 13mm thick average cement plaster in cement mortar 1:3 (1 cement: 3 sand) on brick walls/stone masonry/pitching or on concrete surfaces for manholes, valves pits, culverts, wing walls, etc. including cleaning and preparation of the surface, scaffolding, curing etc. for all depths and heights complete as per drawings specifications and direction of Engineer-in-Charge.
614.00 | All materials including cement supplied by the Contractor. | 210.00 | m² |  | 616.50 | 129465.00 | 450.00 | 94500.00 | 461.00 | 96810.00 | 400.00 | 84000.00 | Not Quoted | Not Quoted | 532.00 | 111720.00 | 360.00 | 75600.00 | 135.00 | 28350.00 | 333.18 | 69967.80 | 28350.00 | AMPSEPC PVT LTD
615.00 | Providing 16mm thick average cement plaster in cement mortar 1:3 (1 cement: 3 sand) on brick walls/stone masonry/pitching or on concrete surfaces for manholes, valves pits, inspection chambers, septic tanks,Compound wall, culverts, wing walls, etc. including cleaning and preparation of the surface, scaffolding, curing etc. for all depths and heights complete as per drawings specifications and direction of Engineer-in-Charge.
616.00 | All materials including cement supplied by the Contractor. | 40.00 | m² |  | 756.00 | 30240.00 | 500.00 | 20000.00 | 524.00 | 20960.00 | 450.00 | 18000.00 | Not Quoted | Not Quoted | 570.00 | 22800.00 | 420.00 | 16800.00 | 125.00 | 5000.00 | 344.67 | 13786.80 | 5000.00 | AMPSEPC PVT LTD
617.00 | Providing flush/recessed cement pointing on brick masonry/stone masonry with cement mortar 1:3 (1 cement: 3 sand) including scaffolding, raking out joints if necessary, curing etc. complete as per drawing specifications an direction of Engineer-in-Charge.
618.00 | All materials including cement supplied by the Contractor. | 550.00 | m² |  | 495.00 | 272250.00 | 550.00 | 302500.00 | 257.00 | 141350.00 | 270.00 | 148500.00 | Not Quoted | Not Quoted | 523.00 | 287650.00 | 210.00 | 115500.00 | 135.00 | 74250.00 | 114.89 | 63189.50 | 63189.50 | KEC Spur Infrastructure Pvt. Ltd.
619.00 | Supplying and fixing in position medium/ heavy duty CI manhole frame with lugs and cover conforming to IS-1726 including breaking of brick masonry or concrete surface to receive frame with lugs and making good the same with CM 1:3 including applying two coats of anticorrosive paint inclusive of all labours and materials etc. complete
620.00 | circular size 500 mm dia. Medium duty of grade MD-10 | 6.00 | each |  | 3780.00 | 22680.00 | 27000.00 | 162000.00 | 37729.00 | 226374.00 | 40000.00 | 240000.00 | Not Quoted | Not Quoted | 16720.00 | 100320.00 | 7200.00 | 43200.00 | 4225.00 | 25350.00 | 17233.46 | 103400.76 | 22680.00 | Advance Infrastrurctures Pvt Ltd
621.00 | Providing cement mortar grouting on brick masonry / RCC wall for filling free space between pipe body and masonry wall/concrete wall with 1:2 (1 cement: 2 sand) mortar including packing, consolidating, curing, finishing, etc. complete as per drawings specifications and directions of Engineer-in-Charge.
622.00 | All materials including cement supplied by the Contractor. | .60 | m³ |  | 20250.00 | 12150.00 | 8000.00 | 4800.00 | 11389.00 | 6833.40 | 9900.00 | 5940.00 | Not Quoted | Not Quoted | 53200.00 | 31920.00 | 1200.00 | 720.00 | 3600.00 | 2160.00 | 12637.87 | 7582.72 | 720.00 | Ace Pipeline Contracts Pvt Ltd
623.00 | Supply and laying of gravel/ crush stone of size ranging between 27mm to 37mm in compacted thickness of 100mm in valve pit, open area within the unit battery limit or at any other place as directed, etc. complete as per drawings, specifications and direction of Engineer-in-Charge. | 220.00 | m² |  | 504.00 | 110880.00 | 1800.00 | 396000.00 | 479.00 | 105380.00 | 495.00 | 108900.00 | Not Quoted | Not Quoted | 2090.00 | 459800.00 | 33000.00 | 7260000.00 | 110.00 | 24200.00 | 241.27 | 53079.40 | 24200.00 | AMPSEPC PVT LTD
624.00 | Supplying, fabricating and fixing in position in RCC or brick masonry walls MS rungs made out of 20mm dia. reinforcement bar of grade Fe500 TMT bar conforming to IS: 1786 .Including laying or welding to keep in proper position etc. complete as per drawings, specifications and instructions of Engineer-in-Charge. | 38.00 | each |  | 630.00 | 23940.00 | 15000.00 | 570000.00 | 786.00 | 29868.00 | 700.00 | 26600.00 | Not Quoted | Not Quoted | 523.00 | 19874.00 | 216.00 | 8208.00 | 4700.00 | 178600.00 | 603.17 | 22920.46 | 8208.00 | Ace Pipeline Contracts Pvt Ltd
625.00 | Supplying, construction , testing & commissioning of RCC Neutralisation pit concrete , providing lean concrete 1:5:10 (1 cement : 5 sand : 10 aggregate) at bottom of Neutralisation pit and PCC 1:2:4 at Finished Grade Level, rungs, lime fill, acid proof lining, chequered plate with lifting hooks, grouting in 1:2 cement mortar(1 cement :2 sand ), painting with bitumen primer and Epoxy paint, grouting between pipe and pit wall in 1:2 cement mortar (1 cement : 2 sand), reinforcement steel including straightening, cleaning, cutting, bending, keeping in proper position, centering, shuttering etc. including earth work in excavation in all types of soil except soft rock and hard rock, backfilling & disposal of surplus earth for all leads within the complex limit etc. complete as per standards, drawings, specifications and directions of Engineer-in-charge.
626.00 | All material including cement supplied by the Contractor For following grade of concrete.
627.00 | grade of concrete M30 | 4.00 | each |  | 148500.00 | 594000.00 | 250000.00 | 1000000.00 | 289343.00 | 1157372.00 | 300000.00 | 1200000.00 | Not Quoted | Not Quoted | 75050.00 | 300200.00 | 30000.00 | 120000.00 | 65000.00 | 260000.00 | 172334.56 | 689338.24 | 120000.00 | Ace Pipeline Contracts Pvt Ltd
628.00 | PLUMBING AND BUILDING DRAINAGE
629.00 | Supplying and fixing approved quality heavy grade cast iron Floor/Nahani Trap with CP pressed steel grating including cutting floors and making good the same, etc., making inlet and outlet connections, etc. complete for 100mm inlet and 100mm outlet as per drawings, specifications and directions of Engineer-in-Charge. | 12.00 | each |  | 5616.00 | 67392.00 | 1600.00 | 19200.00 | 3140.00 | 37680.00 | 2700.00 | 32400.00 | Not Quoted | Not Quoted | 950.00 | 11400.00 | 420.00 | 5040.00 | 1125.00 | 13500.00 | 804.23 | 9650.76 | 5040.00 | Ace Pipeline Contracts Pvt Ltd
630.00 | Supplying and fixing approved quality heavy grade cast iron Floor/Nahani Trap with CP pressed steel grating including cutting floors and making good the same, etc., making inlet and outlet connections, etc. complete for 100mm inlet and 75mm outlet as per drawings, specifications and directions of Engineer-in-Charge. | 12.00 | each |  | 2025.00 | 24300.00 | 1200.00 | 14400.00 | 1138.00 | 13656.00 | 1000.00 | 12000.00 | Not Quoted | Not Quoted | 836.00 | 10032.00 | 3000.00 | 36000.00 | 850.00 | 10200.00 | 1034.01 | 12408.12 | 10032.00 | M/s. Megha Engineering and Infrastructures Ltd
631.00 | Supplying and laying cast iron soil waste and vent pipe conforming to IS:1729 above ground including specials, bends, such as Y junction, T junction (both single and double) including plugs, shoes, cowls, jointing with jute gasket dipped in bitumen, caulking the joints in Cement mortar 1:2 (1 cement: 2 sand) and testing, cutting floors/walls and making good the same etc. complete as per drawings, specifications and directions of Engineer-in-Charge.
632.00 | 100mm dia (All materials including cement supplied by contractor) | 25.00 | m |  | 1935.00 | 48375.00 | 950.00 | 23750.00 | 2078.00 | 51950.00 | 1800.00 | 45000.00 | Not Quoted | Not Quoted | 1853.00 | 46325.00 | 1500.00 | 37500.00 | 675.00 | 16875.00 | 2068.01 | 51700.25 | 16875.00 | AMPSEPC PVT LTD
633.00 | 75mm dia (All materials including cement supplied by contractor) | 25.00 | m |  | 1705.50 | 42637.50 | 750.00 | 18750.00 | 1170.00 | 29250.00 | 1000.00 | 25000.00 | Not Quoted | Not Quoted | 1568.00 | 39200.00 | 1200.00 | 30000.00 | 475.00 | 11875.00 | 1608.46 | 40211.50 | 11875.00 | AMPSEPC PVT LTD
634.00 | Supplying and fixing approved quality Cast Iron soil/waste pipe conforming to IS3989 below ground with necessary specials, bends such as Y-junction, T- junction (both single and double) including plugs, shoes, cowls, jointing with lead caulked joints and testing, cutting in floors, earth work in excavation, encasing the pipe in 50mm THK, PCC M20, backfilling and removal of surplus earth upto a lead of 50M etc. complete as per drawings, specifications and directions of Engineer-in-Complete.
635.00 | 100mm dia (All materials including cement supplied by contractor) | 20.00 | m |  | 1890.00 | 37800.00 | 2200.00 | 44000.00 | 3482.00 | 69640.00 | 3000.00 | 60000.00 | Not Quoted | Not Quoted | 1378.00 | 27560.00 | 1800.00 | 36000.00 | 675.00 | 13500.00 | 2068.01 | 41360.20 | 13500.00 | AMPSEPC PVT LTD
636.00 | 75mm dia (All materials including cement supplied by contractor) | 20.00 | m |  | 1512.00 | 30240.00 | 1800.00 | 36000.00 | 2948.00 | 58960.00 | 2600.00 | 52000.00 | Not Quoted | Not Quoted | 1140.00 | 22800.00 | 1500.00 | 30000.00 | 750.00 | 15000.00 | 1608.46 | 32169.20 | 15000.00 | AMPSEPC PVT LTD
637.00 | Construction of soak pit conforming to IS:2470 Part-I and as per EIL drg. No. 7-65-0217, masonry, filling and hand packing brick bats of size ranging between 40mm to 50, connecting with septic tank with necessary fittings, piping etc. including earthwork in excavation in all type of soil s except Hard Rock, back filling and disposal of surplus earth for all leads, complete as per drawings, specifications and directions of Engineer-in-Charge. for following users
638.00 | for NO. of users 10 nos | 2.00 | each |  | 225000.00 | 450000.00 | 125000.00 | 250000.00 | 72292.00 | 144584.00 | 75000.00 | 150000.00 | Not Quoted | Not Quoted | 69350.00 | 138700.00 | 180000.00 | 360000.00 | 26500.00 | 53000.00 | 97656.25 | 195312.50 | 53000.00 | AMPSEPC PVT LTD
639.00 | Providing and fixing approved stone ware 100mmx100mm dia. gully trap as per EIL Std. no.7-65-0214 including grating with CI frame and cover 400mmx400mm including brick masonry (brick class shall be as mentioned below) chamber in 1:4 cement mortar( 1 cement: 4 sand) on M-20 grade cement concrete foundation, plastered inside and outside surfaces with 1:3 cement mortar (1 cement: 3 sand) with 13mm average thickness including providing and fixing light duty CI frame and cover, painting CI frame and cover with two coats of chlorinated rubber zinc phosphate primer @ 40µ DFT per coat and finish painting consists of two coats of chlorinated rubber paint @40µ DFT per coat, earth work in excavation, backfilling, removal of surplus earth, benching with M-20 grade cement concrete and rendering smooth with a neat coat of cement slurry etc. all complete as per drawings, specifications and directions of Engineer-in-Charge.
640.00 | All materials including cement supplied by contractor and following brick Class
641.00 | Brick Class 5 | 5.00 | each |  | 31500.00 | 157500.00 | 3500.00 | 17500.00 | 2878.00 | 14390.00 | 2500.00 | 12500.00 | Not Quoted | Not Quoted | 3468.00 | 17340.00 | 18000.00 | 90000.00 | 675.00 | 3375.00 | 861.67 | 4308.35 | 3375.00 | AMPSEPC PVT LTD
642.00 | Supplying, laying and fixing 3 layer PP-R (Poly Propylene Random copolymer) pipes above ground. Pipes shall conform to IS:15801; SDR 7.4 U V stabilized & antimicrobial fusion welded, having thermal stability for hot & cold water supply, including supply and fixing of all PP-R plain & brass threaded polypropylene random fittings, PP-R Male adopters, including fixing in floors, walls, supporting on columns, sleepers, embedding, jointing, including bends, elbows, tees, reducers, sockets, unions and other specials, supplying and fixing with hooks/clamps in wooden plugs, cutting pipes to required lengths, making connections, cutting chases or holes in walls & making good the same, testing etc all complete as per drawings, manufacturer specifications and directions of Engineer-in-Charge. For the following Nominal Bore (NB) pipe:
643.00 | Nominal Dia. 32 mm | 30.00 | m |  | 543.06 | 16291.80 | 725.00 | 21750.00 | 1130.00 | 33900.00 | 1000.00 | 30000.00 | Not Quoted | Not Quoted | 1140.00 | 34200.00 | 72.00 | 2160.00 | 295.00 | 8850.00 | 356.16 | 10684.80 | 2160.00 | Ace Pipeline Contracts Pvt Ltd
644.00 | Nominal Dia. 20 mm | 30.00 | m |  | 385.56 | 11566.80 | 650.00 | 19500.00 | 846.00 | 25380.00 | 720.00 | 21600.00 | Not Quoted | Not Quoted | 1140.00 | 34200.00 | 60.00 | 1800.00 | 395.00 | 11850.00 | 298.71 | 8961.30 | 1800.00 | Ace Pipeline Contracts Pvt Ltd
645.00 | Nominal Dia. 25 mm | 30.00 | m |  | 478.80 | 14364.00 | 500.00 | 15000.00 | 897.00 | 26910.00 | 800.00 | 24000.00 | Not Quoted | Not Quoted | 1140.00 | 34200.00 | 66.00 | 1980.00 | 365.00 | 10950.00 | 333.18 | 9995.40 | 1980.00 | Ace Pipeline Contracts Pvt Ltd
646.00 | Nominal Dia. 50 mm | 30.00 | m |  | 1008.00 | 30240.00 | 950.00 | 28500.00 | 2286.00 | 68580.00 | 2000.00 | 60000.00 | Not Quoted | Not Quoted | 1729.00 | 51870.00 | 330.00 | 9900.00 | 375.00 | 11250.00 | 413.60 | 12408.00 | 9900.00 | Ace Pipeline Contracts Pvt Ltd
647.00 | Construction, supplying, installation, testing and commissioning of septic tank as per standards and IS:2470 Part-I , with all necessary accessories like inlet, outlet pipes, vent pipes, manhole covers, rungs etc. including earthwork in excavation in all type of soil except soft and hard rock, backfilling and disposal of surplus earth for all leads etc. complete as per standards, drawings, specifications and directions of Engineer-in-Charge.
648.00 | All materials including cement supplies by the contractor No. of Users 10 nos | 2.00 | each |  | 225000.00 | 450000.00 | 145000.00 | 290000.00 | 118001.00 | 236002.00 | 125000.00 | 250000.00 | Not Quoted | Not Quoted | 80750.00 | 161500.00 | 180000.00 | 360000.00 | 58000.00 | 116000.00 | 206801.47 | 413602.94 | 116000.00 | AMPSEPC PVT LTD
649.00 | MISCELLANEOUS ITEMS
650.00 | Supplying & Laying 60mm thick interlocking Paver Blocks for footpaths and any other place etc. including providing 40 mm thick sand filling below Paver Blocks including compaction of sand layer, filling the joints by dry sand, providing precast kerb stone of PCC M 30 at edges and at every 6.0m across the foot path, including preparation of compacted base/ sub base etc. all complete as per drawing, standard, specification and directions of Engineer-in-Charge. (All material including cement supplied by contractor, paver blocks shall confirm to category "A" as per IRC SP63. Colour and shape of paver block shall be as per Owner requirement.). | 170.00 | m² |  | 2574.00 | 437580.00 | 1200.00 | 204000.00 | 1164.00 | 197880.00 | 1200.00 | 204000.00 | Not Quoted | Not Quoted | 2299.00 | 390830.00 | 3000.00 | 510000.00 | 425.00 | 72250.00 | 1378.68 | 234375.60 | 72250.00 | AMPSEPC PVT LTD
651.00 | Overhead Drinking Water Tank
652.00 | Supply and installation on terrace, high density polyethylene drinking water circular tank as per IS:12701 and ISI marked including supply and installation of all fittings, cover with suitable locking arrangement, float valve, making necessary holes for inlet, outlet and overflow connection and vent pipe etc. and the base supports for tank including supply of all necessary material all complete as per specifications and directions of Engineer-in-charge. (Sintex or equivalent having valid ISI license) for following capacities
653.00 | Capacity 500 Litre | 2.00 | each |  | 15750.00 | 31500.00 | 10000.00 | 20000.00 | 12426.00 | 24852.00 | 11000.00 | 22000.00 | Not Quoted | Not Quoted | 5700.00 | 11400.00 | 6000.00 | 12000.00 | 4725.00 | 9450.00 | 17233.46 | 34466.92 | 9450.00 | AMPSEPC PVT LTD
654.00 | Rain Water Recharging Well
655.00 | Construction of rain water recharging well including earthwork in excavation in all types of soils excluding soft rock and hard rock, excavation in soft rock and hard rock shall be paid under relevant item, backfilling and disposal of the debris/surplus earth within a lead of 100 m, supply of all filler materials, mild steel perforated pipe, precast cover slab, brick masonry etc all complete as per EIL standard drawings, specifications and directions of Engineer-in-charge. (Depth of well upto 10.0m from ground level) For catchment area:
656.00 | Above 3000 sqm and up to 5 hectare | 2.00 | each |  | 270000.00 | 540000.00 | 600000.00 | 1200000.00 | 51336.00 | 102672.00 | 54000.00 | 108000.00 | Not Quoted | Not Quoted | 229900.00 | 459800.00 | 144000.00 | 288000.00 | 55000.00 | 110000.00 | 68933.82 | 137867.64 | 102672.00 | Om Yash Projects Limited
657.00 | Supply, fabrication and Erection of piping(underground)
658.00 | Supply and Laying of U/G PPR pipe for Water Services
659.00 | Supplying, laying and fixing 3 layer PP-R (Poly Propylene Random copolymer) pipes underground. Pipes shall conform to IS:15801; SDR 7.4 U V stabilized & antimicrobial fusion welded, having thermal stability for hot & cold water supply, including supply and fixing of all PP-R plain & brass threaded polypropylene random fittings, PP-R Male adopters, bends, elbows, tees, reducers, sockets, unions and other specials, cutting pipes to required lengths, making connections, jointing, earthwork in excavation for pipe trenches, etc. in all types of soil excluding soft rock and hard rock including dewatering, shoring and strutting if required, dressing of sides, levelling, grading and ramming of bottoms, including laying of pipes in trenches, hydrostatic testing of the piping, backfilling the trenches with selected/approved earth fill material, cutting of roads wherever required, making good the road surface after laying, disposal of surplus earth at a designated area anywhere within complex limit etc. all complete as per drawings, manufacturer specifications and directions of Engineer-in-Charge. For the following Nominal Bore (NB) pipe:
660.00 | Nominal Dia. 32 mm | 35.00 | m |  | 855.00 | 29925.00 | 780.00 | 27300.00 | 561.00 | 19635.00 | 500.00 | 17500.00 | Not Quoted | Not Quoted | 1235.00 | 43225.00 | 84.00 | 2940.00 | 410.00 | 14350.00 | 689.34 | 24126.90 | 2940.00 | Ace Pipeline Contracts Pvt Ltd
661.00 | Nominal Dia. 50 mm | 35.00 | m |  | 1039.50 | 36382.50 | 900.00 | 31500.00 | 675.00 | 23625.00 | 600.00 | 21000.00 | Not Quoted | Not Quoted | 1729.00 | 60515.00 | 72.00 | 2520.00 | 455.00 | 15925.00 | 471.05 | 16486.75 | 2520.00 | Ace Pipeline Contracts Pvt Ltd
662.00 | Nominal Dia. 25 mm | 35.00 | m |  | 715.50 | 25042.50 | 690.00 | 24150.00 | 350.00 | 12250.00 | 300.00 | 10500.00 | Not Quoted | Not Quoted | 1187.50 | 41562.50 | 78.00 | 2730.00 | 330.00 | 11550.00 | 356.16 | 12465.60 | 2730.00 | Ace Pipeline Contracts Pvt Ltd
663.00 | Nominal Dia. 20 mm | 35.00 | m |  | 571.50 | 20002.50 | 650.00 | 22750.00 | 282.00 | 9870.00 | 250.00 | 8750.00 | Not Quoted | Not Quoted | 1140.00 | 39900.00 | 336.00 | 11760.00 | 285.00 | 9975.00 | 321.69 | 11259.15 | 8750.00 | TOLANI PROJECTS PVT LTD
664.00 | Under Ground Sewer System - HDPE Pipe
665.00 | Supplying, laying and jointing of underground approved quality HDPE pipes to be used for soil and waste discharge or rain water application outside buildings confirming to IS: 14333 including all necessary fittings/ specials such as bends, Y junction, T junction (both single and double), plugs, coupler, flanges, adapter etc. including solvent welded jointing and testing as per manufacturers recommendations , including earthwork in excavation in all types of soil for pipe trenches, etc. including dewatering, shoring and strutting if necessary, dressing of sides, leveling, grading and ramming of bottoms, cutting the pipes to required lengths, lowering the pipes to proper grade and alignment, jointing, including connecting the pipes to manholes by using concrete manhole adapters and grouting the pipe body with manhole wall using cement mortar 1:2 (1cement : 2 sand), testing, draining of water and cleaning of pipe after testing, backfilling the trenches with select material from available excavated soil including re excavating the deposited soil excavated earlier breaking clods and laying in layers of 15cm compacted thickness , watering and compacting with mechanical means like vibro rammers etc. to 90% standard proctor density as per IS:2720 Part-VII, making good the surface, including cutting of roads wherever required and making good the same, disposal of surplus earth/ unserviceable material to demarcated area anywhere within the complex limit etc. complete for all depths as per drawings, specifications and instructions of Engineer-in-Charge. (Depth of excavation for pipe trench shall be upto 3.0m)
666.00 | (All material including cement supplied by contractor) Nominal Dia. 150 mm Pressure Rating(Kg/Cm2) 2.5 | 45.00 | m |  | 1260.00 | 56700.00 | 1400.00 | 63000.00 | 2330.00 | 104850.00 | 2000.00 | 90000.00 | Not Quoted | Not Quoted | 1045.00 | 47025.00 | 815.00 | 36675.00 | 825.00 | 37125.00 | 402.11 | 18094.95 | 18094.95 | KEC Spur Infrastructure Pvt. Ltd.
667.00 | (All material including cement supplied by contractor) Nominal Dia. 100 mm Pressure Rating(Kg/Cm2) 2.5 | 45.00 | m |  | 1134.00 | 51030.00 | 950.00 | 42750.00 | 1762.00 | 79290.00 | 1500.00 | 67500.00 | Not Quoted | Not Quoted | 864.50 | 38902.50 | 1057.00 | 47565.00 | 675.00 | 30375.00 | 344.67 | 15510.15 | 15510.15 | KEC Spur Infrastructure Pvt. Ltd.
668.00 | UNDERGROUND SEWER SYSTEM - RCC PIPES
669.00 | Supplying and laying underground R.C.C. pipes sewers with socket and spigot ends conforming to IS:458 of approved make, to proper grade and alignment, including earthwork in excavation in all types of soil except soft and hard rock for pipe trenches upto 2.0m depth of excavation, etc. including dewatering, shoring and shuttering if necessary, dressing of sides, leveling, grading and ramming of bottoms, cutting the R.C.C. pipes to required lengths, lowering the pipes, jointing, including connecting the pipes to manholes and grouting the pipe body with manhole wall using cement mortar 1:2 (1 cement : 2 sand), testing, draining of water and cleaning of pipe after testing, backfilling the trenches with select material from available excavated soil including re excavating the deposited soil excavated earlier breaking clods and laying in layers of 15cm compacted thickness , watering and compacting with mechanical means like vibro rammers etc. to 90% standard proctor density as per IS:2720 Part-VII, making good the surface, including cutting of roads wherever required and making good the same, disposal of surplus earth/ unserviceable material to demarcated area anywhere within the complex limit etc. complete for all depths as per drawings, specifications and instructions of Engineer-in-Charge.(All material shall be supplied by contractor) For following Pipe size (mm) and Class (pipe sizes are all internal diameter of the pipes)
670.00 | Dia. (Internal) 150 mm Pipe Class P1 | 35.00 | m |  | 1493.10 | 52258.50 | 1500.00 | 52500.00 | 4262.00 | 149170.00 | 4500.00 | 157500.00 | Not Quoted | Not Quoted | 5700.00 | 199500.00 | 894.00 | 31290.00 | 675.00 | 23625.00 | 2872.24 | 100528.40 | 23625.00 | AMPSEPC PVT LTD
671.00 | Dia. (Internal) 100 mm Pipe Class P1 | 215.00 | m |  | 1449.00 | 311535.00 | 1100.00 | 236500.00 | 3349.00 | 720035.00 | 3500.00 | 752500.00 | Not Quoted | Not Quoted | 4655.00 | 1000825.00 | 823.00 | 176945.00 | 440.00 | 94600.00 | 2297.79 | 494024.85 | 94600.00 | AMPSEPC PVT LTD
672.00 | fire fighting equipment's
673.00 | S/I Portable/ trolley mounted Extinguishers
674.00 | Installation of portable DCP (Dry Chemical Powder) portable extinguisher including transporting the same to worksite from Owner's store, fixing in position including supply of all fixing material, labor etc. complete as per drawings, specification and directions of Engineer-in-Charge.
675.00 | Capacity 9 kg | 1.00 | nos |  | 8550.00 | 8550.00 | 5050.00 | 5050.00 | 10466.00 | 10466.00 | 9000.00 | 9000.00 | Not Quoted | Not Quoted | 7600.00 | 7600.00 | 6000.00 | 6000.00 | 3350.00 | 3350.00 | 4021.14 | 4021.14 | 3350.00 | AMPSEPC PVT LTD
676.00 | Supply and installation of portable CO2 extinguishers including transporting to worksite, fixing in position including all accessories and all labor and material etc. complete as per drawings, specification, data sheet and directions of Engineer-in-Charge.
677.00 | Capacity 4.5 kg | 5.00 | nos |  | 6174.00 | 30870.00 | 5400.00 | 27000.00 | 8246.00 | 41230.00 | 7200.00 | 36000.00 | Not Quoted | Not Quoted | 5225.00 | 26125.00 | 10200.00 | 51000.00 | 4500.00 | 22500.00 | 5974.26 | 29871.30 | 22500.00 | AMPSEPC PVT LTD
678.00 | Capacity 2.5 kg | 2.00 | nos |  | 4410.00 | 8820.00 | 4500.00 | 9000.00 | 6340.00 | 12680.00 | 5400.00 | 10800.00 | Not Quoted | Not Quoted | 4038.00 | 8076.00 | 7800.00 | 15600.00 | 3100.00 | 6200.00 | 4021.14 | 8042.28 | 6200.00 | AMPSEPC PVT LTD
679.00 | Clean Agent Fire Protection System
680.00 | Design, engineering, supply of all materials, fabrication, performance guaranteeing of total flooding centralized clean agent fire extinguishing system for the rooms (as specified in the scope of work/ specification) of buildings mentioned below, including supply of Clean Agent as per specification , scope of work. Clean Agent Storage Cylinders (filled with clean agent with 100% filled up standby cylinders), piping, valves, Clean Agent discharge nozzles, instruments, Clean Agent panels, piping supports, release system, directional valves, cables, all mechenical, electrical, instrumentation works etc. System supplied and design calculations shall be approved by UL/FM/Vds/LPC. All equipments shall be approved by UL/FM/Vds/LPC, cylinder along with cylinder valve assemblies shall be seamless and PESO approved in addition to UL/FM/Vds/LPC approval. The entire clean agent system shall be as per NFPA-2001 (latest) complete as per scope of work, specification and drawings including supply of mandatory spares. Handling, transportation from vendor's workshop to site, storage at site, assembly at site, installation, erection, painting, testing, commissioning, puff test, performance guarantee, handing over to client and other field works including civil structural work and supply of commissioning spares as per the enclosed EIL specifications, instructions to vendors, data sheets etc. all complete as per scope of work, specification, drawings, standards etc. as per directions of Engineer-in-charge all complete . complete. Total flooding centralised clean agent fire extinguishing system for following buildings
681.00 | Building REPEATER BUILDING | 1.00 | Lumpsum |  | 3420000.00 | 3420000.00 | 2500000.00 | 2500000.00 | 4250000.00 | 4250000.00 | 3000000.00 | 3000000.00 | Not Quoted | Not Quoted | 570000.00 | 570000.00 | 2400000.00 | 2400000.00 | 3750000.00 | 3750000.00 | 2757352.94 | 2757352.94 | 570000.00 | M/s. Megha Engineering and Infrastructures Ltd
682.00 | Miscellaneous Items
683.00 | Miscellaneous
684.00 | Drilling, developing, supplying, installation, erection, testing, commissioning including supply of all materials, equipment, labour etc. for tube well for minimum discharge of 5 Cu.m/hr. with submersible pump including housing pipe, blank Pipe, slotted pipe, riser pipe, taper reducer, strainers, ball plug with hook and strainer, MS center guide, housing clamp, CS gate valves, pressure gauges, check valves etc. all complete (Discharge header piping shall be paid separately beyond Gate valve). The minimum 100mm thick gravel packing (Size ranging from 12mm to 5mm) around the pipe shall be provide for housing pipe. The work shall include Carrying out hydrological survey to establish the locations and depth of tube well and hardness test of water for drinking purposes. The size of casing pipe shall be minimum 6 inches. Size of borehole shall be designed by contractor. Size and length of the riser pipe and slotted pipe shall be designed by the contractor. The actual location of tube well and depth of bore well to be decided based on aquifer data & draw down test (depth of tube well shall be sufficient enough to get the sufficient water at mentioned rate of pumping for all seasons). The length of slotted pipe shall be based on aquifer data bore hole log & Pump head shall be worked out by contractor based on the discharge head of 2.5kg/cm2g of pump at grade level at Tube well Location. The work shall be carried out as per EIL specification no. 6-65-0055 and as per direction of Engineer-in-charge. For depth of bore well Up to the 40m. | 1.00 | /Weld Jt |  | 140400.00 | 140400.00 | 1050000.00 | 1050000.00 | 600000.00 | 600000.00 | 850000.00 | 850000.00 | Not Quoted | Not Quoted | 460750.00 | 460750.00 | 420000.00 | 420000.00 | 50000.00 | 50000.00 | 1629726.21 | 1629726.21 | 50000.00 | AMPSEPC PVT LTD
685.00 | Tube well assembly including boring, housing piping, slotted & blank piping, MS centre guide, housing clamp, electrical cables etc., excluding Tube Well pump, Motor, strainer, ball plug with hook & Strainer, CS Gate valves, Pressure Gauge, Check valves & other civil works already included in Item no. 01GC.99.01.MB001specified above, complete as per direction of Engineer-in-Charge. Depth of bore hole from 40 M up to & inclusive 60 M | 1.00 | Lumpsum |  | 163800.00 | 163800.00 | 10000.00 | 10000.00 | 391362.00 | 391362.00 | 400000.00 | 400000.00 | Not Quoted | Not Quoted | 570000.00 | 570000.00 | 231000.00 | 231000.00 | 175000.00 | 175000.00 | 287224.26 | 287224.26 | 10000.00 | JSIW INFRASTRUCTURE PRIVATE LIMITED
686.00 | Tube well assembly including boring, housing piping, slotted & blank piping, MS centre guide, housing clamp, electrical cables etc., excluding Tube Well pump, Motor, strainer, ball plug with hook & Strainer, CS Gate valves, Pressure Gauge, Check valves & other civil works already included in Item no. 01GC.99.01.MB001specified above, complete as per direction of Engineer-in-Charge. Depth of bore hole from 60 M up to & inclusive 80 M | 1.00 | Lumpsum |  | 187200.00 | 187200.00 | 10000.00 | 10000.00 | 99984.00 | 99984.00 | 100000.00 | 100000.00 | Not Quoted | Not Quoted | 693500.00 | 693500.00 | 254100.00 | 254100.00 | 215000.00 | 215000.00 | 344669.12 | 344669.12 | 10000.00 | JSIW INFRASTRUCTURE PRIVATE LIMITED
687.00 | Tube well assembly including boring, housing piping, slotted & blank piping, MS centre guide, housing clamp, electrical cables etc., excluding Tube Well pump, Motor, strainer, ball plug with hook & Strainer, CS Gate valves, Pressure Gauge, Check valves & other civil works already included in Item no. 01GC.99.01.MB001specified above, complete as per direction of Engineer-in-Charge. Depth of bore hole from 80 M up to & inclusive 100 M | 1.00 | Lumpsum |  | 198900.00 | 198900.00 | 10000.00 | 10000.00 | 45000.00 | 45000.00 | 50000.00 | 50000.00 | Not Quoted | Not Quoted | 807500.00 | 807500.00 | 279510.00 | 279510.00 | 275000.00 | 275000.00 | 574448.53 | 574448.53 | 10000.00 | JSIW INFRASTRUCTURE PRIVATE LIMITED
688.00 | Tube well assembly including boring, housing piping, slotted & blank piping, MS centre guide, housing clamp, electrical cables etc., excluding Tube Well pump, Motor, strainer, ball plug with hook & Strainer, CS Gate valves, Pressure Gauge, Check valves & other civil works already included in Item no. 01GC.99.01.MB001specified above, complete as per direction of Engineer-in-Charge. Depth of bore hole from 100 M up to & inclusive 120 M | 1.00 | Lumpsum |  | 210600.00 | 210600.00 | 10000.00 | 10000.00 | 45000.00 | 45000.00 | 50000.00 | 50000.00 | Not Quoted | Not Quoted | 921500.00 | 921500.00 | 307464.00 | 307464.00 | 305000.00 | 305000.00 | 689338.24 | 689338.24 | 10000.00 | JSIW INFRASTRUCTURE PRIVATE LIMITED
689.00 | Tube well assembly including boring, housing piping, slotted & blank piping, MS centre guide, housing clamp, electrical cables etc., excluding Tube Well pump, Motor, strainer, ball plug with hook & Strainer, CS Gate valves, Pressure Gauge, Check valves & other civil works already included in Item no. 01GC.99.01.MB001specified above, complete as per direction of Engineer-in-Charge. Depth of bore hole from 120 M up to & inclusive 140 M | 1.00 | Lumpsum |  | 222300.00 | 222300.00 | 10000.00 | 10000.00 | 45000.00 | 45000.00 | 50000.00 | 50000.00 | Not Quoted | Not Quoted | 1140000.00 | 1140000.00 | 338220.00 | 338220.00 | 325000.00 | 325000.00 | 804227.94 | 804227.94 | 10000.00 | JSIW INFRASTRUCTURE PRIVATE LIMITED
690.00 | ARCHITECTURE
691.00 | FLOOR FINISHING
692.00 | Providing and laying average 25mm cement concrete flooring in panels consisting of base course of 1:2:4 grade cement concrete (6mm down size stone aggregate) laid over sub-base of cement concrete and finishing with a layer of floating coat of neat cement slurry @ 2.75kg. of cement per Sq. M. of area including cleaning the sub-base surface, applying neat cement slurry @ 2.75 kg of cement per Sq. M. of area over the sub- base to receive the base course, compacting, tamping, trowelling, finishing, curing, providing, shuttering to the edges etc. all complete. CEMENT SUPPLIED BY THE CONTRACTOR AT THEIR COST .
693.00 | 25mm thk. cement concrete flooring. CEMENT SUPPLIED BY THE CONTRACTOR AT THEIR COST . | 36.00 | m² |  | 760.50 | 27378.00 | 950.00 | 34200.00 | 491.00 | 17676.00 | 510.00 | 18360.00 | Not Quoted | Not Quoted | 1045.00 | 37620.00 | 720.00 | 25920.00 | 325.00 | 11700.00 | 252.76 | 9099.36 | 9099.36 | KEC Spur Infrastructure Pvt. Ltd.
694.00 | Providing and laying cement concrete granolithic flooring in panels consisting of base course (under layer of 1:2:4 grade cement concrete, 6mm down size stone aggregates) laid over sub-base, wearing top- layer of cement mortar (1 cement: 3 coarse sand by volume) finished smooth by tamping, trowelling, and with a finishing floating coat of neat cement slurry @ 2.75kg. of cement per Sq. M. of area including cleaning the sub-base surface, applying neat cement slurry over the sub- base @ 2.75Kg of cement per Sq. M of area to receive the base course, compacting, tamping, trowelling, finishing, curing, providing, shuttering to the edges etc. all complete.
695.00 | With average 25mm thick under-layer and 15mm thick top layer. CEMENT SUPPLIED BY THE CONTRACTOR AT THEIR COST. | 5.00 | m² |  | 1111.50 | 5557.50 | 1200.00 | 6000.00 | 705.00 | 3525.00 | 722.00 | 3610.00 | Not Quoted | Not Quoted | 1045.00 | 5225.00 | 900.00 | 4500.00 | 325.00 | 1625.00 | 264.25 | 1321.25 | 1321.25 | KEC Spur Infrastructure Pvt. Ltd.
696.00 | 50mm thick heavy duty flooring
697.00 | Providing and laying average 50mm thick heavy duty flooring in panels consisting of base course of 35mm thick cement concrete (1 cement : 1.5 coarse sand : 3.5 stone aggregates of 10mm to 6mm size by volume) laid over sub-base and 15mm thick finishing layer consisting of cement and integral hardening compound mixed in ratio of 4 cement :1 hardenar (by weight) :2 stone agrgregates of 6mm and down size laid integral with base course and finished smooth including cleaning the sub-base surface, applying neat cement slurry @2.75 Kg of cement per Sq.M of area over sub-base to receive the base course, levelling, tamping, trowelling, finishing, curing, providing shuttering to the edges etc. all complete. CEMENT SUPPLIED BY THE CONTRACTOR AT THEIR COST. | 5.00 | m² |  | 8424.00 | 42120.00 | 1200.00 | 6000.00 | 913.00 | 4565.00 | 977.00 | 4885.00 | Not Quoted | Not Quoted | 1568.00 | 7840.00 | 2820.00 | 14100.00 | 425.00 | 2125.00 | 471.05 | 2355.25 | 2125.00 | AMPSEPC PVT LTD
698.00 | Providing and laying 125mm high cement plaster skirting with 1:3 cement mortar (1 cement : 3 coarse sand by volume) finished with a floating coat of neat cement slurry @ 2.75kg. of cement per Sq.M of area including rounding of junctions with floor, preparing the wall surface, making recess in the wall, finishing, curing etc. all complete.
699.00 | 18mm thick. CEMENT SUPPLIED BY THE CONTRACTOR AT THEIR COST. | 50.00 | RM |  | 339.30 | 16965.00 | 400.00 | 20000.00 | 420.00 | 21000.00 | 446.00 | 22300.00 | Not Quoted | Not Quoted | 466.00 | 23300.00 | 180.00 | 9000.00 | 550.00 | 27500.00 | 86.17 | 4308.50 | 4308.50 | KEC Spur Infrastructure Pvt. Ltd.
700.00 | Panel dividers in flooring/dado
701.00 | P.V.C. panel dividers ( 3mm x 20mm size.) | 65.00 | RM |  | 102.96 | 6692.40 | 300.00 | 19500.00 | 73.00 | 4745.00 | 76.00 | 4940.00 | Not Quoted | Not Quoted | 52.25 | 3396.25 | 19.00 | 1235.00 | 110.00 | 7150.00 | 287.22 | 18669.30 | 1235.00 | Ace Pipeline Contracts Pvt Ltd
702.00 | P.V.C. panel dividers ( 3mm x 35mm size.) | 5.00 | RM |  | 109.98 | 549.90 | 425.00 | 2125.00 | 127.00 | 635.00 | 136.00 | 680.00 | Not Quoted | Not Quoted | 57.00 | 285.00 | 24.00 | 120.00 | 135.00 | 675.00 | 402.11 | 2010.55 | 120.00 | Ace Pipeline Contracts Pvt Ltd
703.00 | P.V.C. panel dividers ( 3mm x 40mm size.) | 5.00 | RM |  | 122.85 | 614.25 | 480.00 | 2400.00 | 150.00 | 750.00 | 153.00 | 765.00 | Not Quoted | Not Quoted | 76.00 | 380.00 | 30.00 | 150.00 | 145.00 | 725.00 | 436.58 | 2182.90 | 150.00 | Ace Pipeline Contracts Pvt Ltd
704.00 | Providing and laying machine cut chissel dressed kota stone slab of approved shade in floor tread, landing, riser, skirting, dado over and including a bed of cement mortar including preparing the base surface, applying neat cement slurry @ 2.75 Kg of cement per Sq.M of area to receive the mortar, providing neat cement slurry @ 4.4kg. of cement /Sq.M of area over the mortar bed, jointing each slab with neat cement paste/ grouting white cement and pigment ( conforming to IS : 2114, Table-1, matching the shade of slabs), machine cutting of the slab edges square, true & plumb finishing, grinding, polishing, finishing etc. all complete.
705.00 | 25mm thick kota stone slab (with tolerance +_2mm for thickness, +_2mm for length/ breadth) in floor, landing tread over average 15mm thick cement mortar 1:4(1 Cement : 4 coarse sand by volume). CEMENT SUPPLIED BY THE CONTRACTOR AT THEIR COST. | 40.00 | m² |  | 2047.50 | 81900.00 | 1400.00 | 56000.00 | 2135.00 | 85400.00 | 2210.00 | 88400.00 | Not Quoted | Not Quoted | 1615.00 | 64600.00 | 900.00 | 36000.00 | 850.00 | 34000.00 | 1608.46 | 64338.40 | 34000.00 | AMPSEPC PVT LTD
706.00 | 18mm thick kota stone slab in riser, dado, skirting over average12mm thick cement mortar1:3(1 cement:3 coarse sand by volume). CEMENT SUPPLIED BY THE CONTRACTOR AT THEIR COST. | 20.00 | m² |  | 2398.50 | 47970.00 | 1400.00 | 28000.00 | 1717.00 | 34340.00 | 1785.00 | 35700.00 | Not Quoted | Not Quoted | 1387.00 | 27740.00 | 840.00 | 16800.00 | 950.00 | 19000.00 | 1568.24 | 31364.80 | 16800.00 | Ace Pipeline Contracts Pvt Ltd
707.00 | Extra for providing round nosing by machine cutting of the slab. | 34.00 | RM |  | 702.00 | 23868.00 | 150.00 | 5100.00 | 1232.00 | 41888.00 | 1275.00 | 43350.00 | Not Quoted | Not Quoted | 256.50 | 8721.00 | 18.00 | 612.00 | 310.00 | 10540.00 | 574.45 | 19531.30 | 612.00 | Ace Pipeline Contracts Pvt Ltd
708.00 | Providing and laying tiles in flooring , dado, skirting etc. in approved colour, design and pattern, laid over and including a coating of approved adhesive as per manufacturers specifications, flush pointing of joints of tiles with cement paste/ grouting with white cement and pigment (conforming to IS:2114, Table-1, matching the shade of tiles) finishing, cleaning etc. all complete.
709.00 | Ceramic, matt finished non-slip type tiles of approved make and shade(s) in approved design/ pattern including cleaning the finished surface with oxalic acid, wax polishing etc. for size 300mm x 300mm x 8mm (+5%) thick tiles for flooring. | 15.00 | m² |  | 2281.50 | 34222.50 | 1200.00 | 18000.00 | 1261.00 | 18915.00 | 1360.00 | 20400.00 | Not Quoted | Not Quoted | 1501.00 | 22515.00 | 600.00 | 9000.00 | 625.00 | 9375.00 | 1034.01 | 15510.15 | 9000.00 | Ace Pipeline Contracts Pvt Ltd
710.00 | Extra over marble/ kota stone flooring/ skirting/ dado items for providing mirror polishing (in place of normal polishing) by grinding machine (suitable for mirror polishing) comprising of multiple grindings up to 6 nos. with carborundum stone (in descending order of hardness of grinding stone), one no. grinding with Italian grinding stone and one no. grinding with foam buffer set and polishing with Teno-oxide granite powder etc. all complete to give a smooth and mirror-like shining surface. | 5.00 | m² |  | 702.00 | 3510.00 | 1400.00 | 7000.00 | 2099.00 | 10495.00 | 2221.00 | 11105.00 | Not Quoted | Not Quoted | 941.00 | 4705.00 | 300.00 | 1500.00 | 725.00 | 3625.00 | 241.27 | 1206.35 | 1206.35 | KEC Spur Infrastructure Pvt. Ltd.
711.00 | Providing and laying anti slip (rough)Granite stone slabs, of thickness minimum 25mm, in flooring, landing, tread, ramps over minimum 20mm thick cement mortor1:4 (1 cement :4 course sand by volume) over and including a bed of cement mortar including preparing the base surface, applying neat cement slurry @ 2.75 kg. of cement per sq. mtr. of area to receive the mortar bed, jointing each slab with neat cement paste/ grout with white cement mixed with pigment (conforming to IS:2114, Table-1) to match the colour of the granite stone slabs, finishing etc. all complete.
712.00 | Cement supplied by the Contractor at there cost | 2.00 | m² |  | 3042.00 | 6084.00 | 4500.00 | 9000.00 | 2055.00 | 4110.00 | 2125.00 | 4250.00 | Not Quoted | Not Quoted | 2299.00 | 4598.00 | 7200.00 | 14400.00 | 625.00 | 1250.00 | 3015.85 | 6031.70 | 1250.00 | AMPSEPC PVT LTD
713.00 | Providing 3 nos. of 3mm grooves at spacing of 30mm in Kota/ Marble/ granite stone laid in stairs¿ treads/ landings all complete as per the direction of Engineer-In-Charge. (Single measurement shall be considered for 3 parallel grooves) | 100.00 | RM |  | 479.70 | 47970.00 | 350.00 | 35000.00 | 201.00 | 20100.00 | 212.00 | 21200.00 | Not Quoted | Not Quoted | 198.00 | 19800.00 | 180.00 | 18000.00 | 2750.00 | 275000.00 | 120.63 | 12063.00 | 12063.00 | KEC Spur Infrastructure Pvt. Ltd.
714.00 | WOOD WORK
715.00 | Wooden frames of doors, windows, ventilators Providing and fixing wooden frames of doors, windows, ventilators including cutting, shaping, jointing, applying a coat of bituminous paint on concealed surface, wood primer on exposed surface, fixing in masonry/RCC by means of 300mm x 25mm x 6mm thick M.S. hold fasts screwed to frame @ 600mm max vertically and grouted with M-15 grade concrete in min. 350mm x 100mm x 100mm sized hole made in masonry/96mm long, 12mm dia M.S. dash fastener, painting with two coats of approved shade and make (ICI or equivalent) synthetic enamel paint over approved quality primer coat, finishing etc. all complete.
716.00 | Wooden frames with approved quality local hard wood (Champ, Sisam, Sal etc. conforming to IS : 4021). | .10 | m³ |  | 140400.00 | 14040.00 | 215000.00 | 21500.00 | 142440.00 | 14244.00 | 153000.00 | 15300.00 | Not Quoted | Not Quoted | 19760.00 | 1976.00 | 30000.00 | 3000.00 | 125000.00 | 12500.00 | 59742.65 | 5974.27 | 1976.00 | M/s. Megha Engineering and Infrastructures Ltd
717.00 | 35mm thick block board flush shutter Providing and fixing Factory made, overall 35mm thick block board flush shutter consisting of solid core block board bonded with phenol phormaldehyde synthetic resin conforming to IS : 848 and faced on both faces with commercial type plywood/teakwood veneering/ lamination bonded with phenol formaldehyde synthetic resin conforming to IS : 848, including providing and fixing second class teakwood perimeter beading fixed by means of approved quality neoprene based adhesive and nailing @ 300 mm max.. painting exposed surface with two coats of approved shade and make synthetic enamel paint over approved quality primer coat, providing and fixing 125mm long M.S. butt hinges [for each shutter (vertical spacing not exceeding 600mm)] including fixing with door frame, finishing etc. all conforming to IS : 2202.
718.00 | Door shutter faced with approved quality 1mm thick teakwood veneering conforming to IS : 303, BS : 476, Part-7. | 2.00 | m² |  | 2831.40 | 5662.80 | 3500.00 | 7000.00 | 6167.00 | 12334.00 | 6375.00 | 12750.00 | Not Quoted | Not Quoted | 4655.00 | 9310.00 | 7800.00 | 15600.00 | 37000.00 | 74000.00 | 22748.16 | 45496.32 | 5662.80 | Advance Infrastrurctures Pvt Ltd
719.00 | Door shutter faced with 1mm thick approved quality lamination of approved shade/brand. | 5.00 | m² |  | 3510.00 | 17550.00 | 1800.00 | 9000.00 | 5948.00 | 29740.00 | 6375.00 | 31875.00 | Not Quoted | Not Quoted | 2090.00 | 10450.00 | 8160.00 | 40800.00 | 36500.00 | 182500.00 | 2872.24 | 14361.20 | 9000.00 | JSIW INFRASTRUCTURE PRIVATE LIMITED
720.00 | Providing and fixing overall 35mm thick,panelled door shutter consisting of 100mm wide second class teakwood stiles and top rails and 150 mm wide lock and 200mm wide bottom rails jointed suitably and 12mm thick Teakwood Particle Board infill panels fixed with 12.5mm square moulded teakwood beading fixed by approved quality neoperene based adhesive and nailing @ max. 300mm c/c including painting the stiles, rails and panel board with two coats of approved shade and quality (ICI or equivalent) synthetic enamel paint over and including approved coat of primer, Providing and fixing 11.10mm dia, 150mm long Aluminium butt hinges (max. Vertical spacing not exceeding 600mm) for each shutter, fixing with door frame, all finishing, removing any stain etc. all complete. | 3.00 | m² |  | 5194.80 | 15584.40 | 12500.00 | 37500.00 | 5919.00 | 17757.00 | 6375.00 | 19125.00 | Not Quoted | Not Quoted | 4180.00 | 12540.00 | 10200.00 | 30600.00 | 34500.00 | 103500.00 | 13786.76 | 41360.28 | 12540.00 | M/s. Megha Engineering and Infrastructures Ltd
721.00 | Extra for providing and fixing square or rectangular vision panels in door shutters of 4mm thick plain glass (wt. 7.2kg/Sq.M) and conforming to IS : 2835 with 20mm x 10mm Teakwood beading fixed by approved quality neoprene based rubber adhesive and nailing @ max. 300mm c/c, including all cutting, fixing, providing 2 coats of approved quality Polyurithane transparent coating with stainer mix to achieve the desired shade on the teak wood etc. all complete. (Measurement for payment to be made only for the glazed area of vision panel). | 1.00 | m² |  | 1755.00 | 1755.00 | 4500.00 | 4500.00 | 4373.00 | 4373.00 | 4590.00 | 4590.00 | Not Quoted | Not Quoted | 4180.00 | 4180.00 | 900.00 | 900.00 | 22500.00 | 22500.00 | 8042.28 | 8042.28 | 900.00 | Ace Pipeline Contracts Pvt Ltd
722.00 | Providing and fixing in position following items including all necessary fixtures, fittings, finishing etc. all complete.
723.00 | Approved make heavy duty overhead hydraulic door closer with adjustable spanners, metal screws etc. conforming to IS : 3564 | 2.00 | nos |  | 1755.00 | 3510.00 | 5500.00 | 11000.00 | 2192.00 | 4384.00 | 2295.00 | 4590.00 | Not Quoted | Not Quoted | 4180.00 | 8360.00 | 2400.00 | 4800.00 | 2450.00 | 4900.00 | 2182.90 | 4365.80 | 3510.00 | Advance Infrastrurctures Pvt Ltd
724.00 | Approved make Chromium plated metallic (brass body) mortice lock, 6 levers conforming to IS : 2209 (inclusive of pair of handles of pressure die cast zinc alloy,satin finished). | 2.00 | nos |  | 3510.00 | 7020.00 | 1800.00 | 3600.00 | 3610.00 | 7220.00 | 3825.00 | 7650.00 | Not Quoted | Not Quoted | 1881.00 | 3762.00 | 1920.00 | 3840.00 | 1225.00 | 2450.00 | 1007.58 | 2015.16 | 2015.16 | KEC Spur Infrastructure Pvt. Ltd.
725.00 | Approved make heavy duty hydraulically operated, adjustable floor mounted door closer conforming to IS:6315, Double action type. | 2.00 | nos |  | 11115.00 | 22230.00 | 6500.00 | 13000.00 | 11772.00 | 23544.00 | 12750.00 | 25500.00 | Not Quoted | Not Quoted | 7505.00 | 15010.00 | 4200.00 | 8400.00 | 8750.00 | 17500.00 | 2527.57 | 5055.14 | 5055.14 | KEC Spur Infrastructure Pvt. Ltd.
726.00 | Approved make pressure die cast zinc alloy, chromium plated door handle. 150mm long | 2.00 | nos |  | 585.00 | 1170.00 | 900.00 | 1800.00 | 1249.00 | 2498.00 | 1275.00 | 2550.00 | Not Quoted | Not Quoted | 760.00 | 1520.00 | 240.00 | 480.00 | 650.00 | 1300.00 | 402.11 | 804.22 | 480.00 | Ace Pipeline Contracts Pvt Ltd
727.00 | Approved quality 3mm thick plastic kick/push plate fixed with brass screws. | 1.00 | m² |  | 702.00 | 702.00 | 1600.00 | 1600.00 | 2141.00 | 2141.00 | 2295.00 | 2295.00 | Not Quoted | Not Quoted | 365.75 | 365.75 | 540.00 | 540.00 | 11500.00 | 11500.00 | 517.00 | 517.00 | 365.75 | M/s. Megha Engineering and Infrastructures Ltd
728.00 | Approved quality anodized aluminium aldrop 300mm long, 19.05mm dia in bronze colour. | 2.00 | nos |  | 1404.00 | 2808.00 | 1200.00 | 2400.00 | 1997.00 | 3994.00 | 2125.00 | 4250.00 | Not Quoted | Not Quoted | 365.75 | 731.50 | 420.00 | 840.00 | 650.00 | 1300.00 | 689.34 | 1378.68 | 731.50 | M/s. Megha Engineering and Infrastructures Ltd
729.00 | Approved quality anodized aluminium tower bolts conforming to IS-204 in Bronze colour, 250 x 10mm. | 2.00 | nos |  | 585.00 | 1170.00 | 900.00 | 1800.00 | 584.00 | 1168.00 | 612.00 | 1224.00 | Not Quoted | Not Quoted | 717.25 | 1434.50 | 180.00 | 360.00 | 125.00 | 250.00 | 63.19 | 126.38 | 126.38 | KEC Spur Infrastructure Pvt. Ltd.
730.00 | Approved quality anodized aluminium tower bolts conforming to IS-204 in Bronze colour, 150 x 10mm. | 2.00 | nos |  | 409.50 | 819.00 | 650.00 | 1300.00 | 444.00 | 888.00 | 459.00 | 918.00 | Not Quoted | Not Quoted | 522.50 | 1045.00 | 120.00 | 240.00 | 95.00 | 190.00 | 40.21 | 80.42 | 80.42 | KEC Spur Infrastructure Pvt. Ltd.
731.00 | Approved quality zinc alloy pressure die cast, chromium plated spring loaded round door stopper with double heavy duty rubber shoes. | 2.00 | nos |  | 468.00 | 936.00 | 900.00 | 1800.00 | 1443.00 | 2886.00 | 1530.00 | 3060.00 | Not Quoted | Not Quoted | 365.75 | 731.50 | 180.00 | 360.00 | 650.00 | 1300.00 | 631.89 | 1263.78 | 360.00 | Ace Pipeline Contracts Pvt Ltd
732.00 | Approved quality 75mm long aluminium toilet door latch with vacant/occupied indicator. | 2.00 | nos |  | 2340.00 | 4680.00 | 850.00 | 1700.00 | 449.00 | 898.00 | 459.00 | 918.00 | Not Quoted | Not Quoted | 807.50 | 1615.00 | 300.00 | 600.00 | 525.00 | 1050.00 | 631.89 | 1263.78 | 600.00 | Ace Pipeline Contracts Pvt Ltd
733.00 | Approved quality chromium plated brass coat and hat hook fixed with chromium plated brass screws. | 2.00 | nos |  | 351.00 | 702.00 | 900.00 | 1800.00 | 745.00 | 1490.00 | 765.00 | 1530.00 | Not Quoted | Not Quoted | 2546.00 | 5092.00 | 120.00 | 240.00 | 925.00 | 1850.00 | 631.89 | 1263.78 | 240.00 | Ace Pipeline Contracts Pvt Ltd
734.00 | Approved quality cylindrical door lock (Wafer pin Tumbler cylinder system) with knobs. | 2.00 | nos |  | 3510.00 | 7020.00 | 3500.00 | 7000.00 | 2144.00 | 4288.00 | 2295.00 | 4590.00 | Not Quoted | Not Quoted | 2850.00 | 5700.00 | 1800.00 | 3600.00 | 925.00 | 1850.00 | 746.78 | 1493.56 | 1493.56 | KEC Spur Infrastructure Pvt. Ltd.
735.00 | Providing and fixing minimum 12mm thick X 50mm wide teak wood Architrave (moulding) of approved design along frames etc. including lacquer polishing/ painting matching with adjoining wood work. | 12.00 | m |  | 468.00 | 5616.00 | 1050.00 | 12600.00 | 213.00 | 2556.00 | 229.00 | 2748.00 | Not Quoted | Not Quoted | 5225.00 | 62700.00 | 79.00 | 948.00 | 1150.00 | 13800.00 | 344.67 | 4136.04 | 948.00 | Ace Pipeline Contracts Pvt Ltd
736.00 | STEEL/AL./GLAZED/FULLY GLASS/PVC DOORS,WINDOWS & VENTILATORS
737.00 | Steel glazed/ louvered window/ ventilators Supplying, fabricating, and installing steel glazed/ louvered window/ ventilators in accordance with EIL standards consisting of Mild steel sections for frame and shutters including mitred jointing, welding, fixing (with 100mm x 15mm x 6mm MS lugs grouted with M-20 concrete in minimum 150mm x 50mm x 50mm sized hole in masonry/ anchor fasteners (minimum size 6mm dia, 75mm long ) @ 600mm maximum spacing in RCC) , all hardware such as hinges, peg stays, handles, weather bars, striking plates, coupling bars etc., glazing, MS sheet louvers, painting (minimum 2 coats of synthetic enamel paint including & over primer coat & finishing. Reference EIL standards: 7-75-0027, 0028,0029,0031, 0032.
738.00 | M.S. sheet louvered window/ ventilator with sections as per IS : 7452/1038 | 2.00 | m² |  | 5616.00 | 11232.00 | 6500.00 | 13000.00 | 8448.00 | 16896.00 | 8925.00 | 17850.00 | Not Quoted | Not Quoted | 4180.00 | 8360.00 | 11760.00 | 23520.00 | 1150.00 | 2300.00 | 3906.25 | 7812.50 | 2300.00 | AMPSEPC PVT LTD
739.00 | Aluminium work for doors, windows, ventilators and partition Providing and fixing aluminium work for doors, windows, ventilators and partitions with extruded built up standard tubular sections/ appropriate Z sections and other sections of approved make conforming to IS: 733 and IS: 1285, fixing with dash fasteners of required dia and size, including necessary filling up the gaps at junctions, i.e. at top, bottom and sides with required EPDM rubber/ neoprene gasket etc. Aluminium sections shall be smooth, rust free, straight, mitred and jointed mechanically wherever required including cleat angle, Aluminium snap beading for glazing / paneling, C.P. brass / stainless steel screws, all complete as per architectural drawings and the directions of Engineer-in-charge. (Glazing, paneling and dash fasteners to be paid for separately) :
740.00 | For fixed portion of aluminium doors, windows, ventilators and partitions made from Powder coated aluminium (minimum thickness of powder coating 50 micron) | 60.00 | kg |  | 608.40 | 36504.00 | 650.00 | 39000.00 | 444.00 | 26640.00 | 459.00 | 27540.00 | Not Quoted | Not Quoted | 598.50 | 35910.00 | 420.00 | 25200.00 | 225.00 | 13500.00 | 459.56 | 27573.60 | 13500.00 | AMPSEPC PVT LTD
741.00 | For shutters of doors, windows & ventilators made from Powder coated aluminium (minimum thickness of powder coating 50 micron) including providing and fixing hinges/ pivots and making provision for fixing of fittings wherever required including the cost of EPDM rubber / neoprene gasket required (Fittings shall be paid for separately) | 75.00 | kg |  | 655.20 | 49140.00 | 650.00 | 48750.00 | 496.00 | 37200.00 | 535.00 | 40125.00 | Not Quoted | Not Quoted | 598.50 | 44887.50 | 450.00 | 33750.00 | 125.00 | 9375.00 | 459.56 | 34467.00 | 9375.00 | AMPSEPC PVT LTD
742.00 | Providing and fixing 12 mm thick pre-laminated particle board flat pressed three layer or graded wood particle board conforming to IS: 12823 Grade l Type lI, with decorative lamination on both sides, in panelling fixed in aluminum doors, windows shutters and partition frames with C.P. brass / stainless steel screws etc. complete as per architectural drawings and directions of engineer-in-charge. | 2.00 | m² |  | 1357.20 | 2714.40 | 9500.00 | 19000.00 | 4078.00 | 8156.00 | 4250.00 | 8500.00 | Not Quoted | Not Quoted | 1852.50 | 3705.00 | 4200.00 | 8400.00 | 675.00 | 1350.00 | 344.67 | 689.34 | 689.34 | KEC Spur Infrastructure Pvt. Ltd.
743.00 | Providing and fixing double action hydraulic floor spring of approved brand and manufacture conforming to IS : 6315, having brand logo embossed on the body / plate with double spring mechanism and door weight upto 125 kg, for doors, including cost of cutting floors, embedding in floors as required and making good the same matching to the existing floor finishing and stainless steel cover plate of minimum thickness 1.25 mm with brass pivot and single piece M.S. sheet outer box with slide plate etc. complete as per the direction of Engineer-in-charge. | 2.00 | each |  | 7020.00 | 14040.00 | 6500.00 | 13000.00 | 9077.00 | 18154.00 | 9350.00 | 18700.00 | Not Quoted | Not Quoted | 3657.50 | 7315.00 | 18000.00 | 36000.00 | 4500.00 | 9000.00 | 64338.24 | 128676.48 | 7315.00 | M/s. Megha Engineering and Infrastructures Ltd
744.00 | Filling gaps of size upto 5mm depth and 5 mm width in between aluminium frame & adjacent RCC/ Brick/ Stone work by providing weather silicon sealant over backer rod of approved quality as per architectural drawings and direction of Engineer-in-charge complete | 50.00 | m |  | 234.00 | 11700.00 | 300.00 | 15000.00 | 287.00 | 14350.00 | 306.00 | 15300.00 | Not Quoted | Not Quoted | 2755.00 | 137750.00 | 144.00 | 7200.00 | 110.00 | 5500.00 | 344.67 | 17233.50 | 5500.00 | AMPSEPC PVT LTD
745.00 | Providing and fixing 100mm brass locks (best make of approved quality) for aluminium doors including necessary cutting and making good etc. complete. | 2.00 | each |  | 1755.00 | 3510.00 | 1800.00 | 3600.00 | 2039.00 | 4078.00 | 2125.00 | 4250.00 | Not Quoted | Not Quoted | 1729.00 | 3458.00 | 4200.00 | 8400.00 | 235.00 | 470.00 | 2757.35 | 5514.70 | 470.00 | AMPSEPC PVT LTD
746.00 | Providing and fixing Powder coated minimum thickness 50 micron aluminium round shape handle of outer dia 100 mm with SS screws etc. complete as per direction of Engineer in-charge | 2.00 | each |  | 1111.50 | 2223.00 | 1200.00 | 2400.00 | 2986.00 | 5972.00 | 3060.00 | 6120.00 | Not Quoted | Not Quoted | 1824.00 | 3648.00 | 300.00 | 600.00 | 288.00 | 576.00 | 5170.04 | 10340.08 | 576.00 | AMPSEPC PVT LTD
747.00 | Providing and fixing 100 mm long aluminium handles, ISI marked, anodised (anodic coating not less than grade AC 10 as per IS : 1868) transparent or dyed to required colour or shade, with necessary screws etc. complete | 16.00 | nos |  | 760.50 | 12168.00 | 1450.00 | 23200.00 | 744.00 | 11904.00 | 765.00 | 12240.00 | Not Quoted | Not Quoted | 1824.00 | 29184.00 | 240.00 | 3840.00 | 650.00 | 10400.00 | 861.67 | 13786.72 | 3840.00 | Ace Pipeline Contracts Pvt Ltd
748.00 | Providing and fixing aluminium tower bolts of size 100mm x 10mm , ISI marked, anodised (anodic coating not less than grade AC 10 as per IS : 1868 ) transparent or dyed to required colour or shade, with necessary screws etc. complete | 10.00 | nos |  | 292.50 | 2925.00 | 900.00 | 9000.00 | 300.00 | 3000.00 | 306.00 | 3060.00 | Not Quoted | Not Quoted | 251.75 | 2517.50 | 180.00 | 1800.00 | 525.00 | 5250.00 | 57.44 | 574.40 | 574.40 | KEC Spur Infrastructure Pvt. Ltd.
749.00 | Providing and fixing toughened glass panes of 6.0 mm thickness in aluminium door, window, ventilator shutters and partitions etc. with EPDM rubber/ neoprene gasket etc. complete as per the architectural drawings and the directions of engineer-in-charge. (Cost of aluminium snap beading shall be paid in basic item) | 25.00 | m² |  | 2925.00 | 73125.00 | 5500.00 | 137500.00 | 1436.00 | 35900.00 | 1530.00 | 38250.00 | Not Quoted | Not Quoted | 408.50 | 10212.50 | 1380.00 | 34500.00 | 1100.00 | 27500.00 | 2872.24 | 71806.00 | 10212.50 | M/s. Megha Engineering and Infrastructures Ltd
750.00 | P/F pressed steel door and window frames Providing and fixing pressed steel door and window frames of size (assorted size out of) Overall 125mm x 60mm section, of required profile conforming to IS: 4351, made of 16 SWG pressed steel including/ consisting of: i)3 mm thick MS flat spacers welded to frame @ 500mm c/c and at holdfast locations. ii)Filling the hollow frame section with concrete. iii)MS angle (20mmx20mmx3mm) horizontal tie member below floor finish. iv)MS holdfasts (200mmx25mmx6mm) welded to spacers. v)Fixing to masonry (by grouting the holdfasts with M-15 grade concrete in minimum 250mm x 100mm x 100mm sized hole)/ fixing to RCC (by minimum 100mm long, 12 mm dia metallic counter sunk anchor fasteners) vi)MS pad plates (40mm x 150mm x 3mm) & GI mortar guard welded to frame at hinge and other hardware locations. vii)Metering of joints between horizontal and vertical members, grinding and smoothening of welding, cleaning of frame surface, finishing (synthetic enamel painting/ electrostatic powder coating/ polyurethane (PU) coating), making true alignments and surfaces etc. all complete. Notes: 1)Reference shall be made to EIL standard nos. 7-75- 0070, 7-75-0071 2)Cumulative length of all horizontal and vertical frame members shall be measured for payment.
751.00 | Frames painted with Electrostatic Powder coating. | 12.00 | m |  | 620.10 | 7441.20 | 2500.00 | 30000.00 | 2371.00 | 28452.00 | 2550.00 | 30600.00 | Not Quoted | Not Quoted | 5700.00 | 68400.00 | 2160.00 | 25920.00 | 425.00 | 5100.00 | 689.34 | 8272.08 | 5100.00 | AMPSEPC PVT LTD
752.00 | Extra for box type transoms & mullions | 2.00 | m |  | 608.40 | 1216.80 | 2500.00 | 5000.00 | 2112.00 | 4224.00 | 2295.00 | 4590.00 | Not Quoted | Not Quoted | 3468.00 | 6936.00 | 300.00 | 600.00 | 325.00 | 650.00 | 1034.01 | 2068.02 | 600.00 | Ace Pipeline Contracts Pvt Ltd
753.00 | PLASTERING & POINTING
754.00 | Providing plain cement plaster in cement mortar (1 cement:4/6 fine sand by volume) on masonry, PCC/ RCC including preperation of base, finishing, curing etc; also including providing 20 gauge chicken wire mesh stretched tight at all RCC/ PCC and masonry meeting points in 300mm wide strips (150mm on on each surface) fixed with G.I. "U" type nails before plastering.
755.00 | Ordinary plain cement plaster Average 18mm thick 1:6 (1 cement : 6 sand). Cement supplied by the Contractor at their cost. | 40.00 | m² |  | 643.50 | 25740.00 | 550.00 | 22000.00 | 262.00 | 10480.00 | 272.00 | 10880.00 | Not Quoted | Not Quoted | 522.50 | 20900.00 | 468.00 | 18720.00 | 175.00 | 7000.00 | 436.58 | 17463.20 | 7000.00 | AMPSEPC PVT LTD
756.00 | Ordinary plain cement plaster Average 15mm thick 1:4 (1 cement : 4 sand). Cement supplied by the Contractor at their cost. | 245.00 | m² |  | 561.60 | 137592.00 | 450.00 | 110250.00 | 315.00 | 77175.00 | 340.00 | 83300.00 | Not Quoted | Not Quoted | 494.00 | 121030.00 | 450.00 | 110250.00 | 135.00 | 33075.00 | 344.67 | 84444.15 | 33075.00 | AMPSEPC PVT LTD
757.00 | Ordinary plain cement plaster Average 12mm thick 1:4 (1 cement : 4 sand). Cement supplied by the Contractor at their cost. | 375.00 | m² |  | 479.70 | 179887.50 | 400.00 | 150000.00 | 277.00 | 103875.00 | 297.00 | 111375.00 | Not Quoted | Not Quoted | 456.00 | 171000.00 | 432.00 | 162000.00 | 135.00 | 50625.00 | 333.18 | 124942.50 | 50625.00 | AMPSEPC PVT LTD
758.00 | Ordinary plain cement plaster Average 6 mm thick 1:4 (1 cement : 4 sand). Cement supplied by the Contractor at their cost. | 265.00 | m² |  | 409.50 | 108517.50 | 390.00 | 103350.00 | 219.00 | 58035.00 | 229.00 | 60685.00 | Not Quoted | Not Quoted | 399.00 | 105735.00 | 408.00 | 108120.00 | 65.00 | 17225.00 | 264.25 | 70026.25 | 17225.00 | AMPSEPC PVT LTD
759.00 | Plain cement plaster with waterproofing compound conforming to IS-2645 (CICO/ approved equivalent) mixed to cement mortar @ 3% by weight, Average 18mm thick 1:6 (1 cement : 6 sand) Cement supplied by the Contractor at their cost. | 3252.00 | m² |  | 596.70 | 1940468.40 | 500.00 | 1626000.00 | 363.00 | 1180476.00 | 382.00 | 1242264.00 | Not Quoted | Not Quoted | 750.50 | 2440626.00 | 498.00 | 1619496.00 | 105.00 | 341460.00 | 422.79 | 1374913.08 | 341460.00 | AMPSEPC PVT LTD
760.00 | Plain cement plaster with waterproofing compound conforming to IS-2645 (CICO/ approved equivalent) mixed to cement mortar @ 3% by weight, Average 12mm thick 1:4 (1 cement : 4 sand) Cement supplied by the Contractor at their cost. | 2095.00 | m² |  | 526.50 | 1103017.50 | 450.00 | 942750.00 | 301.00 | 630595.00 | 314.00 | 657830.00 | Not Quoted | Not Quoted | 631.75 | 1323516.25 | 492.00 | 1030740.00 | 105.00 | 219975.00 | 332.03 | 695602.85 | 219975.00 | AMPSEPC PVT LTD
761.00 | Plain cement plaster with waterproofing compound conforming to IS-2645 (CICO/ approved equivalent) mixed to cement mortar @ 3% by weight. Average 6mm thick 1:4 (1 cement : 4 sand) Average 6mm thick 1:4 (1 cement : 4 sand). Cement supplied by the Contractor at their cost. | 292.00 | m² |  | 468.00 | 136656.00 | 450.00 | 131400.00 | 234.00 | 68328.00 | 246.00 | 71832.00 | Not Quoted | Not Quoted | 631.75 | 184471.00 | 480.00 | 140160.00 | 55.00 | 16060.00 | 289.52 | 84539.84 | 16060.00 | AMPSEPC PVT LTD
762.00 | Providing average 20mm thick sand face plaster of uniforms texture in two layers consisting of average 13mm thick cement plaster under layer (1 cement : 4 coarse sand by volume) and average 7mm thick top layer of cement plaster (1 cement : 2 coarse sand by volume, sand granules of 2mm to 4mm)including preparation of base surface, sponge finishing, curing etc. all complete.
763.00 | Cement supplied by the Contractor at their cost. | 45.00 | m² |  | 456.30 | 20533.50 | 600.00 | 27000.00 | 591.00 | 26595.00 | 637.00 | 28665.00 | Not Quoted | Not Quoted | 713.00 | 32085.00 | 540.00 | 24300.00 | 165.00 | 7425.00 | 543.43 | 24454.35 | 7425.00 | AMPSEPC PVT LTD
764.00 | Providing 20mm x 10mm Grooves in plastering in perfect straight line, plumb and uniform size throughout including finishing etc. all complete. | 390.00 | RM |  | 819.00 | 319410.00 | 120.00 | 46800.00 | 24.00 | 9360.00 | 25.00 | 9750.00 | Not Quoted | Not Quoted | 35.00 | 13650.00 | 60.00 | 23400.00 | 135.00 | 52650.00 | 60.89 | 23747.10 | 9360.00 | Om Yash Projects Limited
765.00 | Providing a floating coat of neat cement @2.75Kg per Sq.M of area over plaster including preparation of surface,finishing,curing etc. all complete.
766.00 | Cement supplied by the Contractor at their cost.. | 21.00 | m² |  | 234.00 | 4914.00 | 140.00 | 2940.00 | 215.00 | 4515.00 | 221.00 | 4641.00 | Not Quoted | Not Quoted | 138.00 | 2898.00 | 180.00 | 3780.00 | 135.00 | 2835.00 | 91.91 | 1930.11 | 1930.11 | KEC Spur Infrastructure Pvt. Ltd.
767.00 | ROOFING TREATMENT
768.00 | PCC 1:2:4 over concrete surfaces Providing and laying cement concrete (1 cement : 2 coarse sand : 4 aggregate) over concrete surfaces, laid to slope at all heights including, finishing, curing, tamping etc. all
769.00 | Cement supplied by the Contractor at their cost. | 8.00 | m³ |  | 7020.00 | 56160.00 | 6000.00 | 48000.00 | 5638.00 | 45104.00 | 5780.00 | 46240.00 | Not Quoted | Not Quoted | 8360.00 | 66880.00 | 12600.00 | 100800.00 | 2750.00 | 22000.00 | 6663.60 | 53308.80 | 22000.00 | AMPSEPC PVT LTD
770.00 | P/L A.P.P. modified reinforced bituminous memb. waterproofing Providing and laying 4mm thick A.P.P (atactic polypropelene) modified reinforced bituminous waterproofing membrane over terrace and parapet including cleaning and preperation of the surface consisting of making good all the cracks and damages, filling potholes/ depressions, removing weak foam concrete/ plaster and refilling with same wherever required thus preparing smooth surface of the terrace; providing and applying one coat of cold applied bitumen based primer @ 0.2 to 0.4 litre per sq. mtr.; laying the membrane by torch welding over primer, providing 100mm overlaps and appropriately pressing the membrane to remove any entrapped air, including fixing on parapet after providing 10mm x 20mm continuous groove in parapet for terminating the membrane and filling the groove with polyurethane sealant and continuing this treatment at rain water outlet points; providing finishing protective layer of 35 mm thk. P.C.C. (1:2:4) in panels of maximum size 1200mm x 1200mm chequered finish with 24 SWG chicken wiremesh interposed in between finished smooth with joints between panels sealed with suitable polyurethane sealant; providing fillets of 75 mm radius with P.C.C. (1:2:4) at junctions of horizontal and vertical surfaces finished smooth; providing 450mm x 450mm khuras (rain water collecting pits) in 1:2:4 cement concrete at all outlets, levelled down by min. 25mm, finishing, curing etc. all complete as per approved manufacturer's standard specifications and recommendations.
771.00 | Cement supplied by the contractor at their cost | 70.00 | m² |  | 7020.00 | 491400.00 | 1200.00 | 84000.00 | 292.00 | 20440.00 | 306.00 | 21420.00 | Not Quoted | Not Quoted | 1729.00 | 121030.00 | 1080.00 | 75600.00 | 395.00 | 27650.00 | 361.90 | 25333.00 | 20440.00 | Om Yash Projects Limited
772.00 | WHITEWASHING, PAINTING & POLISHING
773.00 | Providing and applying two or more coats (to give a smooth and even shade) of premium plastic emulsion paint conforming to IS:5411 of approved make and shade including cleaning and preparation of surface consisting of application of Plaster of Paris punning over entire surface, filling all holes and depressions with plaster of Paris, applying a coat of cement primer, two or more coats of oil based putty (as per manufacturer's recommendations to give a paste like putty), sandpapering etc. all complete. | 290.00 | m² |  | 187.20 | 54288.00 | 300.00 | 87000.00 | 216.00 | 62640.00 | 229.00 | 66410.00 | Not Quoted | Not Quoted | 522.50 | 151525.00 | 420.00 | 121800.00 | 95.00 | 27550.00 | 91.91 | 26653.90 | 26653.90 | KEC Spur Infrastructure Pvt. Ltd.
774.00 | Providing and applying two coats of synthetic enamel paint of approved make and shade to give an even shade including cleaning and preparation of surfaces, providing 2 coats of primer, stopping and filling etc. complete. | 3.00 | m² |  | 193.05 | 579.15 | 300.00 | 900.00 | 215.00 | 645.00 | 229.00 | 687.00 | Not Quoted | Not Quoted | 522.50 | 1567.50 | 714.00 | 2142.00 | 95.00 | 285.00 | 114.89 | 344.67 | 285.00 | AMPSEPC PVT LTD
775.00 | Providing and applying min 2 mm thick white cement and polymer based wall putty (JK Wall care/ Birla Putty/ SARA or approved equivalent) over plastered surfaces (masonry wall/ RCC) and smoothening the surface with sand paper etc., preparation of surface etc. all complete as per the approved manufacturer's recommendations and directions of Engineer-in-charge. | 5.00 | m² |  | 351.00 | 1755.00 | 110.00 | 550.00 | 59.00 | 295.00 | 61.00 | 305.00 | Not Quoted | Not Quoted | 251.75 | 1258.75 | 240.00 | 1200.00 | 195.00 | 975.00 | 172.33 | 861.65 | 295.00 | Om Yash Projects Limited
776.00 | Providing and applying/ finishing the walls/ RCC surfaces with Premium Acrylic smooth exterior paint with silicon additives with low VOC (Volatile Organic Compound) content (Snowcryl-XT of 'Snowcem India Ltd. or approved equivalent) of required shades on new work applied in two or more coats at the rate of 1.43 ltr/ 10 sq.m over and including base coat of waterproof cement paint (of Snowcem Plus or approved equivalent) including cleaning, preparation of surfaces, curing etc. all complete. | 23496.00 | m² |  | 432.90 | 10171418.40 | 100.00 | 2349600.00 | 150.00 | 3524400.00 | 136.00 | 3195456.00 | Not Quoted | Not Quoted | 337.25 | 7924026.00 | 462.00 | 10855152.00 | 45.00 | 1057320.00 | 123.48 | 2901286.08 | 1057320.00 | AMPSEPC PVT LTD
777.00 | ROOFING
778.00 | Providing and fixing rain water pipes with M.S. holder clamps including fixing/embedding into masonry/concrete, providing connections like shoes, vents, specials, bends etc. fixing in perfect plumb etc. all complete.
779.00 | 160mm dia O.D. Size. exposed PVC rain water pipe jointed with bonding solution of approved quality and make with pressure rating of 4kg/cm2 including clamps, connections etc. all as per approved manufacturer's details. | 6.00 | RM |  | 2574.00 | 15444.00 | 950.00 | 5700.00 | 578.00 | 3468.00 | 612.00 | 3672.00 | Not Quoted | Not Quoted | 1140.00 | 6840.00 | 1080.00 | 6480.00 | 275.00 | 1650.00 | 344.67 | 2068.02 | 1650.00 | AMPSEPC PVT LTD
780.00 | 160mm dia O.D. Size. embedded PVC rain water pipe jointed with bonding solution of approved quality and make with pressure rating of 4kg/cm2 including clamps, connections etc. all as per approved manufacturer's details | 6.00 | RM |  | 2574.00 | 15444.00 | 950.00 | 5700.00 | 582.00 | 3492.00 | 612.00 | 3672.00 | Not Quoted | Not Quoted | 1140.00 | 6840.00 | 1440.00 | 8640.00 | 275.00 | 1650.00 | 344.67 | 2068.02 | 1650.00 | AMPSEPC PVT LTD
781.00 | SANITARY FITTINGS & FIXTURES
782.00 | Providing and fixing white glazed Earthenware Orissa pan type water closet with integral footrest of 550mmx440mm size conforming to IS : 2556, Part - III including glazed earthenware flushing cistern supported on MS brackets conforming to IS:774 of 10 litre capacity with CP brass handles,32mm dia telescopic flush pipe with fittings & clamps,15 mm dia overflow pipe with mosquitoproof net,15mm dia PVC connection pipe 450mm long,painting of all exposed metalic surfaces with 2 coats of approved shade and quality synthetic enamel paint (ICI or approved equivalent) over a priming coat of approved qualityred oxide zinc chromate, cutting walls, floors and making good of same,finishing, soldered joints, making inlet/ outlet connections,providing min. 150mm thick sand cushion, finishing etc. all complete. | 1.00 | nos |  | 11115.00 | 11115.00 | 8500.00 | 8500.00 | 11307.00 | 11307.00 | 12240.00 | 12240.00 | Not Quoted | Not Quoted | 6318.00 | 6318.00 | 2640.00 | 2640.00 | 6500.00 | 6500.00 | 2297.79 | 2297.79 | 2297.79 | KEC Spur Infrastructure Pvt. Ltd.
783.00 | Providing and fixing white glazed Earthen ware double trap, syphonic pattern wash down water closet conforming to IS : 2556 Part II including white plastic solid seat and cover conforming to IS : 2548, CP brass hinges and rubber buffers,10 litres capacity glazed Earthenware low level cistern conforming to IS:774 with internal overflow system & fittings,CP brass 40mm dia flush pipe,15 mm dia ,450mm long PVC connection pipe,ball valve, painting of all exposed matalic surfaces with 2 coats of approved shade and quality synthetic enamel paint (ICI or approved equivalent) over a priming coat of approved quality red oxide zinc chromate, cutting walls, floors and making good of same, making inlet and outlet connections, finishing etc. all complete. | 1.00 | nos |  | 10062.00 | 10062.00 | 19000.00 | 19000.00 | 14462.00 | 14462.00 | 15300.00 | 15300.00 | Not Quoted | Not Quoted | 12065.00 | 12065.00 | 4200.00 | 4200.00 | 8500.00 | 8500.00 | 4021.14 | 4021.14 | 4021.14 | KEC Spur Infrastructure Pvt. Ltd.
784.00 | Providing and fixing white glazed ceramic, flat back half stall type Urinals of 610mm x 400mm x 380mm size conforming to IS:2556 Part-VI including automatic glazed Earthenware cistern for every one 15mm dia CP brass cistern outlet 750mm long,32mm dia GI waste pipe with brass union,CP brass bottle trap,CP brass spreader,tee,distribution pipe etc.,MS brackets for cistern, painting of all exposed mettalic surface with 2 coats of approved shade and quality synthetic enamel paint (ICI or approved equivalent) over a priming coat of approved quality red oxide zinc chromate, making inlet and outlet connections, fixing with C.P. brass screws, finishing etc. all complete.
785.00 | One urinal.(with 5 litre capacity cistern) | 1.00 | nos |  | 17550.00 | 17550.00 | 14000.00 | 14000.00 | 8172.00 | 8172.00 | 8415.00 | 8415.00 | Not Quoted | Not Quoted | 7505.00 | 7505.00 | 4800.00 | 4800.00 | 12500.00 | 12500.00 | 6318.93 | 6318.93 | 4800.00 | Ace Pipeline Contracts Pvt Ltd
786.00 | Marble Partition
787.00 | Providing and fixing minimum 17mm thick, marble partitions (approved quality & shade) with round edges for urinals including cutting walls, inserting (upto 100mm depth) and fixing the slab with Cement Mortar (1 cement : 3 coarse sand by volume). fixing with M.S. channels at bottom, suitably embedded in wall with grouting, painting all exposed metallic surfaces with 2 coats of approved shade and quality synthetic enamel paint (ICI or approved equivalent) over an approved quality priming of red oxide zinc chromate, making good of all damaged work,finishing etc. all complete. | 1.00 | m² |  | 3510.00 | 3510.00 | 5500.00 | 5500.00 | 2995.00 | 2995.00 | 3060.00 | 3060.00 | Not Quoted | Not Quoted | 2755.00 | 2755.00 | 3000.00 | 3000.00 | 9800.00 | 9800.00 | 1263.79 | 1263.79 | 1263.79 | KEC Spur Infrastructure Pvt. Ltd.
788.00 | Providing and fixing glazed Earthenware Hand Wash Basin with antisplash rims on 3 sides, of 550mm x 400mm size conforming to IS : 2556 Part-IV, including approved M.S./C.I. brackets conforming to IS : 775, one 15mm dia CP brass pillar cock, rubber plug with CP brass chain,32mm CP Waste fitting of standard pattern pipe with 32mm dia GI pipe, C.P. brass bottle trap, cutting walls, floors and making good the same, painting all exposed metallic surfaces with 2 coats of approved shade and quality synthetic enamel paint (ICI or approved equivalent) over an approved quality priming coat of red oxide zinc chromate making all connections, finishing etc. all complete.
789.00 | Providing Handwash basin of white glazed earthen-ware. | 1.00 | nos |  | 3042.00 | 3042.00 | 11500.00 | 11500.00 | 7131.00 | 7131.00 | 7650.00 | 7650.00 | Not Quoted | Not Quoted | 6318.00 | 6318.00 | 4800.00 | 4800.00 | 6200.00 | 6200.00 | 4021.14 | 4021.14 | 3042.00 | Advance Infrastrurctures Pvt Ltd
790.00 | Glass Shelf
791.00 | Providing and fixing 600mm x 120mm x 4mm thick Glass shelf of approved quality with CP brass bracket and guard rails including fixing to wall with wooden cleats and CP brass screws, cutting walls and making good the same, finishing etc.all complete. | 2.00 | nos |  | 1322.10 | 2644.20 | 6500.00 | 13000.00 | 2942.00 | 5884.00 | 3060.00 | 6120.00 | Not Quoted | Not Quoted | 2299.00 | 4598.00 | 1500.00 | 3000.00 | 1775.00 | 3550.00 | 574.45 | 1148.90 | 1148.90 | KEC Spur Infrastructure Pvt. Ltd.
792.00 | Towel Rail
793.00 | Providing and fixing approved quality chromium plated brass towel rail of 20mm dia, 600mm length and 1.25mm thickness including fixing to wall with wooden cleats and CP brass screws, cutting walls and making good the same, finishing etc. all complete. | 2.00 | nos |  | 3159.00 | 6318.00 | 1200.00 | 2400.00 | 1418.00 | 2836.00 | 1530.00 | 3060.00 | Not Quoted | Not Quoted | 1729.00 | 3458.00 | 1620.00 | 3240.00 | 1250.00 | 2500.00 | 1091.45 | 2182.90 | 2182.90 | KEC Spur Infrastructure Pvt. Ltd.
794.00 | Soap Container
795.00 | Providing and fixing approved quality chromium plated liquid soap container including fixing to wall with wooden cleats and CP brass screws, cutting walls and making good the same,finishing etc. all complete. | 2.00 | nos |  | 2457.00 | 4914.00 | 1800.00 | 3600.00 | 956.00 | 1912.00 | 1020.00 | 2040.00 | Not Quoted | Not Quoted | 466.00 | 932.00 | 840.00 | 1680.00 | 1650.00 | 3300.00 | 1034.01 | 2068.02 | 932.00 | M/s. Megha Engineering and Infrastructures Ltd
796.00 | Providing and fixing Heavy grade Bib cocks/ stop cocks of spring loaded self closing type conforming to IS : 781 including making connections, cutting walls and making good the same etc. all complete.
797.00 | 15mm dia CP Brass stop cock. | 4.00 | nos |  | 690.30 | 2761.20 | 2600.00 | 10400.00 | 1452.00 | 5808.00 | 1530.00 | 6120.00 | Not Quoted | Not Quoted | 922.00 | 3688.00 | 420.00 | 1680.00 | 1150.00 | 4600.00 | 1148.90 | 4595.60 | 1680.00 | Ace Pipeline Contracts Pvt Ltd
798.00 | 15mm dia CP Brass bib cock. | 4.00 | nos |  | 1111.50 | 4446.00 | 2400.00 | 9600.00 | 1410.00 | 5640.00 | 1530.00 | 6120.00 | Not Quoted | Not Quoted | 1378.00 | 5512.00 | 900.00 | 3600.00 | 1150.00 | 4600.00 | 1723.35 | 6893.40 | 3600.00 | Ace Pipeline Contracts Pvt Ltd
799.00 | Glazed Half round Channel
800.00 | Providing and fixing white glazed half round channel of 100mm dia in slope with white cement slurry, finishing etc.all complete. | 2.00 | RM |  | 585.00 | 1170.00 | 6000.00 | 12000.00 | 726.00 | 1452.00 | 765.00 | 1530.00 | Not Quoted | Not Quoted | 1948.00 | 3896.00 | 2400.00 | 4800.00 | 1650.00 | 3300.00 | 1034.01 | 2068.02 | 1170.00 | Advance Infrastrurctures Pvt Ltd
801.00 | Providing and fixing CP brass shower rose conforming to IS-2064:
802.00 | 100mm dia shower rose. | 2.00 | nos |  | 4095.00 | 8190.00 | 3200.00 | 6400.00 | 2906.00 | 5812.00 | 3060.00 | 6120.00 | Not Quoted | Not Quoted | 1948.00 | 3896.00 | 540.00 | 1080.00 | 1725.00 | 3450.00 | 2297.79 | 4595.58 | 1080.00 | Ace Pipeline Contracts Pvt Ltd
803.00 | Toilet Paper Holder
804.00 | Providing and fixing CP Brass Toilet paper holder of approved make with CP brass brackets including fixing to wall with wooden cleats, CP brass screws,cutting walls and making good the same, finishing etc. all complete. | 2.00 | nos |  | 1755.00 | 3510.00 | 1400.00 | 2800.00 | 711.00 | 1422.00 | 765.00 | 1530.00 | Not Quoted | Not Quoted | 694.00 | 1388.00 | 840.00 | 1680.00 | 7500.00 | 15000.00 | 1034.01 | 2068.02 | 1388.00 | M/s. Megha Engineering and Infrastructures Ltd
805.00 | Stainless steel Kitchen/ Laboratory sink
806.00 | Providing and fixing stainless steel Kitchen/ Laboratory sink of approx. Size 610mm x 450mm x 200mm made of min. 1mm thick stainless steel sheet of `Salem Steel' or equivalent supported on and including M.S. brackets conforming to IS: 775; one 15mm dia C.P brass long body bib cock (if fixed to wall) or swivel type pillar cock (if fixed to counter), 15mm dia PVC/ G.I. connections to floor trap with unions etc.; painting all exposed metallic surfaces with min. 2 coats of synthetic enamel paint of approved make and shade over acoat of red oxide zinc chromate primer; cutting floor, walls, counter etc. and making good the same, making all connections, finishing etc. all complete. | 2.00 | nos |  | 5850.00 | 11700.00 | 14000.00 | 28000.00 | 8651.00 | 17302.00 | 9180.00 | 18360.00 | Not Quoted | Not Quoted | 4845.00 | 9690.00 | 4200.00 | 8400.00 | 17250.00 | 34500.00 | 6893.38 | 13786.76 | 8400.00 | Ace Pipeline Contracts Pvt Ltd
807.00 | 17mm thick polished granite stone partitions
808.00 | Providing and fixing minimum 17mm thick polished granite stone partitions (in approved quality, shade and design/ shape) with round edges for urinals including cutting walls, inserting (up to 100mm depth) and fixing the slab with Cement Mortar (1 cement : 3 coarse sand by volume), making good of all damaged work, finishing etc. all complete | 1.00 | m² |  | 351.00 | 351.00 | 4500.00 | 4500.00 | 3646.00 | 3646.00 | 3825.00 | 3825.00 | Not Quoted | Not Quoted | 2850.00 | 2850.00 | 3000.00 | 3000.00 | 17500.00 | 17500.00 | 4021.14 | 4021.14 | 351.00 | Advance Infrastrurctures Pvt Ltd
809.00 | round edged mirror of 6mm thick
810.00 | Providing and fixing round edged mirror of 6mm thick float glass with 6mm thick waterproof marine ply backing and rounded/ beveled edging, fixed on wall with wooden cleats and CP brass screws including cutting walls/ tiles, making good the same, finishing etc. all complete. | 1.00 | m² |  | 6084.00 | 6084.00 | 5500.00 | 5500.00 | 2831.00 | 2831.00 | 3060.00 | 3060.00 | Not Quoted | Not Quoted | 922.00 | 922.00 | 1020.00 | 1020.00 | 13800.00 | 13800.00 | 6318.93 | 6318.93 | 922.00 | M/s. Megha Engineering and Infrastructures Ltd
811.00 | CP Brass hand shower
812.00 | Providing and fixing CP Brass hand shower (health Faucet, of Jaquar or approved equivalent ) with 8 mm Dia, 1 metre long PVC Tube and Wall hook in approved colour and finish with all necessary fittings etc. all complete. | 1.00 | nos |  | 8073.00 | 8073.00 | 2200.00 | 2200.00 | 4375.00 | 4375.00 | 4590.00 | 4590.00 | Not Quoted | Not Quoted | 637.00 | 637.00 | 1800.00 | 1800.00 | 15500.00 | 15500.00 | 804.23 | 804.23 | 637.00 | M/s. Megha Engineering and Infrastructures Ltd
813.00 | chromium plated brass towel ring
814.00 | Providing and fixing approved quality chromium plated brass towel ring of 150mm dia including fixing to wall with wooden cleats and CP brass screws, cutting walls and making good the same, finishing etc. all complete. | 1.00 | nos |  | 3744.00 | 3744.00 | 950.00 | 950.00 | 1413.00 | 1413.00 | 1530.00 | 1530.00 | Not Quoted | Not Quoted | 1378.00 | 1378.00 | 1200.00 | 1200.00 | 13800.00 | 13800.00 | 574.45 | 574.45 | 574.45 | KEC Spur Infrastructure Pvt. Ltd.
815.00 | chromium plated brass towel rack
816.00 | Providing and fixing approved quality chromium plated brass towel rack with towel rail, of 250mm width and 600mm length including fixing to wall with wooden cleats and CP brass screws, cutting walls and making good the same, finishing etc. all complete. | 1.00 | nos |  | 3802.50 | 3802.50 | 1500.00 | 1500.00 | 4375.00 | 4375.00 | 4590.00 | 4590.00 | Not Quoted | Not Quoted | 523.00 | 523.00 | 3600.00 | 3600.00 | 13800.00 | 13800.00 | 1034.01 | 1034.01 | 523.00 | M/s. Megha Engineering and Infrastructures Ltd
817.00 | chromium plated brass Soap dish
818.00 | Providing and fixing approved quality chromium plated brass Soap dish of 100mm width and 130mm length including fixing to wall with wooden cleats and CP brass screws, cutting walls and making good the same, finishing etc. all complete. | 1.00 | nos |  | 2574.00 | 2574.00 | 900.00 | 900.00 | 739.00 | 739.00 | 765.00 | 765.00 | Not Quoted | Not Quoted | 922.00 | 922.00 | 840.00 | 840.00 | 5700.00 | 5700.00 | 1091.45 | 1091.45 | 739.00 | Om Yash Projects Limited
819.00 | C.P. brass 2 way bib cock quarter turn type for health faucet
820.00 | Providing, fixing, testing and commissioning C.P. brass 2 way bib cock quarter turn type for health faucet of approved make or equivalent 15 mm nominal bore, all complete as per standard design, specifications and direction of Engineer-in-charge. | 2.00 | nos |  | 3510.00 | 7020.00 | 2300.00 | 4600.00 | 3728.00 | 7456.00 | 3825.00 | 7650.00 | Not Quoted | Not Quoted | 2090.00 | 4180.00 | 2640.00 | 5280.00 | 11500.00 | 23000.00 | 1723.35 | 3446.70 | 3446.70 | KEC Spur Infrastructure Pvt. Ltd.
821.00 | C.P. brass wall mount Lavatory faucet mixer for wash basin
822.00 | Providing, fixing, testing and commissioning C.P. brass wall mount Lavatory faucet mixer for wash basin of following make or approved equivalent 15 mm nominal bore, all complete as per standard design, specifications and direction of Engineer-in-charge. | 2.00 | nos |  | 3568.50 | 7137.00 | 3200.00 | 6400.00 | 7767.00 | 15534.00 | 8415.00 | 16830.00 | Not Quoted | Not Quoted | 2755.00 | 5510.00 | 5400.00 | 10800.00 | 6200.00 | 12400.00 | 976.56 | 1953.12 | 1953.12 | KEC Spur Infrastructure Pvt. Ltd.
823.00 | Glass shelf
824.00 | "Providing and fixing 600mm x 120mm x 6mm thick Glass shelf of approved quality with 'D' or 'F' bracket (Stainless Steel 202 grade) and guard rails including fixing to wall with plastic rawl plugs and SS screws, drilling walls and making good the same, finishing etc., all complete. | 1.00 | nos |  | 2925.00 | 2925.00 | 3500.00 | 3500.00 | 2859.00 | 2859.00 | 3060.00 | 3060.00 | Not Quoted | Not Quoted | 523.00 | 523.00 | 1560.00 | 1560.00 | 3700.00 | 3700.00 | 1034.01 | 1034.01 | 523.00 | M/s. Megha Engineering and Infrastructures Ltd
825.00 | FALSE CEILING, FALSE FLOORING, UNDERDECK INSULATION, PARTITIONING
826.00 | Providing and fixing False Ceiling grid framework for supporting ceiling tiles consisting of main and cross runners supported from roof slab at desired height in desired pattern including finishing, making the frame work perfectly levelled and aligned etc. all complete.
827.00 | Anodised (25 micron) aluminium grid framework consisting of extruded anodized aluminium ( 2.50mm thick) main runners (`T'shaped, 25mm x 35mm size), cross runners (`T'shaped 25mm x 25mm size),Wall angles including suspending the main runners @ 600mm c/c max, by means of 6mm dia M.S. hooks slotted in 25mm x 25mmx3mm thick M.S. angle fixed to roof slab with dash fasteners and connected to 3mm thick M.S. clamp (connected to main runners with 25mm long M.S. Nut) with levelling nut @ 1200mm c/c max. assembling the main and cross runners by means of aluminium angle cleats inter locking each other to forn the grid work of 600mm of 600mm size (max) fixing the aluminium wall angles with dash fastners etc. all complete. | 6.00 | m² |  | 1053.00 | 6318.00 | 9500.00 | 57000.00 | 4253.00 | 25518.00 | 4590.00 | 27540.00 | Not Quoted | Not Quoted | 2850.00 | 17100.00 | 4680.00 | 28080.00 | 4025.00 | 24150.00 | 2527.57 | 15165.42 | 6318.00 | Advance Infrastrurctures Pvt Ltd
828.00 | underdeck insulation consisting of rigid Polyisocyanurate foam (PIR) slabs
829.00 | Providing and fixing in position underdeck insulation consisting of rigid Polyisocyanurate foam (PIR) slabs of size 1000 x 500mm and thickness of 30mm (covered on one side with glass fibre tissue/ Aluminium foil having 50mm overlap) conforming to IS:12436 having density not less than 32 kg./ Cu. M., thermal conductivity (K- value) not more than 0.023 w/mk measured at 10 deg. C; classified as 'Class I' for surface spread of flame as per BS 476, part 7; fixed to R.C.C. slab by hot blow grade bitumen of 85/25 grade or cold adhesive CPRX applied over a coat of bituminous primer @ 0.5 Litres/ Sq.M. applied to bare R.C.C. surface and to the two surface of each PIR panel and pressed in position (while the bitumen is still tacky) with the help of G.I. screws (No. 8 x 75mm long) fixed into rawl plugs (holes in R.C.C. for the rawl plugs shall be drilled prior to applying coat of bituminous primer) of size 8 x 25mm inserted (5 nos. for each slab- One each at 4 corners and one at center) and G.I washers 25mm dia; including covering the overlaps with approved quality sealing compound (MAS-94 or equivalent); chicken wire mesh 24G x 19mm shall then be fixed to G.I screws and tightened with lacing wire; including preparation of surface consisting of cleaning R.C.C surface of all dust, dirt and loose particles by wire brushing; etc. all complete as per approved manufacturer's standard specifications and recommendations. | 6.00 | m² |  | 2123.55 | 12741.30 | 4500.00 | 27000.00 | 3636.00 | 21816.00 | 3825.00 | 22950.00 | Not Quoted | Not Quoted | 1444.00 | 8664.00 | 1800.00 | 10800.00 | 3450.00 | 20700.00 | 5170.04 | 31020.24 | 8664.00 | M/s. Megha Engineering and Infrastructures Ltd
830.00 | Providing and fixing false ceiling at all height including providing and fixing of frame work made of special sections, power pressed from M.S. sheets and galvanized with zinc coating of 120 gms/sqm (both side inclusive) as per IS : 277 and consisting of angle cleats of size 25 mm wide x 1.6 mm thick with flanges of 27 mm and 37mm, at 1200 mm centre to centre, one flange fixed to the ceiling with dash fastener 12.5 mm dia x 50mm long with 6mm dia bolts, other flange of cleat fixed to the angle hangers of 25x10x0.50 mm of required length with nuts & bolts of required size and other end of angle hanger fixed with intermediate G.I. channels 45x15x0.9 mm running at the spacing of 1200 mm centre to centre, to which the ceiling section 0.5 mm thick bottom wedge of 80 mm with tapered flanges of 26 mm each having lips of 10.5 mm, at 450 mm centre to centre, shall be fixed in a direction perpendicular to G.I. intermediate channel with connecting clips made out of 2.64 mm dia x 230 mm long G.I. wire at every junction, including fixing perimeter channels 0.5 mm thick 27 mm high having flanges of 20 mm and 30 mm long, the perimeter of ceiling fixed to wall/partition with the help of rawl plugs at 450 mm centre, with 25mm long dry wall screws @ 230 mm interval, including fixing of gypsum board to ceiling section and perimeter channel with the help of dry wall screws of size 3.5 x 25 mm at 230 mm c/c, including jointing and finishing to a flush finish of tapered and square edges of the board with recomme-nded jointing compound , jointing tapes , finishing with jointing compound in 3 layers covering upto 150 mm on both sides of joint and two coats of primer suitable for board, all as per manufacturer¿s specification and also including the cost of making openings for light fittings, grills, diffusers, cutouts made with frame of perimeter channels suitably fixed, all complete as per drawings, specification and direction of the Engineer in Charge but excluding the cost of painting with:
831.00 | 12.5 mm thick tapered edge gypsum fire resistant board conforming to IS: 2095- Part I | 10.00 | m² |  | 2281.50 | 22815.00 | 3000.00 | 30000.00 | 2192.00 | 21920.00 | 2295.00 | 22950.00 | Not Quoted | Not Quoted | 1140.00 | 11400.00 | 4800.00 | 48000.00 | 2875.00 | 28750.00 | 2297.79 | 22977.90 | 11400.00 | M/s. Megha Engineering and Infrastructures Ltd
832.00 | 12.5 mm thick tapered edge gypsum moisture resistant board | 5.00 | m² |  | 2457.00 | 12285.00 | 3000.00 | 15000.00 | 2396.00 | 11980.00 | 2550.00 | 12750.00 | Not Quoted | Not Quoted | 1140.00 | 5700.00 | 4800.00 | 24000.00 | 2875.00 | 14375.00 | 2297.79 | 11488.95 | 5700.00 | M/s. Megha Engineering and Infrastructures Ltd
833.00 | Providing and fixing tiled false ceiling of approved materials of size 595x595 mm in true horizontal level, suspended on inter locking metal grid of hot dipped galvanized steel sections ( galvanized @ 120 grams/ sqm, both side inclusive) consisting of main ¿T¿ runner with suitably spaced joints to get required length and of size 24x38 mm made from 0.30 mm thick (minimum) sheet, spaced at 1200 mm center to center and cross ¿T¿ of size 24x25 mm made of 0.30 mm thick (minimum) sheet, 1200 mm long spaced between main ¿T¿ at 600 mm center to center to form a grid of 1200x600 mm and secondary cross ¿T¿ of length 600 mm and size 24x25 mm made of 0.30 mm thick (minimum) sheet to be interlocked at middle of the 1200x600 mm panel to form grids of 600x600 mm and wall angle of size 24x24x0.3 mm and laying false ceiling tiles of approved texture in the grid including, required cutting/making, opening for services like diffusers, grills, light fittings, fixtures, smoke detectors etc. Main ¿T¿ runners to be suspended from ceiling using GI slotted cleats of size 27 x 37 x 25 x1.6 mm fixed to ceiling with 12.5 mm dia and 50 mm long dash fasteners, 4 mm GI adjustable rods with galvanised butterfly level clips of size 85 x 30 x 0.8 mm spaced at 1200 mm center to center along main T, bottom exposed width of 24 mm of all T-sections shall be pre-painted with polyester paint, all complete for all heights as per specifications, drawings and as directed by Engineer-in-charge.
834.00 | 12.5 mm thick square edge PVC Laminated Gypsum Tile of size 595x595 mm, made of Gypsum plasterboard, manufactured from natural gypsum as per IS 2095 part I and laminated with white 0.16mm thick fire retardant PVC film on the face side and 12micron metalized polyester on the back side with all edges sealed with the face side PVC film which goes around and wraps the edges and is bonded to the edges and the back side metalized polyester film so as to make the tile a completely sealed unit. | 10.00 | m² |  | 819.00 | 8190.00 | 2500.00 | 25000.00 | 2674.00 | 26740.00 | 2890.00 | 28900.00 | Not Quoted | Not Quoted | 713.00 | 7130.00 | 5400.00 | 54000.00 | 2750.00 | 27500.00 | 2297.79 | 22977.90 | 7130.00 | M/s. Megha Engineering and Infrastructures Ltd
835.00 | MISCELLANEOUS ITEMS
836.00 | Sealing 25mm thick, 50mm wide expansion joints with premium grade two part poly-sulphide sealant (based on LP liquid sulphide) over and including primer (specially developed for use with polysulphide sealant material and as approved) and back-up materials of polyethylene strip or other bondbreaker (all as per manufacturer's specification), sealant being mixed (the base and the curing agent thoroughly mixed with slow speed electric mixer) and applied by sealant gun and `sealant application kit' including drying of surfaces before application by wire brushing, finishing etc. all complete. | 5.00 | RM |  | 819.00 | 4095.00 | 450.00 | 2250.00 | 727.00 | 3635.00 | 765.00 | 3825.00 | Not Quoted | Not Quoted | 1140.00 | 5700.00 | 102.00 | 510.00 | 675.00 | 3375.00 | 114.89 | 574.45 | 510.00 | Ace Pipeline Contracts Pvt Ltd
837.00 | Providing and laying plinth protection around the building perimeter consisting of a layer of 150mm thick compacted sand and 100mm thick M-15 grade concrete top layer laid to slope including trowel finishing the top layer, finishing, curing including excavation, disposal of Earth work, etc. all complete.
838.00 | Cement supplied by the Contractor at their cost. | 40.00 | m² |  | 1404.00 | 56160.00 | 1050.00 | 42000.00 | 1537.00 | 61480.00 | 1572.00 | 62880.00 | Not Quoted | Not Quoted | 523.00 | 20920.00 | 1500.00 | 60000.00 | 480.00 | 19200.00 | 543.43 | 21737.20 | 19200.00 | AMPSEPC PVT LTD
839.00 | Providing and laying plinth protection with Bldg. drain as per EIL STD. No. 7-75-0065 consisting of
840.00 | Plinth protection of PCC (1:3:6) laid over rammed earth to slope and trowel finished. Cement supplied by the Contractor at their cost. | 40.00 | m² |  | 1170.00 | 46800.00 | 1800.00 | 72000.00 | 1452.00 | 58080.00 | 1530.00 | 61200.00 | Not Quoted | Not Quoted | 632.00 | 25280.00 | 2100.00 | 84000.00 | 555.00 | 22200.00 | 482.54 | 19301.60 | 19301.60 | KEC Spur Infrastructure Pvt. Ltd.
841.00 | Building drain consisting of brick work, PCC (1:3:6) laid over rammed earth and finished with 15mm thick plain cement plaster topped with neat cement finish @ 2.75kg. of cement per Sq.M of area including finishing curing etc. all complete. Cement supplied by the Contractor at their cost. | 40.00 | m² |  | 4446.00 | 177840.00 | 650.00 | 26000.00 | 1452.00 | 58080.00 | 1530.00 | 61200.00 | Not Quoted | Not Quoted | 2850.00 | 114000.00 | 2400.00 | 96000.00 | 725.00 | 29000.00 | 2068.01 | 82720.40 | 26000.00 | JSIW INFRASTRUCTURE PRIVATE LIMITED
842.00 | Extra for providing 600mm long MS grating drain cover as per EIL STD No. 7-75-0065 made of 40mm x 6mm M.S. flat framework with 40mm x 6mm MS flats welded @ 35mm c/c including providing & fixing 50mm x 50mm x 6mm M.S. angle frame fixed to concrete portion of the drain. | 66.00 | nos |  | 9126.00 | 602316.00 | 4500.00 | 297000.00 | 1504.00 | 99264.00 | 1572.00 | 103752.00 | Not Quoted | Not Quoted | 1853.00 | 122298.00 | 3120.00 | 205920.00 | 2250.00 | 148500.00 | 4021.14 | 265395.24 | 99264.00 | Om Yash Projects Limited
843.00 | 50mm dia GI pipe spouts
844.00 | Providing and fixing in position 50mm dia GI pipe spouts to slope for drainage of canopy, chajja etc., including puncturing the masonry /RCC and grouting with M-15 grade concrete, finishing etc. all complete. | 1.00 | RM |  | 585.00 | 585.00 | 650.00 | 650.00 | 566.00 | 566.00 | 612.00 | 612.00 | Not Quoted | Not Quoted | 1378.00 | 1378.00 | 600.00 | 600.00 | 1850.00 | 1850.00 | 402.11 | 402.11 | 402.11 | KEC Spur Infrastructure Pvt. Ltd.
845.00 | Providing and fixing hand railing up to 1000mm high above finished floor level over stair and landing consisting of one 25mm square M.S. baluster embedded or fixed to floor/steps by 6mm thk. x 20mm wide M.S. clamps anchored into floor/ steps in floor and each step grouted with M-15 grade concrete in cut out of 50mm x 50mm x 100mm size block, teakwood moulded/ M.S. pipe handrail fixed on baluster, 40mm x 40mm x 6mm M.S. flat shoe welded at the bottom of baluster, including painting the balusters, M.S. surfaces with double coating of approved shade and make synthetic enamel paint over a coat of approved quality red oxide zinc chromate primer coat, finishing etc. all complete. (Only length of top handrail shall be considered for payment, not the cumulative length of individual members).
846.00 | 32 mm dia N.B. (medium) M.S. pipe handrail welded to baluster and painted with double coating of synthetic enamel paint over priming coat as per EIL STD NO. 7-75-0036. | 5.00 | RM |  | 2223.00 | 11115.00 | 1800.00 | 9000.00 | 2460.00 | 12300.00 | 2550.00 | 12750.00 | Not Quoted | Not Quoted | 1729.00 | 8645.00 | 900.00 | 4500.00 | 1150.00 | 5750.00 | 2297.79 | 11488.95 | 4500.00 | Ace Pipeline Contracts Pvt Ltd
847.00 | 1000 mm high satin finish stainless steel (SS 304 grade) tubular railing
848.00 | Supplying, assembling and installing 1000 mm high satin finish stainless steel (SS 304 grade) tubular railing of approved design in staircases, ramps, around floor cut outs etc. consisting of: 1. 50mm dia SS pipe top handrail 2. 32 mm dia SS pipe balusters (at every third step for staircase, @ maximum 1200mm c/c for ramp, floor cutouts) 3. 3 nos minimum 18mm dia SS pipe intermediate handrails. Including: 1. Fixing balusters to floor with 4 nos bolts änd 8mm thick, 100mm dia SS base plate & SS cap/collar. 2. Fixing top handrail to the balusters with 12mm dia SS bar connector & 6mm thick SS saddle plate. 3. Fixing intermediate handrails to the balusters with 12mm dia SS bar connector. 4. All end caps, decorative caps over balustrades,necessary bending, welding, polishing of all welded joints (Length of top handrail shall be measured for payment). | 5.00 | RM |  | 3100.50 | 15502.50 | 1800.00 | 9000.00 | 5720.00 | 28600.00 | 6120.00 | 30600.00 | Not Quoted | Not Quoted | 3705.00 | 18525.00 | 7200.00 | 36000.00 | 5500.00 | 27500.00 | 4021.14 | 20105.70 | 9000.00 | JSIW INFRASTRUCTURE PRIVATE LIMITED
849.00 | Steel Entrance Gates
850.00 | Providing and fixing in position Steel Entrance Gates consisting of 40mm x 80mm x 3.2mm M.S. tubular frame, 80mm x 40mm x 3.2mm rectangular M.S. hollow sections & 32x32x2.6 mm MS rectangular hollow sections, both horizontal & vertical members welded to the framework and intermediate curved rectangular hollow section as per standard design, locking arrangement, 25mm thick, 75mm dia M.S. wheel with ball bearing including fixing the gate to RCC/ masonry by M.S. hinge arrangement (fabricated/ machined as per detail) and M.S. hold fast (25 x 6 x 200mm long) grouted with M-20 grade concrete, providing and fixing M.S. pivot, 50mm x 50mm x 6mm M.S. Tee bent to shape and embedded in road surface for gate opening track, gate stopper, painting the gate with approved shade and quality synthetic enamel paint (two coats) and a coat of approved quality primer, ensuring smooth operation of the gate etc. all complete as per EIL- STD-No. 7-75-0054. | 64.00 | m² |  | 8775.00 | 561600.00 | 5500.00 | 352000.00 | 4047.00 | 259008.00 | 4335.00 | 277440.00 | Not Quoted | Not Quoted | 12825.00 | 820800.00 | 21000.00 | 1344000.00 | 1725.00 | 110400.00 | 10914.52 | 698529.28 | 110400.00 | AMPSEPC PVT LTD
851.00 | ALUMINIUM LOUVERS: Providing & fixing Louvered portion of Aluminium windows/ ventilators made of heavy duty louvers of Aluminium sections (of approved quality) with similar finishing of windows/ ventilators. | 5.00 | sqm |  | 3510.00 | 17550.00 | 10500.00 | 52500.00 | 7523.00 | 37615.00 | 8075.00 | 40375.00 | Not Quoted | Not Quoted | 3468.00 | 17340.00 | 15000.00 | 75000.00 | 1375.00 | 6875.00 | 6318.93 | 31594.65 | 6875.00 | AMPSEPC PVT LTD
852.00 | CIVIL, STRUCTURE AND ARCHITECTURE
853.00 | CLADDING WORK
854.00 | Providing and fixing Ist quality ceramic glazed wall tiles conforming to IS: 15622 (thickness to be specified by the manufacturer), of approved make, in all colours, shades except burgundy, bottle green, black of any size as approved by Engineer-in-Charge, in skirting, risers of steps and dados, over 12 mm thick bed of cement mortar 1:3 (1 cement : 3 coarse sand) and jointing with grey cement slurry @ 3.3kg per sqm, including pointing in white cement mixed with pigment of matching shade complete. | 65.00 | sqm |  | 1602.90 | 104188.50 | 1400.00 | 91000.00 | 1782.00 | 115830.00 | 1900.00 | 123500.00 | Not Quoted | Not Quoted | 1140.00 | 74100.00 | 1740.00 | 113100.00 | 555.00 | 36075.00 | 1551.01 | 100815.65 | 36075.00 | AMPSEPC PVT LTD
855.00 | FLOORING
856.00 | Providing and laying Vitrified tiles in different sizes (thickness to be specified by the manufacturer), with water absorption less than 0.08% and conforming to IS: 15622, of approved brand & manufacturer, in all colours and shade, in skirting, riser of steps, laid with cement based high polymer modified quick set tile adhesive (water based) conforming to IS: 15477, in average 6 mm thickness, including grouting of joints (Payment for grouting of joints to be made separately).
857.00 | Size of Tile 600x600 mm | 10.00 | sqm |  | 1989.00 | 19890.00 | 2100.00 | 21000.00 | 1879.00 | 18790.00 | 2000.00 | 20000.00 | Not Quoted | Not Quoted | 1729.00 | 17290.00 | 900.00 | 9000.00 | 525.00 | 5250.00 | 1263.79 | 12637.90 | 5250.00 | AMPSEPC PVT LTD
858.00 | Grouting the joints of flooring tiles having joints of 3 mm width, using epoxy grout mix of 0.70 kg of organic coated filler of desired shade (0.10 kg of hardener and 0.20 kg of resin per kg), including filling / grouting and finishing complete as per direction of Engineer-in-charge.
859.00 | Size of Tile 600x600 mm | 65.00 | sqm |  | 1813.50 | 117877.50 | 400.00 | 26000.00 | 1846.00 | 119990.00 | 2000.00 | 130000.00 | Not Quoted | Not Quoted | 2518.00 | 163670.00 | 900.00 | 58500.00 | 625.00 | 40625.00 | 229.78 | 14935.70 | 14935.70 | KEC Spur Infrastructure Pvt. Ltd.
860.00 | Providing and laying Vitrified tiles in floor with different sizes (thickness to be specified by the manufacturer), with water absorption less than 0.08% and conforming to IS:15622, of approved brand & manufacturer, in all colours and shade, laid with cement based high polymer modified quick set tile adhesive (water based) conforming to IS : 15477, in average 6 mm thickness, including grouting of joints (Payment for grouting of joints to be made separately).
861.00 | Size of Tile 600x600 mm | 65.00 | sqm |  | 1989.00 | 129285.00 | 2100.00 | 136500.00 | 2027.00 | 131755.00 | 2200.00 | 143000.00 | Not Quoted | Not Quoted | 2518.00 | 163670.00 | 900.00 | 58500.00 | 625.00 | 40625.00 | 1838.24 | 119485.60 | 40625.00 | AMPSEPC PVT LTD
862.00 | FINISHING
863.00 | Distempering with 1st quality acrylic distemper (ready mixed) having VOC content less than 50 gms/litre, of approved manufacturer, of required shade and colour complete, as per manufacturer’s specification.
864.00 | Two or more coats on new work | 70.00 | sqm |  | 152.10 | 10647.00 | 300.00 | 21000.00 | 274.00 | 19180.00 | 300.00 | 21000.00 | Not Quoted | Not Quoted | 466.00 | 32620.00 | 300.00 | 21000.00 | 340.00 | 23800.00 | 114.89 | 8042.30 | 8042.30 | KEC Spur Infrastructure Pvt. Ltd.
865.00 | ALUMINIUM WORK
866.00 | Providing and fixing anodised aluminium grill (anodised transparent or dyed to required shade according to IS: 1868 with minimum anodic coating of grade AC 15) of approved design/pattern, with approved standard section and fixed to the existing window frame with C.P. brass/ stainless steel screws @ 200 mm centre to centre, including cutting the grill to proper opening size for fixing and operation of handles and fixing approved anodised aluminium standard section around the opening, all complete as per requirement and direction of Engineer-in-charge. (Only weight of grill to be measured for payment). | 150.00 | kg |  | 795.60 | 119340.00 | 650.00 | 97500.00 | 327.00 | 49050.00 | 350.00 | 52500.00 | Not Quoted | Not Quoted | 632.00 | 94800.00 | 370.00 | 55500.00 | 135.00 | 20250.00 | 574.45 | 86167.50 | 20250.00 | AMPSEPC PVT LTD
867.00 | GEOTECH
868.00 | Survey work for establishing Co-ordinates & RLs
869.00 | Carrying out SURVEY WORK for establishing co-ordinates and RLs at all test locations with reference to nearby available reference co-ordinates & RLs including mobilisation of survey instruments and personnel. | 2.00 | Lumpsum |  | 29250.00 | 58500.00 | 25000.00 | 50000.00 | 91586.00 | 183172.00 | 75000.00 | 150000.00 | Not Quoted | Not Quoted | 261250.00 | 522500.00 | 60000.00 | 120000.00 | 350000.00 | 700000.00 | 71806.07 | 143612.14 | 50000.00 | JSIW INFRASTRUCTURE PRIVATE LIMITED
870.00 | Boring in Soil
871.00 | Boring of min.150mm nominal dia. boreholes as per specification
872.00 | Boring of min. 150 mm nominal dia. boreholes as per specification from GL upto & inclusive of 10.0 M | 200.00 | m |  | 2106.00 | 421200.00 | 1600.00 | 320000.00 | 3752.00 | 750400.00 | 2900.00 | 580000.00 | Not Quoted | Not Quoted | 570.00 | 114000.00 | 3000.00 | 600000.00 | 2150.00 | 430000.00 | 1723.35 | 344670.00 | 114000.00 | M/s. Megha Engineering and Infrastructures Ltd
873.00 | Boring of min. 150 mm nominal dia. boreholes as per specification beyond 10.0M and upto & inclusive of 20.0M | 75.00 | m |  | 2316.60 | 173745.00 | 1800.00 | 135000.00 | 3764.00 | 282300.00 | 3000.00 | 225000.00 | Not Quoted | Not Quoted | 807.50 | 60562.50 | 3360.00 | 252000.00 | 1275.00 | 95625.00 | 1723.35 | 129251.25 | 60562.50 | M/s. Megha Engineering and Infrastructures Ltd
874.00 | Boring in soil on Canal / River banks /River bed/ Nala having water depth up to 0.5m as per specification | 60.00 | m |  | 5850.00 | 351000.00 | 2500.00 | 150000.00 | 3420.00 | 205200.00 | 2800.00 | 168000.00 | Not Quoted | Not Quoted | 1092.50 | 65550.00 | 3000.00 | 180000.00 | 1280.00 | 76800.00 | 1206.34 | 72380.40 | 65550.00 | M/s. Megha Engineering and Infrastructures Ltd
875.00 | Boring in soil on Canal / River bed / Nala having water depth more than 0.5m as per specification | 30.00 | m |  | 7020.00 | 210600.00 | 2800.00 | 84000.00 | 3759.00 | 112770.00 | 3000.00 | 90000.00 | Not Quoted | Not Quoted | 1377.50 | 41325.00 | 5400.00 | 162000.00 | 1280.00 | 38400.00 | 1206.34 | 36190.20 | 36190.20 | KEC Spur Infrastructure Pvt. Ltd.
876.00 | CORING IN ROCKS
877.00 | Coring in Rock of Nx size with double tube core barrel as specified
878.00 | Coring in Rock of Nx size with double tube core barrel as specified with diamond bits | 85.00 | m |  | 5463.90 | 464431.50 | 3000.00 | 255000.00 | 10758.00 | 914430.00 | 8500.00 | 722500.00 | Not Quoted | Not Quoted | 465.50 | 39567.50 | 5400.00 | 459000.00 | 1225.00 | 104125.00 | 2872.24 | 244140.40 | 39567.50 | M/s. Megha Engineering and Infrastructures Ltd
879.00 | Coring in Rock of Nx size with double tube core barrel as specified with diamond bits having water depth up to 0.5m as per specification. | 20.00 | m |  | 6013.80 | 120276.00 | 3000.00 | 60000.00 | 11044.00 | 220880.00 | 8500.00 | 170000.00 | Not Quoted | Not Quoted | 712.50 | 14250.00 | 5400.00 | 108000.00 | 1375.00 | 27500.00 | 2872.24 | 57444.80 | 14250.00 | M/s. Megha Engineering and Infrastructures Ltd
880.00 | Coring in Rock of Nx size with double tube core barrel as specified with diamond bits having water depth more than 0.5m as per specification. | 10.00 | m |  | 6610.50 | 66105.00 | 3000.00 | 30000.00 | 10294.00 | 102940.00 | 8500.00 | 85000.00 | Not Quoted | Not Quoted | 902.50 | 9025.00 | 5400.00 | 54000.00 | 1425.00 | 14250.00 | 2872.24 | 28722.40 | 9025.00 | M/s. Megha Engineering and Infrastructures Ltd
881.00 | Conducting the following FIELD TESTS as per standard procedures and relevant IS codes
882.00 | Conducting Standard Penetration Tests in boreholes as specified | 255.00 | each |  | 1029.60 | 262548.00 | 350.00 | 89250.00 | 614.00 | 156570.00 | 500.00 | 127500.00 | Not Quoted | Not Quoted | 855.00 | 218025.00 | 360.00 | 91800.00 | 85.00 | 21675.00 | 631.89 | 161131.95 | 21675.00 | AMPSEPC PVT LTD
883.00 | Collecting undisturbed samples from boreholes as specified | 120.00 | each |  | 1029.60 | 123552.00 | 500.00 | 60000.00 | 520.00 | 62400.00 | 400.00 | 48000.00 | Not Quoted | Not Quoted | 522.50 | 62700.00 | 480.00 | 57600.00 | 65.00 | 7800.00 | 631.89 | 75826.80 | 7800.00 | AMPSEPC PVT LTD
884.00 | Excavation and backfilling of Trial Pits as specified | 10.00 | each |  | 5850.00 | 58500.00 | 8000.00 | 80000.00 | 3651.00 | 36510.00 | 3000.00 | 30000.00 | Not Quoted | Not Quoted | 5225.00 | 52250.00 | 720.00 | 7200.00 | 9500.00 | 95000.00 | 4021.14 | 40211.40 | 7200.00 | Ace Pipeline Contracts Pvt Ltd
885.00 | Conducting Electrical Resistivity Tests (ERT) as specified | 10.00 | each |  | 7020.00 | 70200.00 | 15000.00 | 150000.00 | 762.00 | 7620.00 | 600.00 | 6000.00 | Not Quoted | Not Quoted | 4655.00 | 46550.00 | 600.00 | 6000.00 | 675.00 | 6750.00 | 5170.04 | 51700.40 | 6000.00 | Ace Pipeline Contracts Pvt Ltd, TOLANI PROJECTS PVT LTD
886.00 | LABORATORY TESTS ON SOIL & ROCK SAMPLES Conducting the following laboratory tests as specified:
887.00 | Conducting Atterberg's limit (Liquid Limit & Plastic Limit) as specified | 120.00 | each |  | 1404.00 | 168480.00 | 250.00 | 30000.00 | 646.00 | 77520.00 | 500.00 | 60000.00 | Not Quoted | Not Quoted | 570.00 | 68400.00 | 360.00 | 43200.00 | 125.00 | 15000.00 | 114.89 | 13786.80 | 13786.80 | KEC Spur Infrastructure Pvt. Ltd.
888.00 | Conducting Natural water content on soil samples as specified | 120.00 | each |  | 643.50 | 77220.00 | 150.00 | 18000.00 | 259.00 | 31080.00 | 200.00 | 24000.00 | Not Quoted | Not Quoted | 693.50 | 83220.00 | 240.00 | 28800.00 | 95.00 | 11400.00 | 57.44 | 6892.80 | 6892.80 | KEC Spur Infrastructure Pvt. Ltd.
889.00 | Conducting Bulk and dry density tests on soil samples as specified | 70.00 | each |  | 585.00 | 40950.00 | 350.00 | 24500.00 | 254.00 | 17780.00 | 200.00 | 14000.00 | Not Quoted | Not Quoted | 807.50 | 56525.00 | 240.00 | 16800.00 | 55.00 | 3850.00 | 103.40 | 7238.00 | 3850.00 | AMPSEPC PVT LTD
890.00 | Conducting Specific gravity and void ratio tests on soil samples as specified | 70.00 | each |  | 643.50 | 45045.00 | 450.00 | 31500.00 | 247.00 | 17290.00 | 200.00 | 14000.00 | Not Quoted | Not Quoted | 750.50 | 52535.00 | 360.00 | 25200.00 | 65.00 | 4550.00 | 137.87 | 9650.90 | 4550.00 | AMPSEPC PVT LTD
891.00 | Grain size analysis on soil samples
892.00 | Conducting Sieve analysis for grain size distribution on samples as specified | 90.00 | each |  | 965.25 | 86872.50 | 150.00 | 13500.00 | 421.00 | 37890.00 | 350.00 | 31500.00 | Not Quoted | Not Quoted | 855.00 | 76950.00 | 300.00 | 27000.00 | 730.00 | 65700.00 | 172.33 | 15509.70 | 13500.00 | JSIW INFRASTRUCTURE PRIVATE LIMITED
893.00 | Conducting Hydrometer Analysis for grain size distribution on samples as specified | 50.00 | each |  | 1357.20 | 67860.00 | 250.00 | 12500.00 | 439.00 | 21950.00 | 350.00 | 17500.00 | Not Quoted | Not Quoted | 750.50 | 37525.00 | 360.00 | 18000.00 | 375.00 | 18750.00 | 172.33 | 8616.50 | 8616.50 | KEC Spur Infrastructure Pvt. Ltd.
894.00 | TRIAXIAL SHEAR TESTS on soil samples
895.00 | Conducting triaxial Unconsolidated Undrained (UU) test on soil samples | 30.00 | each |  | 2059.20 | 61776.00 | 1600.00 | 48000.00 | 724.00 | 21720.00 | 600.00 | 18000.00 | Not Quoted | Not Quoted | 570.00 | 17100.00 | 600.00 | 18000.00 | 225.00 | 6750.00 | 344.67 | 10340.10 | 6750.00 | AMPSEPC PVT LTD
896.00 | Conducting Unconfined Compression Tests on soil samples as specified | 30.00 | each |  | 2059.20 | 61776.00 | 600.00 | 18000.00 | 762.00 | 22860.00 | 600.00 | 18000.00 | Not Quoted | Not Quoted | 750.50 | 22515.00 | 480.00 | 14400.00 | 275.00 | 8250.00 | 229.78 | 6893.40 | 6893.40 | KEC Spur Infrastructure Pvt. Ltd.
897.00 | Conducting Direct Shear Test on soil samples as specified | 20.00 | each |  | 877.50 | 17550.00 | 750.00 | 15000.00 | 986.00 | 19720.00 | 800.00 | 16000.00 | Not Quoted | Not Quoted | 807.50 | 16150.00 | 480.00 | 9600.00 | 325.00 | 6500.00 | 172.33 | 3446.60 | 3446.60 | KEC Spur Infrastructure Pvt. Ltd.
898.00 | Conducting Consolidation tests on soil samples as specified. | 20.00 | each |  | 1450.80 | 29016.00 | 1600.00 | 32000.00 | 947.00 | 18940.00 | 750.00 | 15000.00 | Not Quoted | Not Quoted | 631.75 | 12635.00 | 600.00 | 12000.00 | 415.00 | 8300.00 | 746.78 | 14935.60 | 8300.00 | AMPSEPC PVT LTD
899.00 | Conducting Modified Proctor Density test on soil samples as specified | 10.00 | each |  | 3744.00 | 37440.00 | 1300.00 | 13000.00 | 929.00 | 9290.00 | 750.00 | 7500.00 | Not Quoted | Not Quoted | 522.50 | 5225.00 | 480.00 | 4800.00 | 115.00 | 1150.00 | 402.11 | 4021.10 | 1150.00 | AMPSEPC PVT LTD
900.00 | Laboratory CBR Tests on soil samples
901.00 | Conducting Laboratory Unsocked CBR Tests on soil samples as specified | 14.00 | each |  | 2632.50 | 36855.00 | 1300.00 | 18200.00 | 1022.00 | 14308.00 | 850.00 | 11900.00 | Not Quoted | Not Quoted | 808.00 | 11312.00 | 6000.00 | 84000.00 | 225.00 | 3150.00 | 402.11 | 5629.54 | 3150.00 | AMPSEPC PVT LTD
902.00 | Conducting Laboratory Socked CBR Tests on soil samples as specified | 14.00 | each |  | 2632.50 | 36855.00 | 1800.00 | 25200.00 | 1065.00 | 14910.00 | 850.00 | 11900.00 | Not Quoted | Not Quoted | 703.00 | 9842.00 | 8400.00 | 117600.00 | 275.00 | 3850.00 | 402.11 | 5629.54 | 3850.00 | AMPSEPC PVT LTD
903.00 | Laboratory tests on ROCK SAMPLES
904.00 | Conducting Unconfined Compression Test on Rock samples as specified | 45.00 | each |  | 3100.50 | 139522.50 | 1200.00 | 54000.00 | 509.00 | 22905.00 | 400.00 | 18000.00 | Not Quoted | Not Quoted | 2850.00 | 128250.00 | 720.00 | 32400.00 | 350.00 | 15750.00 | 574.45 | 25850.25 | 15750.00 | AMPSEPC PVT LTD
905.00 | Conducting Point Load test on Rock samples as specified | 45.00 | each |  | 2106.00 | 94770.00 | 850.00 | 38250.00 | 760.00 | 34200.00 | 600.00 | 27000.00 | Not Quoted | Not Quoted | 912.00 | 41040.00 | 600.00 | 27000.00 | 325.00 | 14625.00 | 402.11 | 18094.95 | 14625.00 | AMPSEPC PVT LTD
906.00 | Conducting Swelling Potential and Swelling Pressure tests on soil samples as specified | 20.00 | each |  | 2632.50 | 52650.00 | 1600.00 | 32000.00 | 858.00 | 17160.00 | 700.00 | 14000.00 | Not Quoted | Not Quoted | 1035.50 | 20710.00 | 480.00 | 9600.00 | 275.00 | 5500.00 | 287.22 | 5744.40 | 5500.00 | AMPSEPC PVT LTD
907.00 | Conducting Shrinkage Limit test on soil samples as specified | 20.00 | each |  | 1755.00 | 35100.00 | 1200.00 | 24000.00 | 2234.00 | 44680.00 | 1800.00 | 36000.00 | Not Quoted | Not Quoted | 693.50 | 13870.00 | 480.00 | 9600.00 | 475.00 | 9500.00 | 206.80 | 4136.00 | 4136.00 | KEC Spur Infrastructure Pvt. Ltd.
908.00 | Conducting Chemical tests on soil & water samples as specified.
909.00 | Conducting Chemical tests on SOIL SAMPLES as specified | 20.00 | each |  | 1228.50 | 24570.00 | 1200.00 | 24000.00 | 1129.00 | 22580.00 | 900.00 | 18000.00 | Not Quoted | Not Quoted | 4608.00 | 92160.00 | 840.00 | 16800.00 | 135.00 | 2700.00 | 1723.35 | 34467.00 | 2700.00 | AMPSEPC PVT LTD
910.00 | Conducting Chemical tests on GROUND WATER samples | 20.00 | each |  | 2457.00 | 49140.00 | 1200.00 | 24000.00 | 1128.00 | 22560.00 | 900.00 | 18000.00 | Not Quoted | Not Quoted | 5700.00 | 114000.00 | 720.00 | 14400.00 | 145.00 | 2900.00 | 1723.35 | 34467.00 | 2900.00 | AMPSEPC PVT LTD
911.00 | SOIL REPORT PREPARATION AND SUBMISSION AS PER SPECIFIC REQUIREMENTS
912.00 | Geotechnical Contractor to prepare detailed soil report as per specifications and specific requirements, as soon as field & laboratory tests completed. All the information as mentioned in Specific Requirements shall be furnished in the draft copy of final report for our review and comments. After reviewing, Geotechnical Contractor shall be informed about our comments/ remarks, if any and the same shall be incorporated and final report shall be submitted in 4 nos copies. | 2.00 | Lumpsum |  | 45000.00 | 90000.00 | 50000.00 | 100000.00 | 24657.00 | 49314.00 | 20000.00 | 40000.00 | Not Quoted | Not Quoted | 143450.00 | 286900.00 | 12000.00 | 24000.00 | 85000.00 | 170000.00 | 11488.97 | 22977.94 | 22977.94 | KEC Spur Infrastructure Pvt. Ltd.
913.00 | Hydrological data collection
914.00 | Collection and furnishing the Hydrological data from authentic sources such as CWC, state PWD, Irrigation, Maritime board etc. as specified in the specification for all the river under this project. | 1.00 | Lumpsum |  | 23400.00 | 23400.00 | 150000.00 | 150000.00 | 360112.00 | 360112.00 | 300000.00 | 300000.00 | Not Quoted | Not Quoted | 380000.00 | 380000.00 | 60000.00 | 60000.00 | 45000.00 | 45000.00 | 22977.94 | 22977.94 | 22977.94 | KEC Spur Infrastructure Pvt. Ltd.
915.00 | STRUCTURAL
916.00 | EARTH WORK (REFER SPECIFICATION NO. 6-68-0003)
917.00 | Earthwork excavation in soil
918.00 | Earth work in EXCAVATION below ground level for all kinds of works in ALL TYPES OF SOILS EXCEPT SOFT ROCK AND HARD ROCK as classified in specification for a depth upto 1.5m including removal of vegetation, shrubs and debris, cutting and dressing of sides in slopes, levelling, grading and ramming of bottoms, dewatering of accumulated water from any source and keeping the surface dry for subsequent works and disposal or stacking of excavated material within a lead of 100m, as directed including providing temporary supports to existing service lines like water pipes, sewage pipes, electric overhead and underground cables etc. all complete, but excluding shoring and strutting. | 7520.00 | m³ |  | 409.50 | 3079440.00 | 180.00 | 1353600.00 | 280.00 | 2105600.00 | 270.00 | 2030400.00 | Not Quoted | Not Quoted | 137.75 | 1035880.00 | 420.00 | 3158400.00 | 135.00 | 1015200.00 | 125.00 | 940000.00 | 940000.00 | KEC Spur Infrastructure Pvt. Ltd.
919.00 | Earth work in EXCAVATION below ground level for all kinds of works in ALL TYPES OF SOILS EXCEPT SOFT ROCK AND HARD ROCK as classified in specification for a depth beyond 1.5m and upto and inclusive of 3.0m including removal of vegetation, shrubs and debris, cutting and dressing of sides in slopes, levelling, grading and ramming of bottoms, dewatering of accumulated water from any source and keeping the surface dry for subsequent works and disposal or stacking of excavated material within a lead of 100m, as directed including providing temporary supports to existing service lines like water pipes, sewage pipes, electric overhead and underground cables etc. all complete, but excluding shoring and strutting. | 640.00 | m³ |  | 468.00 | 299520.00 | 270.00 | 172800.00 | 324.00 | 207360.00 | 300.00 | 192000.00 | Not Quoted | Not Quoted | 275.50 | 176320.00 | 540.00 | 345600.00 | 175.00 | 112000.00 | 344.67 | 220588.80 | 112000.00 | AMPSEPC PVT LTD
920.00 | Earth work in EXCAVATION below ground level for all kinds of works in ALL TYPES OF SOILS EXCEPT SOFT ROCK AND HARD ROCK as classified in specification for a depth beyond 3.0m and upto & inclusive of 4.5m including removal of vegetation, shrubs and debris, cutting and dressing of sides in slopes, levelling, grading and ramming of bottoms, dewatering of accumulated water from any source and keeping the surface dry for subsequent works and disposal or stacking of excavated material within a lead of 100m, as directed including providing temporary supports to existing service lines like water pipes, sewage pipes, electric overhead and underground cables etc. all complete, but excluding shoring and strutting. | 20.00 | m³ |  | 561.60 | 11232.00 | 405.00 | 8100.00 | 428.00 | 8560.00 | 400.00 | 8000.00 | Not Quoted | Not Quoted | 693.50 | 13870.00 | 660.00 | 13200.00 | 210.00 | 4200.00 | 402.11 | 8042.20 | 4200.00 | AMPSEPC PVT LTD
921.00 | Earthwork excavation in soft rock
922.00 | Earth work in EXCAVATION below ground level for all kinds of works in SOFT ROCK as classified in specification for a depth upto 1.5m including removal of vegetation, shrubs and debris, cutting and dressing of sides in slopes, levelling, grading and ramming of bottoms, dewatering of accumulated water from any source and keeping the surface dry for subsequent works and disposal or stacking of excavated material within a lead of 100m, as directed including providing temporary supports to existing service lines like water pipes, sewage pipes, electric overhead and underground cables etc. all complete, but excluding shoring and strutting. | 420.00 | m³ |  | 655.20 | 275184.00 | 270.00 | 113400.00 | 795.00 | 333900.00 | 750.00 | 315000.00 | Not Quoted | Not Quoted | 285.00 | 119700.00 | 540.00 | 226800.00 | 325.00 | 136500.00 | 275.74 | 115810.80 | 113400.00 | JSIW INFRASTRUCTURE PRIVATE LIMITED
923.00 | Earth work in EXCAVATION below ground level for all kinds of works in SOFT ROCK as classified in specification for a depth beyond 1.5m and upto & inclusive of 3.0m including removal of vegetation, shrubs and debris, cutting and dressing of sides in slopes, levelling, grading and ramming of bottoms, dewatering of accumulated water from any source and keeping the surface dry for subsequent works and disposal or stacking of excavated material within a lead of 100m, as directed including providing temporary supports to existing service lines like water pipes, sewage pipes, electric overhead and underground cables etc. all complete, but excluding shoring and strutting. | 290.00 | m³ |  | 760.50 | 220545.00 | 405.00 | 117450.00 | 877.00 | 254330.00 | 850.00 | 246500.00 | Not Quoted | Not Quoted | 285.00 | 82650.00 | 660.00 | 191400.00 | 375.00 | 108750.00 | 344.67 | 99954.30 | 82650.00 | M/s. Megha Engineering and Infrastructures Ltd
924.00 | Earth work in EXCAVATION below ground level for all kinds of works in SOFT ROCK as classified in specification for a depth beyond 3.0m and upto & inclusive of 4.5m including removal of vegetation, shrubs and debris, cutting and dressing of sides in slopes, levelling, grading and ramming of bottoms, dewatering of accumulated water from any source and keeping the surface dry for subsequent works and disposal or stacking of excavated material within a lead of 100m, as directed including providing temporary supports to existing service lines like water pipes, sewage pipes, electric overhead and underground cables etc. all complete, but excluding shoring and strutting. | 2.00 | m³ |  | 842.40 | 1684.80 | 600.00 | 1200.00 | 1145.00 | 2290.00 | 1100.00 | 2200.00 | Not Quoted | Not Quoted | 807.50 | 1615.00 | 780.00 | 1560.00 | 625.00 | 1250.00 | 402.11 | 804.22 | 804.22 | KEC Spur Infrastructure Pvt. Ltd.
925.00 | Earth work in EXCAVATION below ground level for all kinds of works in SOFT ROCK as classified in specification for a depth beyond 4.5m and upto & inclusive of 6.0m including removal of vegetation, shrubs and debris, cutting and dressing of sides in slopes, levelling, grading and ramming of bottoms, dewatering of accumulated water from any source and keeping the surface dry for subsequent works and disposal or stacking of excavated material within a lead of 100m, as directed including providing temporary supports to existing service lines like water pipes, sewage pipes, electric overhead and underground cables etc. all complete, but excluding shoring and strutting. | 2.00 | m³ |  | 1111.50 | 2223.00 | 900.00 | 1800.00 | 2064.00 | 4128.00 | 2000.00 | 4000.00 | Not Quoted | Not Quoted | 988.00 | 1976.00 | 900.00 | 1800.00 | 675.00 | 1350.00 | 459.56 | 919.12 | 919.12 | KEC Spur Infrastructure Pvt. Ltd.
926.00 | Earthwork excavation by controlled blasting (Explosive/ Non-explosive)
927.00 | Earthwork in EXCAVATION below ground level for all kinds of works by CONTROLLED BLASTING IN HARD ROCKS, using blasting mats, GI Sheets, steel plates, nylon nets etc. including counter weight loading of the area to be blasted by sand bags where required, removal of all sand bags and blast control mats, GI Sheets, nets etc. after blasting etc. for a depth beyond 4.5m and upto & inclusive of 6.0m including all related work for blasting such as drilling, supplying, storage & charging of explosives making necessary safety measures around the area, chiselling & cutting to required levels, dressing & trimming of sides, levelling & grading of bottoms, dewatering of accumulated water from any source and keeping the surface dry for subsequent works & disposal of spoils to spoil heaps and stacking of usable excavated materials within a lead of 100m etc. as directed including providing temporary support to existing structures, service lines like water pipes, sewage pipes, electric overhead and underground cable etc. all complete. | 2.00 | m³ |  | 1521.00 | 3042.00 | 1500.00 | 3000.00 | 3194.00 | 6388.00 | 3000.00 | 6000.00 | Not Quoted | Not Quoted | 808.00 | 1616.00 | 1440.00 | 2880.00 | 575.00 | 1150.00 | 746.78 | 1493.56 | 1150.00 | AMPSEPC PVT LTD
928.00 | Earthwork in EXCAVATION below ground level for all kinds of works by Non- Explosive Blasting methods in Hard Rocks, for a depth beyond 6.0m including all related work for non-explosive blasting such as drilling, supplying, storage, mixing & filling of drilled holes with non-explosive demolition agents/ blasting chemicals making necessary safety measures around the area, chiselling & cutting to required levels, dressing & trimming of sides, levelling & grading of bottoms, dewatering of accumulated water from any source and keeping the surface dry for subsequent works & disposal of spoils to spoil heaps and stacking of usable excavated materials within a lead of 100m etc. as directed including providing temporary support to existing structures, service lines like water pipes, sewage pipes, electric overhead and underground cable etc. all complete. | 2.00 | m³ |  | 1404.00 | 2808.00 | 1500.00 | 3000.00 | 3230.00 | 6460.00 | 3000.00 | 6000.00 | Not Quoted | Not Quoted | 808.00 | 1616.00 | 1920.00 | 3840.00 | 748.00 | 1496.00 | 1034.01 | 2068.02 | 1496.00 | AMPSEPC PVT LTD
929.00 | Earthwork excavation by chiselling
930.00 | Earth work in EXCAVATION below ground level for all kinds of works in HARD ROCKS for a depth beyond 1.5m and upto & inclusive of 3.0m by CHISELLING (pneumatic or manual), wedging or any other agreed methods (where blasting is prohibited for any reason or as decided) including all related works, all equipments required for chiselling, and cutting upto required levels, dressing and trimming of sides, levelling and grading of bottoms, dewatering of accumulated water from any source and keeping the surface dry for subsequent works and disposal of spoils to spoil heaps and stacking of usable excavated materials within a lead of 100m etc. all complete as directed including providing temporary supports to existing service lines like waterpipes, sewage pipes, electric overhead and underground cables etc. all complete. | 2.00 | m³ |  | 819.00 | 1638.00 | 2200.00 | 4400.00 | 1727.00 | 3454.00 | 1650.00 | 3300.00 | Not Quoted | Not Quoted | 988.00 | 1976.00 | 2400.00 | 4800.00 | 633.00 | 1266.00 | 804.23 | 1608.46 | 1266.00 | AMPSEPC PVT LTD
931.00 | Earth work in EXCAVATION below ground level for all kinds of works in HARD ROCKS for a depth beyond 3.0m and upto & inclusive of 4.5m by CHISELLING (pneumatic or manual), wedging or any other agreed methods (where blasting is prohibited for any reason or as decided) including all related works, all equipments required for chiselling, and cutting upto required levels, dressing and trimming of sides, levelling and grading of bottoms, dewatering of accumulated water from any source and keeping the surface dry for subsequent works and disposal of spoils to spoil heaps and stacking of usable excavated materials within a lead of 100m etc. all complete as directed including providing temporary supports to existing service lines like waterpipes, sewage pipes, electric overhead and underground cables etc. all complete. | 2.00 | m³ |  | 1053.00 | 2106.00 | 3300.00 | 6600.00 | 1912.00 | 3824.00 | 1850.00 | 3700.00 | Not Quoted | Not Quoted | 988.00 | 1976.00 | 2640.00 | 5280.00 | 785.00 | 1570.00 | 861.67 | 1723.34 | 1570.00 | AMPSEPC PVT LTD
932.00 | Earth work in EXCAVATION below ground level for all kinds of works in HARD ROCKS for a depth beyond 4.5m and upto & inclusive of 6.0m by CHISELLING (pneumatic or manual), wedging or any other agreed methods (where blasting is prohibited for any reason or as decided) including all related works, all equipments required for chiselling, and cutting upto required levels, dressing and trimming of sides, levelling and grading of bottoms, dewatering of accumulated water from any source and keeping the surface dry for subsequent works and disposal of spoils to spoil heaps and stacking of usable excavated materials within a lead of 100m etc. all complete as directed including providing temporary supports to existing service lines like waterpipes, sewage pipes, electric overhead and underground cables etc. all complete. | 2.00 | m³ |  | 1228.50 | 2457.00 | 4000.00 | 8000.00 | 3115.00 | 6230.00 | 3000.00 | 6000.00 | Not Quoted | Not Quoted | 988.00 | 1976.00 | 2880.00 | 5760.00 | 925.00 | 1850.00 | 919.12 | 1838.24 | 1838.24 | KEC Spur Infrastructure Pvt. Ltd.
933.00 | SHORING AND STRUTTING
934.00 | Providing and installing approved type of "SHORING AND STRUTTING" by open timbering method for all depths to retain earth including dismantling and removal of the same etc. from site after completion of work etc. all complete as directed. | 40.00 | m² |  | 585.00 | 23400.00 | 850.00 | 34000.00 | 632.00 | 25280.00 | 600.00 | 24000.00 | Not Quoted | Not Quoted | 1615.00 | 64600.00 | 1980.00 | 79200.00 | 65.00 | 2600.00 | 402.11 | 16084.40 | 2600.00 | AMPSEPC PVT LTD
935.00 | Backfilling after execution of work
936.00 | BACKFILLING after execution of the WORK to proper grade and level with selected materials from available excavated soil from spoil heaps within a LEAD OF 100M, including re- excavating the deposited soil excavated earlier, breaking clods, laying at all depths and heights in layers of thickness not exceeding 15 Cms. watering, rolling and ramming by manual methods/ mechanical compactors to achieve 90% laboratory maximum dry density, dressing, trimming etc. in foundations, plinths, trenches, pits etc. all complete. | 5540.00 | m³ |  | 765.00 | 4238100.00 | 120.00 | 664800.00 | 139.00 | 770060.00 | 130.00 | 720200.00 | Not Quoted | Not Quoted | 70.00 | 387800.00 | 300.00 | 1662000.00 | 65.00 | 360100.00 | 103.40 | 572836.00 | 360100.00 | AMPSEPC PVT LTD
937.00 | BACKFILLING after execution of the WORK to proper grade and level with selected materials from available excavated soil from spoil heaps beyond a LEAD OF 100M AND UPTO & INCLUSIVE OF 500M including re-excavating the deposited soil excavated earlier, breaking clods, laying at all depths and heights in layers of thickness not exceeding 15 Cms. watering, rolling and ramming by manual methods/mechanical compactors to achieve 90% laboratory maximum dry density, dressing, trimming etc. in foundations, plinths, trenches, pits etc. all complete. | 840.00 | m³ |  | 819.00 | 687960.00 | 150.00 | 126000.00 | 177.00 | 148680.00 | 170.00 | 142800.00 | Not Quoted | Not Quoted | 76.00 | 63840.00 | 420.00 | 352800.00 | 75.00 | 63000.00 | 126.38 | 106159.20 | 63000.00 | AMPSEPC PVT LTD
938.00 | Earthwork Filling by excavation
939.00 | EARTHWORK IN FILLING by excavating the earth from BORROW AREAS arranged by CONTRACTOR for all leads, transporting the earth from borrow area including cleaning & stripping the earth at borrow areas, breaking clods, loading, unloading and laying at all depths and heights in layers of thickness not exceeding 15 cms., watering, rolling and ramming by manual methods/mechanical compactors to achieve 90% of the maximum laboratory dry density, dressing, trimming, levelling the top surface etc. in foundations, plinths, trenches etc. all complete. | 40.00 | m³ |  | 877.50 | 35100.00 | 550.00 | 22000.00 | 532.00 | 21280.00 | 500.00 | 20000.00 | Not Quoted | Not Quoted | 523.00 | 20920.00 | 960.00 | 38400.00 | 95.00 | 3800.00 | 459.56 | 18382.40 | 3800.00 | AMPSEPC PVT LTD
940.00 | Transporting & Disposing the SURPLUS EARTH AND DEBRIS
941.00 | "Transporting and disposing the SURPLUS EARTH AND DEBRIS including shrubs and vegetations from construction areas to areas ANYWHERE OUTSIDE THE PLANT BOUNDARY, including re-excavating the deposited soil excavated earlier, loading, transportation, unloading, laying at all depths and heights, stacking, levelling and dressing both the area (viz. from where the earth is transported and where it is deposited) to required levels and slopes complete with all lifts as directed. For carting on the basis of truck measurements (volume of truck reduced by 30% for voids). DISPOSAL AREAS OUTSIDE PLANT BOUNDARY TO BE ARRANGED BY THE CONTRACTOR. Royalty as applicable for disposal outside plant limits to be borne by the Contractor. " | 2870.00 | m³ |  | 702.00 | 2014740.00 | 300.00 | 861000.00 | 161.00 | 462070.00 | 150.00 | 430500.00 | Not Quoted | Not Quoted | 209.00 | 599830.00 | 360.00 | 1033200.00 | 75.00 | 215250.00 | 172.33 | 494587.10 | 215250.00 | AMPSEPC PVT LTD
942.00 | Transportation of ROCK material
943.00 | Transportation of ROCK material coming out of operation of item Nos. 01CS.1.2 to 01CS.1.5 UPTO the area of disposal ANYWHERE OUTSIDE THE PLANT BOUNDARY including loading, unloading, laying at all depths and heights, stacking, spreading, levelling at an area of disposal as directed. For carting on the basis of Truck Measurements (volume of truck reduced by 50% for voids). DISPOSAL AREAS OUTSIDE PLANT BOUNDARY TO BE ARRANGED BY THE CONTRACTOR. Royalty as applicable for disposal outside plant limits to be borne by the Contractor. | 400.00 | m³ |  | 702.00 | 280800.00 | 400.00 | 160000.00 | 188.00 | 75200.00 | 180.00 | 72000.00 | Not Quoted | Not Quoted | 253.00 | 101200.00 | 900.00 | 360000.00 | 105.00 | 42000.00 | 287.22 | 114888.00 | 42000.00 | AMPSEPC PVT LTD
944.00 | PLAIN & REINFORCED CEMENT CONCRETE: (REFER SPECIFICATION NO. 6-68-0004)
945.00 | PCC - Non FIM Items
946.00 | Providing and laying PLAIN CEMENT CONCRETE for all depths below and upto plinth level in foundations, drains, fillings, non-suspended floors, pavements & ramps or any other works etc. including shuttering, tamping, ramming, vibrating, curing etc. all as specified in any shape, position, thickness and finishing the top surface rough or smooth as specified and directed all complete for concrete of nominal mix 1:5:10 by mass (1 Cement: 5 Coarse Sand: 10 Crushed Stone Aggregates/Gravels) with 40mm and down size graded crushed stone aggregates/Gravels. ALL MATERIALS INCLUDING CEMENT SUPPLIED BY THE CONTRACTOR. | 365.00 | m³ |  | 6552.00 | 2391480.00 | 5900.00 | 2153500.00 | 6996.00 | 2553540.00 | 6600.00 | 2409000.00 | Not Quoted | Not Quoted | 5225.00 | 1907125.00 | 4200.00 | 1533000.00 | 3300.00 | 1204500.00 | 5358.62 | 1955896.30 | 1204500.00 | AMPSEPC PVT LTD
947.00 | Providing and laying PLAIN CEMENT CONCRETE for all depths below and upto plinth level in foundations, drains, fillings, non-suspended floors, pavements & ramps or any other works etc. including shuttering, tamping, ramming, vibrating, curing, etc. all as specified in any shape, position, thickness and finishing the top surface rough or smooth as specified and directed all complete for concrete grade M20 with 20mm and down size graded crushed stone aggregates/Gravels. ALL MATERIALS INCLUDING CEMENT SUPPLIED BY THE CONTRACTOR. | 190.00 | m³ |  | 6084.00 | 1155960.00 | 5900.00 | 1121000.00 | 8057.00 | 1530830.00 | 7800.00 | 1482000.00 | Not Quoted | Not Quoted | 8360.00 | 1588400.00 | 4800.00 | 912000.00 | 3300.00 | 627000.00 | 6663.60 | 1266084.00 | 627000.00 | AMPSEPC PVT LTD
948.00 | RCC Substrutures - Non FIM Items
949.00 | Providing and laying REINFORCED CEMENT CONCRETE OF M-20 GRADE with 20 mm and down size graded crushed stone aggregates/ gravel in SUB-STRUCTURE e.g. foundations, raft, beams, slabs, pile caps, retaining walls, dyke walls, jambs, counterforts, buttresses, pedestals, pipe sleepers, columns, suspended floors, staircases, landings, steps, brackets etc., including equipment/ machine foundations & pedestals viz. compressors, ID & FD fans, pumps, generators, crushers, mills, etc., (including single pour concreting as specified on the drawing), applying cement wash on concrete surface (wherever no other surface application is specified), providing pockets, openings, recesses, chamfering, etc., wherever required, vibrating, tamping, curing and rendering if required to give a smooth and even surface etc. (EXCLUDING THE COST OF REINFORCEMENT, SHUTTERING & SPECIFIED ADMIXTURES) for all depths below and upto plinth level in any shape, position and thickness etc. all complete as specified, shown and directed. ALL MATERIALS INCLUDING CEMENT SUPPLIED BY THE CONTRACTOR. | 40.00 | m³ |  | 10530.00 | 421200.00 | 5800.00 | 232000.00 | 10451.00 | 418040.00 | 9900.00 | 396000.00 | Not Quoted | Not Quoted | 8360.00 | 334400.00 | 5040.00 | 201600.00 | 3800.00 | 152000.00 | 7467.83 | 298713.20 | 152000.00 | AMPSEPC PVT LTD
950.00 | Providing and laying REINFORCED CEMENT CONCRETE OF M-30 GRADE with 20 mm and down size graded crushed stone aggregates/ gravel in SUB-STRUCTURE e.g. foundations, raft, beams, slabs, pile caps, retaining walls, dyke walls, jambs, counterforts, buttresses, pedestals, pipe sleepers, columns, suspended floors, staircases, landings, steps, brackets etc., including equipment/ machine foundations & pedestals viz. compressors, ID & FD fans, pumps, generators, crushers, mills, etc., (including single pour concreting as specified on the drawing), applying cement wash on concrete surface (wherever no other surface application is specified), providing pockets, openings, recesses, chamfering, etc., wherever required, vibrating, tamping, curing and rendering if required to give a smooth and even surface etc. (EXCLUDING THE COST OF REINFORCEMENT, SHUTTERING & SPECIFIED ADMIXTURES) for all depths below and upto plinth level in any shape, position and thickness etc. all complete as specified, shown and directed. ALL MATERIALS INCLUDING CEMENT SUPPLIED BY THE CONTRACTOR. | 2245.00 | m³ |  | 10530.00 | 23639850.00 | 7500.00 | 16837500.00 | 9765.00 | 21922425.00 | 9250.00 | 20766250.00 | Not Quoted | Not Quoted | 9215.00 | 20687675.00 | 7800.00 | 17511000.00 | 4800.00 | 10776000.00 | 6800.00 | 15266000.00 | 10776000.00 | AMPSEPC PVT LTD
951.00 | Providing and laying REINFORCED CEMENT CONCRETE OF M-30 GRADE with 20 mm and down size graded crushed stone aggregates/ gravel in SUB-STRUCTURE e.g. trenches, culverts, manholes, pipe encasement, catchpits, drains, pits, etc., applying cement wash on concrete surface (wherever no other surface application is specified), providing pockets, openings, recesses, chamfering, etc., wherever required, vibrating, tamping, curing and rendering if required to give a smooth and even surface etc. (EXCLUDING THE COST OF REINFORCEMENT, SHUTTERING & SPECIFIED ADMIXTURES) for all depths below and upto plinth level in any shape, position and thickness etc. all complete as specified, shown and directed. ALL MATERIALS INCLUDING CEMENT SUPPLIED BY THE CONTRACTOR. | 30.00 | m³ |  | 10530.00 | 315900.00 | 7000.00 | 210000.00 | 11869.00 | 356070.00 | 11000.00 | 330000.00 | Not Quoted | Not Quoted | 9215.00 | 276450.00 | 7800.00 | 234000.00 | 4800.00 | 144000.00 | 6800.00 | 204000.00 | 144000.00 | AMPSEPC PVT LTD
952.00 | RCC Superstructures - Non FIM Items
953.00 | Providing and laying REINFORCED CEMENT CONCRETE OF M-30 GRADE with 20 mm and down size graded crushed stone aggregates/ gravel in SUPER STRUCTURE in suspended floors, slabs, beams, columns, walls including counterforts, staircases, landings, steps, facias, fins, mouldings, gutters, shelves, window sills, canopies, lintels, girders, ducts, brackets, chajjas with drip moulds, pedestals, posts, struts, equipment/ machine foundations, ramps etc. (including single pour concreting as specified on the drawing), providing cement wash (wherever no other surface application is specified), providing pockets, openings, recesses, chamfering wherever required, vibrating, tamping, curing and rendering if required to give a smooth and even surface etc. (EXCLUDING THE COST OF REINFORCEMENT, SHUTTERING AND SPECIFIED ADMIXTURES) FOR ALL HEIGHTS UPTO & INCLUSIVE OF 20 m ABOVE PLINTH LEVEL in any shape, position, thickness etc. all complete as specified, shown and directed. ALL MATERIALS INCLUDING CEMENT SUPPLIED BY THE CONTRACTOR. | 500.00 | m³ |  | 11115.00 | 5557500.00 | 7500.00 | 3750000.00 | 10211.00 | 5105500.00 | 9500.00 | 4750000.00 | Not Quoted | Not Quoted | 9215.00 | 4607500.00 | 8400.00 | 4200000.00 | 4800.00 | 2400000.00 | 6800.00 | 3400000.00 | 2400000.00 | AMPSEPC PVT LTD
954.00 | RCC Flooring - Non FIM Items
955.00 | Providing and laying REINFORCED CEMENT CONCRETE OF M-30 GRADE with 20mm and down size graded crushed stone aggregates/ gravel in NON-SUSPENDED slabs/pavement slabs including pedestals, ramps etc. leaving pockets, laying in alternate panels to required slopes, all necessary form work and finishing the top surface rough or smooth, including cost of admixtures if used, providing pockets, openings, recesses, chamfering etc., wherever required, vibrating, tamping, curing and rendering if required to give a smooth and even surface etc. (excluding the Cost of Reinforcement and Shuttering) for all depths below and upto plinth level in any shape, position and thickness etc. all complete as specified, shown and directed. All materials including cement supplied by the contractor. | 6.00 | m³ |  | 11115.00 | 66690.00 | 7600.00 | 45600.00 | 9589.00 | 57534.00 | 9025.00 | 54150.00 | Not Quoted | Not Quoted | 85500.00 | 513000.00 | 8400.00 | 50400.00 | 4700.00 | 28200.00 | 6800.00 | 40800.00 | 28200.00 | AMPSEPC PVT LTD
956.00 | Precast Elements - Non FIM Items
957.00 | Manufacturing, transporting, supplying and erecting in position Reinforced Cement Concrete PRECAST ELEMENTS such as columns, beams, cover slabs, lintels, louvers, fins, shelves etc. of M-30 grade with 20mm and down size graded crushed stone aggregates/gravel, each unit upto and inclusive of 500 kg. for all leads, levels, shapes and thickness including all moulds, shuttering and centering, vibrating, tamping, curing, chamfering wherever required, finishing the top surface with cement mortar 1:3 ( 1 Cement : 3 Sand) to give a smooth and even surface, or non skid finish as specified, providing lifting hooks, metal inserts, making holes pockets, (only M.S. inserts to be measured & paid separately) transporting to site, erecting, levelling, aligning and fixing in position with cement mortar 1:3 ( Cement : 3 Coarse Sand), breaking bricks and/or concrete surfaces and making good the same etc. all complete (excluding the Cost of Reinforcement ) and as directed. All materials including cement supplied by the contractor. | 90.00 | m³ |  | 15210.00 | 1368900.00 | 14000.00 | 1260000.00 | 9537.00 | 858330.00 | 9000.00 | 810000.00 | Not Quoted | Not Quoted | 11400.00 | 1026000.00 | 7800.00 | 702000.00 | 3625.00 | 326250.00 | 9191.18 | 827206.20 | 326250.00 | AMPSEPC PVT LTD
958.00 | Manufacturing, transporting, supplying and erecting in position Reinforced Cement Concrete PRECAST BOUNDARY WALL such as Precast RCC wall, column, beam etc. of M-30 grade with 20mm and down size graded crushed stone aggregates/ gravel, each unit upto and inclusive of 3000 kg. for all leads, levels, shapes and thickness including all Moulds, shuttering and centering, vibrating, tamping, curing, chamfering wherever required, providing lifting hooks, GI pipe sleeves for lifting panels, metal inserts, making holes, pockets, (only M.S. inserts to be measured & paid separately) transporting to site, erecting, levelling, aligning and fixing in position with cement mortar 1:3 (Cement : 3 Coarse Sand), breaking bricks and/ or concrete surfaces and making good the same etc. as per AFC drawing, all complete (excluding the Cost of Reinforcement) and as directed. All materials including cement supplied by the contractor. | 737.00 | m³ |  | 16380.00 | 12072060.00 | 8000.00 | 5896000.00 | 11864.00 | 8743768.00 | 11000.00 | 8107000.00 | Not Quoted | Not Quoted | 11400.00 | 8401800.00 | 8400.00 | 6190800.00 | 4800.00 | 3537600.00 | 7840.06 | 5778124.22 | 3537600.00 | AMPSEPC PVT LTD
959.00 | Manufacturing, transporting, supplying and erecting in position Reinforced Cement Concrete PRECAST ELEMENTS such as manholes, catch-basins, pits, pipe sleepers, box-culverts, drains, trenches, footing slab etc. of M-30 grade with 20 mm and down size graded crushed stone aggregates/ gravel, each unit upto and inclusive of 5000 kg. for all leads, levels below plinth, shapes and thickness including all moulds, shuttering and centering, vibrating, tamping, curing, chamfering wherever required, providing lifting hooks, metal inserts, making holes, pockets, (only M.S. inserts to be measured & paid separately) transporting to site, erecting, levelling, aligning and fixing in position with cement mortar 1:3 (Cement : 3 Coarse Sand), breaking bricks and/ or concrete surfaces and making good the same etc. all complete (excluding the Cost of Reinforcement) and as directed. All materials including cement supplied by the contractor. | 15.00 | m³ |  | 17550.00 | 263250.00 | 14000.00 | 210000.00 | 12603.00 | 189045.00 | 12000.00 | 180000.00 | Not Quoted | Not Quoted | 9215.00 | 138225.00 | 8400.00 | 126000.00 | 4800.00 | 72000.00 | 11488.97 | 172334.55 | 72000.00 | AMPSEPC PVT LTD
960.00 | HYD Bars / MS Bars - Non FIM Items
961.00 | "Supplying and placing in position HIGH YEILD-STRENGTH DEFORMED STEEL BARS REINFORCEMENT of Grade Fe550 (D) conforming to IS:1786, for RCC work including transporting the Steel, straightening, cleaning, decoiling, cutting, bending to required shapes and lengths as per details, binding with 18 SWG black soft annealed binding wire at every intersection, supplying and placing with proper cover blocks, supports, chairs, overlaps, welding, spacers, fanhooks etc. for all heights and depths etc. all complete as directed. SUPPLY OF ALL MATERIAL IN CONTRACTOR'S SCOPE. " | 545.00 | MT |  | 105300.00 | 57388500.00 | 60000.00 | 32700000.00 | 87000.00 | 47415000.00 | 82000.00 | 44690000.00 | Not Quoted | Not Quoted | 80750.00 | 44008750.00 | 86400.00 | 47088000.00 | 75000.00 | 40875000.00 | 75000.00 | 40875000.00 | 32700000.00 | JSIW INFRASTRUCTURE PRIVATE LIMITED
962.00 | Centering and Shuttering - Non FIM Items
963.00 | Providing and fixing CENTERING AND SHUTTERING in foundations, footings,raft beams, slabs, pile caps, retaining walls, jambs, counter-forts, buttresses, trenches, equipment/machine foundations, pedestals, abutments, pipe sleepers, columns, plinth beams, lintels, suspended slabs, beams, staircases, landings, steps, non-circular tunnels/bunkers/ silos/ shafts/ hoppers/liquid storage structures etc. for all depths below and upto & inclusive of plinth level including shuttering for single pour concreting, strutting, bracing, propping etc., keeping the same in position during concreting and removal of the same after specified period etc. for Straight/ Inclined Shuttering, keeping necessary provision for inserts, projecting dowels, anchor bolts or any other fixture etc. all complete and as specified and directed. | 7120.00 | m² |  | 702.00 | 4998240.00 | 600.00 | 4272000.00 | 472.00 | 3360640.00 | 450.00 | 3204000.00 | Not Quoted | Not Quoted | 523.00 | 3723760.00 | 540.00 | 3844800.00 | 210.00 | 1495200.00 | 434.59 | 3094280.80 | 1495200.00 | AMPSEPC PVT LTD
964.00 | Providing and fixing CENTERING AND SHUTTERING in superstrctures in retaining walls, jambs, counter-forts, buttresses, equipment/ machine foundations, abutments,columns, lintels, suspended slabs, beams, staircases, landings, steps, non-circular tunnels/ bunkers/ silos/ shafts/ hoppers/ liquid storage structures etc. for all heights above plinth level including shuttering for single pour concreting, strutting, bracing, propping etc., keeping the same in position during concreting and removal of the same after specified period etc. for Straight/ Inclined Shuttering, keeping necessary provision for inserts, projecting dowels, anchor bolts or any other fixture etc. all complete and as specified and directed. | 1000.00 | m² |  | 877.50 | 877500.00 | 600.00 | 600000.00 | 499.00 | 499000.00 | 475.00 | 475000.00 | Not Quoted | Not Quoted | 570.00 | 570000.00 | 600.00 | 600000.00 | 225.00 | 225000.00 | 499.78 | 499780.00 | 225000.00 | AMPSEPC PVT LTD
965.00 | Fixing Re-bars in already cast concrete - Non FIM Items
966.00 | Designing, supplying and fixing rebars in already cast concrete, including drilling, cleaning hole with air blow-out & wire-brush and injecting odourless Chemical of approved make, packed in dual foil, with the help of dispenser into a hole of diameter and depth as per manufacture specification, at all levels & locations for high strength deformed steel reinforcement bars of dia. 16 mm & 20 mm of Grade Fe550D (conforming to IS:1786), DESIGNED FOR FULL TENSILE ANCHORAGE, including testing (as per manufacturer's recommendations), adjusting and making good any damage done to the structure etc. all complete as specified and directed. SUPPLY OF ALL MATERIAL IN CONTRACTOR'S SCOPE EXCLUDING REINFORCEMENT BARS. | 51.00 | each |  | 3276.00 | 167076.00 | 400.00 | 20400.00 | 2352.00 | 119952.00 | 2200.00 | 112200.00 | Not Quoted | Not Quoted | 570.00 | 29070.00 | 1200.00 | 61200.00 | 2350.00 | 119850.00 | 1148.90 | 58593.90 | 20400.00 | JSIW INFRASTRUCTURE PRIVATE LIMITED
967.00 | CONCRETE FOR LIQUID RETAINING/LEAK PROOF STRUCTURES (REFER SPECIFICATION NO.6-68-0005
968.00 | RCC - Non FIM Items
969.00 | Providing and laying Leak Proof Reinforced Cement Concrete of GRADE M-30 (minimum Cement content shall be as per EIL Specifications) with 20 mm and down size graded crushed stone aggregates/ gravel at all positions and in any shape and thickness, in SUB-STRUCTURE, leaving pockets, recesses, vibrating, tamping, curing, testing (for leak-proofness) and rendering (if required to give smooth and even surface) in foundations, walls , beams, buttresses, columns, piers, slabs, tunnels, basements, storage bins, reservoirs etc. including cement wash (if no other surface application is specified) but excluding the cost of Reinforcement, Shuttering and specified admixtures, all complete as specified and directed. ALL MATERIALS INCLUDING CEMENT SUPPLIED BY CONTRACTOR. | 6.00 | m³ |  | 10764.00 | 64584.00 | 7500.00 | 45000.00 | 11258.00 | 67548.00 | 10450.00 | 62700.00 | Not Quoted | Not Quoted | 9215.00 | 55290.00 | 15000.00 | 90000.00 | 4150.00 | 24900.00 | 9191.18 | 55147.08 | 24900.00 | AMPSEPC PVT LTD
970.00 | Water Proofing Comp. - Non FIM Items
971.00 | Supplying and mixing of approved brand of integral WATER PROOFING COMPOUND in cement concrete, cement mortar etc. as per manufacturer's specifications or 1% by weight of cement (whichever is minimum), to make it leak proof/ water tight etc. all complete as specified and directed. | 35.00 | kg |  | 1989.00 | 69615.00 | 70.00 | 2450.00 | 130.00 | 4550.00 | 125.00 | 4375.00 | Not Quoted | Not Quoted | 81.00 | 2835.00 | 420.00 | 14700.00 | 135.00 | 4725.00 | 57.44 | 2010.40 | 2010.40 | KEC Spur Infrastructure Pvt. Ltd.
972.00 | PVC Water bars - Non FIM Items
973.00 | Supplying and fixing in position 230mm wide x 5mm thick approved PVC WATER STOPS as per manufacturer's specifications in R.C.C. Structures including cutting, fixing, jointing by vulcanising etc. all complete as shown specified and directed. | 35.00 | m |  | 702.00 | 24570.00 | 350.00 | 12250.00 | 938.00 | 32830.00 | 900.00 | 31500.00 | Not Quoted | Not Quoted | 252.00 | 8820.00 | 138.00 | 4830.00 | 525.00 | 18375.00 | 206.80 | 7238.00 | 4830.00 | Ace Pipeline Contracts Pvt Ltd
974.00 | STRUCTURAL STEEL WORKS SPEC NO. 6-68-0006
975.00 | General Steel Works - Non FIM Items
976.00 | Supplying, transporting, storing, fabricating & erecting in position and testing/ examining bolted and/ or welded STRUCTURAL STEEL WORKS of Grade E250A / E250BR / E250B0 (confirming to per IS:2062) at all locations and levels UPTO & INCLUSIVE OF 20 m ABOVE HPP/ FGL, including all builtup sections/ compound sections made out of rolled sections and/or plates/ bent plates in all types of structural frameworks, floor beams, stairs, or any other structural items or accessories to support equipments, piping, conveyor galleries, towers, masts, etc., but excluding silos, bunkers, hoppers, etc., cutting to required size, straightening/ bending if required, edge preparation, cleaning, preheating, bolting/ welding of joints, (including sealing the joints of box sections with continuous welding and plugging any open ends & holes of box sections), finishing edges by grinding, fixing in line and level with temporary staging & bracing and removal of the same after erection, grouting with Ordinary Grout or premix free flow Nonshrink Grout as specified, including preparation and submission of detailed fabrication drawings, preparing the surface for painting (SSPC-SP-10) and applying pre-erection/ shop primer (1 coat of F-9 @ 65-75 micron DFT) as per EIL Specification No. 6-79-0020 (or as per Job Specification, wherever applicable) after fabrication etc., all complete. SUPPLY OF ALL MATERIAL IN CONTRACTOR'S SCOPE. | 18.00 | MT |  | 140400.00 | 2527200.00 | 130000.00 | 2340000.00 | 145694.00 | 2622492.00 | 135000.00 | 2430000.00 | Not Quoted | Not Quoted | 104500.00 | 1881000.00 | 102018.00 | 1836324.00 | 37500.00 | 675000.00 | 129350.89 | 2328316.02 | 675000.00 | AMPSEPC PVT LTD
977.00 | Supplying, transporting, storing, fabricating & erecting in position and testing/ examining bolted and/ or welded STRUCTURAL STEEL WORKS of Grade E350BR / E350B0 (conforming to IS:2062) at all locations and levels UPTO & INCLUSIVE OF 20 m ABOVE HPP/ FGL, including all builtup sections/ compound sections made out of rolled sections and/ or plates/ bent plates in all types of structural frameworks, floor beams, stairs, or any other structural items or accessories to support equipments, piping, conveyor galleries, towers, masts, etc., but excluding silos, bunkers, hoppers, etc., cutting to required size, straightening/ bending if required, edge preparation, cleaning, preheating, bolting/ welding of joints, (including sealing the joints of box sections with continuous welding and plugging any open ends & holes of box sections), finishing edges by grinding, fixing in line and level with temporary staging & bracing and removal of the same after erection, grouting with Ordinary Grout or premix free flow Nonshrink Grout as specified, including preparation and submission of detailed fabrication drawings, preparing the surface for painting (SSPC-SP-10) and applying pre-erection/ shop primer (1 coat of F-9 @ 65-75 micron DFT) as per EIL Specification No. 6-79-0020 (or as per Job Specification, wherever applicable) after fabrication etc., all complete. SUPPLY OF ALL MATERIAL IN CONTRACTOR'S SCOPE. | 22.00 | MT |  | 140400.00 | 3088800.00 | 130000.00 | 2860000.00 | 172315.00 | 3790930.00 | 162000.00 | 3564000.00 | Not Quoted | Not Quoted | 109250.00 | 2403500.00 | 102018.00 | 2244396.00 | 37500.00 | 825000.00 | 126378.68 | 2780330.96 | 825000.00 | AMPSEPC PVT LTD
978.00 | Supplying, transporting, storing, fabricating & erecting in position and testing/ examining bolted/ self-drilling screws and/ or welded LIGHT GAUGE STEEL FRAMING SYSTEM (LGSF) WORKS for Repeater Building of Grade YST310 or above (conforming to IS:15961) at all locations and levels UPTO & INCLUSIVE OF 20 m ABOVE HPP/ FGL, including all built-up sections/ compound sections made out of plates/ bent plates/light gauge steel plates in all types of structural frameworks, floor beams, columns, roof, stairs, or any other structural items or accessories to support & including equipment’s, piping, ducts, solar panel supporting structures, electrical fittings, plumbing items, fire water network, HVAC units, panels, storages etc., cutting to required size, straightening/ bending if required, edge preparation, cleaning, preheating, bolting/ welding of joints, (including sealing the joints of box sections with continuous welding and plugging any open ends & holes of box sections), finishing edges by grinding, fixing in line and level with temporary staging & bracing, scaffolding and removal of the same after erection, grouting with Ordinary Grout or premix free flow Non-shrink Grout as specified if required, including preparation and submission of detailed fabrication drawings, preparing the surface for painting and applying pre-erection/ shop primer as per EIL Specification No. 6-79-0020 (or as per Job Specification, wherever applicable) after fabrication etc., and Supplying, transporting, storing, fabricating & erecting in position and testing/ examining of piping, ducts, electrical fittings, plumbing items, fire water network, HVAC units, panels, storages/architectural items etc. including bolted/ self-drilling screws and/ or welded of external and internal cladding sandwiched with rockwool insulation at all locations and levels UPTO & INCLUSIVE OF 20 m ABOVE HPP/ FGL including painting of inside the building and outside the building along with the doors, windows, ventilator, exhaust, false ceiling, false flooring (if required) including sealing the joints between the all panels against leak & dust and providing RCC roof above the LIGHT GAUGE STEEL FRAMING SYSTEM (LGSF) structure including provision for supporting the solar panel supporting structure, staircase entrance, parapet walls including water proofing of roof etc. All complete as per the EIL Job Specification No. C007-000-83-43-SP-9510 attached elsewhere in the tender document. SUPPLY OF ALL MATERIAL IN CONTRACTOR'S SCOPE. | 550.00 | m² |  | 22815.00 | 12548250.00 | 23000.00 | 12650000.00 | 3259.00 | 1792450.00 | 3330.00 | 1831500.00 | Not Quoted | Not Quoted | 17290.00 | 9509500.00 | 9038.00 | 4970900.00 | 4500.00 | 2475000.00 | 4021.14 | 2211627.00 | 1792450.00 | Om Yash Projects Limited
979.00 | Supplying, transporting, storing, fabricating & erecting in position and testing/ examining bolted/ self-drilling screws and/ or welded LIGHT GAUGE STEEL FRAMING SYSTEM (LGSF) WORKS for Electrical Building of Grade YST310 or above (conforming to IS:15961) at all locations and levels UPTO & INCLUSIVE OF 20 m ABOVE HPP/ FGL, including all built-up sections/ compound sections made out of plates/ bent plates/light gauge steel plates in all types of structural frameworks, floor beams, columns, roof, stairs, or any other structural items or accessories to support & including equipment’s, piping, ducts, solar panel supporting structures, electrical fittings, plumbing items, fire water network, panels, storages etc., cutting to required size, straightening/ bending if required, edge preparation, cleaning, preheating, bolting/ welding of joints, (including sealing the joints of box sections with continuous welding and plugging any open ends & holes of box sections), finishing edges by grinding, fixing in line and level with temporary staging & bracing, scaffolding and removal of the same after erection, grouting with Ordinary Grout or premix free flow Non-shrink Grout as specified if required, including preparation and submission of detailed fabrication drawings, preparing the surface for painting and applying pre-erection/ shop primer as per EIL Specification No. 6-79-0020 (or as per Job Specification, wherever applicable) after fabrication etc., and Supplying, transporting, storing, fabricating & erecting in position and testing/ examining of piping, ducts, electrical fittings, plumbing items, fire water network, panels, storages/architectural items etc. including bolted/ self-drilling screws and/ or welded of external and internal cladding sandwiched with rockwool insulation at all locations and levels UPTO & INCLUSIVE OF 20 m ABOVE HPP/ FGL including painting of inside the building and outside the building along with the doors, windows, ventilator, exhaust, false ceiling, false flooring (if required) including sealing the joints between the all panels against leak & dust and providing RCC roof above the LIGHT GAUGE STEEL FRAMING SYSTEM (LGSF) structure including provision for supporting the solar panel supporting structure, staircase entrance, parapet walls including water proofing of roof etc. All complete as per the EIL Job Specification No. C007-000-83-43-SP-9510 attached elsewhere in the tender document. SUPPLY OF ALL MATERIAL IN CONTRACTOR'S SCOPE. | 520.00 | sqm |  | 35100.00 | 18252000.00 | 23000.00 | 11960000.00 | 3235.00 | 1682200.00 | 3330.00 | 1731600.00 | Not Quoted | Not Quoted | 22800.00 | 11856000.00 | 71129.00 | 36987080.00 | 555.00 | 288600.00 | 3446.69 | 1792278.80 | 288600.00 | AMPSEPC PVT LTD
980.00 | Painting - Non FIM Items
981.00 | Supplying and applying COATING (Post-erection/ Field) of approved quality and shade as per Sl. No. 9.2 of Table 9.0 of EIL Specification No. 6-79-0020 (or as per Job Specifications, wherever applicable) over the coat of shop primer already applied, including storage, surface preparation, degreasing, cleaning, drying, providing necessary arrangement for access, testing etc. including touching up of shop primer coat as per Sl. No. 7.2.1 of Table 7.2 of EIL Specification No. 6-79-0020 (or as per Job Specifications, wherever applicable), for steel structures (excluding ladders, spiral stairways & hand rails) at all location & levels, all complete as specified, for OFFSITE (INLAND) areas considering environment classification as INDUSTRIAL. SUPPLY OF ALL MATERIAL IN CONTRACTOR'S SCOPE.(Unit rate based on Structural steel weight). | 30.00 | MT |  | 17550.00 | 526500.00 | 14000.00 | 420000.00 | 10291.00 | 308730.00 | 10800.00 | 324000.00 | Not Quoted | Not Quoted | 11400.00 | 342000.00 | 48000.00 | 1440000.00 | 8750.00 | 262500.00 | 17807.90 | 534237.00 | 262500.00 | AMPSEPC PVT LTD
982.00 | Supplying and applying COATING (Post-erection/ Field) of approved quality and shade as per Sl. No. 8.1 of Table 8.0 of EIL Specification No. 6-79-0020 (or as per Job Specifications, wherever applicable) for painting over the coat of shop primer & galvanisation already applied, including storage, surface preparation, degreasing, cleaning, drying, providing necessary arrangement for access, testing etc. including touching up of shop primer coat, for LADDERS, SPIRAL STAIRWAYS & HAND RAILS at all location & levels, all complete as specified. SUPPLY OF ALL MATERIAL IN CONTRACTOR'S SCOPE. (Unit rate based on weight of steel). | 10.00 | MT |  | 70200.00 | 702000.00 | 14000.00 | 140000.00 | 13167.00 | 131670.00 | 13500.00 | 135000.00 | Not Quoted | Not Quoted | 11400.00 | 114000.00 | 48000.00 | 480000.00 | 8750.00 | 87500.00 | 20680.15 | 206801.50 | 87500.00 | AMPSEPC PVT LTD
983.00 | MISCELLANEOUS STEEL WORKS SPECIFICATIONS NO. 6-68-0008
984.00 | Anchor Bolts - Non FIM Items
985.00 | Supplying, fabricating, fixing and keeping in position at all levels and locations THREADED ANCHOR BOLTS of all diameters and nomenclature including nuts, washers, anchor plates, pipe sleeves etc. in foundations, columns, pedestals, slabs, beams, walls etc. or any other place as directed including handling & transporting, straightening if required, turning from relevant size M.S. rounds to required diameter, threading, welding, providing necessary templates and auxiliary dummy structures, if any, necessary tying and welding with reinforcement, adjustment of shuttering & reinforcement/any other fixture, greasing exposed metal surfaces, covering bolts and packing the sleeves with jute cloth etc. all complete as specified and directed.(SUPPLY OF ALL MATERIALS IN CONTRACTOR'S SCOPE). | 1.50 | MT |  | 175500.00 | 263250.00 | 145000.00 | 217500.00 | 128944.00 | 193416.00 | 135000.00 | 202500.00 | Not Quoted | Not Quoted | 137750.00 | 206625.00 | 102000.00 | 153000.00 | 95000.00 | 142500.00 | 126378.68 | 189568.02 | 142500.00 | AMPSEPC PVT LTD
986.00 | MS Metal Inserts - Non FIM Items
987.00 | Supplying, transporting, storing, fabricating and fixing in position M.S. METAL INSERT (with lugs) of any shape made out of flats, plates, rolled sections, pipes etc. providing necessary templates, staging, cutting, straightening, if required, bolting, welding as required and embedding in position on both Plain and Reinforced Cement concrete members inclusive of adjusting shuttering & reinforcement/ any other fixture, welding where necessary, tying and holding to correct level, line and position, any auxiliary dummy structures to support the heavy inserts, painting exposed surfaces with a coat of primer as per EIL Specification No. 6-79-0020 (or as per Job Specification wherever applicable), etc. all complete for all depths and heights as specified and directed. (SUPPLY OF ALL MATERIALS IN CONTRACTOR'S SCOPE). | 9.00 | MT |  | 105300.00 | 947700.00 | 120000.00 | 1080000.00 | 114579.00 | 1031211.00 | 117000.00 | 1053000.00 | Not Quoted | Not Quoted | 85500.00 | 769500.00 | 102000.00 | 918000.00 | 67500.00 | 607500.00 | 126378.68 | 1137408.12 | 607500.00 | AMPSEPC PVT LTD
988.00 | GI Pipe Sleeves - Non FIM Items
989.00 | Supplying, fabricating and fixing in position G.I. PIPE SLEEVES of all diameters including providing necessary staging, cutting, straightening if required, bolting, welding as required and embedding in position on both Plain and Reinforced Cement concrete members inclusive of adjusting shuttering & reinforcement/any other fixture, welding where necessary, tying and holding to correct level, line and position, any auxiliary dummy structures to support heavy sleeves etc. all complete for all depths and heights as specified and directed. | 1.50 | MT |  | 157950.00 | 236925.00 | 125000.00 | 187500.00 | 135700.00 | 203550.00 | 144000.00 | 216000.00 | Not Quoted | Not Quoted | 114000.00 | 171000.00 | 102000.00 | 153000.00 | 67500.00 | 101250.00 | 172334.56 | 258501.84 | 101250.00 | AMPSEPC PVT LTD
990.00 | MS Chequered Plates - Non FIM Items
991.00 | Supplying, fabricating and erecting in position at all levels and locations bolted, screwed and/or welded M.S. CHEQUERED PLATES of any thickness in walkways, platforms, stair treads, any other place as directed etc. including cutting to required size, shape, making holes, notches, openings of required size, nosing, straightening if required, making the edges smooth, removing the burrs, fixing, welding, preparation and submission of fabrication drawings and preparing the surfaces for painting and applying shop primer as per EIL Specification No. 6-79-0020 (or Job Specification, wherever applicable) after fabrication etc. all complete as specified and directed. (SUPPLY OF ALL MATERIALS IN CONTRACTOR'S SCOPE). | 1.50 | MT |  | 128700.00 | 193050.00 | 130000.00 | 195000.00 | 114484.00 | 171726.00 | 121500.00 | 182250.00 | Not Quoted | Not Quoted | 118750.00 | 178125.00 | 102000.00 | 153000.00 | 72500.00 | 108750.00 | 126378.68 | 189568.02 | 108750.00 | AMPSEPC PVT LTD
992.00 | MS Grating Cat. A,B - Non FIM Items
993.00 | Supplying, fabricating and erecting in position at all levels and locations ELECTROFORGED GRATING purchased from approved manufacturer conforming to EIL Standard No. 7-68-0697 in walkways, platforms, stair treads etc. including cutting to required size, shape, making holes, notches, openings of required size, nosing, straightening if required, making the edges smooth, removing the burrs, fabricating clamps, fixing, tack welding, preparation and submission of fabrication drawings and preparing the surfaces for painting and applying pre-erection/ shop primer as per Job Specification after fabrication etc. all complete as specified and directed (SUPPLY OF ALL MATERIALS IN CONTRACTOR'S SCOPE). | 12.00 | MT |  | 181350.00 | 2176200.00 | 140000.00 | 1680000.00 | 127300.00 | 1527600.00 | 135000.00 | 1620000.00 | Not Quoted | Not Quoted | 143450.00 | 1721400.00 | 108000.00 | 1296000.00 | 72500.00 | 870000.00 | 137867.65 | 1654411.80 | 870000.00 | AMPSEPC PVT LTD
994.00 | MS Rungs - Non FIM Items
995.00 | Supplying, fabricating, fixing and keeping in position M.S. RUNGS in R.C.C. works at all depths and heights including handling, transporting the steel to site workshop and site of work, straightening, if required, cutting, bending to shape, necessary tying and welding with reinforcement, adjustment of shuttering, cleaning, surface preparation, shop primer as per EIL Spec. 6-79-0020 (or Job Specification, wherever applicable) and two coats of anticorrosive paint of approved quality on the exposed portion of rungs etc. all complete as specified and directed (SUPPLY OF ALL MATERIALS IN CONTRACTOR'S SCOPE). | 35.00 | kg |  | 93.60 | 3276.00 | 120.00 | 4200.00 | 130.00 | 4550.00 | 135.00 | 4725.00 | Not Quoted | Not Quoted | 92150.00 | 3225250.00 | 84.00 | 2940.00 | 65.00 | 2275.00 | 86.17 | 3015.95 | 2275.00 | AMPSEPC PVT LTD
996.00 | Hand Railing 1000mm - Non FIM Items
997.00 | Supplying, fabricating and fixing in position at all locations 1000mm high INCLINED HAND RAILING (for staircases) consisting of top rail, mid rail and vertical posts (Maximum spacing 1500mm c/c) with 32mm nominal diameter medium grade M.S. Tubes conforming to IS:1239 including straightening if required, cutting, bending, welding, bolting, grouting with ordinary grout, cleaning, surface preparation, hot-dip galvanising (80-85 micron as per IS:4759, IS:2629, IS: 4736, IS:2633), shop primer (1 coat of P6 of 40 micron) as per Sl. No. 8.1 of Table 8.0 of EIL SPEC. 6-79-0020 (or as per Job Specification, wherever applicable), preparation and submission of fabrication drawings etc. all complete as specified, shown and directed. (SUPPLY OF ALL MATERIALS IN CONTRACTOR'S SCOPE). (Complete handrail work shall be measured as length of top rail only and not length of each element fixed). | 35.00 | m |  | 3276.00 | 114660.00 | 1800.00 | 63000.00 | 2769.00 | 96915.00 | 2880.00 | 100800.00 | Not Quoted | Not Quoted | 2518.00 | 88130.00 | 1200.00 | 42000.00 | 1425.00 | 49875.00 | 2297.79 | 80422.65 | 42000.00 | Ace Pipeline Contracts Pvt Ltd
998.00 | Supplying, fabricating and fixing in position at all locations 1000mm high HORIZONTAL HAND RAILING (for platforms, walkways, etc. or any other location as directed) consisting of top rail, mid rail and vertical posts (Maximum spacing 1500mm c/c) with 32mm nominal diameter medium grade MS Tubes conforming to IS:1239 and 100x5 MS Toe Plate confirming to IS:2062 (Grade A/B), including straightening if required, cutting, bending, welding, bolting, grouting with ordinary grout, cleaning, surface preparation, hot-dip galvanising (80-85 micron as per IS:4759, IS:2629, IS: 4736, IS:2633), shop primer (1 coat of P6 of 40 micron) as per Sl. No. 8.1 of Table 8.0 of EIL SPEC. 6-79-0020 (or as per Job Specification, wherever applicable), preparation and submission of fabrication drawings etc. all complete as specified, shown and directed. (SUPPLY OF ALL MATERIALS IN CONTRACTOR'S SCOPE). (Complete handrail work shall be measured as length of top rail only and not length of each element fixed). | 75.00 | m |  | 1404.00 | 105300.00 | 1800.00 | 135000.00 | 2822.00 | 211650.00 | 2880.00 | 216000.00 | Not Quoted | Not Quoted | 2518.00 | 188850.00 | 1440.00 | 108000.00 | 1125.00 | 84375.00 | 2297.79 | 172334.25 | 84375.00 | AMPSEPC PVT LTD
999.00 | Chemical Anchor Fastner
1000.00 | "Supplying, handling, transporting to site of work and fixing approved CHEMICAL ANCHOR FASTENERS consisting of M.S. threaded rod of Grade 5.8, GALVANIZED with minimum thickness of 5 microns and chemical (approved for use in cracked concrete), packed in flexible chemical foil or dual foil type, to be used with the help of dispenser, of 16mm dia. at specified positions on concrete floors, roofs, beams (sides and bottom), walls, columns etc. according to manufacturer's specifications including all accessories like nuts, washers etc. of required size., testing, necessary scaffolding, drilling of the holes in concrete surface with electric drill, cleaning of holes with air blowout & wire-brush and making good any damage done to the structure etc. all complete for all heights, depths and locations as specified and directed. Supply of chemical anchor fastners in Contractor's scope. | 20.00 | each |  | 589.50 | 11790.00 | 350.00 | 7000.00 | 2359.00 | 47180.00 | 2430.00 | 48600.00 | Not Quoted | Not Quoted | 276.00 | 5520.00 | 2400.00 | 48000.00 | 920.00 | 18400.00 | 1608.46 | 32169.20 | 5520.00 | M/s. Megha Engineering and Infrastructures Ltd
1001.00 | BRICK MASONRY (REFER SPECIFICATION NO.6-68-0009)
1002.00 | CLASS 5.0 at all depths -Non FIM Items
1003.00 | Providing and laying BRICK MASONRY WITH BRICKS OF CLASS 5.0 in cement mortar 1:6 (1 Cement : 6 Sand) in one or more brick thickness and in any shape (excluding circular/curved brick masonry) at all depths below plinth level including the cost of materials, labour, scaffolding/ staging, sampling & testing, soaking of bricks, cutting and laying of bricks, providing recesses, making openings of any shape & size, finishing the joints flush below ground level and raking out the joints above ground level, sealing the gap between masonry and soffit of beam/slab, embedding the fittings & fixtures, curing, etc. all complete as per specifications. ALL MATERIALS INCLUDING CEMENT SUPPLIED BY THE CONTRACTOR. | 80.00 | m³ |  | 8775.00 | 702000.00 | 6800.00 | 544000.00 | 9066.00 | 725280.00 | 9500.00 | 760000.00 | Not Quoted | Not Quoted | 8550.00 | 684000.00 | 9600.00 | 768000.00 | 3250.00 | 260000.00 | 6204.04 | 496323.20 | 260000.00 | AMPSEPC PVT LTD
1004.00 | Providing and laying BRICK MASONRY WITH BRICKS OF CLASS 5.0 in cement mortar 1:6 (1 Cement : 6 Sand) in one or more brick thickness and in any shape (excluding circular/curved brick masonry) at all heights above plinth level including the cost of materials, labour, scaffolding/ staging, sampling & testing, soaking of bricks, cutting and laying of bricks, providing recesses, making openings of any shape & size, finishing the joints flush below ground level and raking out the joints above ground level, sealing the gap between masonry and soffit of beam/slab, embedding the fittings & fixtures, curing, etc. all complete as per specifications. ALL MATERIALS INCLUDING CEMENT SUPPLIED BY THE CONTRACTOR. | 350.00 | m³ |  | 9594.00 | 3357900.00 | 6800.00 | 2380000.00 | 8925.00 | 3123750.00 | 9250.00 | 3237500.00 | Not Quoted | Not Quoted | 8550.00 | 2992500.00 | 10200.00 | 3570000.00 | 3275.00 | 1146250.00 | 6663.60 | 2332260.00 | 1146250.00 | AMPSEPC PVT LTD
1005.00 | DEMOLISHING AND DISMANTLING (REFER SPEC NO. 6-68-0012)
1006.00 | Brickwork - Non FIM Items
1007.00 | Demolishing BRICKWORK (taking all necessary safety precautions) for all depths below plinth level including supply of all tools and tackles, necessary scaffolding, propping, underpinning, cleaning and stacking of serviceable material, disposal of unserviceable material to spoil heaps ANYWHERE OUTSIDE the plant boundary, all complete as specified and directed. Disposal areas outside plant Boundary to be arranged by the contractor. Royalty as applicable for disposal outside plant limits to be borne by the Contractor. (Excavation & backfilling shall be paid separately under relevant items). | 8.00 | m³ |  | 3276.00 | 26208.00 | 2200.00 | 17600.00 | 2587.00 | 20696.00 | 2700.00 | 21600.00 | Not Quoted | Not Quoted | 1729.00 | 13832.00 | 1200.00 | 9600.00 | 985.00 | 7880.00 | 1148.90 | 9191.20 | 7880.00 | AMPSEPC PVT LTD
1008.00 | Demolishing BRICKWORK (taking all necessary safety precautions) for all heights above plinth level including supply of all tools and tackles, necessary scaffolding, propping, underpinning, cleaning and stacking of serviceable material, disposal of unserviceable material to spoil heaps ANYWHERE OUTSIDE the plant boundary, all complete as specified and directed. Disposal areas outside plant Boundary to be arranged by the contractor. Royalty as applicable for disposal outside plant limits to be borne by the Contractor. | 8.00 | m³ |  | 2925.00 | 23400.00 | 2200.00 | 17600.00 | 4351.00 | 34808.00 | 4500.00 | 36000.00 | Not Quoted | Not Quoted | 1729.00 | 13832.00 | 1440.00 | 11520.00 | 1150.00 | 9200.00 | 1148.90 | 9191.20 | 9191.20 | KEC Spur Infrastructure Pvt. Ltd.
1009.00 | RCC - Non FIM Items
1010.00 | Demolishing RCC WORK (taking all necessary safety precautions) for all depths below plinth level including supply of all tools & tackles, necessary scaffolding, propping, underpinning etc., cutting, straightening, scraping and cleaning of reinforcement bars, stacking of serviceable materials, disposal of unserviceable material to spoil heaps ANYWHERE OUTSIDE THE PLANT BOUNDARY, all complete as specified and directed by OWNER/ Engineer in-charge. Disposal areas outside plant Boundary to be arranged by the contractor. Royalty as applicable for disposal outside plant limits to be borne by the Contractor. (Excavation & backfilling shall be paid separately under relevant items). | 8.00 | m³ |  | 4095.00 | 32760.00 | 3200.00 | 25600.00 | 3824.00 | 30592.00 | 4050.00 | 32400.00 | Not Quoted | Not Quoted | 2993.00 | 23944.00 | 2400.00 | 19200.00 | 2300.00 | 18400.00 | 1378.68 | 11029.44 | 11029.44 | KEC Spur Infrastructure Pvt. Ltd.
1011.00 | Demolishing RCC WORK (taking all necessary safety precautions) for all heights above plinth level including supply of all tools & tackles, necessary scaffolding, propping, underpinning etc., cutting, straightening, scraping and cleaning of reinforcement bars, stacking of serviceable materials, disposal of unserviceable material to spoil heaps ANYWHERE OUTSIDE THE PLANT BOUNDARY, all complete as specified and directed by OWNER/ Engineer in-charge. Disposal areas outside plant Boundary to be arranged by the contractor. Royalty as applicable for disposal outside plant limits to be borne by the Contractor. (Excavation & backfilling shall be paid separately under relevant items). | 8.00 | m³ |  | 3510.00 | 28080.00 | 3200.00 | 25600.00 | 4262.00 | 34096.00 | 4500.00 | 36000.00 | Not Quoted | Not Quoted | 2993.00 | 23944.00 | 2640.00 | 21120.00 | 2950.00 | 23600.00 | 1378.68 | 11029.44 | 11029.44 | KEC Spur Infrastructure Pvt. Ltd.
1012.00 | PCC _ Non FIM Items
1013.00 | Demolishing PLAIN CEMENT CONCRETE work (taking all necessary safety precautions) for all depths below plinth level including supply of all tools & tackles, necessary scaffolding, propping, underpinning etc. disposal of unserviceable material to spoil heaps ANYWHERE OUTSIDE THE PLANT BOUNDARY, all complete as specified and directed. Disposal areas outside plant Boundary to be arranged by the contractor. Royalty as applicable for disposal outside plant limits to be borne by the Contractor. (Excavation & backfilling shall be paid separately under relevant items). | 8.00 | m³ |  | 2340.00 | 18720.00 | 2900.00 | 23200.00 | 2638.00 | 21104.00 | 2700.00 | 21600.00 | Not Quoted | Not Quoted | 1843.00 | 14744.00 | 1800.00 | 14400.00 | 1150.00 | 9200.00 | 1148.90 | 9191.20 | 9191.20 | KEC Spur Infrastructure Pvt. Ltd.
1014.00 | Steelwork - Non FIM Items
1015.00 | Dismantling bolted/rivetted/welded STRUCTURAL STEEL WORK of all descriptions (taking all necessary safety precautions), including supply of all tools and tackles, consumables, necessary scaffolding etc., providing temporary bracings as required, cutting (by flame or saw) gusset plates, bolts, nuts, weldings etc., transporting and stacking of the serviceable materials to DESIGNATED PLACE INSIDE PLANT, cleaning the site of work of all unserviceable materials for disposal to spoil heaps anywhere outside the plant boundary, all complete at all depths and heights, as specified and directed. Disposal areas outside plant Boundary to be arranged by the contractor and Royalty as applicable for disposal of unserviceable material outside plant limits to be borne by the Contractor. | 6.00 | MT |  | 76050.00 | 456300.00 | 35000.00 | 210000.00 | 15671.00 | 94026.00 | 16200.00 | 97200.00 | Not Quoted | Not Quoted | 5178.00 | 31068.00 | 3000.00 | 18000.00 | 16100.00 | 96600.00 | 11488.97 | 68933.82 | 18000.00 | Ace Pipeline Contracts Pvt Ltd
1016.00 | MISCELLANEOUS ITEMS (REFER SPECIFICATION NO. 6-68-0013)
1017.00 | Antitermite - Non FIM Items
1018.00 | Providing and injecting approved chemical emulsions as specified for pre-constructional ANTI-TERMITE TREATMENT and creating a chemical barrier under and around column pits, wall trenches, basement excavations, top surfaces of plinth filling, junction of wall and floor, along the external perimeter of building, expansion joints, surrounding of pipes and conduits etc. all complete as specified and directed. (Plinth area of the building at ground floor only shall be measured). | 41.00 | m² |  | 819.00 | 33579.00 | 210.00 | 8610.00 | 176.00 | 7216.00 | 180.00 | 7380.00 | Not Quoted | Not Quoted | 252.00 | 10332.00 | 312.00 | 12792.00 | 135.00 | 5535.00 | 143.61 | 5888.01 | 5535.00 | AMPSEPC PVT LTD
1019.00 | Sand Filling - Non FIM Items
1020.00 | Supplying and filling approved CRUSHED STONE SAND/ STONE DUST of specified quality under floors, in foundations, plinths, tank foundations etc. for all depths and heights including cost of sand, royalties, transportation to site for all leads and lifts, including loading, unloading, spreading in layers of loose thickness not exceeding 150 mm, watering, ramming, compacting with mechanical compactors and/or other equipment to the specified levels to achieve 85% relative density as per IS:2720 Part XIV, including preparation of subgrade to the required slope, providing testing apparatus and testing the degree of consolidation all complete as per drawings, specifications and direction of Engineer-in-charge. The rates shall be inclusive of the cost of all labour, material, equipments etc. all complete . | 330.00 | m³ |  | 1755.00 | 579150.00 | 1800.00 | 594000.00 | 1321.00 | 435930.00 | 1350.00 | 445500.00 | Not Quoted | Not Quoted | 1729.00 | 570570.00 | 2100.00 | 693000.00 | 165.00 | 54450.00 | 2068.01 | 682443.30 | 54450.00 | AMPSEPC PVT LTD
1021.00 | DPC - Non FIM Items
1022.00 | Providing and laying 40mm thick DAMP PROOF COURSE with plain cement concrete of nominal mix of 1:1.5:3 with 10mm & down size graded crushed stone aggregates in two layers of 20mm thick with two coats of hot bitumen (Grade A90/S90 conforming to IS:73) applied @ 1.7 Kg/sq.m. over each layer as per specifications including cleaning, watering the top surface of walls, centering, shuttering, placing, tamping, curing, sprinkling an even layer of dry & sharp sand over the hot bitumen etc. all complete as specified and directed. | 120.00 | m² |  | 1053.00 | 126360.00 | 750.00 | 90000.00 | 512.00 | 61440.00 | 522.00 | 62640.00 | Not Quoted | Not Quoted | 523.00 | 62760.00 | 900.00 | 108000.00 | 275.00 | 33000.00 | 517.00 | 62040.00 | 33000.00 | AMPSEPC PVT LTD
1023.00 | BI-POLAR CONCRETE PENETRATING CORROSION INHIBITING ADMIXTURE
1024.00 | Supplying and mixing of approved brand of BI-POLAR CONCRETE PENETRATING CORROSION INHIBITING ADMIXTURE (confirming to EIL Specification No. 6-68-0017) in concrete as per manufacturer's specification for protection of reinforcement against corrosion. Supply of admixture in Contractor's scope. | 11275.00 | kg |  | 140.40 | 1583010.00 | 250.00 | 2818750.00 | 48.00 | 541200.00 | 49.00 | 552475.00 | Not Quoted | Not Quoted | 74.00 | 834350.00 | 102.00 | 1150050.00 | 95.00 | 1071125.00 | 86.17 | 971566.75 | 541200.00 | Om Yash Projects Limited
1025.00 | BONDING FRESH CONCRETE TO OLD CONCRETE BY EPOXY RESIN BONDING SYSTEM (REFER SPECIFICATION NO. 6-68-0056)
1026.00 | Epoxy Resin - non FIM Items
1027.00 | Providing and applying approved EPOXY RESIN (prepared as per manufacturer's recommendation) for bonding of fresh concrete to old concrete in all types of structure at all depths and heights including cleaning of concrete surface, removing of all loose concrete pieces, making rough by chiselling, taking off the skin of concrete, application of Epoxy Resin System by spraying, necessary working platforms, props, scaffolding and other safety measures, removal of same after completion etc. all complete as specified and directed. (Excavation, backfilling, removal of surplus earth, keeping pit dry by pumping/bailing subsoil water shall be paid separately under relevant items). | 30.00 | kg |  | 1228.50 | 36855.00 | 450.00 | 13500.00 | 1025.00 | 30750.00 | 1080.00 | 32400.00 | Not Quoted | Not Quoted | 3658.00 | 109740.00 | 1140.00 | 34200.00 | 185.00 | 5550.00 | 746.78 | 22403.40 | 5550.00 | AMPSEPC PVT LTD
1028.00 | GEOTECH
1029.00 | GROUND IMPROVEMENT
1030.00 | SAND GRAVEL MIX
1031.00 | Supplying and filling sand gravel mix (1:1) with approved aggregate below road, RCC pavement, manholes, pits, foundations, bedding of UG piping etc. in layers of 150 mm loose thickness (maximum) including watering, ramming, rolling, compacting to achieve 85% relative density as per IS 2720 Part-XIV, quarrying, royalties, transportation, handling, etc. all complete as per drawings, specifications and directions of Engineer-in-Charge. (The rate shall be inclusive of the cost of all labour, material, equipment etc. all complete) | 1925.00 | cum |  | 2574.00 | 4954950.00 | 1400.00 | 2695000.00 | 1500.00 | 2887500.00 | 1800.00 | 3465000.00 | Not Quoted | Not Quoted | 2280.00 | 4389000.00 | 3120.00 | 6006000.00 | 455.00 | 875875.00 | 2172.97 | 4182967.25 | 875875.00 | AMPSEPC PVT LTD
1032.00 | PIPELINES
1033.00 | LAYING/ INSTALLATION OF STEEL PIPELINE
1034.00 | Laying/ Installation of line pipe, associated fittings and accessories, etc. as per specifications, standards, drawings, other provisions of Contract and Instructions of Engineer-in-Charge, including but not limited to carrying out the following: "Receiving and taking-over", safe handling, loading, transportation and unloading of Owner supplied Free Issue Materials (as applicable) from designated place(s) of issue/ dump site(s) to Contractor's own stock-yard(s) including stringing the pipeline in Standard Right-of-Use (ROU) / Right of Way (ROW), Arrangement of all additional land required for Contractor's storage, fabrication, access for construction (other than Owner provided ROU); supply of all materials (except Owner supplied materials, as applicable), consumables, equipment, labour, etc; Staking and installation of construction markers, clearing, grubbing, grading (as required) of Standard Right-of-Use (ROU) / Right of Way (ROW); Cutting Trees, if required; Counting the number and type of trees cut in presence of DFO/ concerned authorities and keeping record thereof; Trenching to all depths and to a width to accommodate the pipeline with/ without optical fiber cable/cable conduit as specified in Scope Document by excavation in all types of soil/ strata (including Normal Strata/ Hard Strata/ Hard Rock, as defined subsequently) & terrain(s), including additional trenching for seismic and other areas as specified, blasting, chiseling or otherwise cutting etc.; Providing Warning Devices (Mat/ Tape or Mesh), as required; Providing trench padding as required with sand/ graded earth approved by Engineer-in-Charge; Carrying out repairs of pipe and coating defects not attributable to Owner; Thorough internal cleaning of all pipes by suitable methods to remove debris, shots, grits etc.; Stringing of line pipes along Standard ROU/ ROW including providing straw bags, soft padding/sand padding; Aligning, bending, cutting and beveling (as required) of pipes for welding and field adjustments, NDT of re-beveled area, welding, carrying out destructive & non- destructive testing of welds required as per approved NDT specifications (including radiography) and providing all requisite equipment, labour, supervision, materials, films, consumables etc.; carrying out repairs of weld joints as required, carrying out re- radiography and other non-destructive tests on repaired joints, etc.; Installation of carrier pipe including concrete coated pipes (wherever required) at all crossings including roads/ canals/ nala/ water crossings etc. (except at crossings those are specifically covered separately in this SOR) by open cut or Jacking/ boring method including pre-testing as required; Carrying out installation of carrier pipe in the casing pipe at cased crossings (excluding supply and installation of casing pipes, covered separately); Coating of all field weld joints, long radius bends, buried fittings etc.(as applicable); Lowering the pipelines in trench including providing sand bag separators for parallel pipelines at the specified spacing (when applicable), adhering to all safety norms implied by the ROU/ ROW authority (as applicable), providing required padding over and around the pipeline with sand/graded material approved by Engineer-In-Charge (in rocky areas), backfilling with available approved excavated material and/or other suitable soil approved by Engineer-In-Charge; Supply and installation of slope breaker as per specifications and drawings in steep slope areas, wherever required; Carrying out hydrostatic testing including air cleaning, flushing, filling, gauging, pressurization of complete pipeline in various test sections as approved by Engineer-In-Charge to the specified test pressure, providing all equipment, pumps, fittings, instruments, dead weight tester, all types of pigs etc., and services, supervision, labour, consumables, arranging adequate quantity of water of suitable quality required for hydrostatic testing including supply of corrosion inhibitor, air, etc. as required, locating of leaks and rectification of defects attributable to Contractor, re-testing after rectification, successful completion of hydro-testing of pipeline (Controlled De-watering etc. covered elsewhere in the SOR); including all tie-in(s) with the pipeline/ piping installed by others including cutting of test header, re- beveling as required; Carrying out all temporary, ancillary, auxiliary works and all incidental works required to make the pipeline ready for pre-commissioning; Repair of defects recorded during EGP/gauge plate run or otherwise including cutting, beveling, welding, NDT (including Radiography/ X Ray check shots, as applicable), field joint coating etc. as applicable; Final clean-up and restoration of right of use/ right of way including obtaining work permits/ NOC from respective statutory authorities as required and disposal of debris and returning all surplus material to designated disposal areas/ Company storage yard, as directed by Engineer-In-Charge; Restoration of land, facilities and boundary wall etc. at associated facilities dismantled/damaged by the Contractor during construction; Obtaining work permits/ NOC from various statutory authorities having jurisdiction and complying with all stipulation/conditions/recommendation of the said authorities; Preparation of As-Built drawings, pipe-book and other records. SOR shall be read in conjunction with drawings, scope of work, specifications, standards and other provisions of contract document. All above works for buried pipeline as per following details:
1035.00 | Scope of Work Installation of Pipeline (Line Pipe Free issue from Owner) OFC Conduit to be installed Yes (PL SOR includes trenching works only. OFC works as per Other Department SOR) Pipe Material Grade API 5L Gr. X-70 PSL 2 Pipe OD 355.6 mm Type of External Coating 3LPE Type of Internal Coating Epoxy Type of Soil/Strata Normal Strata (Soft Soil/ Sand/ Clay/ Silty Sand/ Silty Clay etc.) Type of Terrain Generally Flat Wall Thickness 7.1 mm | 86709.91 | m |  | 2250.00 | 195097297.50 | 3000.00 | 260129730.00 | 2751.00 | 238538962.41 | 2820.00 | 244521946.20 | Not Quoted | Not Quoted | 3448.50 | 299019124.64 | 4524.00 | 392275632.84 | 4900.00 | 424878559.00 | 3520.00 | 305218883.20 | 195097297.50 | Advance Infrastrurctures Pvt Ltd
1036.00 | Scope of Work Installation of Pipeline (Line Pipe Free issue from Owner) OFC Conduit to be installed Yes (PL SOR includes trenching works only. OFC works as per Other Department SOR) Pipe Material Grade API 5L Gr. X-70 PSL 2 Pipe OD 355.6 mm Type of External Coating 3LPE Type of Internal Coating Epoxy Type of Soil/Strata Normal Strata (Soft Soil/ Sand/ Clay/ Silty Sand/ Silty Clay etc.) Type of Terrain Generally Flat Wall Thickness 8.7 mm | 2052.00 | m |  | 2310.00 | 4740120.00 | 3000.00 | 6156000.00 | 2800.00 | 5745600.00 | 2900.00 | 5950800.00 | Not Quoted | Not Quoted | 3562.50 | 7310250.00 | 4589.00 | 9416628.00 | 5050.00 | 10362600.00 | 4150.11 | 8516025.72 | 4740120.00 | Advance Infrastrurctures Pvt Ltd
1037.00 | Scope of Work Installation of Pipeline (Line Pipe Free issue from Owner) OFC Conduit to be installed Yes (PL SOR includes trenching works only. OFC works as per Other Department SOR) Pipe Material Grade API 5L Gr. X-70 PSL 2 Pipe OD 355.6 mm Type of External Coating 3LPE Type of Internal Coating Epoxy Type of Soil/Strata Hard Rock Type of Terrain Generally Flat Wall Thickness 7.1 mm | 300.00 | m |  | 4200.00 | 1260000.00 | 3750.00 | 1125000.00 | 3800.00 | 1140000.00 | 4000.00 | 1200000.00 | Not Quoted | Not Quoted | 3752.50 | 1125750.00 | 5202.00 | 1560600.00 | 5175.00 | 1552500.00 | 6295.43 | 1888629.00 | 1125000.00 | JSIW INFRASTRUCTURE PRIVATE LIMITED
1038.00 | Scope of Work Installation of Pipeline (Line Pipe Free issue from Owner) OFC Conduit to be installed Yes (PL SOR includes trenching works only. OFC works as per Other Department SOR) Pipe Material Grade API 5L Gr. X-70 PSL 2 Pipe OD 355.6 mm Type of External Coating 3LPE Type of Internal Coating Epoxy Type of Soil/Strata Hard Strata (Soft Rock/ Murrum / Laterite / Weathered Rock / Gravels / Pebbles/ Cobbles etc.) Type of Terrain Generally Flat Wall Thickness 7.1 mm | 301.87 | m |  | 4200.00 | 1267854.00 | 3100.00 | 935797.00 | 3451.00 | 1041753.37 | 3600.00 | 1086732.00 | Not Quoted | Not Quoted | 3752.50 | 1132767.18 | 4886.00 | 1474936.82 | 5200.00 | 1569724.00 | 6035.83 | 1822036.00 | 935797.00 | JSIW INFRASTRUCTURE PRIVATE LIMITED
1039.00 | Scope of Work Installation of Pipeline (Line Pipe Free issue from Owner) OFC Conduit to be installed Yes (PL SOR includes trenching works only. OFC works as per Other Department SOR) Pipe Material Grade API 5L Gr. X-70 PSL 2 Pipe OD 355.6 mm Type of External Coating 3LPE Type of Internal Coating Epoxy Type of Soil/Strata Hard Strata (Soft Rock/ Murrum / Laterite / Weathered Rock / Gravels / Pebbles/ Cobbles etc.) Type of Terrain Generally Flat Wall Thickness 8.7 mm | 24.00 | m |  | 4280.00 | 102720.00 | 3100.00 | 74400.00 | 3500.00 | 84000.00 | 3650.00 | 87600.00 | Not Quoted | Not Quoted | 3990.00 | 95760.00 | 4951.00 | 118824.00 | 5225.00 | 125400.00 | 6295.43 | 151090.32 | 74400.00 | JSIW INFRASTRUCTURE PRIVATE LIMITED
1040.00 | LAYING/ INSTALLATION OF STEEL PIPELINE IN RESTRICTED ROU (MANGROVE, ROAD, CITY, RESERVE FOREST, BUILT-IN)
1041.00 | Laying/ Installation of line pipe, associated fittings and accessories, etc. as per specifications, standards, drawings, other provisions of Contract and Instructions of Engineer-in-Charge, including but not limited to carrying out the following: "Receiving and taking-over", safe handling, loading, transportation and unloading of Owner supplied Free Issue Materials (as applicable) from designated place(s) of issue/ dump site(s) to Contractor's own stock-yard(s) including stringing the pipeline in available Right-of-Use (ROU) / Right of Way (ROW), Arrangement of all additional land required for Contractor's storage, fabrication, access for construction (other than Owner provided ROU/ available ROU as per scope of work); supply of all materials (except Owner supplied materials, as applicable), consumables, equipment, labour, etc; Staking and installation of construction markers, clearing, grubbing, grading (as required) of Right-of-Use (ROU) / Right of Way (ROW); Providing Warning Devices (Mat/ Tape or Mesh), as required; Cutting Trees, if required; Counting the number and type of trees cut in presence of DFO/ concerned authorities and keeping record thereof; Trenching to all depths and to a width to accommodate the pipeline with/ without optical fiber cable/cable conduit as specified in Scope Document by excavation in all types of soil/ strata (including Normal Strata/ Hard Strata/ Hard Rock, as defined subsequently), including additional trenching for seismic and other areas as specified, blasting, chiseling or otherwise cutting etc.; Providing trench padding as required with sand/ graded earth approved by Engineer-in-Charge; Carrying out repairs of pipe and coating defects not attributable to Owner; Thorough internal cleaning of all pipes by suitable methods to remove debris, shots, grits etc.; Stringing of line pipes along ROU/ ROW including providing straw bags, soft padding/sand padding; Aligning, bending, cutting and beveling (as required) of pipes for welding and field adjustments, NDT of re-beveled area, welding, carrying out destructive & non- destructive testing of welds required as per approved NDT specifications (including radiography) and providing all requisite equipment, labour, supervision, materials, films, consumables etc.; carrying out repairs of weld joints as required, carrying out re- radiography and other non-destructive tests on repaired joints, etc.; Installation of carrier pipe including concrete coated pipes (wherever required) at all crossings including roads/ canals/ nala/ water crossings etc. (except at crossings those are specifically covered separately in this SOR) by open cut or Jacking/ boring method including pre-testing as required; Carrying out installation of carrier pipe in the casing pipe at cased crossings (excluding supply and installation of casing pipes, covered separately); Coating of all field weld joints, long radius bends, buried fittings etc.(as applicable); Lowering the pipelines in trench including providing sand bag separators for parallel pipelines at the specified spacing (when applicable), adhering to all safety norms implied by the ROU/ ROW authority (as applicable), providing required padding over and around the pipeline with sand/graded material approved by Engineer-In-Charge (in rocky areas), backfilling with available approved excavated material and/or other suitable soil approved by Engineer-In-Charge; Supply and installation of slope breaker as per specifications and drawings in steep slope areas, wherever required; Carrying out hydrostatic testing including air cleaning, flushing, filling, gauging, pressurization of complete pipeline in various test sections as approved by Engineer-In-Charge to the specified test pressure, providing all equipment, pumps, fittings, instruments, dead weight tester, all types of pigs etc., and services, supervision, labour, consumables, arranging adequate quantity of water of suitable quality required for hydrostatic testing including supply of corrosion inhibitor, air, etc. as required, locating of leaks and rectification of defects attributable to Contractor, re-testing after rectification, successful completion of hydro-testing of pipeline (Controlled De-watering etc. covered elsewhere in the SOR); including all tie-in(s) with the pipeline/ piping installed by others including cutting of test header, re- beveling as required; Carrying out all temporary, ancillary, auxiliary works and all incidental works required to make the pipeline ready for pre-commissioning; Repair of defects recorded during EGP/gauge plate run or otherwise including cutting, beveling, welding, NDT (including Radiography/ X-Ray check shots, as applicable), field joint coating etc. as applicable; Final clean-up and restoration of right of use/ right of way including obtaining work permits/ NOC from respective statutory authorities as required and disposal of debris and returning all surplus material to designated disposal areas/Company storage yard, as directed by Engineer-In-Charge; Restoration of land, facilities and boundary wall etc. at associated facilities dismantled/damaged by the Contractor during construction; Obtaining work permits/ NOC from various statutory authorities having jurisdiction and complying with all stipulation/conditions/recommendation of the said authorities; Preparation of as-built drawings, pipe-book and other records. SOR shall be read in conjunction with drawings, scope of work, specifications, standards and other provisions of contract document. All above works for buried pipeline as per following details:
1042.00 | Scope of Work Installation of Pipeline (Line Pipe Free issue from Owner) OFC Conduit to be installed Yes (PL SOR includes trenching works only. OFC works as per Other Department SOR) Pipe Material Grade API 5L Gr. X-70 PSL 2 Pipe OD 355.6 mm Type of External Coating 3LPE Type of Internal Coating Epoxy Type of Soil/ Strata Normal Strata (Soft Soil/ Sand/ Clay/ Silty Sand/ Silty Clay etc.) Type of Restricted ROU Reserve Forest Available Width of RoU 10 m Wall thickness 7.1 mm | 459.65 | m |  | 2250.00 | 1034212.50 | 2900.00 | 1332985.00 | 4400.00 | 2022460.00 | 4500.00 | 2068425.00 | Not Quoted | Not Quoted | 5177.50 | 2379837.88 | 4976.00 | 2287218.40 | 4875.00 | 2240793.75 | 4150.11 | 1907598.06 | 1034212.50 | Advance Infrastrurctures Pvt Ltd
1043.00 | Scope of Work Installation of Pipeline (Line Pipe Free issue from Owner) OFC Conduit to be installed Yes (PL SOR includes trenching works only. OFC works as per Other Department SOR) Pipe Material Grade API 5L Gr. X-70 PSL 2 Pipe OD 355.6 mm Type of External Coating 3LPE Type of Internal Coating Epoxy Type of Soil/ Strata Normal Strata (Soft Soil/ Sand/ Clay/ Silty Sand/ Silty Clay etc.) Type of Restricted ROU Reserve Forest Available Width of RoU 10 m Wall thickness 8.7 mm | 100.00 | m |  | 2380.00 | 238000.00 | 2900.00 | 290000.00 | 4450.00 | 445000.00 | 4500.00 | 450000.00 | Not Quoted | Not Quoted | 5415.00 | 541500.00 | 5048.00 | 504800.00 | 4925.00 | 492500.00 | 4383.91 | 438391.00 | 238000.00 | Advance Infrastrurctures Pvt Ltd
1044.00 | Scope of Work Installation of Pipeline (Line Pipe Free issue from Owner) OFC Conduit to be installed Yes (PL SOR includes trenching works only. OFC works as per Other Department SOR) Pipe Material Grade API 5L Gr. X-70 PSL 2 Pipe OD 355.6 mm Type of External Coating 3LPE Type of Internal Coating Epoxy Type of Soil/ Strata Normal Strata (Soft Soil/ Sand/ Clay/ Silty Sand/ Silty Clay etc.) Type of Restricted ROU Reserve Forest Available Width of RoU 5 m Wall thickness 7.1 mm | 1194.20 | m |  | 2450.00 | 2925790.00 | 2900.00 | 3463180.00 | 5700.00 | 6806940.00 | 5600.00 | 6687520.00 | Not Quoted | Not Quoted | 5985.00 | 7147287.00 | 5474.00 | 6537050.80 | 5050.00 | 6030710.00 | 4383.91 | 5235265.32 | 2925790.00 | Advance Infrastrurctures Pvt Ltd
1045.00 | Scope of Work Installation of Pipeline (Line Pipe Free issue from Owner) OFC Conduit to be installed Yes (PL SOR includes trenching works only. OFC works as per Other Department SOR) Pipe Material Grade API 5L Gr. X-70 PSL 2 Pipe OD 355.6 mm Type of External Coating 3LPE Type of Internal Coating Epoxy Type of Soil/ Strata Hard Strata (Soft Rock/ Murrum / Laterite / Weathered Rock / Gravels / Pebbles/ Cobbles etc.) Type of Restricted ROU Reserve Forest Available Width of RoU 5 m Wall thickness 8.7 mm | 20.00 | m |  | 3000.00 | 60000.00 | 3000.00 | 60000.00 | 6100.00 | 122000.00 | 6000.00 | 120000.00 | Not Quoted | Not Quoted | 6080.00 | 121600.00 | 5805.00 | 116100.00 | 5475.00 | 109500.00 | 6814.64 | 136292.80 | 60000.00 | Advance Infrastrurctures Pvt Ltd, JSIW INFRASTRUCTURE PRIVATE LIMITED
1046.00 | Scope of Work Installation of Pipeline (Line Pipe Free issue from Owner) OFC Conduit to be installed Yes (PL SOR includes trenching works only. OFC works as per Other Department SOR) Pipe Material Grade API 5L Gr. X-70 PSL 2 Pipe OD 355.6 mm Type of External Coating 3LPE Type of Internal Coating Epoxy Type of Soil/ Strata Normal Strata (Soft Soil/ Sand/ Clay/ Silty Sand/ Silty Clay etc.) Type of Restricted ROU Reserve Forest Available Width of RoU 5 m Wall thickness 8.7 mm | 150.00 | m |  | 2250.00 | 337500.00 | 2900.00 | 435000.00 | 5750.00 | 862500.00 | 5600.00 | 840000.00 | Not Quoted | Not Quoted | 6032.50 | 904875.00 | 5552.00 | 832800.00 | 5230.00 | 784500.00 | 4617.72 | 692658.00 | 337500.00 | Advance Infrastrurctures Pvt Ltd
1047.00 | Scope of Work Installation of Pipeline (Line Pipe Free issue from Owner) OFC Conduit to be installed Yes (PL SOR includes trenching works only. OFC works as per Other Department SOR) Pipe Material Grade API 5L Gr. X-70 PSL 2 Pipe OD 355.6 mm Type of External Coating 3LPE Type of Internal Coating Epoxy Type of Soil/ Strata Hard Strata (Soft Rock/ Murrum / Laterite / Weathered Rock / Gravels / Pebbles/ Cobbles etc.) Type of Restricted ROU Reserve Forest Available Width of RoU 5 m Wall thickness 7.1 mm | 54.13 | m |  | 3000.00 | 162390.00 | 3000.00 | 162390.00 | 6000.00 | 324780.00 | 6000.00 | 324780.00 | Not Quoted | Not Quoted | 6032.50 | 326539.23 | 5723.00 | 309785.99 | 5450.00 | 295008.50 | 6555.04 | 354824.32 | 162390.00 | Advance Infrastrurctures Pvt Ltd, JSIW INFRASTRUCTURE PRIVATE LIMITED
1048.00 | BACKFILLING WITH SELECT SOIL
1049.00 | Unit rate over and above item no. 01PP.1.1.1/ 01PP.2.1.1 (as applicable) for supply of specified and approved quality of sand (for station approaches) or approved quality of cohesion-less soil as backfill material like graded sand, morrum, silty sand etc. (for seismic zones along pipeline route) including supply of sand or approved quality of backfill material like graded sand /other types of soil etc. in place of available excavated material and/ or other suitable soil as per applicable standards/ specifications, including backfilling of excavated trench for specified length after laying of pipeline and optical fiber cables/ cable conduit, including transportation of backfill material over all distances and disposal of surplus excavated soil. All work shall be executed as per following details:
1050.00 | Type of Backfill Station Approach Pipe OD 355.6 mm Distance of Transport Within 25km | 450.00 | m³ |  | 750.00 | 337500.00 | 460.00 | 207000.00 | 1800.00 | 810000.00 | 1500.00 | 675000.00 | Not Quoted | Not Quoted | 2024.00 | 910800.00 | 2160.00 | 972000.00 | 650.00 | 292500.00 | 2433.36 | 1095012.00 | 207000.00 | JSIW INFRASTRUCTURE PRIVATE LIMITED
1051.00 | Type of Backfill Station Approach Pipe OD 355.6 mm Distance of Transport Beyond 25km | 450.00 | m³ |  | 750.00 | 337500.00 | 517.50 | 232875.00 | 1800.00 | 810000.00 | 2500.00 | 1125000.00 | Not Quoted | Not Quoted | 2470.00 | 1111500.00 | 2400.00 | 1080000.00 | 675.00 | 303750.00 | 2433.36 | 1095012.00 | 232875.00 | JSIW INFRASTRUCTURE PRIVATE LIMITED
1052.00 | ANTI-BUOYANCY MEASURES FOR PIPELINE
1053.00 | Unit rate for additional work over and above item no. 01PP.1.1.1/ 01PP.2.1.1 (as applicable) for supply of all consumables and materials and application of continuous concrete weight coating on pipes of all wall thicknesses except weld joints and/or design, manufacture and supply of Non-biodegradable geo-textile bags and installation of geo-textile bags duly filled with gravel/ stone ballast on pipelines of all thicknesses as mentioned below and/or supply of all consumables and materials including supply of 3 mm thick HDPE sheets, fabrication and installation of concrete saddle weights on pipelines of all wall thicknesses as mentioned below in all areas of work except waterbody crossings covered separately, and performing all works as per scope of work, specifications, standards and instructions of Engineer-in-Charge and other provisions of Contract document. All work shall be executed as per following details:
1054.00 | Type of Protection Concrete Weight Coating Pipe OD 355.6 mm Pipe Wall Thickness 7.1 mm Concrete Weight Thickness 55 mm | 1056.00 | metre |  | 2200.00 | 2323200.00 | 3000.00 | 3168000.00 | 2500.00 | 2640000.00 | 2800.00 | 2956800.00 | Not Quoted | Not Quoted | 3781.00 | 3992736.00 | 3000.00 | 3168000.00 | 2950.00 | 3115200.00 | 2068.01 | 2183818.56 | 2183818.56 | KEC Spur Infrastructure Pvt. Ltd.
1055.00 | Type of Protection Concrete Weight Coating Pipe OD 355.6 mm Pipe Wall Thickness 8.7 mm Concrete Weight Thickness 55 mm | 924.00 | metre |  | 2200.00 | 2032800.00 | 3000.00 | 2772000.00 | 2500.00 | 2310000.00 | 2800.00 | 2587200.00 | Not Quoted | Not Quoted | 3990.00 | 3686760.00 | 3000.00 | 2772000.00 | 3150.00 | 2910600.00 | 2068.01 | 1910841.24 | 1910841.24 | KEC Spur Infrastructure Pvt. Ltd.
1056.00 | Type of Protection Geo-textile Bags Pipe OD 355.6 mm Pipe Wall Thickness 7.1 mm Concrete Weight Thickness Not Applicable (for Geo-textile/Concrete Saddle) mm | 400.00 | metre |  | 1050.00 | 420000.00 | 3450.00 | 1380000.00 | 3000.00 | 1200000.00 | 4000.00 | 1600000.00 | Not Quoted | Not Quoted | 4256.00 | 1702400.00 | 3000.00 | 1200000.00 | 3650.00 | 1460000.00 | 14013.45 | 5605380.00 | 420000.00 | Advance Infrastrurctures Pvt Ltd
1057.00 | Type of Protection Geo-textile Bags Pipe OD 355.6 mm Pipe Wall Thickness 8.7 mm Concrete Weight Thickness Not Applicable (for Geo-textile/Concrete Saddle) mm | 150.00 | metre |  | 1050.00 | 157500.00 | 3450.00 | 517500.00 | 3000.00 | 450000.00 | 4000.00 | 600000.00 | Not Quoted | Not Quoted | 4256.00 | 638400.00 | 3000.00 | 450000.00 | 3750.00 | 562500.00 | 14013.45 | 2102017.50 | 157500.00 | Advance Infrastrurctures Pvt Ltd
1058.00 | SOIL STABILIZATION
1059.00 | Unit rate for additional works over and above item no. 01PP.1.1.1/ 01PP.2.1.1 (as applicable) for supply, fabrication and installation for protection and stabilization of banks of water crossings or stabilization of soil in hilly areas including supply of all materials, equipment, consumables, manpower and performing works as per drawings, scope of work, specifications, standards and any additional provision specific to job requirements as per instructions of Engineer-in-Charge and provisions of Contract. All work shall be executed as per following details:
1060.00 | Works Related to Bank Stabilization | 1500.00 | sqm |  | 350.00 | 525000.00 | 1700.00 | 2550000.00 | 2250.00 | 3375000.00 | 2500.00 | 3750000.00 | Not Quoted | Not Quoted | 618.00 | 927000.00 | 4800.00 | 7200000.00 | 4250.00 | 6375000.00 | 5215.12 | 7822680.00 | 525000.00 | Advance Infrastrurctures Pvt Ltd
1061.00 | Works Related to Slope Stabilization | 750.00 | sqm |  | 350.00 | 262500.00 | 1700.00 | 1275000.00 | 2250.00 | 1687500.00 | 2500.00 | 1875000.00 | Not Quoted | Not Quoted | 428.00 | 321000.00 | 4200.00 | 3150000.00 | 3650.00 | 2737500.00 | 5215.12 | 3911340.00 | 262500.00 | Advance Infrastrurctures Pvt Ltd
1062.00 | ROCK SHIELDING IN ROCKY AREAS
1063.00 | All works for Supply and installation of Rock Shield mesh around pipeline in rocky areas as per scope of work, provisions of Contract document and as per instructions of Engineer-in-charge
1064.00 | Pipe OD 355.6 mm | 1200.00 | m |  | 350.00 | 420000.00 | 550.00 | 660000.00 | 750.00 | 900000.00 | 550.00 | 660000.00 | Not Quoted | Not Quoted | 618.00 | 741600.00 | 318.00 | 381600.00 | 2250.00 | 2700000.00 | 159.71 | 191652.00 | 191652.00 | KEC Spur Infrastructure Pvt. Ltd.
1065.00 | OPEN CUT WATER CROSSINGS
1066.00 | Complete work of the water crossings (as identified & defined in tender document/ drawings) and execution of, but not limited to, the following works in accordance with specifications and instructions of Engineer-in-Charge and all provisions of Contract document; "Receiving and taking over" of line pipes (coated / bare) from designated places of issue/dump site(s) and transportation to Contractor's stock yard/ workshop/ worksite including all safe handling, loading, unloading, etc.; transportation of all Contractor supplied materials to worksite(s), including manpower, consumables etc.; Supply & Installation of 168.3mm size, 6.4 mm thk., API 5L Gr. B/ IS 3589 Fe 410 CS conduit for installation of HDPE duct for OFC cable across the crossing & including supply and installation of end seals (as applicable), acquiring the required land for site preparations; Preparation of detailed construction method statements and calculations for Company approval; Complete site preparation including arranging of required land for construction purposes, preparation of pipeline launching area, etc.; String preparation including supply and application of concrete coating on pipes, repair of corrosion and concrete coating damages, NDT of welds and re-beveled area, weld repair and retest, corrosion coating of field joints, pre-hydrotest of completed strings etc.; Pre-construction surveys, Trenching to the specified depth on the banks and bed including maintenance of the trench in all types of soil/ strata (including Normal Strata/ Hard Strata/ Hard Rock, as defined subsequently), all depths and all conditions of water crossings by various methods, etc. to a width to accommodate the pipeline and CS conduit for optical fiber cable/ cable conduit (if applicable) as per the relevant standards, specifications, scope of work etc.; Laying of pipeline in approved trench and across the water crossings, including Post hydro testing, providing Warning Devices (Mat/ Tape or Mesh), Backfilling of the trench including supply and padding by select backfill as required, stabilization of banks, including supply of all materials, consumables, restoration and clean up etc.; tie-in with pipeline at either banks etc.; All other works required as per drawings, scope of work, specifications, standards, calculations, method statements, other provisions of Contract documents and instruction of Engineer in Charge. All work shall be executed as per following details:
1067.00 | Pipe OD 355.6 mm Pipe Material Grade API 5L Gr. X-70 PSL 2 Type of Soil/Strata Normal Strata (Soft Soil/ Sand/ Clay/ Silty Sand/ Silty Clay) Wall Thickness 8.7 mm Concrete Coating Thickness Any Other (Refer SOW) mm Name of Crossing Samogar Nadi Chainage of Crossing 182.60296 km | 120.00 | m |  | 14500.00 | 1740000.00 | 8000.00 | 960000.00 | 22000.00 | 2640000.00 | 25000.00 | 3000000.00 | Not Quoted | Not Quoted | 10450.00 | 1254000.00 | 25200.00 | 3024000.00 | 27500.00 | 3300000.00 | 8042.28 | 965073.60 | 960000.00 | JSIW INFRASTRUCTURE PRIVATE LIMITED
1068.00 | INSTALLATION OF CASING PIPE & CS CONDUIT
1069.00 | Installation of Casing pipe & CS Conduit for OFC (Including/ Excluding supply of casing pipe as defined in below & refer SOW for further details) by jacking/ boring or open cut for rail, road, drain, nala or canal crossings wherever required (as defined in SOW) (including 500µm of Epoxy coating on Casing Pipes, vent & drain pipes and CS Conduit as required) in all types of soil/ strata (including Normal Strata/ Hard Strata/ Hard Rock, as defined subsequently) & terrain(s) separately for carrier pipes and fiber optic cable/cable conduit, supply of all other Contractor supplied materials viz. casing insulators and casing end seals, materials for casing vents and drain assemblies etc., including transportation, supply of all other materials, equipment, consumables, man-power, welding including visual inspection of all weld joints, installation of casing insulators, end seals, vents and drain- off pipes, backfilling and restoration as original of the facility crossed and performing all works as per drawings, scope of work, specifications, standards and instructions of Engineer-in-Charge and provisions of Contract document.
1070.00 | Scope of Work Supply & Installation of CS Conduit Pipe OD 168.3 mm Material Grade API 5L Gr. B/ IS 3589 Grade Fe 410/ IS 3589 Grade Fe 450 Method of Crossing Jacking/Boring Type of Soil/Strata Normal Strata (Soft Soil/ Sand/ Clay/ Silty Sand/ Silty Clay etc.) Thickness 6.40 mm | 200.00 | m |  | 3200.00 | 640000.00 | 5000.00 | 1000000.00 | 7500.00 | 1500000.00 | 4200.00 | 840000.00 | Not Quoted | Not Quoted | 13585.00 | 2717000.00 | 5040.00 | 1008000.00 | 2950.00 | 590000.00 | 4115.71 | 823142.00 | 590000.00 | AMPSEPC PVT LTD
1071.00 | Scope of Work Supply & Installation of CS Conduit Pipe OD 168.3 mm Material Grade API 5L Gr. B/ IS 3589 Grade Fe 410/ IS 3589 Grade Fe 450 Method of Crossing Jacking/Boring Type of Soil/Strata Hard Strata (Soft Rock/ Murrum / Laterite / Weathered Rock / Gravels / Pebbles/ Cobbles etc.) Thickness 6.40 mm | 200.00 | m |  | 3500.00 | 700000.00 | 8000.00 | 1600000.00 | 8500.00 | 1700000.00 | 6000.00 | 1200000.00 | Not Quoted | Not Quoted | 13585.00 | 2717000.00 | 6480.00 | 1296000.00 | 3550.00 | 710000.00 | 9995.30 | 1999060.00 | 700000.00 | Advance Infrastrurctures Pvt Ltd
1072.00 | Scope of Work Supply & Installation of Casing Pipe Pipe OD 508 mm Material Grade API 5L Gr. B/ IS 3589 Grade Fe 410/ IS 3589 Grade Fe 450 Method of Crossing Jacking/Boring Type of Soil/Strata Hard Strata (Soft Rock/ Murrum / Laterite / Weathered Rock / Gravels / Pebbles/ Cobbles etc.) Thickness 8.74 mm | 200.00 | m |  | 20200.00 | 4040000.00 | 28500.00 | 5700000.00 | 27500.00 | 5500000.00 | 24340.00 | 4868000.00 | Not Quoted | Not Quoted | 14060.00 | 2812000.00 | 34560.00 | 6912000.00 | 14500.00 | 2900000.00 | 41745.06 | 8349012.00 | 2812000.00 | M/s. Megha Engineering and Infrastructures Ltd
1073.00 | Scope of Work Supply & Installation of Casing Pipe Pipe OD 508 mm Material Grade API 5L Gr. B/ IS 3589 Grade Fe 410/ IS 3589 Grade Fe 450 Method of Crossing Jacking/Boring Type of Soil/Strata Normal Strata (Soft Soil/ Sand/ Clay/ Silty Sand/ Silty Clay etc.) Thickness 8.74 mm | 100.00 | m |  | 20200.00 | 2020000.00 | 19500.00 | 1950000.00 | 25000.00 | 2500000.00 | 20340.00 | 2034000.00 | Not Quoted | Not Quoted | 14060.00 | 1406000.00 | 20160.00 | 2016000.00 | 15550.00 | 1555000.00 | 41745.06 | 4174506.00 | 1406000.00 | M/s. Megha Engineering and Infrastructures Ltd
1074.00 | Scope of Work Installation of CS Conduit (Free Issue by Owner) Pipe OD 508 mm Material Grade API 5L Gr. B/ IS 3589 Grade Fe 410/ IS 3589 Grade Fe 450 Method of Crossing Jacking/Boring Type of Soil/Strata Normal Strata (Soft Soil/ Sand/ Clay/ Silty Sand/ Silty Clay etc.) Thickness 8.00 mm | 100.00 | m |  | 12000.00 | 1200000.00 | 19500.00 | 1950000.00 | 27500.00 | 2750000.00 | 9000.00 | 900000.00 | Not Quoted | Not Quoted | 13775.00 | 1377500.00 | 9600.00 | 960000.00 | 15550.00 | 1555000.00 | 28222.01 | 2822201.00 | 900000.00 | TOLANI PROJECTS PVT LTD
1075.00 | INSTALLATION OF PIPELINE BY TRENCHLESS TECHNIQUE (USING HORIZONTAL DIRECTIONAL DRILLING)
1076.00 | Complete work for all type of crossings (RIVER/CANAL/ DRAIN/ NALA/ ROAD/ RAILWAY/ UTILITY) (between the limits as indicated in the drawing/ Scope of work) in all types of soil/ strata (including Normal Strata/ Hard Strata/ Hard Rock, as defined subsequently) including all additional drilled lengths necessitated by Contractor's design and based on site conditions, carrying out geo-technical investigation, carrying out topographical and hydrological survey and collection of data to establish the bed of the water body (for River/ Unlined waterbody); calculation of scour depth of water body crossings (for River/ Unlined Waterbody), including construction design calculation and engineering of the crossing for all types of crossings, "Receiving and taking-over", handling, loading, transportation and unloading of externally corrosion coated/ bare line pipes (as applicable) from designated place(s) of issue/ dump site(s) to Contractor's own stock-yard(s)/ work site; mobilization and de- mobilization at site(s), supply of all materials as per "Scope of Supply" all consumables, equipment, manpower, other resources, temporary acquisition of additional land as required for string preparations/ all other works, and execution of, but not limited to, the following works in accordance with specifications, drawings; preparation of all necessary construction drawings for Owner's approval, Preparation of detailed construction method statement, calculations and installation procedures, Strings preparation including welding, NDT of welds and re-beveled areas, radiography, weld repair and re-test, pre-hydro testing of completed string, corrosion coating of field joints with HDD sleeves, inspection of corrosion coating and repair of defects, installation of pipeline string by Horizontal directional drilling, Supply & Installation of 168.3mm size, 6.4 mm thk., API 5L Gr. B/ IS 3589 Fe 410 CS conduit for OFC (including 500µm of epoxy coating on CS Conduit as required) below the lowest level of the crossing including cover by separate horizontal directional drilling to the correct profile as per approved drawings and specification, Post-installation hydrotest including leaks and repair of defects and retesting, etc. for defects attributed to Contractor's faulty work, safe disposal of corrosion Inhibited water and bentonite, Supply, fabrication and construction of protective fencing as required; supply, fabrication and erection of pipeline markers; Restoration and clean-up etc., Preparation of as-built drawings and other records etc. All other works not specifically listed herein, but required as per drawings, scope of work, specifications, standards and provision of contract document, calculations, and instruction of Engineer-in- Charge, leading to successful completion of works. Notes: 1. Length of HDD shall be measured as actual curvilinear length between tie-ins at entry and exit. 2. Payment shall be made on pro rata basis for any Increase/ decrease in HDD length.
1077.00 | Scope of Work Installation of Pipeline (Line Pipe Free issue from Owner) Pipe Material Grade API 5L Gr. X-70 PSL 2 Pipe OD 355.6 mm Type of Crossing Road/ Highway Type of Soil/Strata Hard Strata (Soft Rock/ Murrum / Weathered Rock etc.) Crossing Name National Highway-27 Chainage of Crossing 177.63705 km Pipe Wall Thickness 8.7 mm | 150.00 | m |  | 28000.00 | 4200000.00 | 42000.00 | 6300000.00 | 37500.00 | 5625000.00 | 39000.00 | 5850000.00 | Not Quoted | Not Quoted | 12825.00 | 1923750.00 | 42750.00 | 6412500.00 | 35000.00 | 5250000.00 | 32000.00 | 4800000.00 | 1923750.00 | M/s. Megha Engineering and Infrastructures Ltd
1078.00 | Scope of Work Installation of Pipeline (Line Pipe Free issue from Owner) Pipe Material Grade API 5L Gr. X-70 PSL 2 Pipe OD 355.6 mm Type of Crossing Road/ Highway Type of Soil/Strata Hard Strata (Soft Rock/ Murrum / Weathered Rock etc.) Crossing Name National Highway-75 Chainage of Crossing 187.61668 km Pipe Wall Thickness 8.7 mm | 150.00 | m |  | 28000.00 | 4200000.00 | 42000.00 | 6300000.00 | 37500.00 | 5625000.00 | 39000.00 | 5850000.00 | Not Quoted | Not Quoted | 12825.00 | 1923750.00 | 42750.00 | 6412500.00 | 35000.00 | 5250000.00 | 32000.00 | 4800000.00 | 1923750.00 | M/s. Megha Engineering and Infrastructures Ltd
1079.00 | Scope of Work Installation of Pipeline (Line Pipe Free issue from Owner) Pipe Material Grade API 5L Gr. X-70 PSL 2 Pipe OD 355.6 mm Type of Crossing Waterbody Type of Soil/Strata Hard Strata (Soft Rock/ Murrum / Weathered Rock etc.) Crossing Name Datia Lined Canal Chainage of Crossing 180.8115 km Pipe Wall Thickness 8.7 mm | 200.00 | m |  | 28000.00 | 5600000.00 | 42000.00 | 8400000.00 | 41000.00 | 8200000.00 | 39000.00 | 7800000.00 | Not Quoted | Not Quoted | 12825.00 | 2565000.00 | 42750.00 | 8550000.00 | 35000.00 | 7000000.00 | 32000.00 | 6400000.00 | 2565000.00 | M/s. Megha Engineering and Infrastructures Ltd
1080.00 | Scope of Work Installation of Pipeline (Line Pipe Free issue from Owner) Pipe Material Grade API 5L Gr. X-70 PSL 2 Pipe OD 355.6 mm Type of Crossing Railway Type of Soil/Strata Hard Strata (Soft Rock/ Murrum / Weathered Rock etc.) Crossing Name Central Railway Main Line (From Jhansi RS to Karari Rs) Chainage of Crossing 187.24616 km Pipe Wall Thickness 10.3 mm | 200.00 | m |  | 35000.00 | 7000000.00 | 42000.00 | 8400000.00 | 41000.00 | 8200000.00 | 39000.00 | 7800000.00 | Not Quoted | Not Quoted | 13775.00 | 2755000.00 | 42750.00 | 8550000.00 | 35500.00 | 7100000.00 | 32000.00 | 6400000.00 | 2755000.00 | M/s. Megha Engineering and Infrastructures Ltd
1081.00 | Scope of Work Installation of Pipeline (Line Pipe Free issue from Owner) Pipe Material Grade API 5L Gr. X-70 PSL 2 Pipe OD 355.6 mm Type of Crossing Waterbody Type of Soil/Strata Hard Strata (Soft Rock/ Murrum / Weathered Rock etc.) Crossing Name Betwa Unlined Canal Chainage of Crossing 213.4766 km Pipe Wall Thickness 8.7 mm | 150.00 | m |  | 22000.00 | 3300000.00 | 42000.00 | 6300000.00 | 37500.00 | 5625000.00 | 39000.00 | 5850000.00 | Not Quoted | Not Quoted | 12825.00 | 1923750.00 | 42750.00 | 6412500.00 | 35500.00 | 5325000.00 | 32000.00 | 4800000.00 | 1923750.00 | M/s. Megha Engineering and Infrastructures Ltd
1082.00 | Scope of Work Installation of Pipeline (Line Pipe Free issue from Owner) Pipe Material Grade API 5L Gr. X-70 PSL 2 Pipe OD 355.6 mm Type of Crossing Waterbody Type of Soil/Strata Normal Strata (Soft Soil/ Sand/ Clay/ Silty Sand/ Silty Clay etc.) Crossing Name Pahuj River Chainage of Crossing 222.13094 km Pipe Wall Thickness 8.7 mm | 300.00 | m |  | 19000.00 | 5700000.00 | 14500.00 | 4350000.00 | 33500.00 | 10050000.00 | 33000.00 | 9900000.00 | Not Quoted | Not Quoted | 12825.00 | 3847500.00 | 21875.00 | 6562500.00 | 20000.00 | 6000000.00 | 16834.23 | 5050269.00 | 3847500.00 | M/s. Megha Engineering and Infrastructures Ltd
1083.00 | Scope of Work Installation of Pipeline (Line Pipe Free issue from Owner) Pipe Material Grade API 5L Gr. X-70 PSL 2 Pipe OD 355.6 mm Type of Crossing Waterbody Type of Soil/Strata Normal Strata (Soft Soil/ Sand/ Clay/ Silty Sand/ Silty Clay etc.) Crossing Name Betwa Unlined Canal Chainage of Crossing 234.63204 km Pipe Wall Thickness 8.7 mm | 150.00 | m |  | 15000.00 | 2250000.00 | 14500.00 | 2175000.00 | 29000.00 | 4350000.00 | 30000.00 | 4500000.00 | Not Quoted | Not Quoted | 12825.00 | 1923750.00 | 21875.00 | 3281250.00 | 20000.00 | 3000000.00 | 16834.23 | 2525134.50 | 1923750.00 | M/s. Megha Engineering and Infrastructures Ltd
1084.00 | Scope of Work Installation of Pipeline (Line Pipe Free issue from Owner) Pipe Material Grade API 5L Gr. X-70 PSL 2 Pipe OD 355.6 mm Type of Crossing Waterbody Type of Soil/Strata Hard Strata (Soft Rock/ Murrum / Weathered Rock etc.) Crossing Name Pahuj River Chainage of Crossing 194.7157 km Pipe Wall Thickness 8.7 mm | 300.00 | m |  | 28000.00 | 8400000.00 | 42000.00 | 12600000.00 | 45000.00 | 13500000.00 | 41000.00 | 12300000.00 | Not Quoted | Not Quoted | 12825.00 | 3847500.00 | 42750.00 | 12825000.00 | 20000.00 | 6000000.00 | 32000.00 | 9600000.00 | 3847500.00 | M/s. Megha Engineering and Infrastructures Ltd
1085.00 | INSTALLATION OF PIPELINE BY TRENCHLESS TECHNIQUE (USING SHALLOW HDD)
1086.00 | Complete work for crossings by shallow Horizontal Directional Drilling method in accordance with specifications, drawings and as per approved Horizontal Directional Drilling Design & Methodology, in concurrence with Site/ Owner siting valid reasons for opting Shallow HDD instead of open cut/ boring as defined in Design Basis, Scope of Work, Drawings etc. Installation of coated pipeline across canal/ drain/ road/ other crossings by shallow horizontal directional drilling method in Normal Strata (Soft Soil/ Sand/ Clay/ Silty Sand/ Silty Clay etc.), including all additional drilled lengths necessitated by Contractor's engineering, design & based on site conditions; Mobilization and demobilization; Trial pit(s) for underground utility identification, Preparation of ramps and temporary launching and receiving pit(s) at entry & exit side of rig & restoration of the same after completion of work, Engineering, Preparation of crossing drawings and detailed construction method statement; supply of all materials as per "Contractor's Scope of Supply, all consumables, equipment, machinery, manpower and other resources; acquiring all additional land required for Contractor's storage, fabrication & construction; Carrying out inspection and repairs including supply of all repair materials; Handling, transportation and unloading of Company supplied coated line pipes; Preparation of string including welding, NDT of welds and re-beveled areas, radiography, weld repair and re-test, pre-post hydro-testing of completed string; Cutting of pipes, if required; including NDT of cut ends, Installation of pipeline and HDPE duct pipe as required by shallow horizontal directional drilling to the specified depth as per approved methodology; Disposal of corrosion inhibited water & bentonite as directed by Engineer In charge; Restoration and clean-up etc.; Preparation of as-built drawings, documents and other records etc.; Obtaining NOCs from relevant authorities & owners; Obtaining approval from Company for the design, engineering, calculations, drawings & documents; Carrying out all works in accordance with Scope of Work/ Standard/ Job specifications, drawings, in compliance to statutory authorities requirement & all provisions of the tender document and as per instructions of Company/ Engineer-In-charge.
1087.00 | Scope of Work Installation of Pipeline (Line Pipe Free issue from Owner) Pipe Material Grade API 5L Gr. X-70 PSL 2 Pipe OD 355.6 mm Pipe Wall thickness 8.7 mm | 1000.00 | m |  | 14000.00 | 14000000.00 | 7000.00 | 7000000.00 | 12500.00 | 12500000.00 | 15000.00 | 15000000.00 | Not Quoted | Not Quoted | 11875.00 | 11875000.00 | 28000.00 | 28000000.00 | 16000.00 | 16000000.00 | 21042.79 | 21042790.00 | 7000000.00 | JSIW INFRASTRUCTURE PRIVATE LIMITED
1088.00 | PERMANENT MARKERS
1089.00 | Supply, fabrication and installation of following types of permanent markers along the route including all associated civil works such as excavation in all types of soil, construction of pedestals and grouting with concrete, clearing, supply and application of approved color & text and quality of primer and paint, stencil letter cutting for numbers, direction, chainage etc., restoration of area to original condition and performing all works as per drawings, scope of work, specifications, standards and instructions of Engineer-in-Charge. Note: The painting of all markers shall conform to environments specified as per scope of work and protective coating specification.
1090.00 | Type of Marker Aerial Marker | 25.00 | nos |  | 15500.00 | 387500.00 | 8625.00 | 215625.00 | 9000.00 | 225000.00 | 9500.00 | 237500.00 | Not Quoted | Not Quoted | 12160.00 | 304000.00 | 9960.00 | 249000.00 | 14400.00 | 360000.00 | 14361.21 | 359030.25 | 215625.00 | JSIW INFRASTRUCTURE PRIVATE LIMITED
1091.00 | Type of Marker Direction Marker | 40.00 | nos |  | 11200.00 | 448000.00 | 8050.00 | 322000.00 | 9000.00 | 360000.00 | 9500.00 | 380000.00 | Not Quoted | Not Quoted | 9975.00 | 399000.00 | 9000.00 | 360000.00 | 10500.00 | 420000.00 | 7467.83 | 298713.20 | 298713.20 | KEC Spur Infrastructure Pvt. Ltd.
1092.00 | Type of Marker Kilometer Marker | 100.00 | nos |  | 14000.00 | 1400000.00 | 8050.00 | 805000.00 | 9000.00 | 900000.00 | 9500.00 | 950000.00 | Not Quoted | Not Quoted | 11210.00 | 1121000.00 | 9000.00 | 900000.00 | 10500.00 | 1050000.00 | 7467.83 | 746783.00 | 746783.00 | KEC Spur Infrastructure Pvt. Ltd.
1093.00 | Type of Marker Navigable Waterway Marker | 25.00 | nos |  | 18000.00 | 450000.00 | 51750.00 | 1293750.00 | 15000.00 | 375000.00 | 25000.00 | 625000.00 | Not Quoted | Not Quoted | 11590.00 | 289750.00 | 33000.00 | 825000.00 | 75000.00 | 1875000.00 | 14361.21 | 359030.25 | 289750.00 | M/s. Megha Engineering and Infrastructures Ltd
1094.00 | Type of Marker Pipeline Warning Marker | 250.00 | nos |  | 11200.00 | 2800000.00 | 8050.00 | 2012500.00 | 8000.00 | 2000000.00 | 9500.00 | 2375000.00 | Not Quoted | Not Quoted | 8360.00 | 2090000.00 | 9000.00 | 2250000.00 | 10500.00 | 2625000.00 | 7467.83 | 1866957.50 | 1866957.50 | KEC Spur Infrastructure Pvt. Ltd.
1095.00 | Type of Marker ROU Boundary Marker | 775.00 | nos |  | 1580.00 | 1224500.00 | 1380.00 | 1069500.00 | 1600.00 | 1240000.00 | 1500.00 | 1162500.00 | Not Quoted | Not Quoted | 1615.00 | 1251625.00 | 1800.00 | 1395000.00 | 1950.00 | 1511250.00 | 1148.90 | 890397.50 | 890397.50 | KEC Spur Infrastructure Pvt. Ltd.
1096.00 | FABRICATION OF LR BENDS
1097.00 | Transportation of Company supplied free issue or Contractor procured bare line pipes to fabrication shop, fabrication of long radius bends, testing and transportation to worksite(s)/workshop(s) including loading, unloading and handling as per Scope of work and other provisions of the Contract as per the following details
1098.00 | Pipe OD 355.6 mm Angle of Bend 31 to 45 ° Radius of Bend R=6D Pipe Material API 5L Gr. X-70 PSL 2 Wall thickness of Mother Pipe 10.3 mm | 14.00 | nos |  | 67500.00 | 945000.00 | 118396.53 | 1657551.42 | 70000.00 | 980000.00 | 64800.00 | 907200.00 | Not Quoted | Not Quoted | 57000.00 | 798000.00 | 55874.00 | 782236.00 | 125000.00 | 1750000.00 | 63189.34 | 884650.76 | 782236.00 | Ace Pipeline Contracts Pvt Ltd
1099.00 | Pipe OD 355.6 mm Angle of Bend 46 to 60 ° Radius of Bend R=6D Pipe Material API 5L Gr. X-70 PSL 2 Wall thickness of Mother Pipe 10.3 mm | 10.00 | nos |  | 72000.00 | 720000.00 | 128235.93 | 1282359.30 | 70000.00 | 700000.00 | 70200.00 | 702000.00 | Not Quoted | Not Quoted | 62700.00 | 627000.00 | 62968.00 | 629680.00 | 15500.00 | 155000.00 | 67784.93 | 677849.30 | 155000.00 | AMPSEPC PVT LTD
1100.00 | Pipe OD 355.6 mm Angle of Bend 61 to 75 ° Radius of Bend R=6D Pipe Material API 5L Gr. X-70 PSL 2 Wall thickness of Mother Pipe 10.3 mm | 12.00 | nos |  | 82500.00 | 990000.00 | 137081.73 | 1644980.76 | 75000.00 | 900000.00 | 76950.00 | 923400.00 | Not Quoted | Not Quoted | 68400.00 | 820800.00 | 70061.00 | 840732.00 | 165000.00 | 1980000.00 | 74678.31 | 896139.72 | 820800.00 | M/s. Megha Engineering and Infrastructures Ltd
1101.00 | Pipe OD 355.6 mm Angle of Bend 76 to 90 ° Radius of Bend R=6D Pipe Material API 5L Gr. X-70 PSL 2 Wall thickness of Mother Pipe 10.3 mm | 12.00 | nos |  | 95000.00 | 1140000.00 | 144713.13 | 1736557.56 | 80000.00 | 960000.00 | 87750.00 | 1053000.00 | Not Quoted | Not Quoted | 80750.00 | 969000.00 | 77154.00 | 925848.00 | 178000.00 | 2136000.00 | 79273.90 | 951286.80 | 925848.00 | Ace Pipeline Contracts Pvt Ltd
1102.00 | REPAIR OF DEFECTS (ATTRIBUTABLE TO OWNER)
1103.00 | Repair of defects in Pipes/ Line Pipes Repair of defects in pipes/ line pipes (by Cutting and re-beveling including NDT of re-beveled area or by Jack out) of all thicknesses and external coating noted at the time of taking delivery by Contractor, including performing all works as per specifications, scope of work, standards and directions of Engineer-In-Charge, supply of all repair material and inspection.
1104.00 | Type of Repair by Cutting and re-beveling including NDT (for dent exceeding 3mm in depth) Pipe OD 355.6 mm | 40.00 | nos |  | 1500.00 | 60000.00 | 575.00 | 23000.00 | 25.00 | 1000.00 | 50.00 | 2000.00 | Not Quoted | Not Quoted | 570.00 | 22800.00 | 9000.00 | 360000.00 | 225.00 | 9000.00 | 1148.90 | 45956.00 | 1000.00 | Om Yash Projects Limited
1105.00 | Type of Repair by Jack out for dents in bevels (for dent between 1 mm and 3 mm in depth) Pipe OD 355.6 mm | 40.00 | nos |  | 1000.00 | 40000.00 | 575.00 | 23000.00 | 25.00 | 1000.00 | 50.00 | 2000.00 | Not Quoted | Not Quoted | 570.00 | 22800.00 | 3600.00 | 144000.00 | 185.00 | 7400.00 | 137.87 | 5514.80 | 1000.00 | Om Yash Projects Limited
1106.00 | Repair of Holiday/ Cosmetic defects in Coating Supply of all coating repair materials as per the requirements of the relevant specifications, supply of all consumables, utilities, equipment, and all manpower required, pipe cleaning and surface preparation, repairing of coating defects (resulting in holiday in coating) and testing including all handling, transportation, etc. for line pipes, performing all works necessary for the completion of the works strictly in accordance with the relevant specifications and instructions of Engineer-in-Charge. This rate shall be applicable per sq. cm of the exposed steel area and/ or damaged coating area, as applicable.
1107.00 | Type of Repair Repair of Cosmetic defects Type of Coating 3LPE | 10500.00 | cm² |  | 35.00 | 367500.00 | 57.50 | 603750.00 | 5.00 | 52500.00 | 2.00 | 21000.00 | Not Quoted | Not Quoted | 570.00 | 5985000.00 | 18.00 | 189000.00 | 55.00 | 577500.00 | 2.30 | 24150.00 | 21000.00 | TOLANI PROJECTS PVT LTD
1108.00 | Type of Repair Repair of Holiday Type of Coating 3LPE | 10500.00 | cm² |  | 30.00 | 315000.00 | 57.50 | 603750.00 | 5.00 | 52500.00 | 2.00 | 21000.00 | Not Quoted | Not Quoted | 570.00 | 5985000.00 | 18.00 | 189000.00 | 65.00 | 682500.00 | 6.89 | 72345.00 | 21000.00 | TOLANI PROJECTS PVT LTD
1109.00 | LEAKS/ BURSTS (ATTRIBUTABLE TO OWNER)
1110.00 | Repair of Leaks/ Bursts in Pipeline All works for locating any major leak/burst (occurred during hydrostatic testing) or any minor leak by sectionalizing or any other methods which cannot be located by visual means, including necessary repairing/ replacing defective pipe length, including cutting and removing out defective pipes, transportation, pretesting of replacement pipe and welding into mainline, NDT of welds and re-beveled area, repair and re-testing of defective welds, coating/ painting of welded joints, clean-up, retesting the pipeline/ pipe segment including providing all necessary equipment, labour, materials, consumables and inputs other than Owner supplied materials and performing all works as per drawings, scope of work, specifications, standards enclosed with the Contract and directions of Engineer-in-Charge. Note: 1. This rate is applicable for manufacturing defects in Company/ Owner supplied material only.
1111.00 | Type of Leak Major Leak (detected by visual method) Pipe OD 355.6 mm | 25.00 | nos |  | 2000.00 | 50000.00 | 28750.00 | 718750.00 | 1500.00 | 37500.00 | 1000.00 | 25000.00 | Not Quoted | Not Quoted | 399.00 | 9975.00 | 240000.00 | 6000000.00 | 850.00 | 21250.00 | 11488.97 | 287224.25 | 9975.00 | M/s. Megha Engineering and Infrastructures Ltd
1112.00 | Type of Leak Minor Leak (detected by sectionalizing) Pipe OD 355.6 mm | 25.00 | nos |  | 20000.00 | 500000.00 | 28750.00 | 718750.00 | 1500.00 | 37500.00 | 1000.00 | 25000.00 | Not Quoted | Not Quoted | 399.00 | 9975.00 | 120000.00 | 3000000.00 | 650.00 | 16250.00 | 5744.49 | 143612.25 | 9975.00 | M/s. Megha Engineering and Infrastructures Ltd
1113.00 | Repair of Leak/ Burst in Terminal Piping All works for repair of leak/burst (occurred during hydrostatic testing) by necessary repairing/ replacing defective pipes/ fittings/ flanges etc., including cutting and removing out defective items, transportation, welding, NDT of welds and re-beveled area, repair and re-testing of defective welds, coating/ painting of welded joints, clean-up, retesting the pipe segment including providing all necessary equipment, labour, materials, consumables and inputs other than Owner supplied materials and performing all works as per drawings, scope of work, specifications, standards enclosed with the Contract and directions of Engineer-in-Charge. Note: 1. This rate is applicable for manufacturing defects in Company/ Owner supplied material only. | 200.00 | Inch Mtr |  | 1000.00 | 200000.00 | 2875.00 | 575000.00 | 150.00 | 30000.00 | 100.00 | 20000.00 | Not Quoted | Not Quoted | 684.00 | 136800.00 | 4800.00 | 960000.00 | 450.00 | 90000.00 | 229.78 | 45956.00 | 20000.00 | TOLANI PROJECTS PVT LTD
1114.00 | IDLE TIME PRESERVATION WORKS
1115.00 | Idle time preservation of Pipeline and Associated facilities: Preservation of complete pipeline and associated facilities and its maintenance by filling and pressurizing with nitrogen including supply and maintenance of nitrogen or by filling and pressurizing with corrosion inhibited water including supply and maintenance of water with regular dosing of inhibitor to maintain the effectiveness of the inhibitor water (along with disposal of corrosion inhibited water at a proper/ suitable location, after due preservation works) and supply of all consumables, all equipment, man- power, etc., complete as per the requirements of specifications, scope of work, standards, other provisions of Contract document and instructions of Engineer-in- Charge as per following details:
1116.00 | Type of Preservation By Filling Nitrogen Pressure (Bar(g)) 2.0 Pipe OD 355.6 mm Period 9 to 12 Month | 96659.76 | metre |  | 2.00 | 193319.52 | 1.00 | 96659.76 | 16.00 | 1546556.16 | 5.00 | 483298.80 | Not Quoted | Not Quoted | 18.05 | 1744708.67 | 6.00 | 579958.56 | 19.50 | 1884865.32 | 3.03 | 292879.07 | 96659.76 | JSIW INFRASTRUCTURE PRIVATE LIMITED
1117.00 | Type of Preservation By Filling Nitrogen Pressure (Bar(g)) 2.0 Pipe OD 355.6 mm Period 12 to 18 Month | 96659.76 | metre |  | 1.50 | 144989.64 | 1.00 | 96659.76 | 21.00 | 2029854.96 | 10.00 | 966597.60 | Not Quoted | Not Quoted | 20.90 | 2020188.98 | 6.00 | 579958.56 | 21.50 | 2078184.84 | 3.03 | 292879.07 | 96659.76 | JSIW INFRASTRUCTURE PRIVATE LIMITED
1118.00 | Type of Preservation By Filling Nitrogen Pressure (Bar(g)) 2.0 Pipe OD 355.6 mm Period 6 to 9 Month | 96659.76 | metre |  | 3.00 | 289979.28 | 1.00 | 96659.76 | 25.00 | 2416494.00 | 20.00 | 1933195.20 | Not Quoted | Not Quoted | 15.20 | 1469228.35 | 6.00 | 579958.56 | 22.50 | 2174844.60 | 3.03 | 292879.07 | 96659.76 | JSIW INFRASTRUCTURE PRIVATE LIMITED
1119.00 | Type of Preservation By Filling Nitrogen Pressure (Bar(g)) 2.0 Pipe OD 355.6 mm Period 3 to 6 Month | 96659.76 | metre |  | 3.50 | 338309.16 | 1.00 | 96659.76 | 31.00 | 2996452.56 | 30.00 | 2899792.80 | Not Quoted | Not Quoted | 13.30 | 1285574.81 | 12.00 | 1159917.12 | 27.50 | 2658143.40 | 14.39 | 1390933.95 | 96659.76 | JSIW INFRASTRUCTURE PRIVATE LIMITED
1120.00 | Idle time preservation of Terminal and associated facilities: Preservation of complete terminal and associated facilities and its maintenance by filling and pressurizing with nitrogen including supply and maintenance of nitrogen or by filling and pressurizing with corrosion inhibited water including supply and maintenance of water with regular dosing of inhibitor to maintain the effectiveness of the inhibitor water (along with disposal of corrosion inhibited water at a proper/ suitable location, after due preservation works) and supply of all consumables, all equipment, man- power, etc., complete as per the requirements of specifications, scope of work, standards, other provisions of Contract document and instructions of Engineer-in- Charge as per following details
1121.00 | Type of Preservation By filling Nitrogen Pressure (Bar(g)) 2.0 Period Up to 3 Month | 1500.00 | Inch Mtr |  | 60.00 | 90000.00 | 2.00 | 3000.00 | 30.00 | 45000.00 | 50.00 | 75000.00 | Not Quoted | Not Quoted | 80.75 | 121125.00 | 30.00 | 45000.00 | 32.00 | 48000.00 | 189.34 | 284010.00 | 3000.00 | JSIW INFRASTRUCTURE PRIVATE LIMITED
1122.00 | Type of Preservation By filling Corrosion Inhibited Water Pressure (Bar(g)) 0.5 Period 3 to 6 Month | 1500.00 | Inch Mtr |  | 30.00 | 45000.00 | 2.00 | 3000.00 | 30.00 | 45000.00 | 50.00 | 75000.00 | Not Quoted | Not Quoted | 92.15 | 138225.00 | 12.00 | 18000.00 | 38.00 | 57000.00 | 18.93 | 28395.00 | 3000.00 | JSIW INFRASTRUCTURE PRIVATE LIMITED
1123.00 | Type of Preservation By filling Corrosion Inhibited Water Pressure (Bar(g)) 2.0 Period 6 to 9 Month | 1500.00 | Inch Mtr |  | 25.00 | 37500.00 | 2.00 | 3000.00 | 30.00 | 45000.00 | 50.00 | 75000.00 | Not Quoted | Not Quoted | 99.75 | 149625.00 | 30.00 | 45000.00 | 42.00 | 63000.00 | 18.93 | 28395.00 | 3000.00 | JSIW INFRASTRUCTURE PRIVATE LIMITED
1124.00 | Type of Preservation By filling Corrosion Inhibited Water Pressure (Bar(g)) 2.0 Period 9 to 12 Month | 1500.00 | Inch Mtr |  | 20.00 | 30000.00 | 2.00 | 3000.00 | 30.00 | 45000.00 | 50.00 | 75000.00 | Not Quoted | Not Quoted | 104.50 | 156750.00 | 30.00 | 45000.00 | 43.50 | 65250.00 | 18.93 | 28395.00 | 3000.00 | JSIW INFRASTRUCTURE PRIVATE LIMITED
1125.00 | PRE-COMMISSIONING AND COMMISSIONING ASSISTANCE FOR PIPELINES
1126.00 | Carrying out pre-commissioning activities and pre-commissioning checks to the specified acceptance criteria, making the entire pipeline system including stations ready for commissioning, providing assistance during the complete duration of commissioning operations, supply of all equipment, man-power, consumables, including all type of pigs and required quantity of nitrogen (if & as required), materials for all temporary works and performing all associated works, complete as per the relevant specifications, scope of work, standards, other provisions of Contract document and instructions of Engineer-in-Charge
1127.00 | Pre-Commissioning Works as per details: Type of Activity Inertisation by Nitrogen Pipe OD 355.6 mm | 96659.76 | m |  | 30.00 | 2899792.80 | 17.25 | 1667380.86 | 31.00 | 2996452.56 | 25.00 | 2416494.00 | Not Quoted | Not Quoted | 14.25 | 1377401.58 | 22.00 | 2126514.72 | 16.50 | 1594886.04 | 22.72 | 2196109.75 | 1377401.58 | M/s. Megha Engineering and Infrastructures Ltd
1128.00 | Pre-Commissioning Works as per details: Type of Activity Dewatering Pipe OD 355.6 mm | 96659.76 | m |  | 5.00 | 483298.80 | 17.25 | 1667380.86 | 31.00 | 2996452.56 | 30.00 | 2899792.80 | Not Quoted | Not Quoted | 12.35 | 1193748.04 | 22.00 | 2126514.72 | 16.50 | 1594886.04 | 18.93 | 1829769.26 | 483298.80 | Advance Infrastrurctures Pvt Ltd
1129.00 | Pre-Commissioning Works as per details: Type of Activity Drying Pipe OD 355.6 mm | 96659.76 | m |  | 22.00 | 2126514.72 | 34.50 | 3334761.72 | 31.00 | 2996452.56 | 40.00 | 3866390.40 | Not Quoted | Not Quoted | 13.30 | 1285574.81 | 22.00 | 2126514.72 | 65.00 | 6282884.40 | 22.72 | 2196109.75 | 1285574.81 | M/s. Megha Engineering and Infrastructures Ltd
1130.00 | Pre-Commissioning Works as per details: Type of Activity Swabbing Pipe OD 355.6 mm | 96659.76 | m |  | 10.00 | 966597.60 | 23.00 | 2223174.48 | 31.00 | 2996452.56 | 40.00 | 3866390.40 | Not Quoted | Not Quoted | 13.30 | 1285574.81 | 22.00 | 2126514.72 | 14.50 | 1401566.52 | 18.93 | 1829769.26 | 966597.60 | Advance Infrastrurctures Pvt Ltd
1131.00 | Commissioning Assistance : All works for Commissioning assistance as per details below: Pipe OD 355.6 mm | 96659.76 | m |  | 30.00 | 2899792.80 | 17.25 | 1667380.86 | 11.00 | 1063257.36 | 25.00 | 2416494.00 | Not Quoted | Not Quoted | 13.30 | 1285574.81 | 12.00 | 1159917.12 | 10.50 | 1014927.48 | 15.15 | 1464395.36 | 1014927.48 | AMPSEPC PVT LTD
1132.00 | PIPELINE INFORMATION MANAGEMENT SYSTEM
1133.00 | Execution of all works for Pipeline Information Management System as defined in Scope of Work & specification(s) enclosed with the tender document. Contractor's scope shall be co-ordination with a separate PIMS Contractor including providing all construction, survey, as-built, statutory and other required data in the Company approved formats for uploading in PIMS software by the PIMS Contractor required for real-time construction progress monitoring and for archival purposes. | 96659.76 | metre |  | 30.00 | 2899792.80 | 41.05 | 3967883.15 | 61.00 | 5896245.36 | 45.00 | 4349689.20 | Not Quoted | Not Quoted | 42.00 | 4059709.92 | 48.00 | 4639668.48 | 49.50 | 4784658.12 | 34.47 | 3331861.93 | 2899792.80 | Advance Infrastrurctures Pvt Ltd
1134.00 | PIPING WORKS IN DESPATCH/ RECEIPT/ INTERMEDIATE PUMPING/ COMPRESSOR/ INTERMEDIATE PIGGING/ SV/ SLV/ BLOCK VALVE/ TAP OFF STATIONS
1135.00 | FABRICATION, ERECTION, INSTALLATION AND TESTING OF PIPING
1136.00 | All works for installation of all above ground terminal/ station piping at all elevations and below ground at all depths for DT/ RT/ IP/ IPS/ Compressor/ Sectionalizing Valve Station(s)/Station Block Valves/Tap off/Station limit valve (SLV)/ In Stations including tapping(s) inside terminals/ station as indicated in Scope document, in all type of terrain and soil including receiving and taking over of all Owner supplied materials from Owner's designated place(s) of issue, transportation including loading, unloading, handling from Owner's designated place(s) of issue to Contractor's owned/ hired stock yard(s)/ work site(s)/ work shop(s) including arranging all necessary intermediate storage area(s) thereof, as required; supply of all materials (except those specified subsequently in SOR) equipment, consumables etc. as defined in Contractor's scope of supply, and their transportation to the work site(s); performing all above ground/buried piping fabrication works including cutting, edge preparation, (inclusive of grinding the edges of pipes, fittings, flanges etc. to match with the matching edges of uneven/ different thickness wherever required), fit up, bending, pre-heating wherever required, welding, threading etc.; erection of pipes of all types and thickness over sleepers, overhead racks and at all other elevations; hook-up with equipment nozzles; installation and supporting of all type of valves up to size of 1.5" NB, all types of inline/ online instruments such as pressure/thermal safety valves(other than those covered separately in subsequent SOR), fittings of all sizes i.e. flow tees, insulating joints, blow down type QOEC, LR Bends, Pig Signalers, elbows, reducers, tees, 'O' lets, flanges, blind flanges, spectacle blinds, spacers and blinds, tappings for pressure instruments, thermo wells, hoses and hose couplings of all sizes, as applicable, sample connections, flame arrestors as applicable, vents and drains required for process and hydro-testing purposes etc.; fixing of all types of gaskets (including gaskets for RJ flanges), stud bolts and nuts, jack screw etc. of all sizes including torque tightening as applicable; Carrying out all temporary, ancillary & auxiliary piping works; fabrication of strainers of sizes up to 1.5” NB; carrying out non-destructive testing (excluding specific radiography works covered subsequently in SOR) including radiography, magnetic particle/ liquid penetration etc. as required; hook-up with existing piping/pipeline installed by others as per drawings wherever required; weld repairs/retesting; cleaning and flushing by water/ compressed air, carrying out hydrostatic test, pneumatic test, valve functional test and any other type of testing as specified, de-pressurizing, dewatering, drying by compressed air if applicable; pre-commissioning and providing commissioning assistance for process piping and commissioning of non-process piping, if applicable; cutting of mainline/ pipeline/ terminal piping and beveling (if required), tie-in of valve assembly, including NDT of tie-in joints; excavation and filling in all types of soil including soft/hard rock for installation of piping/pipe supports; clean-up and restoration of site, preparation of as built drawings, documents and project records; transportation of surplus free issue materials to Owner's designated place(s); completing all works in all respects as per the IFC drawings, scope of work, specifications, standards and other provisions of Contract and instruction of Engineer-in-Charge. 1. This work is exclusive of all works associated with main pipeline covered above. 2. Installation of valves/ equipment etc. of size 2" NB and above will be paid separately as per items covered herein subsequently. 3. All works for piping supports will be paid separately as per items covered herein subsequently. 4. All others works pertaining to the Station (Architecture/ Civil/ Structural/ Electrical/ Instrumentation works etc.) shall be as per rates indicated elsewhere in the tender document.
1137.00 | Pipe OD 33.4 mm Pipe Material Grade ASTM A 106 Gr. B (CHARPY) Installation Above Ground Wall thickness (mm)/ Schedule XS | 8.00 | m |  | 3570.00 | 28560.00 | 1500.00 | 12000.00 | 494.00 | 3952.00 | 390.00 | 3120.00 | Not Quoted | Not Quoted | 608.00 | 4864.00 | 2160.00 | 17280.00 | 2100.00 | 16800.00 | 689.34 | 5514.72 | 3120.00 | TOLANI PROJECTS PVT LTD
1138.00 | Pipe OD 48.3 mm Pipe Material Grade ASTM A 106 Gr. B (CHARPY) Installation Above Ground Wall thickness (mm)/ Schedule XS | 6.00 | m |  | 4420.00 | 26520.00 | 1500.00 | 9000.00 | 740.00 | 4440.00 | 585.00 | 3510.00 | Not Quoted | Not Quoted | 779.00 | 4674.00 | 2160.00 | 12960.00 | 2700.00 | 16200.00 | 1034.01 | 6204.06 | 3510.00 | TOLANI PROJECTS PVT LTD
1139.00 | Pipe OD 60.3 mm Pipe Material Grade ASTM A 106 Gr. B (CHARPY) Installation Above Ground Wall thickness (mm)/ Schedule XS | 28.00 | m |  | 5950.00 | 166600.00 | 2000.00 | 56000.00 | 991.00 | 27748.00 | 780.00 | 21840.00 | Not Quoted | Not Quoted | 921.50 | 25802.00 | 3240.00 | 90720.00 | 3300.00 | 92400.00 | 1378.68 | 38603.04 | 21840.00 | TOLANI PROJECTS PVT LTD
1140.00 | Pipe OD 88.9 mm Pipe Material Grade ASTM A 106 Gr. B (CHARPY) Installation Above Ground Wall thickness (mm)/ Schedule STD | 12.00 | m |  | 6375.00 | 76500.00 | 3000.00 | 36000.00 | 1488.00 | 17856.00 | 1170.00 | 14040.00 | Not Quoted | Not Quoted | 1995.00 | 23940.00 | 4320.00 | 51840.00 | 3500.00 | 42000.00 | 2068.01 | 24816.12 | 14040.00 | TOLANI PROJECTS PVT LTD
1141.00 | Pipe OD 114.3 mm Pipe Material Grade ASTM A 106 Gr. B (CHARPY) Installation Above Ground Wall thickness (mm)/ Schedule STD | 12.00 | m |  | 6970.00 | 83640.00 | 4000.00 | 48000.00 | 1889.00 | 22668.00 | 1560.00 | 18720.00 | Not Quoted | Not Quoted | 2185.00 | 26220.00 | 4320.00 | 51840.00 | 3750.00 | 45000.00 | 2757.35 | 33088.20 | 18720.00 | TOLANI PROJECTS PVT LTD
1142.00 | Pipe OD 323.9 mm Pipe Material Grade API 5L Gr. B PSL 2 Installation Above Ground Wall thickness (mm)/ Schedule STD | 36.00 | m |  | 11900.00 | 428400.00 | 12000.00 | 432000.00 | 5913.00 | 212868.00 | 4680.00 | 168480.00 | Not Quoted | Not Quoted | 19475.00 | 701100.00 | 12960.00 | 466560.00 | 16500.00 | 594000.00 | 8272.06 | 297794.16 | 168480.00 | TOLANI PROJECTS PVT LTD
1143.00 | Pipe OD 355.6 mm Pipe Material Grade API 5L Gr. B PSL 2 Installation Buried Wall thickness (mm)/ Schedule 6.35 | 30.00 | m |  | 11900.00 | 357000.00 | 14000.00 | 420000.00 | 6987.00 | 209610.00 | 5460.00 | 163800.00 | Not Quoted | Not Quoted | 23275.00 | 698250.00 | 15120.00 | 453600.00 | 18500.00 | 555000.00 | 9650.74 | 289522.20 | 163800.00 | TOLANI PROJECTS PVT LTD
1144.00 | Pipe OD 26.7 mm Pipe Material Grade ASTM A 106 Gr. B Installation Above Ground Wall thickness (mm)/ Schedule XS | 6.00 | m |  | 3570.00 | 21420.00 | 1000.00 | 6000.00 | 437.00 | 2622.00 | 341.00 | 2046.00 | Not Quoted | Not Quoted | 513.00 | 3078.00 | 1440.00 | 8640.00 | 1850.00 | 11100.00 | 517.00 | 3102.00 | 2046.00 | TOLANI PROJECTS PVT LTD
1145.00 | Pipe OD 26.7 mm Pipe Material Grade ASTM A 106 Gr. B Installation Above Ground Wall thickness (mm)/ Schedule S120 | 6.00 | m |  | 3740.00 | 22440.00 | 1000.00 | 6000.00 | 442.00 | 2652.00 | 341.00 | 2046.00 | Not Quoted | Not Quoted | 617.50 | 3705.00 | 1440.00 | 8640.00 | 1850.00 | 11100.00 | 517.00 | 3102.00 | 2046.00 | TOLANI PROJECTS PVT LTD
1146.00 | Pipe OD 323.9 mm Pipe Material Grade API 5L Gr. B PSL 2 Installation Above Ground Wall thickness 15.9 mm | 16.00 | m |  | 14025.00 | 224400.00 | 12000.00 | 192000.00 | 6947.00 | 111152.00 | 5460.00 | 87360.00 | Not Quoted | Not Quoted | 22990.00 | 367840.00 | 12960.00 | 207360.00 | 19500.00 | 312000.00 | 8272.06 | 132352.96 | 87360.00 | TOLANI PROJECTS PVT LTD
1147.00 | INSTALLATION OF VALVES/FLOW METERS/ STRAINERS/ SCRAPER TRAPS/ EQUIPMENT/ SKIDS
1148.00 | Receiving and taking over of all Owner supplied/ Free Issued materials, equipment including skids from Owner's designated place(s) of issue, transportation including loading, unloading, handling from Owner's designated place(s) of issue to Contractor's owned/ hired stock yard(s)/ work site(s)/ work shop(s) including arranging all necessary intermediate storage area(s) thereof, as required; supply of all materials, equipment, consumables as defined in Contractor's scope of supply and its transportation to the work site(s);installation of valves, flow meters, strainers, scraper traps including QOEC, equipment, skids etc., supply and fixing of gaskets, stud bolts, nuts of all sizes including torque tightening as applicable, leveling, aligning, installation and assembly of accessories, including accessories for actuators, making electrical/ pneumatic connections for such actuators, if any, by bolting/threading or welding of pipes at all elevations, hook up works with others facilities as necessary as per P&ID, testing, completing all works in all respects as per drawings, scope of work, specifications, standards, other provisions of Contract and directions of the Engineer-in-Charge. For all Instrumentation items, details/ specifications/ datasheets are covered elsewhere in the tender document.
1149.00 | Installation of Scraper Launcher/Receiver as defined below: Item Type Bi-directional Scraper Trap Major Barrel 508 mm Minor Barrel 355.6 mm Rating 600# | 2.00 | nos |  | 140250.00 | 280500.00 | 250000.00 | 500000.00 | 188133.00 | 376266.00 | 150000.00 | 300000.00 | Not Quoted | Not Quoted | 52250.00 | 104500.00 | 336000.00 | 672000.00 | 270000.00 | 540000.00 | 114889.71 | 229779.42 | 104500.00 | M/s. Megha Engineering and Infrastructures Ltd
1150.00 | Installation of Valve (Ball/ Plug/ Gate/ Globe/ Check/ PCV/FCV/SDV/Butterfly) as below: Installation Above Ground End Type Flanged Operation Manual Size 26.7 mm Rating 300# | 15.00 | nos |  | 4080.00 | 61200.00 | 1000.00 | 15000.00 | 1417.00 | 21255.00 | 1125.00 | 16875.00 | Not Quoted | Not Quoted | 3325.00 | 49875.00 | 2880.00 | 43200.00 | 14500.00 | 217500.00 | 1378.68 | 20680.20 | 15000.00 | JSIW INFRASTRUCTURE PRIVATE LIMITED
1151.00 | Installation of Valve (Ball/ Plug/ Gate/ Globe/ Check/ PCV/FCV/SDV/Butterfly) as below: Installation Above Ground End Type Butt Welded Operation Manual Size 26.7 mm Rating 600# | 15.00 | nos |  | 4675.00 | 70125.00 | 1000.00 | 15000.00 | 2377.00 | 35655.00 | 1875.00 | 28125.00 | Not Quoted | Not Quoted | 4275.00 | 64125.00 | 2880.00 | 43200.00 | 15200.00 | 228000.00 | 1378.68 | 20680.20 | 15000.00 | JSIW INFRASTRUCTURE PRIVATE LIMITED
1152.00 | Installation of Valve (Ball/ Plug/ Gate/ Globe/ Check/ PCV/FCV/SDV/Butterfly) as below: Installation Above Ground End Type Flanged Operation Manual Size 26.7 mm Rating 150# | 10.00 | nos |  | 4080.00 | 40800.00 | 1000.00 | 10000.00 | 733.00 | 7330.00 | 600.00 | 6000.00 | Not Quoted | Not Quoted | 3040.00 | 30400.00 | 2880.00 | 28800.00 | 13600.00 | 136000.00 | 1378.68 | 13786.80 | 6000.00 | TOLANI PROJECTS PVT LTD
1153.00 | Installation of Valve (Ball/ Plug/ Gate/ Globe/ Check/ PCV/FCV/SDV/Butterfly) as below: Installation Above Ground End Type Flanged Operation Manual Size 26.7 mm Rating 600# | 10.00 | nos |  | 4080.00 | 40800.00 | 1000.00 | 10000.00 | 2419.00 | 24190.00 | 1875.00 | 18750.00 | Not Quoted | Not Quoted | 4275.00 | 42750.00 | 2880.00 | 28800.00 | 15500.00 | 155000.00 | 1378.68 | 13786.80 | 10000.00 | JSIW INFRASTRUCTURE PRIVATE LIMITED
1154.00 | Installation of Valve (Ball/ Plug/ Gate/ Globe/ Check/ PCV/FCV/SDV/Butterfly) as below: Installation Above Ground End Type Flanged Operation Manual Size 168.3 mm Rating 300# | 2.00 | nos |  | 15300.00 | 30600.00 | 6000.00 | 12000.00 | 11445.00 | 22890.00 | 9000.00 | 18000.00 | Not Quoted | Not Quoted | 8550.00 | 17100.00 | 15840.00 | 31680.00 | 16500.00 | 33000.00 | 11029.41 | 22058.82 | 12000.00 | JSIW INFRASTRUCTURE PRIVATE LIMITED
1155.00 | Installation of Valve (Ball/ Plug/ Gate/ Globe/ Check/ PCV/FCV/SDV/Butterfly) as below: Installation Buried End Type Butt Welded Operation Manual Size 168.3 mm Rating 600# | 4.00 | nos |  | 21250.00 | 85000.00 | 6000.00 | 24000.00 | 18775.00 | 75100.00 | 15000.00 | 60000.00 | Not Quoted | Not Quoted | 18810.00 | 75240.00 | 15840.00 | 63360.00 | 18500.00 | 74000.00 | 11029.41 | 44117.64 | 24000.00 | JSIW INFRASTRUCTURE PRIVATE LIMITED
1156.00 | Installation of Valve (Ball/ Plug/ Gate/ Globe/ Check/ PCV/FCV/SDV/Butterfly) as below: Installation Above Ground End Type Flanged Operation Manual Size 168.3 mm Rating 600# | 12.00 | nos |  | 15300.00 | 183600.00 | 6000.00 | 72000.00 | 19081.00 | 228972.00 | 15000.00 | 180000.00 | Not Quoted | Not Quoted | 13300.00 | 159600.00 | 15840.00 | 190080.00 | 19500.00 | 234000.00 | 11029.41 | 132352.92 | 72000.00 | JSIW INFRASTRUCTURE PRIVATE LIMITED
1157.00 | Installation of Valve (Ball/ Plug/ Gate/ Globe/ Check/ PCV/FCV/SDV/Butterfly) as below: Installation Buried End Type Butt Welded Operation Actuated (MOV) Size 355.6 mm Rating 600# | 6.00 | nos |  | 89250.00 | 535500.00 | 28000.00 | 168000.00 | 43168.00 | 259008.00 | 35000.00 | 210000.00 | Not Quoted | Not Quoted | 36100.00 | 216600.00 | 58800.00 | 352800.00 | 11550.00 | 69300.00 | 25735.29 | 154411.74 | 69300.00 | AMPSEPC PVT LTD
1158.00 | Installation of Valve (Ball/ Plug/ Gate/ Globe/ Check/ PCV/FCV/SDV/Butterfly) as below: Installation Above Ground End Type Butt Welded Operation Actuated (MOV) Size 323.9 mm Rating 600# | 4.00 | nos |  | 89250.00 | 357000.00 | 24000.00 | 96000.00 | 96835.00 | 387340.00 | 78000.00 | 312000.00 | Not Quoted | Not Quoted | 33250.00 | 133000.00 | 53550.00 | 214200.00 | 15500.00 | 62000.00 | 22058.82 | 88235.28 | 62000.00 | AMPSEPC PVT LTD
1159.00 | Installation of Valve (Ball/ Plug/ Gate/ Globe/ Check/ PCV/FCV/SDV/Butterfly) as below: Installation Above Ground End Type Butt Welded Operation Manual Size 26.7 mm Rating 1500# | 10.00 | nos |  | 4675.00 | 46750.00 | 1000.00 | 10000.00 | 3361.00 | 33610.00 | 2625.00 | 26250.00 | Not Quoted | Not Quoted | 6650.00 | 66500.00 | 3000.00 | 30000.00 | 16500.00 | 165000.00 | 1378.68 | 13786.80 | 10000.00 | JSIW INFRASTRUCTURE PRIVATE LIMITED
1160.00 | Installation of Valve (Ball/ Plug/ Gate/ Globe/ Check/ PCV/FCV/SDV/Butterfly) as below: Installation Above Ground End Type Butt Welded Operation Manual Size 33.4 mm Rating 1500# | 10.00 | nos |  | 5525.00 | 55250.00 | 1500.00 | 15000.00 | 4331.00 | 43310.00 | 3500.00 | 35000.00 | Not Quoted | Not Quoted | 7600.00 | 76000.00 | 4800.00 | 48000.00 | 17200.00 | 172000.00 | 1838.24 | 18382.40 | 15000.00 | JSIW INFRASTRUCTURE PRIVATE LIMITED
1161.00 | Installation of Valve (Ball/ Plug/ Gate/ Globe/ Check/ PCV/FCV/SDV/Butterfly) as below: Installation Above Ground End Type Butt Welded Operation Actuated (MOV) Size 60.3 mm Rating 300# | 8.00 | nos |  | 10200.00 | 81600.00 | 4000.00 | 32000.00 | 15973.00 | 127784.00 | 13000.00 | 104000.00 | Not Quoted | Not Quoted | 4275.00 | 34200.00 | 10500.00 | 84000.00 | 12100.00 | 96800.00 | 3676.47 | 29411.76 | 29411.76 | KEC Spur Infrastructure Pvt. Ltd.
1162.00 | Installation of Valve (Ball/ Plug/ Gate/ Globe/ Check/ PCV/FCV/SDV/Butterfly) as below: Installation Above Ground End Type Flanged Operation Manual Size 323.9 mm Rating 1500# | 4.00 | nos |  | 89250.00 | 357000.00 | 12000.00 | 48000.00 | 53699.00 | 214796.00 | 42000.00 | 168000.00 | Not Quoted | Not Quoted | 34200.00 | 136800.00 | 30600.00 | 122400.00 | 17200.00 | 68800.00 | 22058.82 | 88235.28 | 48000.00 | JSIW INFRASTRUCTURE PRIVATE LIMITED
1163.00 | Installation of Valve (Ball/ Plug/ Gate/ Globe/ Check/ PCV/FCV/SDV/Butterfly) as below: Installation Above Ground End Type Flanged Operation Actuated (MOV) Size 60.3 mm Rating 1500# | 6.00 | nos |  | 8330.00 | 49980.00 | 4000.00 | 24000.00 | 16565.00 | 99390.00 | 13000.00 | 78000.00 | Not Quoted | Not Quoted | 6650.00 | 39900.00 | 21000.00 | 126000.00 | 13300.00 | 79800.00 | 3676.47 | 22058.82 | 22058.82 | KEC Spur Infrastructure Pvt. Ltd.
1164.00 | RADIOGRAPHY WORKS
1165.00 | Performance of radiographic inspection of piping of all types, sizes, thickness including providing or hiring of all necessary equipment, supply of all consumables including radiographic films and whatever else even though not expressly mentioned but required to perform the work as per specification and instructions of Engineer-in-Charge. All works shall be done as per details below:
1166.00 | Pipe OD 114.3 mm | 100.00 | nos |  | 935.00 | 93500.00 | 1497.56 | 149756.00 | 686.00 | 68600.00 | 540.00 | 54000.00 | Not Quoted | Not Quoted | 522.50 | 52250.00 | 1350.00 | 135000.00 | 1120.00 | 112000.00 | 1240.81 | 124081.00 | 52250.00 | M/s. Megha Engineering and Infrastructures Ltd
1167.00 | Pipe OD 168.3 mm | 100.00 | nos |  | 1360.00 | 136000.00 | 1577.67 | 157767.00 | 697.00 | 69700.00 | 540.00 | 54000.00 | Not Quoted | Not Quoted | 779.00 | 77900.00 | 1987.00 | 198700.00 | 1750.00 | 175000.00 | 1240.81 | 124081.00 | 54000.00 | TOLANI PROJECTS PVT LTD
1168.00 | Pipe OD 219.1 mm | 100.00 | nos |  | 1870.00 | 187000.00 | 1653.03 | 165303.00 | 815.00 | 81500.00 | 648.00 | 64800.00 | Not Quoted | Not Quoted | 978.50 | 97850.00 | 2550.00 | 255000.00 | 2350.00 | 235000.00 | 1240.81 | 124081.00 | 64800.00 | TOLANI PROJECTS PVT LTD
1169.00 | Pipe OD 88.9 mm | 10000.00 | nos |  | 850.00 | 8500000.00 | 1459.88 | 14598800.00 | 669.00 | 6690000.00 | 540.00 | 5400000.00 | Not Quoted | Not Quoted | 446.50 | 4465000.00 | 1050.00 | 10500000.00 | 675.00 | 6750000.00 | 1240.81 | 12408100.00 | 4465000.00 | M/s. Megha Engineering and Infrastructures Ltd
1170.00 | Pipe OD 60.3 mm | 100.00 | nos |  | 722.50 | 72250.00 | 1480.00 | 148000.00 | 652.00 | 65200.00 | 540.00 | 54000.00 | Not Quoted | Not Quoted | 251.75 | 25175.00 | 750.00 | 75000.00 | 650.00 | 65000.00 | 1240.81 | 124081.00 | 25175.00 | M/s. Megha Engineering and Infrastructures Ltd
1171.00 | Pipe OD 323.9 mm | 50.00 | nos |  | 4080.00 | 204000.00 | 1808.49 | 90424.50 | 1027.00 | 51350.00 | 810.00 | 40500.00 | Not Quoted | Not Quoted | 1444.00 | 72200.00 | 3750.00 | 187500.00 | 3350.00 | 167500.00 | 1861.21 | 93060.50 | 40500.00 | TOLANI PROJECTS PVT LTD
1172.00 | Pipe OD 355.6 mm | 50.00 | nos |  | 4080.00 | 204000.00 | 1855.52 | 92776.00 | 1285.00 | 64250.00 | 1060.00 | 53000.00 | Not Quoted | Not Quoted | 1567.50 | 78375.00 | 4200.00 | 210000.00 | 3750.00 | 187500.00 | 1861.21 | 93060.50 | 53000.00 | TOLANI PROJECTS PVT LTD
1173.00 | Pipe OD 48.3 mm | 100.00 | nos |  | 637.50 | 63750.00 | 1480.00 | 148000.00 | 668.00 | 66800.00 | 540.00 | 54000.00 | Not Quoted | Not Quoted | 152.00 | 15200.00 | 450.00 | 45000.00 | 650.00 | 65000.00 | 1240.81 | 124081.00 | 15200.00 | M/s. Megha Engineering and Infrastructures Ltd
1174.00 | Pipe OD 26.7 mm | 100.00 | nos |  | 552.50 | 55250.00 | 1480.00 | 148000.00 | 685.00 | 68500.00 | 540.00 | 54000.00 | Not Quoted | Not Quoted | 97.85 | 9785.00 | 450.00 | 45000.00 | 550.00 | 55000.00 | 1240.81 | 124081.00 | 9785.00 | M/s. Megha Engineering and Infrastructures Ltd
1175.00 | Pipe OD 33.4 mm | 50.00 | nos |  | 552.50 | 27625.00 | 1480.00 | 74000.00 | 656.00 | 32800.00 | 540.00 | 27000.00 | Not Quoted | Not Quoted | 109.25 | 5462.50 | 450.00 | 22500.00 | 630.00 | 31500.00 | 1240.81 | 62040.50 | 5462.50 | M/s. Megha Engineering and Infrastructures Ltd
1176.00 | Pipe OD 21.3 mm | 20.00 | nos |  | 467.50 | 9350.00 | 1480.00 | 29600.00 | 691.00 | 13820.00 | 540.00 | 10800.00 | Not Quoted | Not Quoted | 87.40 | 1748.00 | 450.00 | 9000.00 | 550.00 | 11000.00 | 1240.81 | 24816.20 | 1748.00 | M/s. Megha Engineering and Infrastructures Ltd
1177.00 | PAINTING WORKS
1178.00 | Supply of paints, solvents and primers, preparation of surfaces and application of primer and finish paints suitable for Industrial/ Industrial Marine environment for above ground piping including valves & fittings as defined in contract document and as per standard specification for Surface preparation and protective coating, identification, lettering/ numbering, colour coding etc. as specified including rub down and touch up of shop primer or scrapping of shop primer wherever required and providing of scaffolding for all heights, labour, materials, tools and tackles, consumables, supervision etc. to complete the work in all respect as per Standard/ Job Specification, Drawings, Standards and instruction of Engineer-in-Charge. All works shall be done as per details below
1179.00 | Pipe OD 21.3 mm Painting Environment Industrial | 20.00 | m |  | 1785.00 | 35700.00 | 218.70 | 4374.00 | 137.00 | 2740.00 | 112.00 | 2240.00 | Not Quoted | Not Quoted | 403.75 | 8075.00 | 180.00 | 3600.00 | 120.00 | 2400.00 | 344.67 | 6893.40 | 2240.00 | TOLANI PROJECTS PVT LTD
1180.00 | Pipe OD 88.9 mm Painting Environment Industrial | 30.00 | m |  | 2975.00 | 89250.00 | 912.81 | 27384.30 | 570.00 | 17100.00 | 450.00 | 13500.00 | Not Quoted | Not Quoted | 570.00 | 17100.00 | 630.00 | 18900.00 | 210.00 | 6300.00 | 471.05 | 14131.50 | 6300.00 | AMPSEPC PVT LTD
1181.00 | Pipe OD 219.1 mm Painting Environment Industrial | 20.00 | m |  | 3825.00 | 76500.00 | 2249.67 | 44993.40 | 1441.00 | 28820.00 | 1200.00 | 24000.00 | Not Quoted | Not Quoted | 855.00 | 17100.00 | 1530.00 | 30600.00 | 275.00 | 5500.00 | 551.47 | 11029.40 | 5500.00 | AMPSEPC PVT LTD
1182.00 | Pipe OD 168.3 mm Painting Environment Industrial | 20.00 | m |  | 3655.00 | 73100.00 | 1728.07 | 34561.40 | 1128.00 | 22560.00 | 900.00 | 18000.00 | Not Quoted | Not Quoted | 807.50 | 16150.00 | 1193.00 | 23860.00 | 255.00 | 5100.00 | 448.07 | 8961.40 | 5100.00 | AMPSEPC PVT LTD
1183.00 | Pipe OD 33.4 mm Painting Environment Industrial | 20.00 | m |  | 2167.50 | 43350.00 | 342.94 | 6858.80 | 188.00 | 3760.00 | 150.00 | 3000.00 | Not Quoted | Not Quoted | 460.75 | 9215.00 | 180.00 | 3600.00 | 145.00 | 2900.00 | 419.35 | 8387.00 | 2900.00 | AMPSEPC PVT LTD
1184.00 | Pipe OD 48.3 mm Painting Environment Industrial | 20.00 | m |  | 2507.50 | 50150.00 | 495.93 | 9918.60 | 278.00 | 5560.00 | 225.00 | 4500.00 | Not Quoted | Not Quoted | 522.50 | 10450.00 | 270.00 | 5400.00 | 165.00 | 3300.00 | 430.84 | 8616.80 | 3300.00 | AMPSEPC PVT LTD
1185.00 | Pipe OD 60.3 mm Painting Environment Industrial | 20.00 | m |  | 2720.00 | 54400.00 | 619.15 | 12383.00 | 362.00 | 7240.00 | 300.00 | 6000.00 | Not Quoted | Not Quoted | 617.50 | 12350.00 | 450.00 | 9000.00 | 175.00 | 3500.00 | 448.07 | 8961.40 | 3500.00 | AMPSEPC PVT LTD
1186.00 | Pipe OD 114.3 mm Painting Environment Industrial | 20.00 | m |  | 3272.50 | 65450.00 | 1173.61 | 23472.20 | 725.00 | 14500.00 | 600.00 | 12000.00 | Not Quoted | Not Quoted | 684.00 | 13680.00 | 810.00 | 16200.00 | 185.00 | 3700.00 | 494.03 | 9880.60 | 3700.00 | AMPSEPC PVT LTD
1187.00 | Pipe OD 323.9 mm Painting Environment Industrial | 48.00 | m |  | 4632.50 | 222360.00 | 3325.74 | 159635.52 | 2294.00 | 110112.00 | 1800.00 | 86400.00 | Not Quoted | Not Quoted | 1045.00 | 50160.00 | 1890.00 | 90720.00 | 325.00 | 15600.00 | 608.92 | 29228.16 | 15600.00 | AMPSEPC PVT LTD
1188.00 | Pipe OD 355.6 mm Painting Environment Industrial | 50.00 | m |  | 4930.00 | 246500.00 | 3651.23 | 182561.50 | 2548.00 | 127400.00 | 2100.00 | 105000.00 | Not Quoted | Not Quoted | 1206.50 | 60325.00 | 2520.00 | 126000.00 | 375.00 | 18750.00 | 666.36 | 33318.00 | 18750.00 | AMPSEPC PVT LTD
1189.00 | PIPE SUPPORT WORKS
1190.00 | Supply of all materials required for fabrication of pipe supports & special supports including supply of bolts, nuts, washers, U Clamps, Wooden Blocks, Teflon Pads, SS Plates (as required) etc. as mentioned in the drawing/ standards and as defined in scope of work document, fabrication and erection of pipe/ equipment supports (for all sizes/ thickness) including shoes, pipes, cradles, turn buckles, T-posts for all types of guides, anchors, special supports for cold/hot insulated pipes etc. if applicable, all necessary equipment, consumables, labour etc. for completing all works, supply and application of paints and primers suitable for painting environment as defined in contract document and as per standard specification for Surface preparation and protective coating and completing the work as per drawings, scope of work, specifications, standards, other provisions of Contract and instruction of Engineer-in-Charge.
1191.00 | CS Structural Steel | 10.00 | MT |  | 106250.00 | 1062500.00 | 100000.00 | 1000000.00 | 151113.00 | 1511130.00 | 120000.00 | 1200000.00 | Not Quoted | Not Quoted | 104500.00 | 1045000.00 | 126000.00 | 1260000.00 | 135000.00 | 1350000.00 | 116038.60 | 1160386.00 | 1000000.00 | JSIW INFRASTRUCTURE PRIVATE LIMITED
1192.00 | Stainless Steel | 3.00 | MT |  | 165750.00 | 497250.00 | 200000.00 | 600000.00 | 437874.00 | 1313622.00 | 350000.00 | 1050000.00 | Not Quoted | Not Quoted | 125400.00 | 376200.00 | 705600.00 | 2116800.00 | 275000.00 | 825000.00 | 137867.65 | 413602.95 | 376200.00 | M/s. Megha Engineering and Infrastructures Ltd
1193.00 | PIPE INSULATION WORKS
1194.00 | Providing hot/ cold insulation as per P&IDs/ standards/ specifications/ job specifications including anti corrosive paint on all pipes laid on sleepers, portals, racks, flanges, fittings, valves, equipment, i.e. scraper traps (including all branch connections), supports at all elevations etc. including supply of insulating, cladding and other ancillary materials, protective coverings, consumables, other necessary materials as required, all tools and tackles, equipment, apparatus etc., labour and supervision, transportation of materials to work site, preparation of mattresses to prescribed thickness and densities, applying on surfaces as specified, including all preparatory works there on, all binding, tie-ing, lacing, stitching and/ or otherwise securing finishing with cladding, providing bolts, rivets and self-tapping screws wherever specified, providing inspection windows, end seals for valves, flanges, fittings etc., providing all necessary scaffolding and completing the work as per drawings, scope of work, specifications, standards, other provisions of Contract and instruction of Engineer-in-Charge. Note:- 1. For valve sizes 1.5 inches and below, the rate for providing hot/ cold insulation will be considered as a part of providing hot/ cold insulation on piping. No extra amount for the same shall be paid.
1195.00 | Cold/ Hot Insulation of Pipes as defined below: Type of Insulation Hot Pipe OD 219.1 mm Insulation thickness 50 mm | 20.00 | m |  | 1275.00 | 25500.00 | 6542.00 | 130840.00 | 1589.00 | 31780.00 | 1300.00 | 26000.00 | Not Quoted | Not Quoted | 1947.50 | 38950.00 | 8288.00 | 165760.00 | 1425.00 | 28500.00 | 3648.90 | 72978.00 | 25500.00 | Advance Infrastrurctures Pvt Ltd
1196.00 | Cold/ Hot Insulation of Pipes as defined below: Type of Insulation Hot Pipe OD 60.3 mm Insulation thickness 50 mm | 20.00 | m |  | 1062.50 | 21250.00 | 2624.00 | 52480.00 | 390.00 | 7800.00 | 300.00 | 6000.00 | Not Quoted | Not Quoted | 1947.50 | 38950.00 | 2730.00 | 54600.00 | 1375.00 | 27500.00 | 1744.03 | 34880.60 | 6000.00 | TOLANI PROJECTS PVT LTD
1197.00 | Cold/ Hot Insulation of Pipes as defined below: Type of Insulation Hot Pipe OD 88.9 mm Insulation thickness 50 mm | 20.00 | m |  | 1190.00 | 23800.00 | 2975.00 | 59500.00 | 488.00 | 9760.00 | 400.00 | 8000.00 | Not Quoted | Not Quoted | 1947.50 | 38950.00 | 3316.00 | 66320.00 | 1475.00 | 29500.00 | 2086.40 | 41728.00 | 8000.00 | TOLANI PROJECTS PVT LTD
1198.00 | Cold/ Hot Insulation of Pipes as defined below: Type of Insulation Hot Pipe OD 168.3 mm Insulation thickness 50 mm | 70.00 | m |  | 1487.50 | 104125.00 | 4906.50 | 343455.00 | 983.00 | 68810.00 | 780.00 | 54600.00 | Not Quoted | Not Quoted | 1947.50 | 136325.00 | 6630.00 | 464100.00 | 1550.00 | 108500.00 | 3038.83 | 212718.10 | 54600.00 | TOLANI PROJECTS PVT LTD
1199.00 | Cold/ Hot Insulation of Pipes as defined below: Type of Insulation Cold Pipe OD 168.3 mm Insulation thickness 50 mm | 20.00 | m |  | 1487.50 | 29750.00 | 4906.50 | 98130.00 | 1226.00 | 24520.00 | 1000.00 | 20000.00 | Not Quoted | Not Quoted | 1947.50 | 38950.00 | 3744.00 | 74880.00 | 1550.00 | 31000.00 | 4148.67 | 82973.40 | 20000.00 | TOLANI PROJECTS PVT LTD
1200.00 | Cold/ Hot Insulation of Pipes as defined below: Type of Insulation Cold Pipe OD 60.3 mm Insulation thickness 40 mm | 20.00 | m |  | 1360.00 | 27200.00 | 2624.00 | 52480.00 | 449.00 | 8980.00 | 350.00 | 7000.00 | Not Quoted | Not Quoted | 1947.50 | 38950.00 | 1872.00 | 37440.00 | 1175.00 | 23500.00 | 1906.02 | 38120.40 | 7000.00 | TOLANI PROJECTS PVT LTD
1201.00 | Cold/ Hot Insulation of Pipes as defined below: Type of Insulation Cold Pipe OD 114.3 mm Insulation thickness 40 mm | 20.00 | m |  | 1275.00 | 25500.00 | 3271.00 | 65420.00 | 845.00 | 16900.00 | 680.00 | 13600.00 | Not Quoted | Not Quoted | 1947.50 | 38950.00 | 3120.00 | 62400.00 | 1375.00 | 27500.00 | 2794.12 | 55882.40 | 13600.00 | TOLANI PROJECTS PVT LTD
1202.00 | Cold/ Hot Insulation of Pipes as defined below: Type of Insulation Cold Pipe OD 323.9 mm Insulation thickness 50 mm | 20.00 | m |  | 1062.50 | 21250.00 | 9813.00 | 196260.00 | 2473.00 | 49460.00 | 2000.00 | 40000.00 | Not Quoted | Not Quoted | 1947.50 | 38950.00 | 6786.00 | 135720.00 | 1510.00 | 30200.00 | 6878.45 | 137569.00 | 21250.00 | Advance Infrastrurctures Pvt Ltd
1203.00 | Cold/ Hot Insulation of Pipes as defined below: Type of Insulation Cold Pipe OD 355.6 mm Insulation thickness 50 mm | 20.00 | m |  | 1275.00 | 25500.00 | 11448.50 | 228970.00 | 3169.00 | 63380.00 | 2500.00 | 50000.00 | Not Quoted | Not Quoted | 1947.50 | 38950.00 | 7020.00 | 140400.00 | 11150.00 | 223000.00 | 7434.51 | 148690.20 | 25500.00 | Advance Infrastrurctures Pvt Ltd
1204.00 | Cold/ Hot Insulation of Valves as defined below: Type of Insulation Cold Pipe OD 168.3 mm Insulation thickness 50 mm | 24.00 | nos |  | 1275.00 | 30600.00 | 4906.50 | 117756.00 | 1394.00 | 33456.00 | 1100.00 | 26400.00 | Not Quoted | Not Quoted | 1947.50 | 46740.00 | 7488.00 | 179712.00 | 1550.00 | 37200.00 | 6760.11 | 162242.64 | 26400.00 | TOLANI PROJECTS PVT LTD
1205.00 | Cold/ Hot Insulation of Valves as defined below: Type of Insulation Cold Pipe OD 60.3 mm Insulation thickness 40 mm | 10.00 | nos |  | 1062.50 | 10625.00 | 2624.00 | 26240.00 | 432.00 | 4320.00 | 340.00 | 3400.00 | Not Quoted | Not Quoted | 1947.50 | 19475.00 | 3744.00 | 37440.00 | 1675.00 | 16750.00 | 3230.70 | 32307.00 | 3400.00 | TOLANI PROJECTS PVT LTD
1206.00 | Cold/ Hot Insulation of Valves as defined below: Type of Insulation Cold Pipe OD 26.7 mm Insulation thickness 40 mm | 10.00 | nos |  | 1360.00 | 13600.00 | 2195.00 | 21950.00 | 162.00 | 1620.00 | 130.00 | 1300.00 | Not Quoted | Not Quoted | 1947.50 | 19475.00 | 3120.00 | 31200.00 | 1650.00 | 16500.00 | 2373.62 | 23736.20 | 1300.00 | TOLANI PROJECTS PVT LTD
1207.00 | Cold/ Hot Insulation of Valves as defined below: Type of Insulation Cold Pipe OD 21.3 mm Insulation thickness 40 mm | 10.00 | nos |  | 956.25 | 9562.50 | 2195.00 | 21950.00 | 164.00 | 1640.00 | 130.00 | 1300.00 | Not Quoted | Not Quoted | 1947.50 | 19475.00 | 3120.00 | 31200.00 | 1675.00 | 16750.00 | 2236.90 | 22369.00 | 1300.00 | TOLANI PROJECTS PVT LTD
1208.00 | Cold/ Hot Insulation of Valves as defined below: Type of Insulation Cold Pipe OD 33.4 mm Insulation thickness 40 mm | 10.00 | nos |  | 1100.75 | 11007.50 | 2195.00 | 21950.00 | 219.00 | 2190.00 | 180.00 | 1800.00 | Not Quoted | Not Quoted | 1947.50 | 19475.00 | 3744.00 | 37440.00 | 1825.00 | 18250.00 | 2544.81 | 25448.10 | 1800.00 | TOLANI PROJECTS PVT LTD
1209.00 | Cold/ Hot Insulation of Valves as defined below: Type of Insulation Cold Pipe OD 48.3 mm Insulation thickness 40 mm | 10.00 | nos |  | 1105.00 | 11050.00 | 2195.00 | 21950.00 | 311.00 | 3110.00 | 250.00 | 2500.00 | Not Quoted | Not Quoted | 1947.50 | 19475.00 | 3744.00 | 37440.00 | 1875.00 | 18750.00 | 2925.09 | 29250.90 | 2500.00 | TOLANI PROJECTS PVT LTD
1210.00 | Cold/ Hot Insulation of Valves as defined below: Type of Insulation Cold Pipe OD 88.9 mm Insulation thickness 40 mm | 10.00 | nos |  | 1190.00 | 11900.00 | 2975.00 | 29750.00 | 641.00 | 6410.00 | 500.00 | 5000.00 | Not Quoted | Not Quoted | 1947.50 | 19475.00 | 5304.00 | 53040.00 | 1550.00 | 15500.00 | 3960.25 | 39602.50 | 5000.00 | TOLANI PROJECTS PVT LTD
1211.00 | Cold/ Hot Insulation of Valves as defined below: Type of Insulation Cold Pipe OD 114.3 mm Insulation thickness 40 mm | 10.00 | nos |  | 1360.00 | 13600.00 | 3271.00 | 32710.00 | 875.00 | 8750.00 | 700.00 | 7000.00 | Not Quoted | Not Quoted | 1947.50 | 19475.00 | 6240.00 | 62400.00 | 1375.00 | 13750.00 | 4608.23 | 46082.30 | 7000.00 | TOLANI PROJECTS PVT LTD
1212.00 | Cold/ Hot Insulation of Valves as defined below: Type of Insulation Cold Pipe OD 219.1 mm Insulation thickness 50 mm | 10.00 | nos |  | 1806.25 | 18062.50 | 6542.00 | 65420.00 | 1690.00 | 16900.00 | 1300.00 | 13000.00 | Not Quoted | Not Quoted | 1947.50 | 19475.00 | 12480.00 | 124800.00 | 1425.00 | 14250.00 | 8122.70 | 81227.00 | 13000.00 | TOLANI PROJECTS PVT LTD
1213.00 | Cold/ Hot Insulation of Valves as defined below: Type of Insulation Cold Pipe OD 323.9 mm Insulation thickness 50 mm | 10.00 | nos |  | 2210.00 | 22100.00 | 9813.00 | 98130.00 | 2505.00 | 25050.00 | 2000.00 | 20000.00 | Not Quoted | Not Quoted | 1947.50 | 19475.00 | 13572.00 | 135720.00 | 1510.00 | 15100.00 | 10932.90 | 109329.00 | 15100.00 | AMPSEPC PVT LTD
1214.00 | Cold/ Hot Insulation of Valves as defined below: Type of Insulation Cold Pipe OD 355.6 mm Insulation thickness 50 mm | 10.00 | nos |  | 2210.00 | 22100.00 | 11448.50 | 114485.00 | 3108.00 | 31080.00 | 2500.00 | 25000.00 | Not Quoted | Not Quoted | 1947.50 | 19475.00 | 14040.00 | 140400.00 | 1150.00 | 11500.00 | 15710.02 | 157100.20 | 11500.00 | AMPSEPC PVT LTD
1215.00 | SUPPLY OF ASSORTED PIPES
1216.00 | Supply, procurement and transportation to worksite(s)/workshop(s) including loading, unloading and handling for Assorted Pipes to be supplied by Contractor as per the requirement of PMS, data-sheets, scope of work, specifications and applicable addendum (if any), standards, instructions of Owner/ Engineer-in-Charge and other provisions of Contract. Supply of pipes as per EIL Specification No. 6-44-0051 (Technical notes for Pipes) & its addendum (if any), PMS & any other information forming the tender document as per the following details:
1217.00 | Make SMLS Standard ASME B 36.10 Ends Bevel Ended - ASTM Pipe Material Grade ASTM A 333 Gr. 6 Pipe OD 60.3 mm Wall thickness (mm) / Schedule XS | 13.00 | m |  | 1020.00 | 13260.00 | 964.75 | 12541.75 | 862.00 | 11206.00 | 785.00 | 10205.00 | Not Quoted | Not Quoted | 4389.00 | 57057.00 | 1779.00 | 23127.00 | 950.00 | 12350.00 | 884.65 | 11500.45 | 10205.00 | TOLANI PROJECTS PVT LTD
1218.00 | Make SMLS Standard ASME B 36.10 Ends Bevel Ended - ASTM Pipe Material Grade ASTM A 106 Gr. B (CHARPY) Pipe OD 114.3 mm Wall thickness (mm) / Schedule XS | 18.00 | m |  | 2222.16 | 39998.88 | 2210.32 | 39785.76 | 2113.00 | 38034.00 | 1958.00 | 35244.00 | Not Quoted | Not Quoted | 5130.00 | 92340.00 | 5209.00 | 93762.00 | 1350.00 | 24300.00 | 2223.12 | 40016.16 | 24300.00 | AMPSEPC PVT LTD
1219.00 | Make SMLS Standard ASME B 36.10 Ends Bevel Ended - ASTM Pipe Material Grade ASTM A 333 Gr. 6 Pipe OD 114.3 mm Wall thickness (mm) / Schedule XS | 8.00 | m |  | 3035.44 | 24283.52 | 2612.47 | 20899.76 | 2577.00 | 20616.00 | 2363.00 | 18904.00 | Not Quoted | Not Quoted | 5472.00 | 43776.00 | 5209.00 | 41672.00 | 5800.00 | 46400.00 | 2663.14 | 21305.12 | 18904.00 | TOLANI PROJECTS PVT LTD
1220.00 | Make SMLS Standard API 5L (& EIL Specification, as applicable) Ends Bevel Ended - ASTM Pipe Material Grade ASTM A 333 Gr. 6 Pipe OD 168.3 mm Wall thickness (mm) / Schedule XS | 44.00 | m |  | 8780.33 | 386334.52 | 4805.23 | 211430.12 | 4876.00 | 214544.00 | 4463.00 | 196372.00 | Not Quoted | Not Quoted | 5928.00 | 260832.00 | 9830.00 | 432520.00 | 10050.00 | 442200.00 | 5029.87 | 221314.28 | 196372.00 | TOLANI PROJECTS PVT LTD
1221.00 | Make SMLS Standard ASME B 36.19 Ends Plain Ended - ASME Pipe Material Grade ASTM A 312 Gr.TP304 Pipe OD 114.3 mm Wall thickness (mm) / Schedule 6.02 | 22.00 | m |  | 3272.50 | 71995.00 | 7447.72 | 163849.84 | 7799.00 | 171578.00 | 7245.00 | 159390.00 | Not Quoted | Not Quoted | 5472.00 | 120384.00 | 3663.00 | 80586.00 | 5800.00 | 127600.00 | 7953.81 | 174983.82 | 71995.00 | Advance Infrastrurctures Pvt Ltd
1222.00 | Make SMLS Standard API 5L (& EIL Specification, as applicable) Ends Bevel Ended - ASTM Pipe Material Grade ASTM A 333 Gr. 6 Pipe OD 88.9 mm Wall thickness (mm) / Schedule XS | 10.00 | m |  | 1402.50 | 14025.00 | 1811.05 | 18110.50 | 1765.00 | 17650.00 | 1606.00 | 16060.00 | Not Quoted | Not Quoted | 4845.00 | 48450.00 | 4408.00 | 44080.00 | 1150.00 | 11500.00 | 1810.66 | 18106.60 | 11500.00 | AMPSEPC PVT LTD
1223.00 | Make SMLS Standard API 5L (& EIL Specification, as applicable) Ends Bevel Ended - ASTM Pipe Material Grade ASTM A 333 Gr. 6 Pipe OD 323.9 mm Wall thickness (mm) / Schedule 15.88 | 18.00 | m |  | 22346.42 | 402235.56 | 18518.00 | 333324.00 | 18955.00 | 341190.00 | 17820.00 | 320760.00 | Not Quoted | Not Quoted | 30210.00 | 543780.00 | 27385.00 | 492930.00 | 17550.00 | 315900.00 | 19715.07 | 354871.26 | 315900.00 | AMPSEPC PVT LTD
1224.00 | Make SMLS Standard ASME B 36.10 Ends Bevel Ended - ASTM Pipe Material Grade API 5L Gr. X-52 PSL 2 Pipe OD 323.9 mm Wall thickness (mm) / Schedule 11.13 | 18.00 | m |  | 20612.50 | 371025.00 | 14906.00 | 268308.00 | 16126.00 | 290268.00 | 14700.00 | 264600.00 | Not Quoted | Not Quoted | 25536.00 | 459648.00 | 19194.00 | 345492.00 | 19550.00 | 351900.00 | 15762.87 | 283731.66 | 264600.00 | TOLANI PROJECTS PVT LTD
1225.00 | Make SMLS Standard ASME B 36.10 Ends Plain Ended - ASME Pipe Material Grade ASTM A 106 Gr. B (CHARPY) Pipe OD 60.3 mm Wall thickness (mm) / Schedule XS | 6.00 | m |  | 744.77 | 4468.62 | 831.40 | 4988.40 | 850.00 | 5100.00 | 785.00 | 4710.00 | Not Quoted | Not Quoted | 4104.00 | 24624.00 | 1779.00 | 10674.00 | 950.00 | 5700.00 | 738.74 | 4432.44 | 4432.44 | KEC Spur Infrastructure Pvt. Ltd.
1226.00 | Make EFSW Standard ASME B 36.10 Ends Bevel Ended - ASTM Pipe Material Grade ASTM A 106 Gr. B (CHARPY) Pipe OD 168.3 mm Wall thickness (mm) / Schedule XS | 6.00 | m |  | 4235.47 | 25412.82 | 4039.15 | 24234.90 | 3956.00 | 23736.00 | 3698.00 | 22188.00 | Not Quoted | Not Quoted | 8550.00 | 51300.00 | 12014.00 | 72084.00 | 10050.00 | 60300.00 | 4248.62 | 25491.72 | 22188.00 | TOLANI PROJECTS PVT LTD
1227.00 | Make SMLS Standard API 5L (& EIL Specification, as applicable) Ends Bevel Ended - ASTM Pipe Material Grade ASTM A 106 Gr. B (CHARPY) Pipe OD 168.3 mm Wall thickness (mm) / Schedule XS | 8.00 | m |  | 4235.47 | 33883.76 | 4091.23 | 32729.84 | 3933.00 | 31464.00 | 3698.00 | 29584.00 | Not Quoted | Not Quoted | 8892.00 | 71136.00 | 12014.00 | 96112.00 | 10050.00 | 80400.00 | 4248.62 | 33988.96 | 29584.00 | TOLANI PROJECTS PVT LTD
1228.00 | Make SMLS Standard ASME B 36.19 Ends Bevel Ended - ASTM Pipe Material Grade ASTM A 312 Gr.TP304 Pipe OD 168.3 mm Wall thickness (mm) / Schedule S40 | 20.00 | m |  | 4675.00 | 93500.00 | 13018.33 | 260366.60 | 14268.00 | 285360.00 | 13301.00 | 266020.00 | Not Quoted | Not Quoted | 10032.00 | 200640.00 | 11413.00 | 228260.00 | 8500.00 | 170000.00 | 14016.54 | 280330.80 | 93500.00 | Advance Infrastrurctures Pvt Ltd
1229.00 | Make SMLS Standard ASME B 36.19 Ends Plain Ended - ASME Pipe Material Grade ASTM A 312 Gr.TP304 Pipe OD 33.4 mm Wall thickness (mm) / Schedule 3.38 | 48.00 | m |  | 590.75 | 28356.00 | 1325.15 | 63607.20 | 1212.00 | 58176.00 | 1143.00 | 54864.00 | Not Quoted | Not Quoted | 627.00 | 30096.00 | 601.00 | 28848.00 | 950.00 | 45600.00 | 1313.19 | 63033.12 | 28356.00 | Advance Infrastrurctures Pvt Ltd
1230.00 | SUPPLY OF FLANGES
1231.00 | Supply, procurement and transportation to worksite(s)/workshop(s) including loading, unloading and handling for Flanges to be supplied by Contractor as per the requirement of PMS, data-sheets, scope of work, specifications and applicable addendum (if any), standards, instructions of Owner/ Engineer-in-Charge and other provisions of Contract. Supply of flanges as per EIL Specification No. 6-71-0023, 6-71-0024, 6-44-0053 (Technical Notes for Flanges) & its addendum (if any), PMS & any other information forming the tender document, as per the following details:
1232.00 | supply of FLNG.SW, B-16.5, ASTM A 182 GR.F304, 300, RF/125AARH, CRYO, 1.0 INCH, 40S | 2.00 | nos |  | 2431.00 | 4862.00 | 1099.86 | 2199.72 | 697.00 | 1394.00 | 643.00 | 1286.00 | Not Quoted | Not Quoted | 807.50 | 1615.00 | 2400.00 | 4800.00 | 950.00 | 1900.00 | 3766.08 | 7532.16 | 1286.00 | TOLANI PROJECTS PVT LTD
1233.00 | supply of FLNG.WN, B-16.5, ASTM A 182 GR.F304, 600, RF/125AARH, CRYO, 4.0 INCH, 40S | 2.00 | nos |  | 19125.00 | 38250.00 | 13740.66 | 27481.32 | 7279.00 | 14558.00 | 6716.00 | 13432.00 | Not Quoted | Not Quoted | 5700.00 | 11400.00 | 7800.00 | 15600.00 | 2250.00 | 4500.00 | 7582.72 | 15165.44 | 4500.00 | AMPSEPC PVT LTD
1234.00 | Flanges for Pipeline Type Weld neck (WN) Face Raised Face (RF) Standard ASME B 16.5 Finish (AARH) 125-250 Rating 600# Material ASTM A 350 Gr. LF2 Cl. 1 Pipe OD 323.9 mm Wall thickness 15.9 mm | 2.00 | nos |  | 29282.50 | 58565.00 | 31862.82 | 63725.64 | 30143.00 | 60286.00 | 28439.00 | 56878.00 | Not Quoted | Not Quoted | 40850.00 | 81700.00 | 60000.00 | 120000.00 | 11050.00 | 22100.00 | 22977.94 | 45955.88 | 22100.00 | AMPSEPC PVT LTD
1235.00 | Flanges for Pipeline Type Spacer & Blind Face Flat Face (FF) Standard ASME B 16.5 Finish (AARH) 125-250 Rating 600# Material ASTM A 350 Gr. LF2 Cl. 1 Pipe OD 323.9 mm Wall thickness 0 mm | 1.00 | nos |  | 24862.50 | 24862.50 | 23897.46 | 23897.46 | 25026.00 | 25026.00 | 22947.00 | 22947.00 | Not Quoted | Not Quoted | 38950.00 | 38950.00 | 96000.00 | 96000.00 | 11050.00 | 11050.00 | 22977.94 | 22977.94 | 11050.00 | AMPSEPC PVT LTD
1236.00 | Flanges for Pipeline Type Spacer & Blind Face Flat Face (FF) Standard ASME B 16.5 Finish (AARH) 125-250 Rating 600# Material ASTM A 350 Gr. LF2 Cl. 1 Pipe OD 355.6 mm Wall thickness 0 mm | 1.00 | nos |  | 40387.75 | 40387.75 | 27348.84 | 27348.84 | 22138.00 | 22138.00 | 20848.00 | 20848.00 | Not Quoted | Not Quoted | 51300.00 | 51300.00 | 110400.00 | 110400.00 | 13500.00 | 13500.00 | 25275.74 | 25275.74 | 13500.00 | AMPSEPC PVT LTD
1237.00 | Flanges for Piping (PMS) Type Blind Face Flat Face (FF) Standard ASME B 16.5 Finish (AARH) 125-250 Rating 600# Material ASTM A 350 Gr. LF2 Cl. 1 Pipe OD 168.3 mm Wall thickness (mm)/ Schedule XS | 4.00 | nos |  | 7182.50 | 28730.00 | 6704.04 | 26816.16 | 5577.00 | 22308.00 | 5071.00 | 20284.00 | Not Quoted | Not Quoted | 14725.00 | 58900.00 | 21060.00 | 84240.00 | 8500.00 | 34000.00 | 11718.75 | 46875.00 | 20284.00 | TOLANI PROJECTS PVT LTD
1238.00 | Flanges for Piping (PMS) Type Blind Face Raised Face(RF) Standard ASME B 16.5 Finish (AARH) 125-250 Rating 300# Material ASTM A 182 GR.F304 Pipe OD 168.3 mm Wall thickness (mm)/ Schedule 7.11 | 2.00 | nos |  | 21602.75 | 43205.50 | 10686.72 | 21373.44 | 8161.00 | 16322.00 | 7653.00 | 15306.00 | Not Quoted | Not Quoted | 11875.00 | 23750.00 | 21060.00 | 42120.00 | 8500.00 | 17000.00 | 12063.42 | 24126.84 | 15306.00 | TOLANI PROJECTS PVT LTD
1239.00 | Flanges for Piping (PMS) Type Figure 8 Face Flat Face (FF) Standard ASME B 16.5 Finish (AARH) 125-250 Rating 600# Material ASTM A 350 Gr. LF2 Cl. 1 Pipe OD 168.3 mm Wall thickness (mm)/ Schedule NA | 4.00 | nos |  | 7182.50 | 28730.00 | 12391.02 | 49564.08 | 4812.00 | 19248.00 | 4478.00 | 17912.00 | Not Quoted | Not Quoted | 9310.00 | 37240.00 | 13440.00 | 53760.00 | 8500.00 | 34000.00 | 12362.13 | 49448.52 | 17912.00 | TOLANI PROJECTS PVT LTD
1240.00 | Flanges for Piping (PMS) Type Weld neck (WN) Face Raised Face(RF) Standard ASME B 16.5 Finish (AARH) 125-250 Rating 300# Material ASTM A 182 GR.F304 Pipe OD 168.3 mm Wall thickness (mm)/ Schedule 7.11 | 6.00 | nos |  | 21602.75 | 129616.50 | 15266.94 | 91601.64 | 8340.00 | 50040.00 | 7808.00 | 46848.00 | Not Quoted | Not Quoted | 16150.00 | 96900.00 | 8400.00 | 50400.00 | 8500.00 | 51000.00 | 11718.75 | 70312.50 | 46848.00 | TOLANI PROJECTS PVT LTD
1241.00 | Flanges for Piping (PMS) Type Weld neck (WN) Face Raised Face(RF) Standard ASME B 16.5 Finish (AARH) 125-250 Rating 600# Material ASTM A 350 Gr. LF2 Cl. 1 Pipe OD 168.3 mm Wall thickness (mm)/ Schedule XS | 24.00 | nos |  | 7514.00 | 180336.00 | 7169.10 | 172058.40 | 6439.00 | 154536.00 | 5908.00 | 141792.00 | Not Quoted | Not Quoted | 14250.00 | 342000.00 | 8400.00 | 201600.00 | 8500.00 | 204000.00 | 11994.36 | 287864.64 | 141792.00 | TOLANI PROJECTS PVT LTD
1242.00 | supply of FLNG.WN, B-16.5, ASTM A 182 GR.F304, 300, RF/125AARH, CRYO, 6.0 INCH, 40S | 4.00 | nos |  | 21602.75 | 86411.00 | 15266.94 | 61067.76 | 8296.00 | 33184.00 | 7808.00 | 31232.00 | Not Quoted | Not Quoted | 9025.00 | 36100.00 | 8748.00 | 34992.00 | 5500.00 | 22000.00 | 12890.63 | 51562.52 | 22000.00 | AMPSEPC PVT LTD
1243.00 | Supply of FLNG.WN, B-16.5, ASTM A 182 GR.F304, 600, RF/125AARH, CRYO, 6.0 INCH, 80S | 4.00 | nos |  | 42542.50 | 170170.00 | 23817.42 | 95269.68 | 22032.00 | 88128.00 | 20456.00 | 81824.00 | Not Quoted | Not Quoted | 9975.00 | 39900.00 | 22770.00 | 91080.00 | 5950.00 | 23800.00 | 12890.63 | 51562.52 | 23800.00 | AMPSEPC PVT LTD
1244.00 | Supply of FLNG.WN, B-16.5, ASTM A 350 GR.LF2 CL.1, 600, RF/125AARH, LT, 2.0 INCH, XS | 20.00 | nos |  | 1215.50 | 24310.00 | 1291.68 | 25833.60 | 792.00 | 15840.00 | 747.00 | 14940.00 | Not Quoted | Not Quoted | 931.00 | 18620.00 | 972.00 | 19440.00 | 2750.00 | 55000.00 | 1476.33 | 29526.60 | 14940.00 | TOLANI PROJECTS PVT LTD
1245.00 | Supply of FLNG.WN, B-16.5, ASTM A 350 GR.LF2 CL.1, 600, RF/125AARH, LT, 4.0 INCH, XS | 11.00 | nos |  | 4254.25 | 46796.75 | 4778.94 | 52568.34 | 2915.00 | 32065.00 | 2766.00 | 30426.00 | Not Quoted | Not Quoted | 3800.00 | 41800.00 | 3046.00 | 33506.00 | 4850.00 | 53350.00 | 4825.37 | 53079.07 | 30426.00 | TOLANI PROJECTS PVT LTD
1246.00 | supply of FLNG.WN, B-16.5, ASTM A 350 GR.LF2 CL.1, 600, RF/125AARH, LT, 6.0 INCH, XS | 8.00 | nos |  | 7514.00 | 60112.00 | 7169.10 | 57352.80 | 6469.00 | 51752.00 | 5908.00 | 47264.00 | Not Quoted | Not Quoted | 12350.00 | 98800.00 | 6831.00 | 54648.00 | 5500.00 | 44000.00 | 12890.63 | 103125.04 | 44000.00 | AMPSEPC PVT LTD
1247.00 | Supply of FLNG.BLIND, B-16.5, ASTM A 350 GR.LF2 CL.1, 600, RF/125AARH, LT, 2.0 INCH | 2.00 | nos |  | 1049.75 | 2099.50 | 1097.10 | 2194.20 | 645.00 | 1290.00 | 604.00 | 1208.00 | Not Quoted | Not Quoted | 1026.00 | 2052.00 | 972.00 | 1944.00 | 2750.00 | 5500.00 | 1476.33 | 2952.66 | 1208.00 | TOLANI PROJECTS PVT LTD
1248.00 | Supply of FLNG.FIG.8, ASME-B16.48, ASTM A 350 GR.LF2 CL.1, 600, FF/125AARH, LT, 2.0 INCH | 2.00 | nos |  | 1326.00 | 2652.00 | 2478.48 | 4956.96 | 800.00 | 1600.00 | 727.00 | 1454.00 | Not Quoted | Not Quoted | 969.00 | 1938.00 | 1476.00 | 2952.00 | 2750.00 | 5500.00 | 1476.33 | 2952.66 | 1454.00 | TOLANI PROJECTS PVT LTD
1249.00 | Supply of FLNG.FIG.8, ASME-B16.48, ASTM A 350 GR.LF2 CL.1, 600, FF/125AARH, LT, 4.0 INCH | 4.00 | nos |  | 7182.50 | 28730.00 | 7744.56 | 30978.24 | 1836.00 | 7344.00 | 1711.00 | 6844.00 | Not Quoted | Not Quoted | 3800.00 | 15200.00 | 7248.00 | 28992.00 | 4850.00 | 19400.00 | 4825.37 | 19301.48 | 6844.00 | TOLANI PROJECTS PVT LTD
1250.00 | SUPPLY OF FITTINGS
1251.00 | Supply, procurement and transportation to worksite(s)/workshop(s) including loading, unloading and handling for Fittings to be supplied by Contractor as per the requirement of PMS, data-sheets, scope of work, specifications and applicable addendum (if any), standards, instructions of Owner/ Engineer-in-Charge and other provisions of Contract. Supply of fittings as per EIL Specification No. 6-71-0023, 6-71-0024, 6-44-0054 (Technical Notes for Fittings) & its addendum (if any), PMS & any other information forming the tender document, as per the following details:
1252.00 | ELBOW 90 DEG Butt Welded Standard ASME B 16.9 Material ASTM A 403 GR.WP304-S,1.5D, OD1 114.3 mm Wall thickness (mm)/ Schedule 1 40S OD2 114.3mm Wall thickness (mm)/ Schedule 2 40S | 18.00 | nos |  | 6077.50 | 109395.00 | 5500.00 | 99000.00 | 6007.00 | 108126.00 | 5500.00 | 99000.00 | Not Quoted | Not Quoted | 4275.00 | 76950.00 | 1638.00 | 29484.00 | 1150.00 | 20700.00 | 1953.13 | 35156.34 | 20700.00 | AMPSEPC PVT LTD
1253.00 | Type ELBOW 90 DEG Ends/ Rating Butt Welded / Not Required Standard ASME B 16.9 Material ASTM A 234 Gr. WPB (CHARPY) OD1 60.3 mm Wall thickness (mm)/ Schedule 1 XS OD2 60.3 mm Wall thickness (mm)/ Schedule 2 XS | 6.00 | nos |  | 331.50 | 1989.00 | 300.00 | 1800.00 | 320.00 | 1920.00 | 300.00 | 1800.00 | Not Quoted | Not Quoted | 741.00 | 4446.00 | 378.00 | 2268.00 | 2750.00 | 16500.00 | 1034.01 | 6204.06 | 1800.00 | JSIW INFRASTRUCTURE PRIVATE LIMITED, TOLANI PROJECTS PVT LTD
1254.00 | Type ELBOW 90 DEG Ends/ Rating Butt Welded / Not Required Standard ASME B 16.9 Material ASTM A 420 GR.WPL6 OD1 60.3 mm Wall thickness (mm)/ Schedule 1 XS OD2 60.3 mm Wall thickness (mm)/ Schedule 2 XS | 12.00 | nos |  | 331.50 | 3978.00 | 300.00 | 3600.00 | 319.00 | 3828.00 | 300.00 | 3600.00 | Not Quoted | Not Quoted | 836.00 | 10032.00 | 378.00 | 4536.00 | 1150.00 | 13800.00 | 1034.01 | 12408.12 | 3600.00 | JSIW INFRASTRUCTURE PRIVATE LIMITED, TOLANI PROJECTS PVT LTD
1255.00 | Type ELBOW 90 DEG Ends/ Rating Butt Welded / Not Required Standard ASME B 16.9 Material ASTM A 420 GR.WPL6 OD1 114.3 mm Wall thickness (mm)/ Schedule 1 XS OD2 114.3 mm Wall thickness (mm)/ Schedule 2 XS | 12.00 | nos |  | 1326.00 | 15912.00 | 1200.00 | 14400.00 | 1314.00 | 15768.00 | 1200.00 | 14400.00 | Not Quoted | Not Quoted | 4275.00 | 51300.00 | 1638.00 | 19656.00 | 1550.00 | 18600.00 | 1953.13 | 23437.56 | 14400.00 | JSIW INFRASTRUCTURE PRIVATE LIMITED, TOLANI PROJECTS PVT LTD
1256.00 | Type ELBOW 90 DEG Ends/ Rating Butt Welded / Not Required Standard ASME B 16.9 Material ASTM A 234 Gr. WPB (CHARPY) OD1 114.3 mm Wall thickness (mm)/ Schedule 1 XS OD2 114.3 mm Wall thickness (mm)/ Schedule 2 XS | 6.00 | nos |  | 1105.00 | 6630.00 | 1000.00 | 6000.00 | 1075.00 | 6450.00 | 1000.00 | 6000.00 | Not Quoted | Not Quoted | 3800.00 | 22800.00 | 1638.00 | 9828.00 | 1550.00 | 9300.00 | 1953.13 | 11718.78 | 6000.00 | JSIW INFRASTRUCTURE PRIVATE LIMITED, TOLANI PROJECTS PVT LTD
1257.00 | Type ELBOW 90 DEG Ends/ Rating Butt Welded / Not Required Standard ASME B 16.9 Material ASTM A 420 GR.WPL6 OD1 168.3 mm Wall thickness (mm)/ Schedule 1 XS OD2 168.3 mm Wall thickness (mm)/ Schedule 2 XS | 34.00 | nos |  | 3370.25 | 114588.50 | 3050.00 | 103700.00 | 3254.00 | 110636.00 | 3050.00 | 103700.00 | Not Quoted | Not Quoted | 5225.00 | 177650.00 | 3528.00 | 119952.00 | 1950.00 | 66300.00 | 4021.14 | 136718.76 | 66300.00 | AMPSEPC PVT LTD
1258.00 | Type ELBOW 90 DEG Ends/ Rating Butt Welded / Not Required Standard ASME B 16.9 Material ASTM A 403 Gr. WP 304 OD1 168.3 mm Wall thickness (mm)/ Schedule 1 7.11 OD2 168.3 mm Wall thickness (mm)/ Schedule 2 7.11 | 4.00 | nos |  | 14917.50 | 59670.00 | 13500.00 | 54000.00 | 14759.00 | 59036.00 | 13500.00 | 54000.00 | Not Quoted | Not Quoted | 6080.00 | 24320.00 | 3528.00 | 14112.00 | 1950.00 | 7800.00 | 4021.14 | 16084.56 | 7800.00 | AMPSEPC PVT LTD
1259.00 | Type EQUAL TEE Ends/ Rating Butt Welded / Not Required Standard ASME B 16.9 Material ASTM A 420 GR.WPL6 OD1 168.3 mm Wall thickness (mm)/ Schedule 1 XS OD2 168.3 mm Wall thickness (mm)/ Schedule 2 XS | 8.00 | nos |  | 5304.00 | 42432.00 | 4800.00 | 38400.00 | 5116.00 | 40928.00 | 4800.00 | 38400.00 | Not Quoted | Not Quoted | 4655.00 | 37240.00 | 15120.00 | 120960.00 | 1950.00 | 15600.00 | 3211.17 | 25689.36 | 15600.00 | AMPSEPC PVT LTD
1260.00 | Type ELBOW 90 DEG Ends/ Rating Butt Welded / Not Required Standard ASME B 16.9 Material ASTM A 234 Gr. WPB (CHARPY) OD1 168.3 mm Wall thickness (mm)/ Schedule 1 XS OD2 168.3 mm Wall thickness (mm)/ Schedule 2 XS | 4.00 | nos |  | 3038.75 | 12155.00 | 2750.00 | 11000.00 | 2905.00 | 11620.00 | 2750.00 | 11000.00 | Not Quoted | Not Quoted | 5605.00 | 22420.00 | 15120.00 | 60480.00 | 1950.00 | 7800.00 | 4021.14 | 16084.56 | 7800.00 | AMPSEPC PVT LTD
1261.00 | Type EQUAL TEE Ends/ Rating Butt Welded / Not Required Standard ASME B 16.9 Material ASTM A 420 GR.WPL6 OD1 114.3 mm Wall thickness (mm)/ Schedule 1 XS OD2 114.3 mm Wall thickness (mm)/ Schedule 2 XS | 4.00 | nos |  | 3149.25 | 12597.00 | 2850.00 | 11400.00 | 3106.00 | 12424.00 | 2850.00 | 11400.00 | Not Quoted | Not Quoted | 2850.00 | 11400.00 | 4272.00 | 17088.00 | 1350.00 | 5400.00 | 4021.14 | 16084.56 | 5400.00 | AMPSEPC PVT LTD
1262.00 | Type WELDOLET Ends/ Rating Butt Welded / Not Required Standard ASME B 16.9 Material ASTM A 350 Gr. LF2 Cl. 1 OD1 323.9 mm Wall thickness (mm)/ Schedule 1 15.88 OD2 60.3 mm Wall thickness (mm)/ Schedule 2 XXS | 4.00 | nos |  | 1381.25 | 5525.00 | 1250.00 | 5000.00 | 1355.00 | 5420.00 | 1250.00 | 5000.00 | Not Quoted | Not Quoted | 11400.00 | 45600.00 | 16380.00 | 65520.00 | 2450.00 | 9800.00 | 3446.69 | 13786.76 | 5000.00 | JSIW INFRASTRUCTURE PRIVATE LIMITED, TOLANI PROJECTS PVT LTD
1263.00 | Type WELDOLET Ends/ Rating Butt Welded / Not Required Standard ASME B 16.9 Material ASTM A 105 (CHARPY) OD1 168.3 mm Wall thickness (mm)/ Schedule 1 XS OD2 60.3 mm Wall thickness (mm)/ Schedule 2 XS | 1.00 | nos |  | 1105.00 | 1105.00 | 1000.00 | 1000.00 | 1055.00 | 1055.00 | 1000.00 | 1000.00 | Not Quoted | Not Quoted | 6840.00 | 6840.00 | 5292.00 | 5292.00 | 1750.00 | 1750.00 | 2068.01 | 2068.01 | 1000.00 | JSIW INFRASTRUCTURE PRIVATE LIMITED, TOLANI PROJECTS PVT LTD
1264.00 | Type SOCKOLET Ends/ Rating Socket Welded / 6000# Standard MSS SP97 Material ASTM A 350 Gr. LF2 Cl. 1 OD1 323.9 mm Wall thickness (mm)/ Schedule 1 1.65 OD2 26.7 mm Wall thickness (mm)/ Schedule 2 1.65 | 2.00 | nos |  | 497.25 | 994.50 | 450.00 | 900.00 | 477.00 | 954.00 | 450.00 | 900.00 | Not Quoted | Not Quoted | 1235.00 | 2470.00 | 630.00 | 1260.00 | 2450.00 | 4900.00 | 2068.01 | 4136.02 | 900.00 | JSIW INFRASTRUCTURE PRIVATE LIMITED, TOLANI PROJECTS PVT LTD
1265.00 | Type SOCKOLET Ends/ Rating Socket Welded / 6000# Standard MSS SP97 Material ASTM A 350 Gr. LF2 Cl. 1 OD1 114.3 mm Wall thickness (mm)/ Schedule 1 1.65 OD2 26.7 mm Wall thickness (mm)/ Schedule 2 1.65 | 4.00 | nos |  | 497.25 | 1989.00 | 450.00 | 1800.00 | 475.00 | 1900.00 | 450.00 | 1800.00 | Not Quoted | Not Quoted | 902.50 | 3610.00 | 630.00 | 2520.00 | 1550.00 | 6200.00 | 2068.01 | 8272.04 | 1800.00 | JSIW INFRASTRUCTURE PRIVATE LIMITED, TOLANI PROJECTS PVT LTD
1266.00 | Type EQUAL TEE Ends/ Rating Butt Welded / Not Required Standard ASME B 16.9 Material ASTM A 234 Gr. WPB (CHARPY) OD1 114.3 mm Wall thickness (mm)/ Schedule 1 XS OD2 114.3 mm Wall thickness (mm)/ Schedule 2 XS | 2.00 | nos |  | 2762.50 | 5525.00 | 2500.00 | 5000.00 | 2657.00 | 5314.00 | 2500.00 | 5000.00 | Not Quoted | Not Quoted | 4085.00 | 8170.00 | 4272.00 | 8544.00 | 1550.00 | 3100.00 | 4021.14 | 8042.28 | 3100.00 | AMPSEPC PVT LTD
1267.00 | Type ELBOW 90 DEG Ends/ Rating Socket Welded / 3000# Standard ASME B 16.11 Material ASTM A 182 GR.F304 OD1 33.4 mm Wall thickness (mm)/ Schedule 1 1.65 OD2 33.4 mm Wall thickness (mm)/ Schedule 2 1.65 | 8.00 | nos |  | 828.75 | 6630.00 | 750.00 | 6000.00 | 815.00 | 6520.00 | 750.00 | 6000.00 | Not Quoted | Not Quoted | 1045.00 | 8360.00 | 300.00 | 2400.00 | 950.00 | 7600.00 | 344.67 | 2757.36 | 2400.00 | Ace Pipeline Contracts Pvt Ltd
1268.00 | Type ELBOW 90 DEG Ends/ Rating Butt Welded / Not Required Standard ASME B 16.9 Material ASTM A 420 GR.WPL6 OD1 323.9 mm Wall thickness (mm)/ Schedule 1 15.88 OD2 323.9 mm Wall thickness (mm)/ Schedule 2 15.88 | 6.00 | nos |  | 23757.50 | 142545.00 | 21500.00 | 129000.00 | 23176.00 | 139056.00 | 21500.00 | 129000.00 | Not Quoted | Not Quoted | 13300.00 | 79800.00 | 21420.00 | 128520.00 | 2450.00 | 14700.00 | 12063.42 | 72380.52 | 14700.00 | AMPSEPC PVT LTD
1269.00 | Type HALF COUPLING Ends/ Rating Socket Welded / 3000# Standard ASME B 16.11 Material ASTM A 182 GR.F304 OD1 26.7 mm Wall thickness (mm)/ Schedule 1 1.65 OD2 26.7 mm Wall thickness (mm)/ Schedule 2 1.65 | 2.00 | nos |  | 552.50 | 1105.00 | 500.00 | 1000.00 | 543.00 | 1086.00 | 500.00 | 1000.00 | Not Quoted | Not Quoted | 427.50 | 855.00 | 378.00 | 756.00 | 850.00 | 1700.00 | 344.67 | 689.34 | 689.34 | KEC Spur Infrastructure Pvt. Ltd.
1270.00 | Type HALF COUPLING Ends/ Rating Socket Welded / 3000# Standard ASME B 16.11 Material ASTM A 182 GR.F304 OD1 33.4 mm Wall thickness (mm)/ Schedule 1 1.65 OD2 33.4 mm Wall thickness (mm)/ Schedule 2 1.65 | 1.00 | nos |  | 1215.50 | 1215.50 | 1100.00 | 1100.00 | 1174.00 | 1174.00 | 1100.00 | 1100.00 | Not Quoted | Not Quoted | 513.00 | 513.00 | 504.00 | 504.00 | 950.00 | 950.00 | 344.67 | 344.67 | 344.67 | KEC Spur Infrastructure Pvt. Ltd.
1271.00 | Type CAP Ends/ Rating Butt Welded / Not Required Standard ASME B 16.9 Material ASTM A 420 GR.WPL6 OD1 114.3 mm Wall thickness (mm)/ Schedule 1 XS OD2 114.3 mm Wall thickness (mm)/ Schedule 2 XS | 1.00 | nos |  | 1381.25 | 1381.25 | 1250.00 | 1250.00 | 1340.00 | 1340.00 | 1250.00 | 1250.00 | Not Quoted | Not Quoted | 684.00 | 684.00 | 1260.00 | 1260.00 | 1550.00 | 1550.00 | 5744.49 | 5744.49 | 684.00 | M/s. Megha Engineering and Infrastructures Ltd
1272.00 | Type UNEQUAL TEE Ends/ Rating Butt Welded / Not Required Standard ASME B 16.9 Material ASTM A 420 GR.WPL6 OD1 323.9 mm Wall thickness (mm)/ Schedule 1 15.88 OD2 168.3 mm Wall thickness (mm)/ Schedule 2 XS | 1.00 | nos |  | 10497.50 | 10497.50 | 9500.00 | 9500.00 | 10232.00 | 10232.00 | 9500.00 | 9500.00 | Not Quoted | Not Quoted | 10925.00 | 10925.00 | 21420.00 | 21420.00 | 2450.00 | 2450.00 | 2527.57 | 2527.57 | 2450.00 | AMPSEPC PVT LTD
1273.00 | Type EQUAL TEE Ends/ Rating Butt Welded / Not Required Standard ASME B 16.11 Material ASTM A 234 Gr. WPB (CHARPY) OD1 60.3 mm Wall thickness (mm)/ Schedule 1 XS OD2 60.3 mm Wall thickness (mm)/ Schedule 2 XS | 2.00 | nos |  | 828.75 | 1657.50 | 750.00 | 1500.00 | 825.00 | 1650.00 | 750.00 | 1500.00 | Not Quoted | Not Quoted | 11400.00 | 22800.00 | 2880.00 | 5760.00 | 1550.00 | 3100.00 | 1378.68 | 2757.36 | 1500.00 | JSIW INFRASTRUCTURE PRIVATE LIMITED, TOLANI PROJECTS PVT LTD
1274.00 | Type ELBOW 45 DEG Ends/ Rating Butt Welded / Not Required Standard ASME B 16.9 Material ASTM A 420 GR.WPL6 OD1 323.9 mm Wall thickness (mm)/ Schedule 1 15.88 OD2 323.9 mm Wall thickness (mm)/ Schedule 2 15.88 | 6.00 | nos |  | 18232.50 | 109395.00 | 16500.00 | 99000.00 | 17630.00 | 105780.00 | 16500.00 | 99000.00 | Not Quoted | Not Quoted | 9975.00 | 59850.00 | 20160.00 | 120960.00 | 2650.00 | 15900.00 | 16084.56 | 96507.36 | 15900.00 | AMPSEPC PVT LTD
1275.00 | Type ELBOW 45 DEG Ends/ Rating Butt Welded / Not Required Standard MSS SP75 Material MSS SP-75 GR.WPHY-52 OD1 323.9 mm Wall thickness (mm)/ Schedule 1 11.13 OD2 323.9 mm Wall thickness (mm)/ Schedule 2 11.13 | 2.00 | nos |  | 18232.50 | 36465.00 | 16500.00 | 33000.00 | 17770.00 | 35540.00 | 16500.00 | 33000.00 | Not Quoted | Not Quoted | 9025.00 | 18050.00 | 16200.00 | 32400.00 | 2650.00 | 5300.00 | 16084.56 | 32169.12 | 5300.00 | AMPSEPC PVT LTD
1276.00 | ELBOW 45 DEG Ends/ Rating Butt Welded Standard ASME B 16.9 Material ASTM A 403 GR.WP304-S OD1 114.3 mm Wall thickness (mm)/ Schedule 1 40S OD2 114.3 mm Wall thickness (mm)/ Schedule 2 40S | 6.00 | nos |  | 4972.50 | 29835.00 | 4500.00 | 27000.00 | 4778.00 | 28668.00 | 4500.00 | 27000.00 | Not Quoted | Not Quoted | 5510.00 | 33060.00 | 816.00 | 4896.00 | 1750.00 | 10500.00 | 2872.24 | 17233.44 | 4896.00 | Ace Pipeline Contracts Pvt Ltd
1277.00 | EQUAL TEE Ends/ Rating Butt Welded Standard ASME B 16.9 Material ASTM A 403 GR.WP304-S (OD1 114.3 mm Wall thickness (mm)/ Schedule 1 40S OD2 114.3 mm Wall thickness (mm)/ Schedule 2 40S | 1.00 | nos |  | 9392.50 | 9392.50 | 8500.00 | 8500.00 | 9112.00 | 9112.00 | 8500.00 | 8500.00 | Not Quoted | Not Quoted | 4370.00 | 4370.00 | 4410.00 | 4410.00 | 1950.00 | 1950.00 | 4021.14 | 4021.14 | 1950.00 | AMPSEPC PVT LTD
1278.00 | EQUAL TEE Ends/ Rating Butt Welded Standard ASME B 16.9 Material ASTM A 403 GR.WP304-S (OD1 168.3 mm Wall thickness (mm)/ Schedule 1 80S OD2 168.3 mm Wall thickness (mm)/ Schedule 2 80S | 1.00 | nos |  | 42542.50 | 42542.50 | 38500.00 | 38500.00 | 41618.00 | 41618.00 | 38500.00 | 38500.00 | Not Quoted | Not Quoted | 6650.00 | 6650.00 | 5292.00 | 5292.00 | 2250.00 | 2250.00 | 3211.17 | 3211.17 | 2250.00 | AMPSEPC PVT LTD
1279.00 | SUPPLY OF VALVES
1280.00 | Supply, procurement and transportation to worksite(s)/workshop(s) including loading, unloading and handling for Valves to be supplied by Contractor as per the requirement of PMS, data-sheets, scope of work, specifications and applicable addendum (if any), standards, instructions of Owner/ Engineer-in-Charge and other provisions of Contract. Supply of valves (including commissioning spares (as applicable)) as per EIL Specification No. 6-71-0014 (Specification for Ball Valves), 6-71-0016 (Specification for Plug Valves), 6-71-0017 (Specification for Check Valves), 6-44-0052 (Technical notes for valves) & their addendum (if any), Job Specifications, Datasheets, VMS, PMS & any other information forming the tender document, as per the following details
1281.00 | Type Ball Valve Ends Socket Welded Standard BS EN 17292 Rating 800# Operation Manual Installation Above Ground Size 26.7 mm Datasheet No. C007-000-83-44-DS-0050 | 15.00 | nos |  | 6800.00 | 102000.00 | 8355.33 | 125329.95 | 7245.00 | 108675.00 | 6605.00 | 99075.00 | Not Quoted | Not Quoted | 9690.00 | 145350.00 | 7800.00 | 117000.00 | 5850.00 | 87750.00 | 8042.28 | 120634.20 | 87750.00 | AMPSEPC PVT LTD
1282.00 | Type Gate Valve Ends Socket Welded Standard BS EN 15761 Rating 600# Operation Manual Installation Above Ground Size 26.7 mm Datasheet No. C007-000-83-44-DS-0063 | 12.00 | nos |  | 5950.00 | 71400.00 | 7641.87 | 91702.44 | 6449.00 | 77388.00 | 6041.00 | 72492.00 | Not Quoted | Not Quoted | 8835.00 | 106020.00 | 7440.00 | 89280.00 | 6250.00 | 75000.00 | 5744.49 | 68933.88 | 68933.88 | KEC Spur Infrastructure Pvt. Ltd.
1283.00 | Type Ball Valve Ends Socket Welded Standard BS EN 15761 Rating 800# Operation Manual Installation Above Ground Size 33.4 mm Datasheet No. C007-000-83-44-DS-0055 | 8.00 | nos |  | 17425.00 | 139400.00 | 35154.35 | 281234.80 | 29519.00 | 236152.00 | 27790.00 | 222320.00 | Not Quoted | Not Quoted | 10925.00 | 87400.00 | 9000.00 | 72000.00 | 6450.00 | 51600.00 | 11488.97 | 91911.76 | 51600.00 | AMPSEPC PVT LTD
1284.00 | Type Globe Valve Ends Socket Welded Standard API 602 Rating 800# Operation Manual Installation Above Ground Size 21.3 mm Datasheet No. C007-000-83-44-DS-0062 | 13.00 | nos |  | 17425.00 | 226525.00 | 27850.24 | 362053.12 | 23438.00 | 304694.00 | 22016.00 | 286208.00 | Not Quoted | Not Quoted | 7505.00 | 97565.00 | 7200.00 | 93600.00 | 5950.00 | 77350.00 | 25275.74 | 328584.62 | 77350.00 | AMPSEPC PVT LTD
1285.00 | SUPPLY OF GASKETS
1286.00 | Supply, procurement and transportation to worksite(s)/workshop(s) including loading, unloading and handling for Gaskets to be supplied by Contractor as per the requirement of PMS, data-sheets, scope of work, specifications and applicable addendum (if any), standards, instructions of Owner/ Engineer-in-Charge and other provisions of Contract. Supply of Gaskets as per EIL Specification no. 6-44-0056 (Technical Notes for Gaskets), PMS & any other information forming part of the tender document, as per the following details:
1287.00 | Type Spiral Wound Standard ASME B 16.5 & ASME B 16.20 Material Spiral Wound SS 316 + GRAFIL + Internal Ring Size 168.3 mm Rating 600# | 7.00 | nos |  | 534.82 | 3743.74 | 589.84 | 4128.88 | 277.00 | 1939.00 | 260.00 | 1820.00 | Not Quoted | Not Quoted | 522.50 | 3657.50 | 576.00 | 4032.00 | 225.00 | 1575.00 | 82.72 | 579.04 | 579.04 | KEC Spur Infrastructure Pvt. Ltd.
1288.00 | Type Spiral Wound Standard ASME B 16.5 & ASME B 16.20 Material Spiral Wound SS 316 + GRAFIL + Internal Ring Size 60.3 mm Rating 600# | 20.00 | nos |  | 103.87 | 2077.40 | 113.74 | 2274.80 | 117.00 | 2340.00 | 106.00 | 2120.00 | Not Quoted | Not Quoted | 228.00 | 4560.00 | 140.00 | 2800.00 | 750.00 | 15000.00 | 320.54 | 6410.80 | 2077.40 | Advance Infrastrurctures Pvt Ltd
1289.00 | Type Spiral Wound Standard ASME B 16.5 & ASME B 16.20 Material Spiral Wound SS 316 + GRAFIL Size 168.3 mm Rating 600# | 60.00 | nos |  | 375.70 | 22542.00 | 589.84 | 35390.40 | 468.00 | 28080.00 | 436.00 | 26160.00 | Not Quoted | Not Quoted | 674.50 | 40470.00 | 576.00 | 34560.00 | 185.00 | 11100.00 | 41.36 | 2481.60 | 2481.60 | KEC Spur Infrastructure Pvt. Ltd.
1290.00 | Type Octagonal Standard ASME B 16.5 & ASME B 16.20 Material Spiral Wound SS 316 + GRAFIL + Internal Ring Size 114.3 mm Rating 600# | 15.00 | nos |  | 235.37 | 3530.55 | 301.53 | 4522.95 | 274.00 | 4110.00 | 260.00 | 3900.00 | Not Quoted | Not Quoted | 570.00 | 8550.00 | 364.00 | 5460.00 | 295.00 | 4425.00 | 155.10 | 2326.50 | 2326.50 | KEC Spur Infrastructure Pvt. Ltd.
1291.00 | Type Spiral Wound Standard ASME B 16.5 & ASME B 16.20 Material Spiral Wound SS 316 + GRAFIL + Internal Ring Size 323.9 mm Rating 600# | 2.00 | nos |  | 877.37 | 1754.74 | 991.88 | 1983.76 | 990.00 | 1980.00 | 921.00 | 1842.00 | Not Quoted | Not Quoted | 1520.00 | 3040.00 | 120.00 | 240.00 | 425.00 | 850.00 | 93.06 | 186.12 | 186.12 | KEC Spur Infrastructure Pvt. Ltd.
1292.00 | Type Spiral Wound Standard ASME B 16.5 & ASME B 16.20 Material Spiral Wound SS 316 + GRAFIL + Internal Ring Size 355.6 mm Rating 600# | 4.00 | nos |  | 1185.75 | 4743.00 | 1506.33 | 6025.32 | 1222.00 | 4888.00 | 1113.00 | 4452.00 | Not Quoted | Not Quoted | 1881.00 | 7524.00 | 2005.00 | 8020.00 | 510.00 | 2040.00 | 217.14 | 868.56 | 868.56 | KEC Spur Infrastructure Pvt. Ltd.
1293.00 | Type Spiral Wound gasket, Standard ASME B 16.5 & ASME B 16.20 ,Material Spiral Wound SS 316 + GRAFIL + I/0 Ring ,Size 33.4 mm Rating 300# | 2.00 | nos |  | 115.52 | 231.04 | 52.90 | 105.80 | 97.00 | 194.00 | 89.00 | 178.00 | Not Quoted | Not Quoted | 175.75 | 351.50 | 132.00 | 264.00 | 555.00 | 1110.00 | 368.80 | 737.60 | 105.80 | JSIW INFRASTRUCTURE PRIVATE LIMITED
1294.00 | Type Spiral Wound gasket, Standard ASME B 16.5 & ASME B 16.20 ,Material Spiral Wound SS 316 + GRAFIL + I/0 Ring ,Size 114.3 mm Rating 600# | 2.00 | nos |  | 242.25 | 484.50 | 301.53 | 603.06 | 489.00 | 978.00 | 464.00 | 928.00 | Not Quoted | Not Quoted | 522.50 | 1045.00 | 364.00 | 728.00 | 825.00 | 1650.00 | 806.53 | 1613.06 | 484.50 | Advance Infrastrurctures Pvt Ltd
1295.00 | Type Spiral Wound gasket, Standard ASME B 16.5 & ASME B 16.20 ,Material Spiral Wound SS 316 + GRAFIL + I/0 Ring ,Size 168.3 mm Rating 600# | 4.00 | nos |  | 565.25 | 2261.00 | 589.84 | 2359.36 | 841.00 | 3364.00 | 771.00 | 3084.00 | Not Quoted | Not Quoted | 570.00 | 2280.00 | 576.00 | 2304.00 | 355.00 | 1420.00 | 279.18 | 1116.72 | 1116.72 | KEC Spur Infrastructure Pvt. Ltd.
1296.00 | Type Spiral Wound gasket, Standard ASME B 16.5 & ASME B 16.20 ,Material Spiral Wound SS 316 + GRAFIL + I/0 Ring ,Size 168.3 mm Rating 300# | 4.00 | nos |  | 534.91 | 2139.64 | 423.20 | 1692.80 | 672.00 | 2688.00 | 620.00 | 2480.00 | Not Quoted | Not Quoted | 522.50 | 2090.00 | 576.00 | 2304.00 | 425.00 | 1700.00 | 279.18 | 1116.72 | 1116.72 | KEC Spur Infrastructure Pvt. Ltd.
1297.00 | SUPPLY OF FASTENERS
1298.00 | Supply, procurement and transportation to worksite(s)/workshop(s) including loading, unloading and handling for Fasteners to be supplied by Contractor as per the requirement of PMS, data-sheets, scope of work, specifications and applicable addendum (if any), standards, instructions of Owner/ Engineer-in-Charge and other provisions of Contract. Supply of Fasteners as per EIL Specification no. 6-44-0057 (Technical Notes for Fasteners), ASME B 18.2, PMS & any other information forming part of the tender document, as per the following details:
1299.00 | Bolt Stud with 2 Nuts Bolt/ Jack Screw Material ASTM A194 Gr.8 Nut Material A320 GR.B8CL.2 Coating Xylan Bolt Diameter 0.625 Inch Bolt Length 3.00 Inch | 8.00 | nos |  | 49.73 | 397.84 | 243.18 | 1945.44 | 261.00 | 2088.00 | 244.00 | 1952.00 | Not Quoted | Not Quoted | 118.75 | 950.00 | 54.00 | 432.00 | 245.00 | 1960.00 | 403.26 | 3226.08 | 397.84 | Advance Infrastrurctures Pvt Ltd
1300.00 | Type Bolt Stud with 3 Nuts Bolt/ Jack Screw Material A193 Gr. B7M Nut Material A194 Gr. 2HM, NACE Coating Xylan Bolt Diameter 1.000 Inch Bolt Length 7.00 Inch | 60.00 | nos |  | 187.85 | 11271.00 | 502.65 | 30159.00 | 489.00 | 29340.00 | 448.00 | 26880.00 | Not Quoted | Not Quoted | 156.75 | 9405.00 | 367.00 | 22020.00 | 525.00 | 31500.00 | 350.41 | 21024.60 | 9405.00 | M/s. Megha Engineering and Infrastructures Ltd
1301.00 | Type Bolt Stud with 3 Nuts Bolt/ Jack Screw Material ASTM A 320 Gr.L7 Nut Material ASTM A 307 Gr. B Coating Xylan Bolt Diameter 1.000 Inch Bolt Length 6.75 Inch | 36.00 | nos |  | 316.03 | 11377.08 | 488.87 | 17599.32 | 529.00 | 19044.00 | 495.00 | 17820.00 | Not Quoted | Not Quoted | 147.25 | 5301.00 | 367.00 | 13212.00 | 725.00 | 26100.00 | 198.76 | 7155.36 | 5301.00 | M/s. Megha Engineering and Infrastructures Ltd
1302.00 | Type Bolt Stud with 3 Nuts Bolt/ Jack Screw Material A193 Gr. B7M Nut Material A194 Gr. 2HM, NACE Coating Xylan Bolt Diameter 1.000 Inch Bolt Length 6.75 Inch | 336.00 | nos |  | 335.75 | 112812.00 | 488.87 | 164260.32 | 479.00 | 160944.00 | 441.00 | 148176.00 | Not Quoted | Not Quoted | 137.75 | 46284.00 | 367.00 | 123312.00 | 575.00 | 193200.00 | 227.48 | 76433.28 | 46284.00 | M/s. Megha Engineering and Infrastructures Ltd
1303.00 | Type Bolt Stud with 2 Nuts Bolt/ Jack Screw Material ASTM A194 Gr.4 Nut Material ASTM A 320 Gr.L7 Coating Xylan Bolt Diameter 0.875 Inch Bolt Length 5.75 Inch | 56.00 | nos |  | 163.54 | 9158.24 | 294.57 | 16495.92 | 292.00 | 16352.00 | 275.00 | 15400.00 | Not Quoted | Not Quoted | 128.25 | 7182.00 | 190.00 | 10640.00 | 490.00 | 27440.00 | 149.36 | 8364.16 | 7182.00 | M/s. Megha Engineering and Infrastructures Ltd
1304.00 | Type Bolt Stud with 2 Nuts Bolt/ Jack Screw Material ASTM A194 Gr.2H Nut Material ASTM A 320 Gr.L7 Coating Xylan Bolt Diameter 0.875 Inch Bolt Length 6.50 Inch | 32.00 | nos |  | 187.85 | 6011.20 | 310.87 | 9947.84 | 318.00 | 10176.00 | 293.00 | 9376.00 | Not Quoted | Not Quoted | 137.75 | 4408.00 | 218.00 | 6976.00 | 425.00 | 13600.00 | 158.55 | 5073.60 | 4408.00 | M/s. Megha Engineering and Infrastructures Ltd
1305.00 | Type Bolt Stud with 2 Nuts Bolt/ Jack Screw Material ASTM A194 Gr.4 Nut Material ASTM A 320 Gr.L7 Coating Xylan Bolt Diameter 0.625 Inch Bolt Length 4.25 Inch | 128.00 | nos |  | 590.75 | 75616.00 | 117.83 | 15082.24 | 254.00 | 32512.00 | 238.00 | 30464.00 | Not Quoted | Not Quoted | 125.40 | 16051.20 | 82.00 | 10496.00 | 435.00 | 55680.00 | 56.30 | 7206.40 | 7206.40 | KEC Spur Infrastructure Pvt. Ltd.
1306.00 | Type Bolt Stud with 2 Nuts Bolt/ Jack Screw Material ASTM A194 Gr.4 Nut Material ASTM A 320 Gr.L7 Coating Xylan Bolt Diameter 0.625 Inch Bolt Length 4.75 Inch | 16.00 | nos |  | 420.75 | 6732.00 | 122.84 | 1965.44 | 270.00 | 4320.00 | 250.00 | 4000.00 | Not Quoted | Not Quoted | 131.10 | 2097.60 | 82.00 | 1312.00 | 455.00 | 7280.00 | 59.74 | 955.84 | 955.84 | KEC Spur Infrastructure Pvt. Ltd.
1307.00 | Type Bolt Stud with 3 Nuts Bolt/ Jack Screw Material ASTM A194 Gr.4 Nut Material ASTM A 320 Gr.L7 Coating Xylan Bolt Diameter 1.000 Inch Bolt Length 7.75 Inch | 84.00 | nos |  | 508.30 | 42697.20 | 561.57 | 47171.88 | 573.00 | 48132.00 | 527.00 | 44268.00 | Not Quoted | Not Quoted | 178.60 | 15002.40 | 478.00 | 40152.00 | 595.00 | 49980.00 | 217.14 | 18239.76 | 15002.40 | M/s. Megha Engineering and Infrastructures Ltd
1308.00 | Type Bolt Stud with 3 Nuts Bolt/ Jack Screw Material ASTM A194 Gr.4 Nut Material ASTM A 320 Gr.L7 Coating Xylan Bolt Diameter 1.250 Inch Bolt Length 11.75 Inch | 20.00 | nos |  | 582.25 | 11645.00 | 1307.40 | 26148.00 | 1230.00 | 24600.00 | 1147.00 | 22940.00 | Not Quoted | Not Quoted | 194.75 | 3895.00 | 1010.00 | 20200.00 | 925.00 | 18500.00 | 583.64 | 11672.80 | 3895.00 | M/s. Megha Engineering and Infrastructures Ltd
1309.00 | Type Bolt Stud with 3 Nuts Bolt/ Jack Screw Material ASTM A194 Gr.4 Nut Material ASTM A 320 Gr.L7 Coating Xylan Bolt Diameter 1.375 Inch Bolt Length 10.75 Inch | 40.00 | nos |  | 499.80 | 19992.00 | 1406.43 | 56257.20 | 1479.00 | 59160.00 | 1358.00 | 54320.00 | Not Quoted | Not Quoted | 209.00 | 8360.00 | 918.00 | 36720.00 | 950.00 | 38000.00 | 682.44 | 27297.60 | 8360.00 | M/s. Megha Engineering and Infrastructures Ltd
1310.00 | Type Bolt Stud with 3 Nuts Bolt/ Jack Screw Material ASTM A194 Gr.4 Nut Material ASTM A 320 Gr.L7 Coating Xylan Bolt Diameter 1.375 Inch Bolt Length 12.75 Inch | 20.00 | nos |  | 724.20 | 14484.00 | 1606.99 | 32139.80 | 1573.00 | 31460.00 | 1484.00 | 29680.00 | Not Quoted | Not Quoted | 237.50 | 4750.00 | 1020.00 | 20400.00 | 925.00 | 18500.00 | 762.87 | 15257.40 | 4750.00 | M/s. Megha Engineering and Infrastructures Ltd
1311.00 | Bolt Stud with 2 Nuts Bolt/ Jack Screw Material ASTM A194 Gr.8 Nut Material A320 GR.B8CL.2 Coating Xylan Bolt Diameter 0.75 Inch Bolt Length 5.00 Inch | 48.00 | nos |  | 423.30 | 20318.40 | 453.77 | 21780.96 | 426.00 | 20448.00 | 400.00 | 19200.00 | Not Quoted | Not Quoted | 123.50 | 5928.00 | 190.00 | 9120.00 | 675.00 | 32400.00 | 931.76 | 44724.48 | 5928.00 | M/s. Megha Engineering and Infrastructures Ltd
1312.00 | Bolt Stud with 2 Nuts Bolt/ Jack Screw Material ASTM A194 Gr.8 Nut Material A320 GR.B8CL.2 Coating Xylan Bolt Diameter 0.875 Inch Bolt Length 5.75 Inch | 16.00 | nos |  | 506.60 | 8105.60 | 521.46 | 8343.36 | 967.00 | 15472.00 | 920.00 | 14720.00 | Not Quoted | Not Quoted | 128.25 | 2052.00 | 190.00 | 3040.00 | 675.00 | 10800.00 | 1287.91 | 20606.56 | 2052.00 | M/s. Megha Engineering and Infrastructures Ltd
1313.00 | Bolt Stud with 3 Nuts Bolt/ Jack Screw Material ASTM A194 Gr.8 Nut Material A320 GR.B8CL.2 Coating Xylan Bolt Diameter 1.0 Inch Bolt Length 7.75 Inch | 48.00 | nos |  | 735.25 | 35292.00 | 1273.56 | 61130.88 | 1296.00 | 62208.00 | 1223.00 | 58704.00 | Not Quoted | Not Quoted | 175.75 | 8436.00 | 478.00 | 22944.00 | 925.00 | 44400.00 | 1862.36 | 89393.28 | 8436.00 | M/s. Megha Engineering and Infrastructures Ltd
1314.00 | HYDRAULIC BOLT TENSIONING
1315.00 | Carrying out tensioning of bolted joints on all types of piping as per specification (EIL Specification no. 6-76-0002 or any other job specification, as included in tender document) including supply of all materials, recording devices, instruments etc.; providing all specialized equipment, skilled/ unskilled man power, specialist, supervisory staff and completing the work in all respects as per scope of work, specifications, provisions of Contract document and instructions of engineer-in-charge for following details
1316.00 | Joint Size 323.9 mm Rating 600# | 10.00 | nos |  | 4250.00 | 42500.00 | 2760.00 | 27600.00 | 5056.00 | 50560.00 | 4000.00 | 40000.00 | Not Quoted | Not Quoted | 1216.00 | 12160.00 | 15600.00 | 156000.00 | 2250.00 | 22500.00 | 7467.83 | 74678.30 | 12160.00 | M/s. Megha Engineering and Infrastructures Ltd
1317.00 | Joint Size 355.6 mm Rating 600# | 10.00 | nos |  | 4250.00 | 42500.00 | 3220.00 | 32200.00 | 5465.00 | 54650.00 | 4500.00 | 45000.00 | Not Quoted | Not Quoted | 1482.00 | 14820.00 | 16800.00 | 168000.00 | 2750.00 | 27500.00 | 804.23 | 8042.30 | 8042.30 | KEC Spur Infrastructure Pvt. Ltd.
1318.00 | SUPPLY & INSTALLATION OF PIPE SLEEVE FOR PIPING UNDER ROAD/ DYKES
1319.00 | Supply & Installation of pipe sleeve by open cut for road/ dyke crossings wherever required in all type of soils inside the terminal/ stations as per standard no. 7-44-0404. Sleeve thickness & size shall be as per standard no. 7-44-0404.
1320.00 | Pipe OD 508 mm | 20.00 | m |  | 7650.00 | 153000.00 | 26697.25 | 533945.00 | 44485.00 | 889700.00 | 35000.00 | 700000.00 | Not Quoted | Not Quoted | 1824.00 | 36480.00 | 9000.00 | 180000.00 | 4500.00 | 90000.00 | 7467.83 | 149356.60 | 36480.00 | M/s. Megha Engineering and Infrastructures Ltd
1321.00 | TRANSPORTATION OF SURPLUS ITEMS TO OWNER'S DESIGNATED STORAGE YARD/ DUMPSITE (AFTER COMPLETION OF INSTALLATION WORKS)
1322.00 | Loading, transportation including all works necessary for transportation, loading, unloading, handling, stacking etc. of all surplus piping/ pipeline material from Contractor’s storage yard/ worksite/ temporary storage facility including arrangement of all handling equipment such as trailers, trucks, cranes etc, carrying out inspection of surplus material & recording of pipe & coating defects & any other defects in the surplus material at the time of handing over in the presence of Company's representative at Owner designated storage yard/ dump site & as per the Scope of work, other provisions of the Contract and instructions of Engineer-in-Charge.
1323.00 | Approximate Distance of transport 400 km | 10.00 | MT |  | 21250.00 | 212500.00 | 23000.00 | 230000.00 | 44380.00 | 443800.00 | 35000.00 | 350000.00 | Not Quoted | Not Quoted | 80750.00 | 807500.00 | 6480.00 | 64800.00 | 12500.00 | 125000.00 | 2441.41 | 24414.10 | 24414.10 | KEC Spur Infrastructure Pvt. Ltd.
1324.00 | POSITIVE MATERIAL IDENTIFICATION
1325.00 | Mobilization and demobilization of Alloy Analyzers with necessary accessories for Positive Material Identification (PMI) at site/ field, carrying out PMI of base metal, weld ments and deposited weld metal for above ground Stainless Steel (SS) Piping at all elevations as per the requirement of scope of work, Standard Specification no. 6-82-0002, instructions of Owner / Engineer-in-Charge and other provisions of Contract | 2.00 | nos |  | 21250.00 | 42500.00 | 115000.00 | 230000.00 | 124690.00 | 249380.00 | 100000.00 | 200000.00 | Not Quoted | Not Quoted | 45600.00 | 91200.00 | 60000.00 | 120000.00 | 45000.00 | 90000.00 | 57444.85 | 114889.70 | 42500.00 | Advance Infrastrurctures Pvt Ltd
1326.00 | VIDEO FILM & PHOTOGRAPHY OF CONSTRUCTION ACTIVITIES
1327.00 | Preparation of high resolution video films using drones or equivalent equipment as required (for minim 1 hr.) with audio commentary and Industrial photography covering all aspects/activities of pipeline construction annotated as required, conversion of same to video DVD/ Blue Ray/ USB Drive format, submitting three (3) sets of the same as per details in scope of work document. | 2.00 | Lumpsum |  | 250000.00 | 500000.00 | 1115500.00 | 2231000.00 | 854494.00 | 1708988.00 | 676613.00 | 1353226.00 | Not Quoted | Not Quoted | 665000.00 | 1330000.00 | 960000.00 | 1920000.00 | 550000.00 | 1100000.00 | 57444.85 | 114889.70 | 114889.70 | KEC Spur Infrastructure Pvt. Ltd.
1328.00 | HDD AT ANY OTHER LOCATION (AS PER DIRECTIONS OF ENGINEER-IN-CHARGE)
1329.00 | Complete work for all type of crossings at multiple location other than listed HDDs (between the limits as established at Site) in all types of soil/ strata (including Normal Strata/ Hard Strata/ Hard Rock, as defined subsequently) including all additional drilled lengths necessitated by Contractor's design and based on site conditions, carrying out geo-technical investigation, carrying out topographical and hydrological survey and collection of data to establish the bed of the crossing (as applicable); calculation of scour depth of water body crossings (as applicable), including construction design calculation and engineering of the crossing for all types of crossings, "Receiving and taking-over", handling, loading, transportation and unloading of externally corrosion coated/ bare line pipes (as applicable) from designated place(s) of issue/ dump site(s) to Contractor's own stock-yard(s)/ work site; mobilization and de- mobilization at site(s), supply of all materials as per "Scope of Supply" all consumables, equipment, manpower, other resources, temporary acquisition of additional land as required for string preparations/ all other works, and execution of, but not limited to, the following works in accordance with specifications, drawings; preparation of all necessary construction drawings for Owner's approval, Preparation of detailed construction method statement, calculations and installation procedures, Strings preparation including welding, NDT of welds and re-beveled areas, radiography, weld repair and re-test, pre-hydro testing of completed string, corrosion coating of field joints with HDD sleeves, inspection of corrosion coating and repair of defects, installation of pipeline string by Horizontal directional drilling, Supply & Installation of 168.3mm size, 6.4 mm thk., API 5L Gr. B/ IS 3589 Fe 410 CS conduit for OFC (including 500µm of epoxy coating on CS Conduit as required) below the lowest level of the crossing including cover by separate horizontal directional drilling to the correct profile as per approved drawings and specification, Post-installation hydrotest including leaks and repair of defects and retesting, etc. for defects attributed to Contractor's faulty work, safe disposal of corrosion Inhibited water and bentonite, Supply, fabrication and construction of protective fencing as required; supply, fabrication and erection of pipeline markers; Restoration and clean-up etc., Preparation of as-built drawings and other records etc. All other works not specifically listed herein, but required as per drawings, scope of work, specifications, standards and provision of contract document, calculations, and instruction of Engineer-in- Charge, leading to successful completion of works. Notes: 1. Length of HDD shall be measured as actual curvilinear length between tie-ins at entry and exit. Length of HDD shall be kept as minimum. 2. Individual length of HDD can go up to a maximum length of 500m. 3. Rate against this item shall not exceed rates quoted against SOR item no. 01PP.9 & its sub-items
1330.00 | Scope of Work Installation of Pipeline (Line Pipe Free issue from Owner) Pipe Material Grade API 5L Gr. X-70 PSL 2 Pipe OD (mm) 355.6 Type of Soil/ Strata Hard Strata (Soft Rock/ Murrum / Weathered Rock etc.) Wall Thickness (Pipe) 8.7 mm | 700.00 | m |  | 18000.00 | 12600000.00 | 15000.00 | 10500000.00 | 26000.00 | 18200000.00 | 27000.00 | 18900000.00 | Not Quoted | Not Quoted | 27075.00 | 18952500.00 | 30240.00 | 21168000.00 | 35000.00 | 24500000.00 | 35000.00 | 24500000.00 | 10500000.00 | JSIW INFRASTRUCTURE PRIVATE LIMITED
1331.00 | Scope of Work Installation of Pipeline (Line pipe Supply defined separately in subsequent SOR) Pipe Material Grade API 5L Gr. X-70 PSL 2 Pipe OD (mm) 355.6 Type of Soil/ Strata Normal Strata (Soft Soil/ Sand/ Clay/ Silty Sand/ Silty Clay etc.) Wall Thickness (Pipe) 8.7 mm | 600.00 | m |  | 14000.00 | 8400000.00 | 9000.00 | 5400000.00 | 17000.00 | 10200000.00 | 18000.00 | 10800000.00 | Not Quoted | Not Quoted | 13775.00 | 8265000.00 | 20160.00 | 12096000.00 | 20000.00 | 12000000.00 | 16500.00 | 9900000.00 | 5400000.00 | JSIW INFRASTRUCTURE PRIVATE LIMITED
1332.00 | Total amount excluding GST for Section-3
1333.00 | GST (CGST&SGST/UTGST or IGST) in percentage (%) on Net Total Amount | 1.00 | percentage |  | 18.00 | 145303738.10 | 18.00 | 132193455.09 | 18.00 | 134206169.28 | 18.00 | 132922897.99 | Not Quoted | Not Quoted | 18.00 | 135499924.29 | 18.00 | 195113327.60 | 18.00 | 152425019.25 | 18.00 | 158677302.16 | 132193455.09 | JSIW INFRASTRUCTURE PRIVATE LIMITED
| Total in Figures |  |  |  |  | 952546727.53 |  | 866601538.91 |  | 879795998.60 |  | 871383442.39 |  |  |  | 888277281.45 |  | 1279076258.73 |  | 999230681.76 |  | 1040217869.74
Lowest Amount Quoted BY: JSIW INFRASTRUCTURE PRIVATE LIMITED(866601538.91)

## BoQ4
Government eProcurement System Created By: ALLAN TOMY Created Date/Time: 12-Jul-2025 03:54 PM Tender Title: PIPELINE LAYING AND ASSOCIATED WORKS FOR C2/C3 PIPELINE PROJECT FROM VIJAIPUR TO PATA Tender ID: 2025_GAIL_229266_1
Tender Inviting Authority: GAIL India Ltd
Name of Work: PIPELINE LAYING AND ASSOCIATED WORKS FOR C2/C3 PIPELINE PROJECT FROM VIJAIPUR TO PATA (SECTON-4)
TENDER ID- 2025_GAIL_229266_1 (Ref. No. GAIL/NOD/CP/PRJ/C2C3/LYG/24-76)
SCHEDULE OF WORK / ITEM(S)
Sl.No | Description of Work / Item(s) | No.of Qty | Units | Estimated Rate | Advance Infrastrurctures Pvt Ltd (GSTN-NA) BID ID -838351 |  | JSIW INFRASTRUCTURE PRIVATE LIMITED (GSTN-NA) BID ID -843936 |  | Om Yash Projects Limited (GSTN-NA) BID ID -839550 |  | TOLANI PROJECTS PVT LTD (GSTN-NA) BID ID -844391 |  | PRATHAM EPC PROJECTS LTD (GSTN-NA) BID ID -839201 |  | M/s. Megha Engineering and Infrastructures Ltd (GSTN-NA) BID ID -838182 |  | Ace Pipeline Contracts Pvt Ltd (GSTN-NA) BID ID -841328 |  | AMPSEPC PVT LTD (GSTN-NA) BID ID -843529 |  | KEC Spur Infrastructure Pvt. Ltd. (GSTN-NA) BID ID -844412
[5 empty] | Rate | Amount | Rate | Amount | Rate | Amount | Rate | Amount | Rate | Amount | Rate | Amount | Rate | Amount | Rate | Amount | Rate | Amount | L1 Amount | L1 Vendor
1.00 | METALLIC MATERIALS AND CORROSION
2.00 | Magnetic Cleaning and Electronic Geometry Pigging
3.00 | Mobilisation/ Demobilisation of pigging tools, tackles, consumables, accessories and personnel by Contractor at work site including but not limited to magnet pigs, electronic geometry pigs and pig tracking device, temporary launcher and receiver as per Specification and other provision of the bid document including supply of material, equipment, manpower, etc. as required for geometry inspection and magnet cleaning in accordance with the EIL Specification C007-000-06-41-EGP-0001: A) Mobilisation B) Demobilisation NOTE: Lumpsum charge is applicable for Mobilization and Demobilization charge only, and not for the entire Magnetic Cleaning and EGP charge. | 1.00 | Lumpsum |  | 500000.00 | 500000.00 | 115000.00 | 115000.00 | 75000.00 | 75000.00 | 50000.00 | 50000.00 | 500000.00 | 500000.00 | 440000.00 | 440000.00 | 240000.00 | 240000.00 | 75000.00 | 75000.00 | 290562.53 | 290562.53 | 50000.00 | TOLANI PROJECTS PVT LTD
4.00 | Magnetic Cleaning: Running of adequate no. of Magnet Pigs for pipeline including pig tracking for each segment, preparation of site report as per Specification and provisions of the bid document. | 93977.00 | metre |  | 30.00 | 2819310.00 | 17.25 | 1621103.25 | 12.00 | 1127724.00 | 10.00 | 939770.00 | 50.00 | 4698850.00 | 8.80 | 826997.60 | 17.00 | 1597609.00 | 18.00 | 1691586.00 | 5.68 | 533789.36 | 533789.36 | KEC Spur Infrastructure Pvt. Ltd.
5.00 | Electronic Geometry Pigging: Running of adequate no. of Electronic Geometry Pig (Caliper) including pig tracking for each segment, preparation of site report on pipeline, data analysis at Contractors facility as per Specification and provisions of the bid document. | 93977.00 | metre |  | 32.00 | 3007264.00 | 23.00 | 2161471.00 | 13.00 | 1221701.00 | 15.00 | 1409655.00 | 70.00 | 6578390.00 | 17.60 | 1653995.20 | 19.00 | 1785563.00 | 35.00 | 3289195.00 | 13.63 | 1280906.51 | 1221701.00 | Om Yash Projects Limited
6.00 | Defect Verification: Defect verification at a max. of 3 locations for each segment inspected including supply of all tools, tackles, instruments, personnel and their transportation, all earth work, repair of pipeline coating wherever exposed, backfilling, work complete in all respect as per direction of engineer-in-charge. NOTE: Unit EACH signifies each segment of the pipeline. | 1.00 | each |  | 100000.00 | 100000.00 | 34500.00 | 34500.00 | 15000.00 | 15000.00 | 500.00 | 500.00 | 50000.00 | 50000.00 | 88000.00 | 88000.00 | 120000.00 | 120000.00 | 75000.00 | 75000.00 | 290562.53 | 290562.53 | 500.00 | TOLANI PROJECTS PVT LTD
7.00 | Final Report: Preparation of final work report as per agreed format and submission to Client / Client's Consultant in total of 4 copies. | 1.00 | Lumpsum |  | 100000.00 | 100000.00 | 57500.00 | 57500.00 | 15000.00 | 15000.00 | 5000.00 | 5000.00 | 100000.00 | 100000.00 | 88000.00 | 88000.00 | 120000.00 | 120000.00 | 50000.00 | 50000.00 | 290562.53 | 290562.53 | 5000.00 | TOLANI PROJECTS PVT LTD
8.00 | CATHODIC PROTECTION
9.00 | Temporary Cathodic Protection System for pipeline
10.00 | Survey, Design, Detail Engineering, Supply, installation, testing and commissioning, Post commissioning surveys, interference mitigation(CDEGS Modelling/Utility Modelling) of the cathodic protection system of the pipeline. All work shall be carried out conforming to the scope of work, design basis, data sheets, specifications, standards, drawings, etc as per the provisions of GCC, SCC and specification no: C007-000-06-45-CSW-01 Rev.0 | 1.00 | Lumpsum |  | 20000000.00 | 20000000.00 | 17911698.50 | 17911698.50 | 16500000.00 | 16500000.00 | 12580000.00 | 12580000.00 | 50000000.00 | 50000000.00 | 7000000.00 | 7000000.00 | 21760200.00 | 21760200.00 | 14789250.00 | 14789250.00 | 19970549.74 | 19970549.74 | 7000000.00 | M/s. Megha Engineering and Infrastructures Ltd
11.00 | Permanent Cathodic Protection System for pipeline
12.00 | Survey, Design, Detail Engineering, Supply, installation, testing and commissioning, Post commissioning surveys, interference mitigation(CDEGS Modelling/Utility Modelling) of the cathodic protection system of the pipeline. All work shall be carried out conforming to the scope of work, design basis, data sheets, specifications, standards, drawings, etc as per the provisions of GCC, SCC and specification no: C007-000-06-45-CSW-01 Rev.0 | 1.00 | Lumpsum |  | 25000000.00 | 25000000.00 | 9533433.30 | 9533433.30 | 6500000.00 | 6500000.00 | 6500000.00 | 6500000.00 | 20000000.00 | 20000000.00 | 13200000.00 | 13200000.00 | 11000160.00 | 11000160.00 | 9062900.00 | 9062900.00 | 12238219.90 | 12238219.90 | 6500000.00 | Om Yash Projects Limited, TOLANI PROJECTS PVT LTD
13.00 | ELECTRICAL WORKS
14.00 | FIRE ALARM SYSTEM
15.00 | Supply, installation, termination, termination, connection, testing and commissioning of addressable multi sensor detectors with junction box as per data sheets, EIL standard specification no. 6-51-0076, approved drawings, specifications of this tender and directions of Engineer-incharge. | 198.00 | nos |  | 3120.00 | 617760.00 | 3000.00 | 594000.00 | 2541.00 | 503118.00 | 2657.00 | 526086.00 | 3000.00 | 594000.00 | 1848.00 | 365904.00 | 4200.00 | 831600.00 | 2950.00 | 584100.00 | 3486.75 | 690376.50 | 365904.00 | M/s. Megha Engineering and Infrastructures Ltd
16.00 | Supply, installation, termination, connection, testing and commissioning of hazardous area addressable type break glass type fire alarm boxes (Manual call point-MCP) as per data sheets, EIL standard specification no.6-51-0076, approved drawings, specifications of this tender and directions of Engineer-in-charge. | 27.00 | nos |  | 7280.00 | 196560.00 | 7000.00 | 189000.00 | 13303.00 | 359181.00 | 13851.00 | 373977.00 | 7000.00 | 189000.00 | 5720.00 | 154440.00 | 8640.00 | 233280.00 | 4400.00 | 118800.00 | 8135.75 | 219665.25 | 118800.00 | AMPSEPC PVT LTD
17.00 | Supply, installation, termination, connection, testing and commissioning of safe area addressable type break glass type fire alarm boxes (Manual call point-MCP) as per datasheets, EIL standard specification no. 6-51-0076,approved drawings, specifications of this tender and directions of Engineer-in-charge. | 81.00 | nos |  | 3640.00 | 294840.00 | 3500.00 | 283500.00 | 9335.00 | 756135.00 | 9117.00 | 738477.00 | 3500.00 | 283500.00 | 4224.00 | 342144.00 | 5760.00 | 466560.00 | 4400.00 | 356400.00 | 4067.88 | 329498.28 | 283500.00 | PRATHAM EPC PROJECTS LTD, JSIW INFRASTRUCTURE PRIVATE LIMITED
18.00 | Supply, installation, termination, connection, testing and commissioning of hooter suitable for indoor location as per data sheets, EIL standard specification no. 6-51-0076, approved drawings, specifications of this tender and directions of Engineer-in-charge. | 18.00 | nos |  | 3640.00 | 65520.00 | 3500.00 | 63000.00 | 6253.00 | 112554.00 | 6460.00 | 116280.00 | 3500.00 | 63000.00 | 5720.00 | 102960.00 | 7584.00 | 136512.00 | 1950.00 | 35100.00 | 4067.88 | 73221.84 | 35100.00 | AMPSEPC PVT LTD
19.00 | Supply, installation, termination, connection, testing and commissioning of hooter acknowledgement box suitable for indoor location as per data sheets, EIL standard specification no. 6-51-0076, approved drawings,specifications of this tender and directions of Engineerincharge. | 9.00 | nos |  | 3120.00 | 28080.00 | 3000.00 | 27000.00 | 1622.00 | 14598.00 | 1642.00 | 14778.00 | 3000.00 | 27000.00 | 7392.00 | 66528.00 | 8792.00 | 79128.00 | 1450.00 | 13050.00 | 3486.75 | 31380.75 | 13050.00 | AMPSEPC PVT LTD
20.00 | Supply, installation, termination, connection, testing and commissioning of Fault isolator modules for loops connecting break glass units/detectors as per datasheets, EIL standard specification no. 6-51-0076,approved drawings, specifications of this tender and directions of Engineer-in-charge. | 18.00 | nos |  | 3640.00 | 65520.00 | 3500.00 | 63000.00 | 4887.00 | 87966.00 | 5054.00 | 90972.00 | 3500.00 | 63000.00 | 3608.00 | 64944.00 | 5194.00 | 93492.00 | 35000.00 | 630000.00 | 4067.88 | 73221.84 | 63000.00 | PRATHAM EPC PROJECTS LTD, JSIW INFRASTRUCTURE PRIVATE LIMITED
21.00 | Supply, installation, termination, connection, testing and commissioning of Fault isolator modules for loops connecting outdoor break glass units as per data sheets,EIL standard specification no. 6-51-0076, approved drawings, specifications of this tender and directions of Engineer-in-charge. | 9.00 | nos |  | 3640.00 | 32760.00 | 3500.00 | 31500.00 | 5077.00 | 45693.00 | 5054.00 | 45486.00 | 3500.00 | 31500.00 | 5720.00 | 51480.00 | 11400.00 | 102600.00 | 2950.00 | 26550.00 | 4067.88 | 36610.92 | 26550.00 | AMPSEPC PVT LTD
22.00 | Supply, installation, termination, connection, testing and commissioning of of input/monitor relay as per data sheets, EIL standard specification no. 6-51-0076, approved drawings, Specifications of this tender and directions of Engineer-incharge. | 18.00 | nos |  | 7280.00 | 131040.00 | 7000.00 | 126000.00 | 6204.00 | 111672.00 | 6052.00 | 108936.00 | 7000.00 | 126000.00 | 3872.00 | 69696.00 | 5040.00 | 90720.00 | 15800.00 | 284400.00 | 8135.75 | 146443.50 | 69696.00 | M/s. Megha Engineering and Infrastructures Ltd
23.00 | Supply, installation, termination, connection, testing and commissioning of of output/control relay module as per data sheets, EIL standard specification no. 6-51-0076, approved drawings, Specifications of this tender and directions of Engineer-incharge. | 18.00 | nos |  | 7280.00 | 131040.00 | 7000.00 | 126000.00 | 5865.00 | 105570.00 | 6052.00 | 108936.00 | 7000.00 | 126000.00 | 3608.00 | 64944.00 | 5040.00 | 90720.00 | 18800.00 | 338400.00 | 8135.75 | 146443.50 | 64944.00 | M/s. Megha Engineering and Infrastructures Ltd
24.00 | "Supply, installation, termination, connection, testing and commissioning of Analogue addressable type Heat Detectors intrinsically safe type Ex (i) type suitable for gas group IIC, temp class T3 as per data sheets, EIL standard specification no. 6-51-0076, approved drawings, specifications of this tender and directions of Engineer-in-charge." | 36.00 | nos |  | 26000.00 | 936000.00 | 25000.00 | 900000.00 | 7132.00 | 256752.00 | 7427.00 | 267372.00 | 25000.00 | 900000.00 | 16720.00 | 601920.00 | 12360.00 | 444960.00 | 1550.00 | 55800.00 | 29056.25 | 1046025.00 | 55800.00 | AMPSEPC PVT LTD
25.00 | Supply and installation of safe area FA Junction Boxes with 16 terminals and 4 cable entries as per data sheets,EIL standard specification no. 6-51-0076, approved drawings, specifications of this tender and directions of Engineer-in-charge. | 9.00 | nos |  | 2080.00 | 18720.00 | 2000.00 | 18000.00 | 48445.00 | 436005.00 | 47888.00 | 430992.00 | 2000.00 | 18000.00 | 7128.00 | 64152.00 | 12000.00 | 108000.00 | 22500.00 | 202500.00 | 2324.50 | 20920.50 | 18000.00 | PRATHAM EPC PROJECTS LTD, JSIW INFRASTRUCTURE PRIVATE LIMITED
26.00 | Supply, installation, termination, testing, commissioning of 2 loop microprocessor based analogue Addressable data gathering fire alarm panel (DGFAP) as per data sheets, EIL standard specification no. 6-51-0076, approved drawings, including supply, laying and termination of all cables required for the same, supply of all hardware, software, cards, material, components, wiring etc as required. | 9.00 | nos |  | 416000.00 | 3744000.00 | 400000.00 | 3600000.00 | 596876.00 | 5371884.00 | 614515.00 | 5530635.00 | 400000.00 | 3600000.00 | 220000.00 | 1980000.00 | 288000.00 | 2592000.00 | 65000.00 | 585000.00 | 475963.83 | 4283674.47 | 585000.00 | AMPSEPC PVT LTD
27.00 | Supply, installation, termination, testing, commissioning of microprocessor based fire alarm repeater panel with inbuilt hooter, suitable for wall mounting as per data sheets, EIL standard specification no. 6-51-0076, approved drawings,specifications of this tender and directions of Engineerincharge. | 9.00 | nos |  | 208000.00 | 1872000.00 | 200000.00 | 1800000.00 | 295704.00 | 2661336.00 | 296715.00 | 2670435.00 | 200000.00 | 1800000.00 | 220000.00 | 1980000.00 | 228000.00 | 2052000.00 | 9500.00 | 85500.00 | 237981.91 | 2141837.19 | 85500.00 | AMPSEPC PVT LTD
28.00 | Supply, installation, termination, connection, testing and commissioning of wall mounted exit signs as per datasheets, EIL standard specification no. 6-51-0076,approved drawings, specifications of this tender and directions of Engineer-incharge. | 18.00 | nos |  | 2600.00 | 46800.00 | 2500.00 | 45000.00 | 2591.00 | 46638.00 | 2719.00 | 48942.00 | 2500.00 | 45000.00 | 3784.00 | 68112.00 | 3000.00 | 54000.00 | 1350.00 | 24300.00 | 2905.63 | 52301.34 | 24300.00 | AMPSEPC PVT LTD
29.00 | Supply, installation, termination, testing, commissioning of microprocessor based Electrical operated siren for diametrical range of 2.5 kms (roof-top type) as per data sheets, EIL standardspecification no. 6-51-0076, approved drawings,specifications of this tender and directions ofEngineerincharge. The same shall be suitable for single phase (i.e. SPN) input power supply. | 9.00 | nos |  | 20800.00 | 187200.00 | 20000.00 | 180000.00 | 45080.00 | 405720.00 | 46128.00 | 415152.00 | 20000.00 | 180000.00 | 14520.00 | 130680.00 | 164400.00 | 1479600.00 | 19500.00 | 175500.00 | 23245.00 | 209205.00 | 130680.00 | M/s. Megha Engineering and Infrastructures Ltd
30.00 | Supply, installation, termination, testing, commissioning of microprocessor based fire alarm linear heat sensing cable, suitable for cable trench area as per data sheets, EIL standard specification no. 6-51-0076, approved drawings,specifications of this tender and directions of Engineerincharge. | 1400.00 | m |  | 936.00 | 1310400.00 | 900.00 | 1260000.00 | 219.00 | 306600.00 | 225.00 | 315000.00 | 900.00 | 1260000.00 | 528.00 | 739200.00 | 1320.00 | 1848000.00 | 495.00 | 693000.00 | 1046.03 | 1464442.00 | 306600.00 | Om Yash Projects Limited
31.00 | MISC. ITEMS
32.00 | "Type -PDB1:- Design, preparation of documents and drawings, Supply, installation, testing & commissioning of 415V/240V, 300A, 50kA(1 sec.), 50Hz fixed type compartmentalized free stand alone switchboard with 2 incomers, 1 bus coupler with normal & emergency buses and associated feeders as per clause 7.0-c (Table-3) of C007-000-16-50-SP-0001, EIL Specification 6-51-0012, having TPN & SPN bus including Auto-healthy phase selector, Static Voltage Regulator of adequate rating as per data sheets, Single line diagrams attached with the tender, including transportation from store/yard to site at the place of installation, proper storage, assembly of sections, installation on concrete trenches/foundation, mounting & wiring of loose accessories supplied by equipment vendor etc., aligning, leveling, testing, calibration of meters and all other accessories including all labour & materials, as per approved drawings, specification of this tender & directions of Engineer-in-Charge." | 4.00 | nos |  | 900000.00 | 3600000.00 | 832500.00 | 3330000.00 | 585664.00 | 2342656.00 | 679875.00 | 2719500.00 | 3034880.00 | 12139520.00 | 1056000.00 | 4224000.00 | 1274400.00 | 5097600.00 | 580000.00 | 2320000.00 | 1660816.28 | 6643265.12 | 2320000.00 | AMPSEPC PVT LTD
33.00 | "Type -PDB2:- Design, preparation of documents and drawings, Supply, installation, testing & commissioning of 415V/240V, 300A, 25kA(1 sec.), 50Hz fixed type compartmentalized free stand alone switchboard with 1 incomer and associated feeders as per clause 7.0-c (Table-4) of C007-000-16-50-SP-0001, EIL Specification 6-51-0012, having TPN & SPN bus including Auto-healthy phase selector, Static Voltage Regulator of adequate rating as per data sheets, Single line diagrams attached with the tender, including transportation from store/yard to site at the place of installation, proper storage, assembly of sections, installation on concrete trenches/foundation, mounting & wiring of loose accessories supplied by equipment vendor etc., aligning, leveling, testing, calibration of meters and all other accessories including all labour & materials, as per approved drawings, specification of this tender & directions of Engineer-in-Charge." | 4.00 | nos |  | 800000.00 | 3200000.00 | 832500.00 | 3330000.00 | 646062.00 | 2584248.00 | 679875.00 | 2719500.00 | 2658950.00 | 10635800.00 | 792000.00 | 3168000.00 | 825600.00 | 3302400.00 | 580000.00 | 2320000.00 | 1454128.99 | 5816515.96 | 2320000.00 | AMPSEPC PVT LTD
34.00 | "Type -PDB4:- Design, preparation of documents and drawings, Supply, installation, testing & commissioning of 415V/240V, 300A, 50kA(1 sec.), 50Hz fixed type compartmentalized free stand alone switchboard with 2 incomers, 1 bus coupler with normal & emergency buses and associated feeders as per clause 7.0-c (Table-6) of C007-000-16-50-SP-0001, EIL Specification 6-51-0012, having TPN & SPN bus including Auto-healthy phase selector, Static Voltage Regulator of adequate rating as per data sheets, Single line diagrams attached with the tender, including transportation from store/yard to site at the place of installation, proper storage, assembly of sections, installation on concrete trenches/foundation, mounting & wiring of loose accessories supplied by equipment vendor etc., aligning, leveling, testing, calibration of meters and all other accessories including all labour & materials, as per approved drawings, specification of this tender & directions of Engineer-in-Charge." | 1.00 | nos |  | 750000.00 | 750000.00 | 832500.00 | 832500.00 | 712827.00 | 712827.00 | 679875.00 | 679875.00 | 3552415.00 | 3552415.00 | 960000.00 | 960000.00 | 1274400.00 | 1274400.00 | 580000.00 | 580000.00 | 2129938.12 | 2129938.12 | 580000.00 | AMPSEPC PVT LTD
35.00 | Design, supply, installation, testing, commissioning of 2400W solar Electric power system for SV station without CP system as indicated in datasheet doc. No. C007-000-16-50-DS-4002 and attached single line diagram doc. No. C007-000-16-50-00002 and Scope of Work document number C007-000-16-50-SOW-9510 for 48 hours back up including but not limited to solar arrays (2x50%, with mounting frames, structures, foundation, footings & module interconnection, solar module mounting structures for roof top ( including anchor bolts, fasteners etc.), Junction boxes (Array, Main & Fuse box), solar charge controller (2x100%), Ni-Cd batteries suitable for photovoltaic application complying to IEC 61427 testing requirements and construction as per IEC 62259, IEC 60623 & IS 10918 and accessories for battery set (2 x 50%) including battery isolation box, battery racks, 96V DC /240V AC (2X100%) inverter along with ACDB, 96V DC/(-)48 V DC-DC converter (2x100%), (-) 48 V DCDB (Telecom) with 63 A(min.), 25 KA for 1 sec. CU bus bar with outgoing feeders, 96V DC/(+)48 V DC-DC converter (2x100%), (+) 48 V DCDB (CP System) with 63 A(min.), 25 KA for 1 sec. CU bus bar with outgoing feeders, 96V DC/24V DC - DC Converter (2x100%), 24V DCDB , 63A (min.), 25 KA for 1 sec. CU bus bar with outgoing feeders, Grid charger ( 3 nos. single phase float cum boost charger type ), metering and protection/isolation system with associated interconnecting AC/DC cables, solar cables, Earthing and Lightning protection for the entire system as per Scope of Work, Job Specification, Datasheet, EIL standard specifications and as per directions of Engineer-in-charge at site. Note: All solar panels shall be installed on the rooftop of SV station (with CP) Repeater building (prefarably) / on ground. Therefore, contractor to select each solar module rating (Wp) accordingly subject to minimum of 500Wp. Solar modules for all SV stations shall be of same design (preferably MONO PERC type) and same rating. Customized type solar module supporting structure shall be considered by the contractor so that all solar modules can be accommodated on the roof area / ground. Ni-Cd Battery shall be suitable for PV solar application (i.e. cyclic operation) in line with respective IEC/IS requirement. Normal KPL type Ni-Cd battery is not acceptable. | 7.00 | nos |  | 13500000.00 | 94500000.00 | 4500000.00 | 31500000.00 | 7200000.00 | 50400000.00 | 6096454.00 | 42675178.00 | 14700000.00 | 102900000.00 | 440000.00 | 3080000.00 | 16257211.00 | 113800477.00 | 650000.00 | 4550000.00 | 13621392.24 | 95349745.68 | 3080000.00 | M/s. Megha Engineering and Infrastructures Ltd
36.00 | 240V SPN DB: Supply, installation, connection, testing and commissioning of safe area 240V power DB for AC, wall mounting type, dust- tight (with hinged cover) sheet steel enclosure having 63 A, SPN DP MCB incomer and 4 Nos. outgoing single pole MCBs (upto 32 A) 9 kA type for outgoing circuit control with complete wiring, including cable termination, supply, connection and fixing of single compression Ni plated brass cable glands and copper crimping type lugs, including all labour and materials, as per approved drawings, specifications of this tender and directions of Engineer-in- Charge. | 3.00 | nos |  | 16380.00 | 49140.00 | 130500.00 | 391500.00 | 104741.00 | 314223.00 | 106575.00 | 319725.00 | 44625.00 | 133875.00 | 39600.00 | 118800.00 | 36000.00 | 108000.00 | 350000.00 | 1050000.00 | 9975.59 | 29926.77 | 29926.77 | KEC Spur Infrastructure Pvt. Ltd.
37.00 | 240V SPN DB for exhaust fan: Supply, installation, connection, testing and commissioning of safe area 240V power DB, wall mounting type, dust- tight (with hinged cover) sheet steel enclosure having 32 A, SPN DP MCB incomer and 8 Nos. outgoing single pole MCBs (upto 20 A) 9 kA type for outgoing circuit control with complete wiring, including cable termination, supply, connection and fixing of single compression Ni plated brass cable glands and copper crimping type lugs, including all labour and materials, as per approved drawings, specifications of this tender and directions of Engineer-in- Charge. | 9.00 | nos |  | 21840.00 | 196560.00 | 77085.00 | 693765.00 | 64260.00 | 578340.00 | 62952.00 | 566568.00 | 40425.00 | 363825.00 | 39600.00 | 356400.00 | 30000.00 | 270000.00 | 450000.00 | 4050000.00 | 10678.75 | 96108.75 | 96108.75 | KEC Spur Infrastructure Pvt. Ltd.
38.00 | "240V SPN DB for critical ltg: Supply, installation, connection, testing and commissioning of safe area 240V, 10A ( min), 25KA for 1 sec. type power DB, having CU bus bar, wall mounting type, dust- tight (with hinged cover) sheet steel enclosure having 25 A, SPN DP MCB incomer with ELCB and 12 Nos. outgoing single pole MCBs (upto 20 A) for outgoing circuit control with complete wiring, including cable termination, supply, connection and fixing of single compression Ni plated brass cable glands and copper crimping type lugs, including all labour and materials, as per approved drawings, specifications of this tender and directions of Engineer-in- Charge. [Note: Necessary interlocks with FA System shall be considered in Critical Lighting Panel.]" | 9.00 | nos |  | 29484.00 | 265356.00 | 77085.00 | 693765.00 | 63510.00 | 571590.00 | 62952.00 | 566568.00 | 40425.00 | 363825.00 | 44000.00 | 396000.00 | 33600.00 | 302400.00 | 580000.00 | 5220000.00 | 13221.76 | 118995.84 | 118995.84 | KEC Spur Infrastructure Pvt. Ltd.
39.00 | 240V SPN DB for normal ltg: Supply, installation, connection, testing and commissioning of safe area 240V, 10A ( min), 25KA for 1 sec. type power DB, having CU bus bar, wall mounting type, dust- tight (with hinged cover) sheet steel enclosure having 25 A, SPN DP MCB incomer with ELCB and 12 Nos. outgoing single pole MCBs (upto 20 A) for outgoing circuit control with complete wiring, including cable termination, supply, connection and fixing of single compression Ni plated brass cable glands and copper crimping type lugs, including all labour and materials, as per approved drawings, specifications of this tender and directions of Engineer-in- Charge. | 9.00 | nos |  | 29484.00 | 265356.00 | 78750.00 | 708750.00 | 61367.00 | 552303.00 | 64312.00 | 578808.00 | 37275.00 | 335475.00 | 44000.00 | 396000.00 | 38400.00 | 345600.00 | 580000.00 | 5220000.00 | 13221.76 | 118995.84 | 118995.84 | KEC Spur Infrastructure Pvt. Ltd.
40.00 | Supply, installation and connection of COPPER earth pate of 600mmx600mmx3mm thick including accessories and providing masonry enclosure with cover plate having locking arrangement and watering pipe of 2.7meter long, with charcoal/cock and salt as required. | 3.00 | nos |  | 37050.00 | 111150.00 | 25785.00 | 77355.00 | 20081.00 | 60243.00 | 21057.00 | 63171.00 | 57570.00 | 172710.00 | 14080.00 | 42240.00 | 54000.00 | 162000.00 | 20000.00 | 60000.00 | 34867.50 | 104602.50 | 42240.00 | M/s. Megha Engineering and Infrastructures Ltd
41.00 | Supply and installation of earthing jumper connections across the pipe flanges including supply of 25 sq mm flexible copper cable with compatible copper lugs, bolts, nuts and spring washers, etc. (sizes of studs and bolts shall be as per piping material specification) as per 7-51-0112 including all labour and material as per approved drawings, specifications of this tender and directions of Engineer-in-Charge. | 100.00 | nos |  | 8060.00 | 806000.00 | 562.50 | 56250.00 | 450.00 | 45000.00 | 459.00 | 45900.00 | 2625.00 | 262500.00 | 308.00 | 30800.00 | 600.00 | 60000.00 | 15000.00 | 1500000.00 | 10460.25 | 1046025.00 | 30800.00 | M/s. Megha Engineering and Infrastructures Ltd
42.00 | Door Switch for Telecom/SCADA room, Electrical Room, Battery Room door with Provision of remote status indication (i.e. door OPEN or CLOSED) | 20.00 | nos |  | 9800.00 | 196000.00 | 13050.00 | 261000.00 | 10457.00 | 209140.00 | 10657.00 | 213140.00 | 6825.00 | 136500.00 | 3168.00 | 63360.00 | 6600.00 | 132000.00 | 16500.00 | 330000.00 | 1917.71 | 38354.20 | 38354.20 | KEC Spur Infrastructure Pvt. Ltd.
43.00 | LED FLP-IIC-2 xT8 (2x 20W) : Supply, installation, testing and commissioning of following lighting fixtures and connecting to wiring junction box/marshalling box complete with lamps and necessary driver including supply of all connected materials like flexible conduit, clamps, supports, chains, anchor fasteners, bolts, nuts and washers etc. as required, including supply and fixing of cable glands, lugs, including all labour and materials, as per approved drawings, data sheet for lighting fixture schedule, EIL installation standards, specifications of this tender and directions of Engineer-in-charge | 72.00 | nos |  | 13260.00 | 954720.00 | 16875.00 | 1215000.00 | 13998.00 | 1007856.00 | 13781.00 | 992232.00 | 20790.00 | 1496880.00 | 15840.00 | 1140480.00 | 11400.00 | 820800.00 | 6500.00 | 468000.00 | 9123.66 | 656903.52 | 468000.00 | AMPSEPC PVT LTD
44.00 | Supply of 1100 V grade, Copper Conductor, XLPE insulated and unarmoured, cables of following sizes as per EIL standard specification No. 6-51-0051, data sheets, specifications of this tender and directions of Engineer-in- Charge. 3CX2.5sq.mm | 1150.00 | nos |  | 395.00 | 454250.00 | 198.00 | 227700.00 | 157.00 | 180550.00 | 161.00 | 185150.00 | 221.00 | 254150.00 | 57.60 | 66240.00 | 216.00 | 248400.00 | 155.00 | 178250.00 | 371.92 | 427708.00 | 66240.00 | M/s. Megha Engineering and Infrastructures Ltd
45.00 | Supply, installation, testing, commissioning of Outdoor type 630A MCCB- Isolator box suitable for termination ofincoming and outgoing 1100V grade cables for 3 runs of 3.5Cx300 sq.mm, 1100V grade, PVC, FR, Aluminium cables with all the cable lugs and glands as required. | 10.00 | nos |  | 48000.00 | 480000.00 | 177750.00 | 1777500.00 | 140461.00 | 1404610.00 | 145162.00 | 1451620.00 | 199500.00 | 1995000.00 | 57200.00 | 572000.00 | 180000.00 | 1800000.00 | 125000.00 | 1250000.00 | 151092.52 | 1510925.20 | 480000.00 | Advance Infrastrurctures Pvt Ltd
46.00 | Design, supply, installation, testing, commissioning of 3600W solar Electric power system for SV station without CP system as indicated in datasheet doc. No. C007-000-16-50-DS-4002 and attached single line diagram doc. No. C007-000-16-50-00001 and Scope of Work document number C007-000-16-50-SOW-9510 for 48 hours back up including but not limited to solar arrays (2x50%, with mounting frames, structures, foundation, footings & module interconnection, solar module mounting structures for roof top ( including anchor bolts, fasteners etc.), Junction boxes (Array, Main & Fuse box), solar charge controller (2x100%), Ni-Cd batteries suitable for photovoltaic application complying to IEC 61427 testing requirements and construction as per IEC 62259, IEC 60623 & IS 10918 and accessories for battery set (2 x 50%) including battery isolation box, battery racks, 96V DC /240V AC (2X100%) inverter along with ACDB, 96V DC/(-)48 V DC-DC converter (2x100%), (-) 48 V DCDB (Telecom) with 63 A(min.), 25 KA for 1 sec. CU bus bar with outgoing feeders, 96V DC/(+)48 V DC-DC converter (2x100%), (+) 48 V DCDB (CP System) with 63 A(min.), 25 KA for 1 sec. CU bus bar with outgoing feeders, 96V DC/24V DC - DC Converter (2x100%), 24V DCDB , 63A (min.), 25 KA for 1 sec. CU bus bar with outgoing feeders, Grid charger ( 3 nos. single phase float cum boost charger type ), metering and protection/isolation system with associated interconnecting AC/DC cables, solar cables, Earthing and Lightning protection for the entire system as per Scope of Work, Job Specification, Datasheet, EIL standard specifications and as per directions of Engineer-in-charge at site. Note: All solar panels shall be installed on the rooftop of SV station (with CP) building (prefarably) / on ground. Therefore, contractor to select each solar module rating (Wp) accordingly subject to minimum of 500Wp. Solar modules for all SV stations shall be of same design (preferably MONO PERC type) and same rating. Customized type solar module supporting structure shall be considered by the contractor so that all solar modules can be accommodated on the roof area / ground. Ni-Cd Battery shall be suitable for PV solar application (i.e. cyclic operation) in line with respective IEC/IS requirement. Normal KPL type Ni-Cd battery is not acceptable. | 2.00 | nos |  | 19500000.00 | 39000000.00 | 6500000.00 | 13000000.00 | 7816838.00 | 15633676.00 | 8725471.00 | 17450942.00 | 20475000.00 | 40950000.00 | 660000.00 | 1320000.00 | 23267924.00 | 46535848.00 | 810000.00 | 1620000.00 | 19495442.39 | 38990884.78 | 1320000.00 | M/s. Megha Engineering and Infrastructures Ltd
47.00 | "Design, engineering, supply, installation, connection,testing & commissioning of standalone complete GI street lighting poles/ Lighting mast system including PV solar panels, battery system, DC-DC converter/ maximum power point tracker controller/ solar charge controller/ as required, robust & weatherproof container for battery &weatherproof enclosure for controller/ driver/ other components, lamps & drivers as required, pre-settable automatic on/off control of lighting with timer and necessary wire/cable, cable termination and connection,fixing of cable glands and lugs, including all civil works,excavation, foundation, disposal of surplus earth,providing shoring, strutting and de-watering if required and including supply of cement, steel, GI pipes, base plates,paint and all sundry materials as required,including painting, including all labour and materials,as per approved drawings, specifications of this tender,Scope of Work and directions of Engineer-in-Charge: 7 metre high OCTAGONAL Lighting Pole/ Lighting mast(each system with 36 hours battery backup) with 1 no.LED street light type lighting fixture with system output of3600 lumen (minimum)." | 4.00 | nos |  | 165000.00 | 660000.00 | 87804.00 | 351216.00 | 70922.00 | 283688.00 | 71706.00 | 286824.00 | 162750.00 | 651000.00 | 760000.00 | 3040000.00 | 171120.00 | 684480.00 | 450000.00 | 1800000.00 | 49395.63 | 197582.52 | 197582.52 | KEC Spur Infrastructure Pvt. Ltd.
48.00 | MISCELLANEOUS CONTROL GEAR
49.00 | Installation, testing and commissioning of miscellaneous surface mounted industrial/FLP control gear such as lighting/power panel, push button stations, motor starter, communication equipment, junction boxes, panels, plugs, sockets, including supply of necessary hardware, touch up painting including supply of paint, including transportation from store/yard to site at the place of installation, unpacking, (excluding fixing of cable glands and cable terminations), including all labour and materials, as per approved drawings, specifications of this tender and directions of Engineer-in-Charge.
50.00 | Weight of the unit up to 5 kg. | 2.00 | nos |  | 2486.25 | 4972.50 | 3105.00 | 6210.00 | 2559.00 | 5118.00 | 2535.00 | 5070.00 | 5775.00 | 11550.00 | 3080.00 | 6160.00 | 12480.00 | 24960.00 | 10000.00 | 20000.00 | 2963.74 | 5927.48 | 4972.50 | Advance Infrastrurctures Pvt Ltd
51.00 | Weight of the unit above 5 kg. but upto 20 kg. | 15.00 | nos |  | 9945.00 | 149175.00 | 4905.00 | 73575.00 | 4080.00 | 61200.00 | 4005.00 | 60075.00 | 7875.00 | 118125.00 | 6160.00 | 92400.00 | 24960.00 | 374400.00 | 15000.00 | 225000.00 | 4939.56 | 74093.40 | 60075.00 | TOLANI PROJECTS PVT LTD
52.00 | Weight of the unit above 20 kg. but upto 100 kg. | 15.00 | nos |  | 49725.00 | 745875.00 | 7171.20 | 107568.00 | 5769.00 | 86535.00 | 5856.00 | 87840.00 | 9975.00 | 149625.00 | 30800.00 | 462000.00 | 46800.00 | 702000.00 | 20000.00 | 300000.00 | 10169.69 | 152545.35 | 86535.00 | Om Yash Projects Limited
53.00 | Supply of Industrial, weather proof type Push Button stations as per EIL specification No. 6-51-0014, as per approved drawings, specifications of this tender and directions of Engineer-in-Charge.
54.00 | With stop (latching type) push button. | 2.00 | nos |  | 4165.85 | 8331.70 | 6075.00 | 12150.00 | 4898.00 | 9796.00 | 4961.00 | 9922.00 | 7875.00 | 15750.00 | 1936.00 | 3872.00 | 4200.00 | 8400.00 | 10000.00 | 20000.00 | 4980.24 | 9960.48 | 3872.00 | M/s. Megha Engineering and Infrastructures Ltd
55.00 | PLUGS, SOCKETS AND JUNCTION BOXES
56.00 | Supply of weatherproof metal clad 415V, TPN, industrial type socket and plug with heavy duty interlocking switch, with adequately sized cable adaptor box for incoming and outgoing cable terminations, including supply of double compression brass nickel plated cable glands, tinned copper lugs, including all labours and materials, as per approved drawings, specifications of this tender and directions of Engineer-in-Charge.
57.00 | 63 A, 415 V, 5 pin sockets along with associated 5 pin plugs. | 9.00 | nos |  | 17348.50 | 156136.50 | 9405.00 | 84645.00 | 7457.00 | 67113.00 | 7680.00 | 69120.00 | 26775.00 | 240975.00 | 3080.00 | 27720.00 | 21600.00 | 194400.00 | 10000.00 | 90000.00 | 5753.14 | 51778.26 | 27720.00 | M/s. Megha Engineering and Infrastructures Ltd
58.00 | Supply of following types of FLP(II A/II B) and WP sockets, plugs and handlamps as per EIL specification No. 6-51-0021, including all labours and materials, as per approved drawings, specifications of this tender and directions of Engineer-in-Charge.
59.00 | 63 A, 415 V, 5 pin socket. | 10.00 | nos |  | 18564.00 | 185640.00 | 14805.00 | 148050.00 | 11554.00 | 115540.00 | 12090.00 | 120900.00 | 24675.00 | 246750.00 | 3080.00 | 30800.00 | 18000.00 | 180000.00 | 10000.00 | 100000.00 | 15109.25 | 151092.50 | 30800.00 | M/s. Megha Engineering and Infrastructures Ltd
60.00 | 63 A, 415 V, 5 pin Plugs for item no. 01EE.1060.20.10 | 10.00 | nos |  | 2154.75 | 21547.50 | 2110.50 | 21105.00 | 1683.00 | 16830.00 | 1723.00 | 17230.00 | 16275.00 | 162750.00 | 440.00 | 4400.00 | 12000.00 | 120000.00 | 15000.00 | 150000.00 | 11041.38 | 110413.80 | 4400.00 | M/s. Megha Engineering and Infrastructures Ltd
61.00 | Supply of following types of FLP (II C) and WP sockets, plugs and handlamps as per EIL specification No. 6-51-0021, including all labours and materials, as per approved drawings, specifications of this tender and directions of Engineer-in-Charge.
62.00 | 240 V, 15 A, 3 pin socket. | 18.00 | nos |  | 4276.35 | 76974.30 | 8770.50 | 157869.00 | 7078.00 | 127404.00 | 7162.00 | 128916.00 | 7119.00 | 128142.00 | 1848.00 | 33264.00 | 8400.00 | 151200.00 | 4869.00 | 87642.00 | 9298.00 | 167364.00 | 33264.00 | M/s. Megha Engineering and Infrastructures Ltd
63.00 | 240 V, 15 A, 3 pin Plugs for item no. 01EE.1060.30.70 | 18.00 | nos |  | 1732.64 | 31187.52 | 1570.50 | 28269.00 | 1257.00 | 22626.00 | 1282.00 | 23076.00 | 7613.00 | 137034.00 | 1848.00 | 33264.00 | 3600.00 | 64800.00 | 4869.00 | 87642.00 | 2556.95 | 46025.10 | 22626.00 | Om Yash Projects Limited
64.00 | 24 V, 5 A, 3 pin socket. | 2.00 | nos |  | 4276.35 | 8552.70 | 6070.50 | 12141.00 | 4973.00 | 9946.00 | 4957.00 | 9914.00 | 5775.00 | 11550.00 | 1672.00 | 3344.00 | 8400.00 | 16800.00 | 4869.00 | 9738.00 | 9298.00 | 18596.00 | 3344.00 | M/s. Megha Engineering and Infrastructures Ltd
65.00 | 24 V, 5 A, 3 pin Plugs for item no. 01EE.1060.30.90 | 2.00 | nos |  | 1732.64 | 3465.28 | 1120.50 | 2241.00 | 929.00 | 1858.00 | 915.00 | 1830.00 | 4725.00 | 9450.00 | 1672.00 | 3344.00 | 3600.00 | 7200.00 | 4869.00 | 9738.00 | 2556.95 | 5113.90 | 1830.00 | TOLANI PROJECTS PVT LTD
66.00 | CANOPIES
67.00 | Supply, fabrication and installation of GI canopies for outdoor electrical miscellaneous equipments such as lighting/power panels and distribution junction boxes, local panels , PB stations etc. to render them weather proof including supply of necessary hardware for fixing and clamping with the equipment, including all labour and materials, as per approved drawings, specifications of this tender and directions of Engineer-in-Charge.
68.00 | Lighting Panel/Power panel/distribution junctions boxes. | 10.00 | nos |  | 4972.50 | 49725.00 | 9450.00 | 94500.00 | 7385.00 | 73850.00 | 7717.00 | 77170.00 | 7875.00 | 78750.00 | 1320.00 | 13200.00 | 6000.00 | 60000.00 | 5000.00 | 50000.00 | 8135.75 | 81357.50 | 13200.00 | M/s. Megha Engineering and Infrastructures Ltd
69.00 | Manual call points/field call stations. | 25.00 | nos |  | 4199.00 | 104975.00 | 6165.00 | 154125.00 | 4886.00 | 122150.00 | 5034.00 | 125850.00 | 5775.00 | 144375.00 | 616.00 | 15400.00 | 4200.00 | 105000.00 | 5000.00 | 125000.00 | 3777.31 | 94432.75 | 15400.00 | M/s. Megha Engineering and Infrastructures Ltd
70.00 | ANCHOR FASTENERS
71.00 | Supply, drilling in RCC and fixing of metallic anchor fasteners for supporting of cable trays and miscellaneous electrical switchgear of following sizes, including all labour and materials, as per approved drawings, specifications of this tender and directions of Engineer-in-Charge.
72.00 | 3/16" BSW. | 50.00 | nos |  | 148.75 | 7437.50 | 40.50 | 2025.00 | 34.00 | 1700.00 | 33.00 | 1650.00 | 116.00 | 5800.00 | 123.20 | 6160.00 | 151.00 | 7550.00 | 665.00 | 33250.00 | 92.98 | 4649.00 | 1650.00 | TOLANI PROJECTS PVT LTD
73.00 | 5/16" BSW. | 50.00 | nos |  | 215.48 | 10774.00 | 58.50 | 2925.00 | 47.00 | 2350.00 | 47.00 | 2350.00 | 137.00 | 6850.00 | 123.20 | 6160.00 | 180.00 | 9000.00 | 695.00 | 34750.00 | 127.85 | 6392.50 | 2350.00 | Om Yash Projects Limited, TOLANI PROJECTS PVT LTD
74.00 | 1/4" BSW. | 50.00 | nos |  | 163.54 | 8177.00 | 76.50 | 3825.00 | 63.00 | 3150.00 | 62.00 | 3100.00 | 220.00 | 11000.00 | 132.00 | 6600.00 | 290.00 | 14500.00 | 550.00 | 27500.00 | 104.60 | 5230.00 | 3100.00 | TOLANI PROJECTS PVT LTD
75.00 | 3/8" BSW. | 50.00 | nos |  | 240.89 | 12044.50 | 94.50 | 4725.00 | 79.00 | 3950.00 | 77.00 | 3850.00 | 263.00 | 13150.00 | 119.20 | 5960.00 | 344.00 | 17200.00 | 535.00 | 26750.00 | 151.09 | 7554.50 | 3850.00 | TOLANI PROJECTS PVT LTD
76.00 | 5/8" BSW. | 50.00 | nos |  | 436.48 | 21824.00 | 112.50 | 5625.00 | 88.00 | 4400.00 | 91.00 | 4550.00 | 294.00 | 14700.00 | 154.40 | 7720.00 | 386.00 | 19300.00 | 455.00 | 22750.00 | 185.96 | 9298.00 | 4400.00 | Om Yash Projects Limited
77.00 | 1/2" BSW. | 50.00 | nos |  | 550.29 | 27514.50 | 126.00 | 6300.00 | 99.00 | 4950.00 | 102.00 | 5100.00 | 315.00 | 15750.00 | 184.80 | 9240.00 | 414.00 | 20700.00 | 480.00 | 24000.00 | 174.34 | 8717.00 | 4950.00 | Om Yash Projects Limited
78.00 | TESTING AND COMMISSIONING OF MOTORS
79.00 | Testing and commissioning of MV motors of following ratings and checking of all interface connections, change of grease, wherever required, including supply of approved type of grease, no load/full load running of motor, including all labour and materials, as per approved drawings, specifications of this tender and directions of Engineer-in-Charge.
80.00 | Upto 5.5 kW. | 4.00 | nos |  | 13541.35 | 54165.40 | 11587.50 | 46350.00 | 9322.00 | 37288.00 | 9463.00 | 37852.00 | 50000.00 | 200000.00 | 1320.00 | 5280.00 | 10800.00 | 43200.00 | 10000.00 | 40000.00 | 3486.75 | 13947.00 | 5280.00 | M/s. Megha Engineering and Infrastructures Ltd
81.00 | Above 11 kW but upto 22 kW. | 3.00 | nos |  | 28619.50 | 85858.50 | 17806.50 | 53419.50 | 14254.00 | 42762.00 | 14541.00 | 43623.00 | 50000.00 | 150000.00 | 8500.00 | 25500.00 | 18000.00 | 54000.00 | 15000.00 | 45000.00 | 4649.00 | 13947.00 | 13947.00 | KEC Spur Infrastructure Pvt. Ltd.
82.00 | Above 22 kW but upto 45 kW. | 4.00 | nos |  | 39338.00 | 157352.00 | 18436.50 | 73746.00 | 14352.00 | 57408.00 | 15056.00 | 60224.00 | 50000.00 | 200000.00 | 16400.00 | 65600.00 | 30000.00 | 120000.00 | 20000.00 | 80000.00 | 6392.38 | 25569.52 | 25569.52 | KEC Spur Infrastructure Pvt. Ltd.
83.00 | Testing and commissioning of safe area/ FLP motor operated valve actuators with integral starter of different sizes, checking of all interface connections, local/remote controls, settings of limit and torque switches, no load/full load running, including all labour and materials, as per specifications of this tender and directions of Engineer-in-Charge.
84.00 | Safe area/FLP motor operated valve actuators. | 8.00 | nos |  | 38675.00 | 309400.00 | 29250.00 | 234000.00 | 22950.00 | 183600.00 | 23887.00 | 191096.00 | 50000.00 | 400000.00 | 42000.00 | 336000.00 | 78000.00 | 624000.00 | 25000.00 | 200000.00 | 17433.75 | 139470.00 | 139470.00 | KEC Spur Infrastructure Pvt. Ltd.
85.00 | SAFETY EQUIPMENT
86.00 | Supply and installation of the following, including the supply of necessary clamps, bolts, rawl plugs etc., breaking and making good of walls, if required, mounting, including all labour and materials, complete and as per applicable standards and CEA Guidelines and as per directions of Engineer-in-Charge.
87.00 | Shock hazard charts complete with frame and glass. | 20.00 | nos |  | 2983.50 | 59670.00 | 2920.50 | 58410.00 | 2382.00 | 47640.00 | 2385.00 | 47700.00 | 2625.00 | 52500.00 | 5500.00 | 110000.00 | 3600.00 | 72000.00 | 3200.00 | 64000.00 | 2092.05 | 41841.00 | 41841.00 | KEC Spur Infrastructure Pvt. Ltd.
88.00 | First Aid Boxes. | 20.00 | nos |  | 7735.00 | 154700.00 | 5805.00 | 116100.00 | 4639.00 | 92780.00 | 4740.00 | 94800.00 | 3360.00 | 67200.00 | 7150.00 | 143000.00 | 4200.00 | 84000.00 | 850.00 | 17000.00 | 5811.25 | 116225.00 | 17000.00 | AMPSEPC PVT LTD
89.00 | 4.5 kg capacity CO2 type fire extinguishers. | 20.00 | nos |  | 4420.00 | 88400.00 | 6705.00 | 134100.00 | 5503.00 | 110060.00 | 5475.00 | 109500.00 | 10290.00 | 205800.00 | 3700.00 | 74000.00 | 5400.00 | 108000.00 | 7500.00 | 150000.00 | 8135.75 | 162715.00 | 74000.00 | M/s. Megha Engineering and Infrastructures Ltd
90.00 | Sand buckets with stand (Each with at least 3 sand buckets). | 10.00 | nos |  | 13039.00 | 130390.00 | 7155.00 | 71550.00 | 5900.00 | 59000.00 | 5843.00 | 58430.00 | 16275.00 | 162750.00 | 400.00 | 4000.00 | 4200.00 | 42000.00 | 1150.00 | 11500.00 | 2092.05 | 20920.50 | 4000.00 | M/s. Megha Engineering and Infrastructures Ltd
91.00 | Anti-climbing device of barbed wire of 12 SWG three ply galvanised, around poles. | 500.00 | m |  | 160.23 | 80115.00 | 580.50 | 290250.00 | 481.00 | 240500.00 | 474.00 | 237000.00 | 1575.00 | 787500.00 | 700.00 | 350000.00 | 3000.00 | 1500000.00 | 14.50 | 7250.00 | 290.56 | 145280.00 | 7250.00 | AMPSEPC PVT LTD
92.00 | Supply and laying of 900 mm wide safety insulation mats complying to IS-15652, of following grades required for maintenance of electrical equipment in substation, including cutting to required shape in running length, including all labour and materials, as per applicable Indian or International standards and CEA Guidelines and as per directions of Engineer-in-Charge.
93.00 | 3.3 kV grade. | 300.00 | m |  | 2707.25 | 812175.00 | 1665.00 | 499500.00 | 1350.00 | 405000.00 | 1359.00 | 407700.00 | 1628.00 | 488400.00 | 31.00 | 9300.00 | 540.00 | 162000.00 | 1450.00 | 435000.00 | 1627.15 | 488145.00 | 9300.00 | M/s. Megha Engineering and Infrastructures Ltd
94.00 | Supply of following items as per applicable Indian standards/CEA Guidelines.
95.00 | Rubber hand gloves (11 kV grade). | 10.00 | pair |  | 1388.83 | 13888.30 | 6165.00 | 61650.00 | 5169.00 | 51690.00 | 5034.00 | 50340.00 | 4725.00 | 47250.00 | 704.00 | 7040.00 | 960.00 | 9600.00 | 5000.00 | 50000.00 | 3486.75 | 34867.50 | 7040.00 | M/s. Megha Engineering and Infrastructures Ltd
96.00 | Enamelled caution boards. | 10.00 | nos |  | 2983.50 | 29835.00 | 945.00 | 9450.00 | 772.00 | 7720.00 | 771.00 | 7710.00 | 1628.00 | 16280.00 | 1250.00 | 12500.00 | 1800.00 | 18000.00 | 850.00 | 8500.00 | 871.69 | 8716.90 | 7710.00 | TOLANI PROJECTS PVT LTD
97.00 | SUPPLY OF MV CABLES
98.00 | Supply of 1100 V grade, Copper Conductor,XLPE insulated and armoured, cables of following sizes as per EIL standard specification No. 6-51-0051, data sheets, specifications of this tender and directions of Engineer-in-Charge.
99.00 | 2 C x 2.5 sq. mm | 100.00 | m |  | 149.92 | 14992.00 | 105.00 | 10500.00 | 264.00 | 26400.00 | 304.00 | 30400.00 | 179.00 | 17900.00 | 72.00 | 7200.00 | 170.00 | 17000.00 | 129.78 | 12978.00 | 190.61 | 19061.00 | 7200.00 | M/s. Megha Engineering and Infrastructures Ltd
100.00 | 3 C x 2.5 sq. mm | 5600.00 | m |  | 126.11 | 706216.00 | 135.00 | 756000.00 | 77.00 | 431200.00 | 89.00 | 498400.00 | 221.00 | 1237600.00 | 85.00 | 476000.00 | 188.00 | 1052800.00 | 167.16 | 936096.00 | 220.83 | 1236648.00 | 431200.00 | Om Yash Projects Limited
101.00 | 3 C x 4 sq. mm | 6000.00 | m |  | 172.76 | 1036560.00 | 205.00 | 1230000.00 | 110.00 | 660000.00 | 125.00 | 750000.00 | 327.00 | 1962000.00 | 120.00 | 720000.00 | 275.00 | 1650000.00 | 235.62 | 1413720.00 | 232.45 | 1394700.00 | 660000.00 | Om Yash Projects Limited
102.00 | 3 C x 6 sq. mm | 100.00 | m |  | 239.59 | 23959.00 | 280.00 | 28000.00 | 440.00 | 44000.00 | 494.00 | 49400.00 | 474.00 | 47400.00 | 180.00 | 18000.00 | 415.00 | 41500.00 | 339.78 | 33978.00 | 264.99 | 26499.00 | 18000.00 | M/s. Megha Engineering and Infrastructures Ltd
103.00 | 4 C x 6 sq. mm | 200.00 | m |  | 306.66 | 61332.00 | 360.00 | 72000.00 | 325.00 | 65000.00 | 367.00 | 73400.00 | 614.00 | 122800.00 | 205.00 | 41000.00 | 522.00 | 104400.00 | 444.36 | 88872.00 | 378.89 | 75778.00 | 41000.00 | M/s. Megha Engineering and Infrastructures Ltd
104.00 | 4 C x 16 sq. mm | 100.00 | m |  | 934.61 | 93461.00 | 850.00 | 85000.00 | 759.00 | 75900.00 | 851.00 | 85100.00 | 1449.00 | 144900.00 | 350.00 | 35000.00 | 1274.00 | 127400.00 | 1043.70 | 104370.00 | 769.41 | 76941.00 | 35000.00 | M/s. Megha Engineering and Infrastructures Ltd
105.00 | Supply of 1100 V grade, Copper Conductor, Overall shielded, twisted pair/triad, PVC insulated and armoured, cables of following sizes as per EIL standard specification No. 6-51-0052, data sheets, specifications of this tender and directions of Engineer-in-Charge.
106.00 | 2 Pair x 1.5 sq. mm | 100.00 | m |  | 219.33 | 21933.00 | 189.00 | 18900.00 | 287.00 | 28700.00 | 323.00 | 32300.00 | 392.00 | 39200.00 | 99.20 | 9920.00 | 196.00 | 19600.00 | 169.92 | 16992.00 | 168.53 | 16853.00 | 9920.00 | M/s. Megha Engineering and Infrastructures Ltd
107.00 | 6 Pair x 1.5 sq. mm | 100.00 | m |  | 387.08 | 38708.00 | 358.20 | 35820.00 | 388.00 | 38800.00 | 432.00 | 43200.00 | 936.00 | 93600.00 | 228.80 | 22880.00 | 470.00 | 47000.00 | 400.80 | 40080.00 | 387.03 | 38703.00 | 22880.00 | M/s. Megha Engineering and Infrastructures Ltd
108.00 | 2 Pair x 2.5 sq. mm | 2000.00 | m |  | 161.79 | 323580.00 | 296.10 | 592200.00 | 122.00 | 244000.00 | 140.00 | 280000.00 | 563.00 | 1126000.00 | 160.00 | 320000.00 | 244.00 | 488000.00 | 169.92 | 339840.00 | 251.05 | 502100.00 | 244000.00 | Om Yash Projects Limited
109.00 | 4 Pair x 2.5 sq. mm | 6000.00 | m |  | 390.32 | 2341920.00 | 360.00 | 2160000.00 | 188.00 | 1128000.00 | 218.00 | 1308000.00 | 986.00 | 5916000.00 | 308.00 | 1848000.00 | 421.00 | 2526000.00 | 243.36 | 1460160.00 | 426.55 | 2559300.00 | 1128000.00 | Om Yash Projects Limited
110.00 | 6 Pair x 2.5 sq. mm | 6000.00 | m |  | 589.05 | 3534300.00 | 500.00 | 3000000.00 | 272.00 | 1632000.00 | 313.00 | 1878000.00 | 1424.00 | 8544000.00 | 396.00 | 2376000.00 | 595.00 | 3570000.00 | 615.84 | 3695040.00 | 447.47 | 2684820.00 | 1632000.00 | Om Yash Projects Limited
111.00 | 12 Pair x 2.5 sq. mm | 100.00 | m |  | 694.84 | 69484.00 | 1345.50 | 134550.00 | 815.00 | 81500.00 | 945.00 | 94500.00 | 2676.00 | 267600.00 | 660.00 | 66000.00 | 1206.00 | 120600.00 | 1156.32 | 115632.00 | 715.95 | 71595.00 | 66000.00 | M/s. Megha Engineering and Infrastructures Ltd
112.00 | Supply of 1100 V grade, Aluminium Conductor, XLPE insulated and armoured, cables of following sizes as per EIL standard specification No. 6-51-0051, data sheets, specifications of this tender and directions of Engineer-in-Charge.
113.00 | 2 C x 25 sq. mm | 200.00 | m |  | 490.28 | 98056.00 | 120.00 | 24000.00 | 192.00 | 38400.00 | 214.00 | 42800.00 | 202.00 | 40400.00 | 342.40 | 68480.00 | 186.00 | 37200.00 | 186.72 | 37344.00 | 215.02 | 43004.00 | 24000.00 | JSIW INFRASTRUCTURE PRIVATE LIMITED
114.00 | 3 C x 25 sq. mm | 1000.00 | m |  | 201.53 | 201530.00 | 165.00 | 165000.00 | 105.00 | 105000.00 | 119.00 | 119000.00 | 273.00 | 273000.00 | 449.60 | 449600.00 | 185.00 | 185000.00 | 245.28 | 245280.00 | 282.43 | 282430.00 | 105000.00 | Om Yash Projects Limited
115.00 | 3.5 C x 25 sq. mm | 5500.00 | m |  | 209.06 | 1149830.00 | 190.00 | 1045000.00 | 107.00 | 588500.00 | 119.00 | 654500.00 | 307.00 | 1688500.00 | 521.60 | 2868800.00 | 216.00 | 1188000.00 | 284.64 | 1565520.00 | 327.75 | 1802625.00 | 588500.00 | Om Yash Projects Limited
116.00 | 2 C x 35 sq. mm | 100.00 | m |  | 490.28 | 49028.00 | 150.00 | 15000.00 | 329.00 | 32900.00 | 382.00 | 38200.00 | 256.00 | 25600.00 | 427.20 | 42720.00 | 266.00 | 26600.00 | 232.80 | 23280.00 | 268.48 | 26848.00 | 15000.00 | JSIW INFRASTRUCTURE PRIVATE LIMITED
117.00 | 3 C x 35 sq. mm | 100.00 | m |  | 279.65 | 27965.00 | 210.00 | 21000.00 | 369.00 | 36900.00 | 411.00 | 41100.00 | 333.00 | 33300.00 | 647.20 | 64720.00 | 316.00 | 31600.00 | 311.52 | 31152.00 | 359.14 | 35914.00 | 21000.00 | JSIW INFRASTRUCTURE PRIVATE LIMITED
118.00 | 3.5 C x 35 sq. mm | 1600.00 | m |  | 383.76 | 614016.00 | 240.00 | 384000.00 | 131.00 | 209600.00 | 150.00 | 240000.00 | 387.00 | 619200.00 | 633.60 | 1013760.00 | 264.00 | 422400.00 | 346.08 | 553728.00 | 398.65 | 637840.00 | 209600.00 | Om Yash Projects Limited
119.00 | 2 C x 50 sq. mm | 200.00 | m |  | 529.55 | 105910.00 | 200.00 | 40000.00 | 221.00 | 44200.00 | 255.00 | 51000.00 | 387.00 | 77400.00 | 572.00 | 114400.00 | 263.00 | 52600.00 | 301.44 | 60288.00 | 347.51 | 69502.00 | 40000.00 | JSIW INFRASTRUCTURE PRIVATE LIMITED
120.00 | 3 C x 50 sq. mm | 100.00 | m |  | 398.65 | 39865.00 | 275.00 | 27500.00 | 395.00 | 39500.00 | 450.00 | 45000.00 | 445.00 | 44500.00 | 742.40 | 74240.00 | 377.00 | 37700.00 | 405.12 | 40512.00 | 467.22 | 46722.00 | 27500.00 | JSIW INFRASTRUCTURE PRIVATE LIMITED
121.00 | 3.5 C x 50 sq. mm | 8000.00 | m |  | 383.76 | 3070080.00 | 315.00 | 2520000.00 | 167.00 | 1336000.00 | 187.00 | 1496000.00 | 510.00 | 4080000.00 | 860.00 | 6880000.00 | 335.00 | 2680000.00 | 468.96 | 3751680.00 | 540.45 | 4323600.00 | 1336000.00 | Om Yash Projects Limited
122.00 | 3.5 C x 70 sq. mm | 100.00 | m |  | 420.32 | 42032.00 | 425.00 | 42500.00 | 564.00 | 56400.00 | 627.00 | 62700.00 | 725.00 | 72500.00 | 1158.40 | 115840.00 | 643.00 | 64300.00 | 631.68 | 63168.00 | 607.86 | 60786.00 | 42032.00 | Advance Infrastrurctures Pvt Ltd
123.00 | 2 C x 95 sq. mm | 500.00 | m |  | 375.18 | 187590.00 | 340.00 | 170000.00 | 226.00 | 113000.00 | 254.00 | 127000.00 | 573.00 | 286500.00 | 913.60 | 456800.00 | 389.00 | 194500.00 | 498.24 | 249120.00 | 574.15 | 287075.00 | 113000.00 | Om Yash Projects Limited
124.00 | 3 C x 95 sq. mm | 600.00 | m |  | 470.02 | 282012.00 | 475.00 | 285000.00 | 283.00 | 169800.00 | 329.00 | 197400.00 | 772.00 | 463200.00 | 1255.20 | 753120.00 | 524.00 | 314400.00 | 684.48 | 410688.00 | 789.17 | 473502.00 | 169800.00 | Om Yash Projects Limited
125.00 | 3.5 C x 120 sq. mm | 600.00 | m |  | 711.62 | 426972.00 | 695.00 | 417000.00 | 406.00 | 243600.00 | 474.00 | 284400.00 | 1129.00 | 677400.00 | 1811.20 | 1086720.00 | 746.00 | 447600.00 | 987.84 | 592704.00 | 1139.01 | 683406.00 | 243600.00 | Om Yash Projects Limited
126.00 | 3.5 C x 185 sq. mm | 100.00 | m |  | 846.54 | 84654.00 | 1030.00 | 103000.00 | 1030.00 | 103000.00 | 1197.00 | 119700.00 | 1758.00 | 175800.00 | 2718.40 | 271840.00 | 1645.00 | 164500.00 | 1482.24 | 148224.00 | 1708.51 | 170851.00 | 84654.00 | Advance Infrastrurctures Pvt Ltd
127.00 | 3.5 C x 240 sq. mm | 2700.00 | m |  | 1188.39 | 3208653.00 | 1295.00 | 3496500.00 | 713.00 | 1925100.00 | 824.00 | 2224800.00 | 2105.00 | 5683500.00 | 3412.80 | 9214560.00 | 1502.00 | 4055400.00 | 1861.44 | 5025888.00 | 2145.51 | 5792877.00 | 1925100.00 | Om Yash Projects Limited
128.00 | LAYING OF CABLES
129.00 | Laying of cables of different voltage grade and types of the following overall diameters in ready trays/trenches/ supported on structure/pull through pipes including supply and fixing of stainless steel strip number tags, supply and applying of fireproofing paint to meet OISD requirement (for 1m length near terminations), supply and fixing of GI saddles & saddle bars, trefoil clamps (for single core cables) etc., including transportation from store/yard to site at the place of installation, unpacking, including all labour and materials, as per approved drawings, specifications of this tender and directions of Engineer-in-Charge
130.00 | Cables with OD upto 20 mm. | 10000.00 | m |  | 51.00 | 510000.00 | 48.60 | 486000.00 | 38.00 | 380000.00 | 39.00 | 390000.00 | 95.00 | 950000.00 | 31.20 | 312000.00 | 96.00 | 960000.00 | 84.00 | 840000.00 | 63.92 | 639200.00 | 312000.00 | M/s. Megha Engineering and Infrastructures Ltd
131.00 | Cables with OD above 20 mm but upto 30 mm. | 25340.00 | m |  | 62.05 | 1572347.00 | 52.20 | 1322748.00 | 42.00 | 1064280.00 | 42.00 | 1064280.00 | 116.00 | 2939440.00 | 40.00 | 1013600.00 | 108.00 | 2736720.00 | 91.00 | 2305940.00 | 77.74 | 1969931.60 | 1013600.00 | M/s. Megha Engineering and Infrastructures Ltd
132.00 | Cables with OD above 30 mm but upto 40 mm. | 1080.00 | m |  | 95.20 | 102816.00 | 55.80 | 60264.00 | 45.00 | 48600.00 | 45.00 | 48600.00 | 147.00 | 158760.00 | 57.60 | 62208.00 | 120.00 | 129600.00 | 105.00 | 113400.00 | 92.98 | 100418.40 | 48600.00 | Om Yash Projects Limited, TOLANI PROJECTS PVT LTD
133.00 | Cables with OD above 40 mm but upto 50 mm. | 100.00 | m |  | 102.85 | 10285.00 | 61.20 | 6120.00 | 50.00 | 5000.00 | 49.00 | 4900.00 | 179.00 | 17900.00 | 95.20 | 9520.00 | 144.00 | 14400.00 | 133.00 | 13300.00 | 151.09 | 15109.00 | 4900.00 | TOLANI PROJECTS PVT LTD
134.00 | Cables with OD above 50 mm but upto 60 mm. | 2700.00 | m |  | 130.90 | 353430.00 | 99.00 | 267300.00 | 78.00 | 210600.00 | 80.00 | 216000.00 | 200.00 | 540000.00 | 105.60 | 285120.00 | 168.00 | 453600.00 | 154.00 | 415800.00 | 241.75 | 652725.00 | 210600.00 | Om Yash Projects Limited
135.00 | Cables with OD above 60 mm but upto 80 mm. | 100.00 | m |  | 150.45 | 15045.00 | 112.50 | 11250.00 | 90.00 | 9000.00 | 91.00 | 9100.00 | 221.00 | 22100.00 | 105.60 | 10560.00 | 192.00 | 19200.00 | 175.00 | 17500.00 | 385.87 | 38587.00 | 9000.00 | Om Yash Projects Limited
136.00 | END TERMINATIONS
137.00 | Termination of XLPE insulated armoured power cables (up to 1100 V grade) and connection of leads excluding the supply of cable glands and lugs but including fixing of cable glands, supply and fixing of PVC shrouds for outdoor terminations, cutting and stripping of cable insulation, crimping the lug on to the conductor, clamping of the cable-cores, marking with wire number, ferrules etc., including all labour and materials, as per approved drawings, specifications of this tender and directions of Engineer-in-Charge.
138.00 | Cables with OD upto 20 mm. | 50.00 | nos |  | 80.75 | 4037.50 | 130.50 | 6525.00 | 102.00 | 5100.00 | 106.00 | 5300.00 | 237.00 | 11850.00 | 184.80 | 9240.00 | 120.00 | 6000.00 | 84.00 | 4200.00 | 185.96 | 9298.00 | 4037.50 | Advance Infrastrurctures Pvt Ltd
139.00 | Cables with OD above 20 mm but upto 30 mm. | 50.00 | nos |  | 89.25 | 4462.50 | 157.50 | 7875.00 | 126.00 | 6300.00 | 128.00 | 6400.00 | 294.00 | 14700.00 | 240.00 | 12000.00 | 144.00 | 7200.00 | 91.00 | 4550.00 | 232.45 | 11622.50 | 4462.50 | Advance Infrastrurctures Pvt Ltd
140.00 | Cables with OD above 30 mm but upto 40 mm. | 50.00 | nos |  | 97.75 | 4887.50 | 178.20 | 8910.00 | 147.00 | 7350.00 | 145.00 | 7250.00 | 578.00 | 28900.00 | 280.00 | 14000.00 | 168.00 | 8400.00 | 105.00 | 5250.00 | 348.68 | 17434.00 | 4887.50 | Advance Infrastrurctures Pvt Ltd
141.00 | Cables with OD above 40 mm but upto 50 mm. | 50.00 | nos |  | 108.80 | 5440.00 | 202.50 | 10125.00 | 158.00 | 7900.00 | 165.00 | 8250.00 | 1313.00 | 65650.00 | 350.00 | 17500.00 | 192.00 | 9600.00 | 133.00 | 6650.00 | 435.84 | 21792.00 | 5440.00 | Advance Infrastrurctures Pvt Ltd
142.00 | Cables with OD above 50 mm but upto 60 mm. | 20.00 | nos |  | 123.25 | 2465.00 | 225.00 | 4500.00 | 185.00 | 3700.00 | 183.00 | 3660.00 | 1628.00 | 32560.00 | 390.00 | 7800.00 | 216.00 | 4320.00 | 154.00 | 3080.00 | 697.35 | 13947.00 | 2465.00 | Advance Infrastrurctures Pvt Ltd
143.00 | Cables with OD above 60 mm but upto 80 mm. | 20.00 | nos |  | 134.30 | 2686.00 | 270.00 | 5400.00 | 215.00 | 4300.00 | 220.00 | 4400.00 | 2258.00 | 45160.00 | 450.00 | 9000.00 | 240.00 | 4800.00 | 175.00 | 3500.00 | 1115.76 | 22315.20 | 2686.00 | Advance Infrastrurctures Pvt Ltd
144.00 | Termination of communication, fire alarm & control paired cables and connection of leads excluding the supply of cable glands and lugs but including fixing of cable glands, supply and fixing of PVC shrouds for outdoor terminations, cutting, stripping of cable insulation, crimping the lug on to the conductor, clamping of the cable- cores, marking with wire number, ferrules etc., including all labour and materials, as per approved drawings, specifications of this tender and directions of Engineer-in-Charge.
145.00 | All sizes from 1P to 4P and upto 2.5 sq. mm | 200.00 | nos |  | 80.75 | 16150.00 | 130.50 | 26100.00 | 103.00 | 20600.00 | 106.00 | 21200.00 | 578.00 | 115600.00 | 110.40 | 22080.00 | 180.00 | 36000.00 | 280.00 | 56000.00 | 185.96 | 37192.00 | 16150.00 | Advance Infrastrurctures Pvt Ltd
146.00 | All sizes from 5P to 10P and upto 2.5 sq. mm | 80.00 | nos |  | 91.80 | 7344.00 | 157.50 | 12600.00 | 132.00 | 10560.00 | 128.00 | 10240.00 | 924.00 | 73920.00 | 172.00 | 13760.00 | 240.00 | 19200.00 | 350.00 | 28000.00 | 232.45 | 18596.00 | 7344.00 | Advance Infrastrurctures Pvt Ltd
147.00 | All sizes from 11P to 15P and upto 2.5 sq. mm | 40.00 | nos |  | 106.25 | 4250.00 | 225.00 | 9000.00 | 188.00 | 7520.00 | 183.00 | 7320.00 | 1166.00 | 46640.00 | 220.00 | 8800.00 | 300.00 | 12000.00 | 420.00 | 16800.00 | 371.92 | 14876.80 | 4250.00 | Advance Infrastrurctures Pvt Ltd
148.00 | STRAIGHT THROUGH JOINTS
149.00 | Supply and Making of heat shrinkable type straight through joints for 1100 volt grade power cables as per EIL standard specification No. 6-51-0051, including cutting, stripping of cable insulation complete with supply of compression / crimping type ferrules, plastic mould and epoxy resin compound etc., including all labour and materials, as per approved drawings, specifications of this tender and directions of Engineer-in-Charge.
150.00 | Cables with OD upto 20 mm. | 5.00 | nos |  | 50.15 | 250.75 | 3190.50 | 15952.50 | 2611.00 | 13055.00 | 2605.00 | 13025.00 | 3675.00 | 18375.00 | 1408.00 | 7040.00 | 3600.00 | 18000.00 | 1900.00 | 9500.00 | 6500.46 | 32502.30 | 250.75 | Advance Infrastrurctures Pvt Ltd
151.00 | Cables with OD above 20 mm but upto 30 mm. | 5.00 | nos |  | 61.20 | 306.00 | 4090.50 | 20452.50 | 3188.00 | 15940.00 | 3340.00 | 16700.00 | 4725.00 | 23625.00 | 1408.00 | 7040.00 | 5400.00 | 27000.00 | 2200.00 | 11000.00 | 13039.28 | 65196.40 | 306.00 | Advance Infrastrurctures Pvt Ltd
152.00 | Cables with OD above 30 mm but upto 40 mm. | 5.00 | nos |  | 75.65 | 378.25 | 7065.00 | 35325.00 | 5567.00 | 27835.00 | 5769.00 | 28845.00 | 5775.00 | 28875.00 | 1584.00 | 7920.00 | 7200.00 | 36000.00 | 2700.00 | 13500.00 | 17864.95 | 89324.75 | 378.25 | Advance Infrastrurctures Pvt Ltd
153.00 | Cables with OD above 40 mm but upto 50 mm. | 5.00 | nos |  | 87.55 | 437.75 | 8775.00 | 43875.00 | 6968.00 | 34840.00 | 7166.00 | 35830.00 | 6825.00 | 34125.00 | 1584.00 | 7920.00 | 9000.00 | 45000.00 | 2950.00 | 14750.00 | 28297.30 | 141486.50 | 437.75 | Advance Infrastrurctures Pvt Ltd
154.00 | Cables with OD above 50 mm but upto 60 mm. | 5.00 | nos |  | 90.95 | 454.75 | 11308.50 | 56542.50 | 9469.00 | 47345.00 | 9235.00 | 46175.00 | 7875.00 | 39375.00 | 1848.00 | 9240.00 | 10800.00 | 54000.00 | 3200.00 | 16000.00 | 33791.26 | 168956.30 | 454.75 | Advance Infrastrurctures Pvt Ltd
155.00 | Cables with OD above 60 mm but upto 80 mm. | 5.00 | nos |  | 105.40 | 527.00 | 14355.00 | 71775.00 | 11530.00 | 57650.00 | 11723.00 | 58615.00 | 10395.00 | 51975.00 | 2200.00 | 11000.00 | 12600.00 | 63000.00 | 3700.00 | 18500.00 | 37627.85 | 188139.25 | 527.00 | Advance Infrastrurctures Pvt Ltd
156.00 | G.I. & PVC PIPES
157.00 | Supply and laying of following sizes of G.I. Pipes (medium) in required length fixed on steel, concrete or similar structure, laid in trenches, ready to be buried in concrete including cutting, threading, bending and similar works, supply of clamps, small iron structures, spacers and installation of seats, plugs, bushings etc., small civil works, including all labour and materials, as per approved drawings, specifications of this tender and directions of Engineer-in-Charge.
158.00 | 50 mm NB. | 100.00 | m |  | 718.25 | 71825.00 | 670.50 | 67050.00 | 553.00 | 55300.00 | 547.00 | 54700.00 | 1400.00 | 140000.00 | 1144.00 | 114400.00 | 1440.00 | 144000.00 | 650.00 | 65000.00 | 726.41 | 72641.00 | 54700.00 | TOLANI PROJECTS PVT LTD
159.00 | 100 mm NB. | 800.00 | m |  | 977.50 | 782000.00 | 1215.00 | 972000.00 | 954.00 | 763200.00 | 992.00 | 793600.00 | 2000.00 | 1600000.00 | 2200.00 | 1760000.00 | 1800.00 | 1440000.00 | 720.00 | 576000.00 | 1133.19 | 906552.00 | 576000.00 | AMPSEPC PVT LTD
160.00 | 150 mm NB. | 150.00 | m |  | 1530.00 | 229500.00 | 1507.50 | 226125.00 | 1209.00 | 181350.00 | 1231.00 | 184650.00 | 2500.00 | 375000.00 | 2640.00 | 396000.00 | 2400.00 | 360000.00 | 980.00 | 147000.00 | 1685.26 | 252789.00 | 147000.00 | AMPSEPC PVT LTD
161.00 | STRUCTURAL STEEL
162.00 | Supply, fabrication and installation of MS base frames, supports for switchgear, and brackets for miscellaneous electrical equipments, cable and cable tray supports out of rolled MS sections, pipes, plates etc. including shot blasting, welding, bolting, riveting, supply of necessary anchor bolts and grouting etc., supply of paint and applying of anti-rust primer coat and finished coats of approved synthetic enamel paint as per Table-10 of specification 6-79-0020 suitable for highly corrosive environment, including breaking walls, floors etc. for structures as required including supply of all GI hardware materials, all labour and materials complete as per approved drawings, specifications of this tender and directions of Engineer-in-Charge. (Any item weighing up to 1 kg. or less shall neither be measured nor paid). | 9000.00 | kg |  | 117.00 | 1053000.00 | 118.80 | 1069200.00 | 95.00 | 855000.00 | 97.00 | 873000.00 | 158.00 | 1422000.00 | 410.00 | 3690000.00 | 114.00 | 1026000.00 | 132.00 | 1188000.00 | 127.85 | 1150650.00 | 855000.00 | Om Yash Projects Limited
163.00 | CABLE - TRAYS
164.00 | Supply and installation of prefabricated hot dip galvanised steel cable trays, fabricated out of hot rolled sheet steel with rigid welded construction ladder type with a rung as per std. 7-51-0333, of approved make and cable tray fittings, including all labour and materials, as per approved drawings, specifications of this tender and directions of Engineer-in-Charge.
165.00 | 300 mm wide Straight run cable tray. | 250.00 | m |  | 1215.50 | 303875.00 | 877.50 | 219375.00 | 710.00 | 177500.00 | 716.00 | 179000.00 | 1974.00 | 493500.00 | 704.00 | 176000.00 | 876.00 | 219000.00 | 1145.00 | 286250.00 | 1685.26 | 421315.00 | 176000.00 | M/s. Megha Engineering and Infrastructures Ltd
166.00 | Horizontal bends for 300 mm wide tray with 1000 mm bending radius. | 10.00 | nos |  | 4972.50 | 49725.00 | 495.00 | 4950.00 | 388.00 | 3880.00 | 404.00 | 4040.00 | 7875.00 | 78750.00 | 2112.00 | 21120.00 | 1680.00 | 16800.00 | 2150.00 | 21500.00 | 4649.00 | 46490.00 | 3880.00 | Om Yash Projects Limited
167.00 | Vertical outside bends for 300 mm wide tray with 1000 mm bending radius | 10.00 | nos |  | 4972.50 | 49725.00 | 495.00 | 4950.00 | 393.00 | 3930.00 | 404.00 | 4040.00 | 8610.00 | 86100.00 | 2024.00 | 20240.00 | 1680.00 | 16800.00 | 2150.00 | 21500.00 | 5026.73 | 50267.30 | 3930.00 | Om Yash Projects Limited
168.00 | Vertical inside bends for 300 mm wide tray with 1000 mm bending radius | 10.00 | nos |  | 4972.50 | 49725.00 | 495.00 | 4950.00 | 413.00 | 4130.00 | 404.00 | 4040.00 | 8925.00 | 89250.00 | 2024.00 | 20240.00 | 1680.00 | 16800.00 | 2150.00 | 21500.00 | 5026.73 | 50267.30 | 4040.00 | TOLANI PROJECTS PVT LTD
169.00 | Supply and installation of following galvanised slotted channel trays of 2 mm thickness and 50 mm high for supporting cables, including all labour and materials, as per approved drawings, specifications of this tender and directions of Engineer-in-Charge.
170.00 | 100 mm wide. | 150.00 | m |  | 305.15 | 45772.50 | 517.50 | 77625.00 | 427.00 | 64050.00 | 422.00 | 63300.00 | 683.00 | 102450.00 | 308.00 | 46200.00 | 720.00 | 108000.00 | 1130.00 | 169500.00 | 1016.97 | 152545.50 | 45772.50 | Advance Infrastrurctures Pvt Ltd
171.00 | 150 mm wide. | 50.00 | m |  | 501.50 | 25075.00 | 621.00 | 31050.00 | 503.00 | 25150.00 | 507.00 | 25350.00 | 924.00 | 46200.00 | 374.40 | 18720.00 | 1020.00 | 51000.00 | 1950.00 | 97500.00 | 1305.21 | 65260.50 | 18720.00 | M/s. Megha Engineering and Infrastructures Ltd
172.00 | 60 mm wide. | 50.00 | m |  | 226.95 | 11347.50 | 337.50 | 16875.00 | 272.00 | 13600.00 | 275.00 | 13750.00 | 399.00 | 19950.00 | 286.40 | 14320.00 | 480.00 | 24000.00 | 950.00 | 47500.00 | 886.80 | 44340.00 | 11347.50 | Advance Infrastrurctures Pvt Ltd
173.00 | Supply, fabrication and installation of 0.91 mm (20 gauge) GI sheet covers for cable trays, including necessary hardwares, including all labour and materials, as per approved drawings, specifications of this tender and directions of Engineer-in-Charge. | 70.00 | m² |  | 1049.75 | 73482.50 | 2205.00 | 154350.00 | 1842.00 | 128940.00 | 1800.00 | 126000.00 | 1313.00 | 91910.00 | 374.40 | 26208.00 | 1440.00 | 100800.00 | 1450.00 | 101500.00 | 1098.33 | 76883.10 | 26208.00 | M/s. Megha Engineering and Infrastructures Ltd
174.00 | CABLE GLANDS
175.00 | Supply of nickel-plated, flame proof IIA/IIB double compression type brass cable glands, suitable for out door terminations of armoured PVC cables of following overall diameter (excluding termination and connection of cables), including all labour and materials, as per approved drawings, specifications of this tender and directions of Engineer-in-Charge.
176.00 | Cables with OD upto 20 mm. | 50.00 | nos |  | 252.45 | 12622.50 | 250.20 | 12510.00 | 197.00 | 9850.00 | 204.00 | 10200.00 | 357.00 | 17850.00 | 158.40 | 7920.00 | 398.00 | 19900.00 | 486.00 | 24300.00 | 575.31 | 28765.50 | 7920.00 | M/s. Megha Engineering and Infrastructures Ltd
177.00 | Cables with OD above 20 mm but upto 30 mm. | 50.00 | nos |  | 472.60 | 23630.00 | 607.50 | 30375.00 | 480.00 | 24000.00 | 496.00 | 24800.00 | 578.00 | 28900.00 | 308.00 | 15400.00 | 644.00 | 32200.00 | 510.00 | 25500.00 | 1040.21 | 52010.50 | 15400.00 | M/s. Megha Engineering and Infrastructures Ltd
178.00 | Cables with OD above 30 mm but upto 40 mm. | 10.00 | nos |  | 912.90 | 9129.00 | 787.50 | 7875.00 | 631.00 | 6310.00 | 643.00 | 6430.00 | 788.00 | 7880.00 | 580.80 | 5808.00 | 880.00 | 8800.00 | 525.00 | 5250.00 | 1888.66 | 18886.60 | 5250.00 | AMPSEPC PVT LTD
179.00 | Cables with OD above 40 mm but upto 50 mm. | 10.00 | nos |  | 1021.70 | 10217.00 | 945.00 | 9450.00 | 750.00 | 7500.00 | 771.00 | 7710.00 | 1312.00 | 13120.00 | 823.20 | 8232.00 | 1465.00 | 14650.00 | 545.00 | 5450.00 | 2161.79 | 21617.90 | 5450.00 | AMPSEPC PVT LTD
180.00 | Cables with OD above 50 mm but upto 60 mm. | 10.00 | nos |  | 1678.75 | 16787.50 | 1305.00 | 13050.00 | 1019.00 | 10190.00 | 1065.00 | 10650.00 | 1942.00 | 19420.00 | 1232.00 | 12320.00 | 2170.00 | 21700.00 | 565.00 | 5650.00 | 2417.48 | 24174.80 | 5650.00 | AMPSEPC PVT LTD
181.00 | Supply of nickel plated brass double compression cable glands suitable for outdoor installations (WP) of following overall diameter (excluding termination and connections of cables), including drilling of suitable holes in equipments for fixing purposes etc., including all labour and materials, as per approved drawings, specifications of this tender and directions of Engineer-in-Charge.
182.00 | Cables with OD upto 20 mm. | 50.00 | nos |  | 382.50 | 19125.00 | 250.20 | 12510.00 | 200.00 | 10000.00 | 204.00 | 10200.00 | 315.00 | 15750.00 | 202.40 | 10120.00 | 352.00 | 17600.00 | 475.00 | 23750.00 | 517.20 | 25860.00 | 10000.00 | Om Yash Projects Limited
183.00 | Cables with OD above 20 mm but upto 30 mm. | 50.00 | nos |  | 649.40 | 32470.00 | 607.50 | 30375.00 | 477.00 | 23850.00 | 496.00 | 24800.00 | 525.00 | 26250.00 | 255.20 | 12760.00 | 587.00 | 29350.00 | 495.00 | 24750.00 | 935.61 | 46780.50 | 12760.00 | M/s. Megha Engineering and Infrastructures Ltd
184.00 | Cables with OD above 30 mm but upto 40 mm. | 50.00 | nos |  | 1167.90 | 58395.00 | 787.50 | 39375.00 | 654.00 | 32700.00 | 643.00 | 32150.00 | 725.00 | 36250.00 | 404.80 | 20240.00 | 821.00 | 41050.00 | 510.00 | 25500.00 | 1699.21 | 84960.50 | 20240.00 | M/s. Megha Engineering and Infrastructures Ltd
185.00 | Cables with OD above 40 mm but upto 50 mm. | 10.00 | nos |  | 1215.50 | 12155.00 | 945.00 | 9450.00 | 766.00 | 7660.00 | 771.00 | 7710.00 | 1260.00 | 12600.00 | 624.80 | 6248.00 | 1408.00 | 14080.00 | 525.00 | 5250.00 | 1945.61 | 19456.10 | 5250.00 | AMPSEPC PVT LTD
186.00 | Cables with OD above 50 mm but upto 60 mm. | 20.00 | nos |  | 2103.75 | 42075.00 | 1305.00 | 26100.00 | 1026.00 | 20520.00 | 1065.00 | 21300.00 | 1995.00 | 39900.00 | 1232.00 | 24640.00 | 2228.00 | 44560.00 | 535.00 | 10700.00 | 2175.73 | 43514.60 | 10700.00 | AMPSEPC PVT LTD
187.00 | Cables with OD above 60 mm but upto 80 mm. | 10.00 | nos |  | 2154.75 | 21547.50 | 1665.00 | 16650.00 | 1320.00 | 13200.00 | 1359.00 | 13590.00 | 2688.00 | 26880.00 | 2112.00 | 21120.00 | 3002.00 | 30020.00 | 555.00 | 5550.00 | 2393.07 | 23930.70 | 5550.00 | AMPSEPC PVT LTD
188.00 | Supply of nickel plated brass single compression cable glands of following overall diameter (excluding termination and connections of cables), including drilling of suitable holes in equipments for fixing purposes etc., including all labour and materials, as per approved drawings, specifications of this tender and directions of Engineer-in-Charge.
189.00 | Cables with OD upto 20 mm. | 50.00 | nos |  | 62.90 | 3145.00 | 157.50 | 7875.00 | 130.00 | 6500.00 | 128.00 | 6400.00 | 263.00 | 13150.00 | 31.20 | 1560.00 | 294.00 | 14700.00 | 475.00 | 23750.00 | 310.32 | 15516.00 | 1560.00 | M/s. Megha Engineering and Infrastructures Ltd
190.00 | Cables with OD above 20 mm but upto 30 mm. | 50.00 | nos |  | 186.15 | 9307.50 | 247.50 | 12375.00 | 206.00 | 10300.00 | 202.00 | 10100.00 | 399.00 | 19950.00 | 92.80 | 4640.00 | 445.00 | 22250.00 | 495.00 | 24750.00 | 561.37 | 28068.50 | 4640.00 | M/s. Megha Engineering and Infrastructures Ltd
191.00 | Cables with OD above 30 mm but upto 40 mm. | 50.00 | nos |  | 331.50 | 16575.00 | 427.50 | 21375.00 | 349.00 | 17450.00 | 349.00 | 17450.00 | 430.00 | 21500.00 | 130.40 | 6520.00 | 480.00 | 24000.00 | 510.00 | 25500.00 | 1019.29 | 50964.50 | 6520.00 | M/s. Megha Engineering and Infrastructures Ltd
192.00 | Cables with OD above 40 mm but upto 50 mm. | 25.00 | nos |  | 601.80 | 15045.00 | 562.50 | 14062.50 | 446.00 | 11150.00 | 459.00 | 11475.00 | 504.00 | 12600.00 | 202.40 | 5060.00 | 563.00 | 14075.00 | 525.00 | 13125.00 | 1166.90 | 29172.50 | 5060.00 | M/s. Megha Engineering and Infrastructures Ltd
193.00 | Cables with OD above 50 mm but upto 60 mm. | 10.00 | nos |  | 712.30 | 7123.00 | 607.50 | 6075.00 | 484.00 | 4840.00 | 496.00 | 4960.00 | 525.00 | 5250.00 | 281.60 | 2816.00 | 587.00 | 5870.00 | 535.00 | 5350.00 | 1305.21 | 13052.10 | 2816.00 | M/s. Megha Engineering and Infrastructures Ltd
194.00 | Cables with OD above 60 mm but upto 80 mm. | 10.00 | nos |  | 822.80 | 8228.00 | 765.00 | 7650.00 | 630.00 | 6300.00 | 624.00 | 6240.00 | 578.00 | 5780.00 | 545.60 | 5456.00 | 644.00 | 6440.00 | 555.00 | 5550.00 | 1435.38 | 14353.80 | 5456.00 | M/s. Megha Engineering and Infrastructures Ltd
195.00 | Supply and fixing of FLP(IIA/IIB) blocking plugs for blocking unused cable entries with following diameter in outdoor electrical equipment including all labour and materials, as per approved drawings, specifications of this tender and directions of Engineer-in-Charge.
196.00 | Cables with OD up to 20 mm | 10.00 | nos |  | 251.60 | 2516.00 | 76.50 | 765.00 | 63.00 | 630.00 | 62.00 | 620.00 | 368.00 | 3680.00 | 336.00 | 3360.00 | 410.00 | 4100.00 | 210.00 | 2100.00 | 127.85 | 1278.50 | 620.00 | TOLANI PROJECTS PVT LTD
197.00 | Cables with OD above 20 mm but upto 30 mm | 10.00 | nos |  | 472.60 | 4726.00 | 130.50 | 1305.00 | 109.00 | 1090.00 | 106.00 | 1060.00 | 578.00 | 5780.00 | 396.00 | 3960.00 | 644.00 | 6440.00 | 225.00 | 2250.00 | 220.83 | 2208.30 | 1060.00 | TOLANI PROJECTS PVT LTD
198.00 | Cables with OD above 30 mm but upto 40 mm | 5.00 | nos |  | 582.25 | 2911.25 | 202.50 | 1012.50 | 161.00 | 805.00 | 165.00 | 825.00 | 892.00 | 4460.00 | 554.40 | 2772.00 | 996.00 | 4980.00 | 245.00 | 1225.00 | 383.54 | 1917.70 | 805.00 | Om Yash Projects Limited
199.00 | Cables with OD above 40 mm but upto 50 mm | 5.00 | nos |  | 912.05 | 4560.25 | 247.50 | 1237.50 | 197.00 | 985.00 | 202.00 | 1010.00 | 1313.00 | 6565.00 | 572.00 | 2860.00 | 1465.00 | 7325.00 | 265.00 | 1325.00 | 464.90 | 2324.50 | 985.00 | Om Yash Projects Limited
200.00 | Cables with OD above 50 mm but upto 60 mm | 5.00 | nos |  | 1678.75 | 8393.75 | 265.50 | 1327.50 | 218.00 | 1090.00 | 216.00 | 1080.00 | 1628.00 | 8140.00 | 598.40 | 2992.00 | 1818.00 | 9090.00 | 275.00 | 1375.00 | 633.43 | 3167.15 | 1080.00 | TOLANI PROJECTS PVT LTD
201.00 | MARKERS
202.00 | Supply and installation of cable markers as per std. 7-51-0301, for underground cable runs with 14 SWG enamelled steel plate with white lettering on jade green background inclusive of providing and fixing supports, including all labour and materials, as per approved drawings, specifications of this tender and directions of Engineer-in-Charge. | 25.00 | nos |  | 1275.00 | 31875.00 | 3825.00 | 95625.00 | 3164.00 | 79100.00 | 3123.00 | 78075.00 | 4463.00 | 111575.00 | 396.00 | 9900.00 | 4985.00 | 124625.00 | 2100.00 | 52500.00 | 4649.00 | 116225.00 | 9900.00 | M/s. Megha Engineering and Infrastructures Ltd
203.00 | Supply and installation of earth pit markers for directly buried GI pipe electrodes with 14 SWG enamelled steel plate engraved with white letters BURIED, EARTH ELECTRODE on JADE green background complete with support and foundation as per approved drawings, specifications of this tender and direction of Engineer-in-Charge. | 50.00 | nos |  | 1402.50 | 70125.00 | 2925.00 | 146250.00 | 2388.00 | 119400.00 | 2388.00 | 119400.00 | 4200.00 | 210000.00 | 572.00 | 28600.00 | 4692.00 | 234600.00 | 1750.00 | 87500.00 | 4649.00 | 232450.00 | 28600.00 | M/s. Megha Engineering and Infrastructures Ltd
204.00 | CABLE LUGS
205.00 | Supply of crimping type long barrel tinned copper lugs with circular/sector shaped barrel for following conductor sizes, as per approved drawings, specifications of this tender and directions of Engineer-in-Charge.
206.00 | All sizes upto 10 sq. mm | 600.00 | nos |  | 12.75 | 7650.00 | 10.80 | 6480.00 | 9.00 | 5400.00 | 8.00 | 4800.00 | 42.00 | 25200.00 | 31.20 | 18720.00 | 47.00 | 28200.00 | 59.00 | 35400.00 | 25.57 | 15342.00 | 4800.00 | TOLANI PROJECTS PVT LTD
207.00 | All sizes from 16 to 35 sq. mm | 250.00 | nos |  | 40.80 | 10200.00 | 31.50 | 7875.00 | 25.00 | 6250.00 | 25.00 | 6250.00 | 84.00 | 21000.00 | 57.60 | 14400.00 | 94.00 | 23500.00 | 80.00 | 20000.00 | 34.87 | 8717.50 | 6250.00 | Om Yash Projects Limited, TOLANI PROJECTS PVT LTD
208.00 | All sizes from 50 to 185 sq. mm | 25.00 | nos |  | 416.50 | 10412.50 | 94.50 | 2362.50 | 76.00 | 1900.00 | 77.00 | 1925.00 | 399.00 | 9975.00 | 255.20 | 6380.00 | 445.00 | 11125.00 | 481.00 | 12025.00 | 104.60 | 2615.00 | 1900.00 | Om Yash Projects Limited
209.00 | All sizes from 240 to 400 sq. mm | 25.00 | nos |  | 1149.20 | 28730.00 | 189.00 | 4725.00 | 153.00 | 3825.00 | 154.00 | 3850.00 | 1313.00 | 32825.00 | 792.00 | 19800.00 | 1465.00 | 36625.00 | 1014.00 | 25350.00 | 139.47 | 3486.75 | 3486.75 | KEC Spur Infrastructure Pvt. Ltd.
210.00 | Supply of crimping type long barrel aluminium lugs with circular/sector shaped barrel for following conductor sizes, as per approved drawings, specifications of this tender and directions of Engineer-in-Charge.
211.00 | All sizes upto 10 sq. mm | 2.00 | nos |  | 4.25 | 8.50 | 9.00 | 18.00 | 7.00 | 14.00 | 7.00 | 14.00 | 32.00 | 64.00 | 8.80 | 17.60 | 36.00 | 72.00 | 55.00 | 110.00 | 26.73 | 53.46 | 8.50 | Advance Infrastrurctures Pvt Ltd
212.00 | All sizes from 16 to 35 sq. mm | 250.00 | nos |  | 9.35 | 2337.50 | 27.00 | 6750.00 | 22.00 | 5500.00 | 22.00 | 5500.00 | 63.00 | 15750.00 | 10.40 | 2600.00 | 71.00 | 17750.00 | 85.00 | 21250.00 | 37.19 | 9297.50 | 2337.50 | Advance Infrastrurctures Pvt Ltd
213.00 | All sizes from 50 to 185 sq. mm | 50.00 | nos |  | 51.00 | 2550.00 | 85.50 | 4275.00 | 67.00 | 3350.00 | 69.00 | 3450.00 | 473.00 | 23650.00 | 40.00 | 2000.00 | 527.00 | 26350.00 | 110.00 | 5500.00 | 112.74 | 5637.00 | 2000.00 | M/s. Megha Engineering and Infrastructures Ltd
214.00 | All sizes from 240 to 400 sq. mm | 25.00 | nos |  | 170.85 | 4271.25 | 166.50 | 4162.50 | 139.00 | 3475.00 | 135.00 | 3375.00 | 578.00 | 14450.00 | 145.60 | 3640.00 | 644.00 | 16100.00 | 125.00 | 3125.00 | 149.93 | 3748.25 | 3125.00 | AMPSEPC PVT LTD
215.00 | Supply of crimping type long barrel Bimetallic lugs with Al barrel & tinned Cu palm with circular/sector shaped barrel for following conductor sizes, as per approved drawings, specifications of this tender and directions of Engineer-in-Charge.
216.00 | All sizes upto 10 sq. mm | 10.00 | nos |  | 187.00 | 1870.00 | 13.50 | 135.00 | 11.00 | 110.00 | 11.00 | 110.00 | 189.00 | 1890.00 | 4.80 | 48.00 | 211.00 | 2110.00 | 55.00 | 550.00 | 29.06 | 290.60 | 48.00 | M/s. Megha Engineering and Infrastructures Ltd
217.00 | All sizes from 16 to 35 sq. mm | 10.00 | nos |  | 206.55 | 2065.50 | 40.50 | 405.00 | 34.00 | 340.00 | 33.00 | 330.00 | 924.00 | 9240.00 | 9.60 | 96.00 | 1032.00 | 10320.00 | 85.00 | 850.00 | 40.68 | 406.80 | 96.00 | M/s. Megha Engineering and Infrastructures Ltd
218.00 | All sizes from 50 to 185 sq. mm | 10.00 | nos |  | 591.60 | 5916.00 | 112.50 | 1125.00 | 87.00 | 870.00 | 91.00 | 910.00 | 2678.00 | 26780.00 | 38.40 | 384.00 | 2990.00 | 29900.00 | 110.00 | 1100.00 | 122.04 | 1220.40 | 384.00 | M/s. Megha Engineering and Infrastructures Ltd
219.00 | All sizes from 240 to 400 sq. mm | 10.00 | nos |  | 780.30 | 7803.00 | 211.50 | 2115.00 | 177.00 | 1770.00 | 172.00 | 1720.00 | 3675.00 | 36750.00 | 184.80 | 1848.00 | 4105.00 | 41050.00 | 125.00 | 1250.00 | 162.72 | 1627.20 | 1250.00 | AMPSEPC PVT LTD
220.00 | ADAPTORS / REDUCERS / NIPPLES ETC.
221.00 | Supply and fixing nickel-plated brass adaptors/ reducers for cable glands of following sizes including all labour and materials complete as per approved drawings, specifications of this tender and directions of Engineer-in-Charge. Adaptors shall have male part threaded as per Eqpt. threads and the other end to receive glands having E.T. thread.
222.00 | Eqpt. Thread 3/4" PF (J.I.S.)-E.T. Thread 3/4"ET | 5.00 | nos |  | 187.85 | 939.25 | 198.00 | 990.00 | 165.00 | 825.00 | 161.00 | 805.00 | 557.00 | 2785.00 | 79.20 | 396.00 | 623.00 | 3115.00 | 65.00 | 325.00 | 987.91 | 4939.55 | 325.00 | AMPSEPC PVT LTD
223.00 | Eqpt. Thread 1" PF (J.I.S.) - E.T. Thread 3/4"ET | 5.00 | nos |  | 316.20 | 1581.00 | 292.50 | 1462.50 | 228.00 | 1140.00 | 238.00 | 1190.00 | 640.00 | 3200.00 | 79.20 | 396.00 | 715.00 | 3575.00 | 75.00 | 375.00 | 1249.42 | 6247.10 | 375.00 | AMPSEPC PVT LTD
224.00 | Eqpt. Thread 1" PF (J.I.S.) -E.T. Thread 1"ET | 5.00 | nos |  | 470.05 | 2350.25 | 337.50 | 1687.50 | 276.00 | 1380.00 | 275.00 | 1375.00 | 693.00 | 3465.00 | 96.80 | 484.00 | 774.00 | 3870.00 | 85.00 | 425.00 | 2388.42 | 11942.10 | 425.00 | AMPSEPC PVT LTD
225.00 | Eqpt. Thread 1-1/2" PF (J.I.S.)- E.T. Thread 1-1/4"ET | 5.00 | nos |  | 539.75 | 2698.75 | 472.50 | 2362.50 | 368.00 | 1840.00 | 385.00 | 1925.00 | 788.00 | 3940.00 | 96.80 | 484.00 | 880.00 | 4400.00 | 105.00 | 525.00 | 2496.51 | 12482.55 | 484.00 | M/s. Megha Engineering and Infrastructures Ltd
226.00 | Eqpt. Thread 1-1/2" PF (J.I.S.)- E.T. Thread 1-1/2"ET | 5.00 | nos |  | 592.45 | 2962.25 | 562.50 | 2812.50 | 446.00 | 2230.00 | 459.00 | 2295.00 | 851.00 | 4255.00 | 105.60 | 528.00 | 949.00 | 4745.00 | 110.00 | 550.00 | 2634.82 | 13174.10 | 528.00 | M/s. Megha Engineering and Infrastructures Ltd
227.00 | Supply and installation of GI reducers/enlargers of following sizes for cable glands of following sizes including all labour and materials complete as per approved drawings, specifications of this tender and directions of Engineer-in-Charge. Adaptors shall have male part threaded as per Eqpt. threads and the other end to receive glands having E.T. thread.
228.00 | Eqpt. Thread PG 13.5(DIN) - E.T. Thread 3/4" ET | 5.00 | nos |  | 165.75 | 828.75 | 157.50 | 787.50 | 130.00 | 650.00 | 128.00 | 640.00 | 536.00 | 2680.00 | 79.20 | 396.00 | 598.00 | 2990.00 | 85.00 | 425.00 | 1094.84 | 5474.20 | 396.00 | M/s. Megha Engineering and Infrastructures Ltd
229.00 | Eqpt. Thread PG 16 (DIN) -E.T. Thread 3/4" ET | 5.00 | nos |  | 209.10 | 1045.50 | 247.50 | 1237.50 | 206.00 | 1030.00 | 202.00 | 1010.00 | 599.00 | 2995.00 | 79.20 | 396.00 | 668.00 | 3340.00 | 95.00 | 475.00 | 1373.78 | 6868.90 | 396.00 | M/s. Megha Engineering and Infrastructures Ltd
230.00 | Eqpt. Thread PG 21 (DIN) -E.T. Thread 1"ET | 5.00 | nos |  | 315.35 | 1576.75 | 292.50 | 1462.50 | 232.00 | 1160.00 | 238.00 | 1190.00 | 641.00 | 3205.00 | 96.80 | 484.00 | 715.00 | 3575.00 | 105.00 | 525.00 | 2629.01 | 13145.05 | 484.00 | M/s. Megha Engineering and Infrastructures Ltd
231.00 | Eqpt. Thread 1" ET (IS) -E.T. Thread 3/4" ET | 5.00 | nos |  | 646.00 | 3230.00 | 292.50 | 1462.50 | 239.00 | 1195.00 | 238.00 | 1190.00 | 641.00 | 3205.00 | 96.80 | 484.00 | 715.00 | 3575.00 | 85.00 | 425.00 | 2777.78 | 13888.90 | 425.00 | AMPSEPC PVT LTD
232.00 | Supply and fixing FLP(IIA/IIB), weatherproof, nickel-plated brass adaptors/reducers for cable glands of following sizes including all labour and materials complete as per approved drawings, specifications of this tender and directions of Engineer-in-Charge. Adaptors shall have male part threaded as per Eqpt. threads and the other end to receive glands having E.T. thread.
233.00 | Eqpt. Thread 3/4" PF (J.I.S.)-E.T. Thread 3/4"ET | 5.00 | nos |  | 249.05 | 1245.25 | 198.00 | 990.00 | 158.00 | 790.00 | 161.00 | 805.00 | 557.00 | 2785.00 | 88.00 | 440.00 | 622.00 | 3110.00 | 85.00 | 425.00 | 1305.21 | 6526.05 | 425.00 | AMPSEPC PVT LTD
234.00 | Eqpt. Thread 1" PF (J.I.S.) -E.T. Thread 3/4"ET | 5.00 | nos |  | 329.80 | 1649.00 | 292.50 | 1462.50 | 227.00 | 1135.00 | 238.00 | 1190.00 | 641.00 | 3205.00 | 105.60 | 528.00 | 715.00 | 3575.00 | 95.00 | 475.00 | 1646.91 | 8234.55 | 475.00 | AMPSEPC PVT LTD
235.00 | Eqpt. Thread 1" PF (J.I.S.) -E.T. Thread 1"ET | 5.00 | nos |  | 535.50 | 2677.50 | 337.50 | 1687.50 | 281.00 | 1405.00 | 275.00 | 1375.00 | 693.00 | 3465.00 | 114.40 | 572.00 | 774.00 | 3870.00 | 105.00 | 525.00 | 3167.13 | 15835.65 | 525.00 | AMPSEPC PVT LTD
236.00 | Eqpt. Thread 1-1/2" PF (J.I.S.)- E.T. Thread 1-1/4"ET | 5.00 | nos |  | 756.50 | 3782.50 | 472.50 | 2362.50 | 387.00 | 1935.00 | 385.00 | 1925.00 | 788.00 | 3940.00 | 119.20 | 596.00 | 880.00 | 4400.00 | 115.00 | 575.00 | 3321.71 | 16608.55 | 575.00 | AMPSEPC PVT LTD
237.00 | Eqpt. Thread 1-1/2" PF (J.I.S.)- E.T. Thread 1-1/2"ET | 5.00 | nos |  | 939.25 | 4696.25 | 562.50 | 2812.50 | 459.00 | 2295.00 | 459.00 | 2295.00 | 861.00 | 4305.00 | 123.20 | 616.00 | 962.00 | 4810.00 | 125.00 | 625.00 | 3984.19 | 19920.95 | 616.00 | M/s. Megha Engineering and Infrastructures Ltd
238.00 | FLOOD LIGHT MASTS
239.00 | Design, supply, installation, testing and commissioning of high mast lighting system as per EIL specification No. 6-51-0039, data sheet, including all civil works, excavation, foundation, disposal of surplus earth, providing shoring, strutting and dewatering if required and including supply of cement, steel, GI pipes and all other sundry materials, special cables etc. as required for each high masts, including fixing and connection of fixtures, cables, earthing, lightning rods and all mounting accessories and hardware as required, including all labour and materials, as per approved drawings, specifications of this tender and directions of Engineer-in-Charge.
240.00 | 20M high flood light mast for Safe Area, including supply of WP glands, lugs, 12Nos LED fixture of 250 Watt. | 10.00 | nos |  | 650000.00 | 6500000.00 | 550000.00 | 5500000.00 | 584769.00 | 5847690.00 | 606375.00 | 6063750.00 | 819000.00 | 8190000.00 | 704000.00 | 7040000.00 | 900000.00 | 9000000.00 | 1200000.00 | 12000000.00 | 924202.76 | 9242027.60 | 5500000.00 | JSIW INFRASTRUCTURE PRIVATE LIMITED
241.00 | LIGHTING POLES
242.00 | Supply and installation of Lighting Poles for floor mounting as per std. 7-51-0201, including all civil works, excavation, foundation, disposal of surplus earth, providing shoring, strutting and dewatering if required and including supply of cement, steel, GI pipes, base plates, paint and all sundry materials as required, including painting, (excluding supply and installation of control gear box/junction box), but including all labour and materials, as per approved drawings, specifications of this tender and directions of Engineer-in-Charge.
243.00 | Lighting poles for hazardous areas. | 60.00 | nos |  | 24862.50 | 1491750.00 | 10179.00 | 610740.00 | 8357.00 | 501420.00 | 8312.00 | 498720.00 | 32025.00 | 1921500.00 | 12320.00 | 739200.00 | 21600.00 | 1296000.00 | 17000.00 | 1020000.00 | 33317.47 | 1999048.20 | 498720.00 | TOLANI PROJECTS PVT LTD
244.00 | Supply and installation of Poles for post top lantern as per std. 7-51-0210 with marshalling box, necessary wires/cable running from marshalling box to the lighting fixtures, cable termination and connection, fixing of cable glands and lugs, , including all civil works, excavation, foundation, disposal of surplus earth, providing shoring, strutting and dewatering if required and supply of cement, steel, GI pipes, base plates, paint and all sundry materials as required, painting, including all labour and materials, as per approved drawings, specifications of this tender and directions of Engineer-in-Charge.
245.00 | Post top lantern. | 20.00 | nos |  | 20442.50 | 408850.00 | 11250.00 | 225000.00 | 8934.00 | 178680.00 | 9187.00 | 183740.00 | 19425.00 | 388500.00 | 4312.00 | 86240.00 | 9600.00 | 192000.00 | 15000.00 | 300000.00 | 20339.38 | 406787.60 | 86240.00 | M/s. Megha Engineering and Infrastructures Ltd
246.00 | Supply and installation of street lighting poles (single bracket/double bracket) including built in marshalling box and necessary wire/cable running from marshalling box to the lighting fixture, cable termination and connection, fixing of cable glands and lugs, including all civil works, excavation, foundation, disposal of surplus earth, providing shoring, strutting and dewatering if required and including supply of cement, steel, GI pipes, base plates, paint and all sundry materials as required, including painting, including all labour and materials, as per approved drawings, specifications of this tender and directions of Engineer-in-Charge.
247.00 | Poles as per std. 7-51-0234 sht. 1 of 2 (Single bracket) | 70.00 | nos |  | 21879.00 | 1531530.00 | 16650.00 | 1165500.00 | 13620.00 | 953400.00 | 13597.00 | 951790.00 | 34125.00 | 2388750.00 | 12760.00 | 893200.00 | 30720.00 | 2150400.00 | 10000.00 | 700000.00 | 30008.33 | 2100583.10 | 700000.00 | AMPSEPC PVT LTD
248.00 | Poles as per std. 7-51-0234 sht. 1 of 2 (Double bracket) | 5.00 | nos |  | 22984.00 | 114920.00 | 19350.00 | 96750.00 | 16168.00 | 80840.00 | 15802.00 | 79010.00 | 35175.00 | 175875.00 | 14080.00 | 70400.00 | 34320.00 | 171600.00 | 15000.00 | 75000.00 | 37773.13 | 188865.65 | 70400.00 | M/s. Megha Engineering and Infrastructures Ltd
249.00 | Poles as per std. 7-51-0235 sht. 1 of 2 | 40.00 | nos |  | 24862.50 | 994500.00 | 25650.00 | 1026000.00 | 20877.00 | 835080.00 | 20947.00 | 837880.00 | 54915.00 | 2196600.00 | 23760.00 | 950400.00 | 45000.00 | 1800000.00 | 20000.00 | 800000.00 | 61366.02 | 2454640.80 | 800000.00 | AMPSEPC PVT LTD
250.00 | Poles as per std. 7-51-0235 sht. 2 of 2 | 5.00 | nos |  | 26409.50 | 132047.50 | 29250.00 | 146250.00 | 23307.00 | 116535.00 | 23887.00 | 119435.00 | 56175.00 | 280875.00 | 26400.00 | 132000.00 | 52200.00 | 261000.00 | 25000.00 | 125000.00 | 69735.01 | 348675.05 | 116535.00 | Om Yash Projects Limited
251.00 | HAZARDOUS AREA LIGHTING FIXTURES AND ACCESSORIES
252.00 | Installation, connection, testing and commissioning of following types of flame proof/Div.2 lighting fixtures and accessories, including cable termination and connection, fixing of cable glands, lugs, including supply of necessary hardwares, including transportation from store/yard to site at the place of installation, unpacking, including all labour and materials, as per approved drawings, specifications of this tender and directions of Engineer-in-Charge.
253.00 | 3-way, junction box. | 60.00 | nos |  | 1657.50 | 99450.00 | 1125.00 | 67500.00 | 874.00 | 52440.00 | 918.00 | 55080.00 | 1575.00 | 94500.00 | 572.00 | 34320.00 | 1680.00 | 100800.00 | 3000.00 | 180000.00 | 2731.29 | 163877.40 | 34320.00 | M/s. Megha Engineering and Infrastructures Ltd
254.00 | 4-way, junction box. | 5.00 | nos |  | 1878.50 | 9392.50 | 1305.00 | 6525.00 | 1041.00 | 5205.00 | 1065.00 | 5325.00 | 1575.00 | 7875.00 | 440.00 | 2200.00 | 1800.00 | 9000.00 | 3000.00 | 15000.00 | 3196.19 | 15980.95 | 2200.00 | M/s. Megha Engineering and Infrastructures Ltd
255.00 | Supply of following FLP/Div.2 lighting fixtures complete with lamps, requisite FLP cable glands, plugs and necessary control gear as per EIL standard specification No. 6-51-0061, data sheet for lighting fixture schedule, including all albour and materials, specifications of this tender and directions of Engineer-in-Charge.
256.00 | LED FLP IIC - 3 | 5.00 | nos |  | 11934.00 | 59670.00 | 13050.00 | 65250.00 | 10869.00 | 54345.00 | 10657.00 | 53285.00 | 19425.00 | 97125.00 | 10120.00 | 50600.00 | 12120.00 | 60600.00 | 3100.00 | 15500.00 | 20048.81 | 100244.05 | 15500.00 | AMPSEPC PVT LTD
257.00 | FLP-LED-9 IIA/IIB | 5.00 | nos |  | 8066.50 | 40332.50 | 11250.00 | 56250.00 | 8986.00 | 44930.00 | 9187.00 | 45935.00 | 16275.00 | 81375.00 | 13200.00 | 66000.00 | 15000.00 | 75000.00 | 3150.00 | 15750.00 | 10750.81 | 53754.05 | 15750.00 | AMPSEPC PVT LTD
258.00 | FLP LED-4 IIA/IIB | 60.00 | nos |  | 11934.00 | 716040.00 | 7650.00 | 459000.00 | 6058.00 | 363480.00 | 6247.00 | 374820.00 | 18375.00 | 1102500.00 | 8360.00 | 501600.00 | 7650.00 | 459000.00 | 3350.00 | 201000.00 | 22663.88 | 1359832.80 | 201000.00 | AMPSEPC PVT LTD
259.00 | Supply and installation of Type-`A' clamps(for bracket mounted lighting fixtures) including bolt (MOC SS304) for fixing the fixture to the clamp as per EIL std.no.7-51-0221, including supply and fixing of anchor fasteners, nuts and bolts, washers etc. as per approved drawings, specifications of this tender and directions of Engineer-in-Charge. | 80.00 | nos |  | 2762.50 | 221000.00 | 3105.00 | 248400.00 | 2424.00 | 193920.00 | 2535.00 | 202800.00 | 998.00 | 79840.00 | 2992.00 | 239360.00 | 1110.00 | 88800.00 | 3750.00 | 300000.00 | 2963.74 | 237099.20 | 79840.00 | PRATHAM EPC PROJECTS LTD
260.00 | Supply and installation of adapters for Platform and ground pole mounted lighting fixtures as per EIL std.no.7-51-0221, approved drawings, specifications of this tender and directions of Engineer-in-Charge. | 170.00 | nos |  | 3094.00 | 525980.00 | 1125.00 | 191250.00 | 931.00 | 158270.00 | 918.00 | 156060.00 | 1628.00 | 276760.00 | 484.00 | 82280.00 | 1800.00 | 306000.00 | 3850.00 | 654500.00 | 2963.74 | 503835.80 | 82280.00 | M/s. Megha Engineering and Infrastructures Ltd
261.00 | SAFE AREA LIGHTING FIXTURES
262.00 | Supply, installation, testing and commissioning of following lighting fixtures and connecting to wiring junction box/marshalling box complete with lamps and necessary control gear including supply of all connected materials like flexible conduit, clamps, supports, chains, anchor fastners, bolts, nuts and washers etc. as required, including supply and fixing of cable glands, lugs, including all labour and materials, as per approved drawings, data sheet for lighting fixture schedule, EIL installation standards, specifications of this tender and directions of Engineer-in-Charge.
263.00 | Type LED PT 1 Fixtures | 20.00 | nos |  | 4080.00 | 81600.00 | 11250.00 | 225000.00 | 9252.00 | 185040.00 | 9187.00 | 183740.00 | 13125.00 | 262500.00 | 440.00 | 8800.00 | 4200.00 | 84000.00 | 3800.00 | 76000.00 | 4875.64 | 97512.80 | 8800.00 | M/s. Megha Engineering and Infrastructures Ltd
264.00 | Supply, installation, testing and commissioning of following energy efficient lighting fixtures and connecting to wiring junction box/marshalling box complete with lamps and necessary control gear including supply of all connected materials like flexible conduit, clamps, supports, chains, anchor fastners, bolts, nuts and washers etc. as required, including supply and fixing of cable glands, lugs, including all labour and materials, as per approved drawings, data sheet for lighting fixture schedule, EIL installation standards, specifications of this tender and directions of Engineer-in-Charge.
265.00 | Type LED 2 Fixtures. | 150.00 | nos |  | 1989.00 | 298350.00 | 4365.00 | 654750.00 | 3490.00 | 523500.00 | 3564.00 | 534600.00 | 4725.00 | 708750.00 | 528.00 | 79200.00 | 3720.00 | 558000.00 | 3100.00 | 465000.00 | 2007.21 | 301081.50 | 79200.00 | M/s. Megha Engineering and Infrastructures Ltd
266.00 | Type LED 3 Fixtures. | 40.00 | nos |  | 3536.00 | 141440.00 | 4275.00 | 171000.00 | 3386.00 | 135440.00 | 3491.00 | 139640.00 | 2363.00 | 94520.00 | 572.00 | 22880.00 | 3000.00 | 120000.00 | 3350.00 | 134000.00 | 887.96 | 35518.40 | 22880.00 | M/s. Megha Engineering and Infrastructures Ltd
267.00 | Type LED 5 Fixtures. | 2.00 | nos |  | 3911.70 | 7823.40 | 4365.00 | 8730.00 | 3505.00 | 7010.00 | 3564.00 | 7128.00 | 3308.00 | 6616.00 | 748.00 | 1496.00 | 4200.00 | 8400.00 | 3750.00 | 7500.00 | 958.86 | 1917.72 | 1496.00 | M/s. Megha Engineering and Infrastructures Ltd
268.00 | Type LED 6 Fixtures. | 10.00 | nos |  | 4641.00 | 46410.00 | 4275.00 | 42750.00 | 3396.00 | 33960.00 | 3491.00 | 34910.00 | 2362.00 | 23620.00 | 950.00 | 9500.00 | 2640.00 | 26400.00 | 3850.00 | 38500.00 | 1133.19 | 11331.90 | 9500.00 | M/s. Megha Engineering and Infrastructures Ltd
269.00 | Type LED 8 Fixtures. | 2.00 | nos |  | 4641.00 | 9282.00 | 3825.00 | 7650.00 | 3200.00 | 6400.00 | 3123.00 | 6246.00 | 892.00 | 1784.00 | 1100.00 | 2200.00 | 6600.00 | 13200.00 | 4250.00 | 8500.00 | 1133.19 | 2266.38 | 1784.00 | PRATHAM EPC PROJECTS LTD
270.00 | Type LED IND-1 Fixtures. | 100.00 | nos |  | 1381.25 | 138125.00 | 1215.00 | 121500.00 | 990.00 | 99000.00 | 992.00 | 99200.00 | 2363.00 | 236300.00 | 220.00 | 22000.00 | 600.00 | 60000.00 | 3250.00 | 325000.00 | 742.68 | 74268.00 | 22000.00 | M/s. Megha Engineering and Infrastructures Ltd
271.00 | Type LED IND-3 Fixtures. | 2.00 | nos |  | 1723.80 | 3447.60 | 1687.50 | 3375.00 | 1410.00 | 2820.00 | 1378.00 | 2756.00 | 4888.00 | 9776.00 | 272.80 | 545.60 | 1080.00 | 2160.00 | 3475.00 | 6950.00 | 900.74 | 1801.48 | 545.60 | M/s. Megha Engineering and Infrastructures Ltd
272.00 | Type LED IND-4 Fixtures. | 100.00 | nos |  | 1823.25 | 182325.00 | 1282.50 | 128250.00 | 1032.00 | 103200.00 | 1047.00 | 104700.00 | 2405.00 | 240500.00 | 572.00 | 57200.00 | 612.00 | 61200.00 | 3675.00 | 367500.00 | 1016.97 | 101697.00 | 57200.00 | M/s. Megha Engineering and Infrastructures Ltd
273.00 | Type LED RSD-10 Fixtures. | 2.00 | nos |  | 3867.50 | 7735.00 | 1813.50 | 3627.00 | 1455.00 | 2910.00 | 1481.00 | 2962.00 | 3360.00 | 6720.00 | 12080.00 | 24160.00 | 3360.00 | 6720.00 | 5250.00 | 10500.00 | 2004.88 | 4009.76 | 2910.00 | Om Yash Projects Limited
274.00 | Type LED SFD-12 Fixtures. | 2.00 | nos |  | 4254.25 | 8508.50 | 1813.50 | 3627.00 | 1469.00 | 2938.00 | 1481.00 | 2962.00 | 3413.00 | 6826.00 | 14080.00 | 28160.00 | 3360.00 | 6720.00 | 5750.00 | 11500.00 | 2353.56 | 4707.12 | 2938.00 | Om Yash Projects Limited
275.00 | Type LED ST-4 Fixtures. | 70.00 | nos |  | 3591.25 | 251387.50 | 6525.00 | 456750.00 | 5461.00 | 382270.00 | 5328.00 | 372960.00 | 13125.00 | 918750.00 | 2100.00 | 147000.00 | 7200.00 | 504000.00 | 6175.00 | 432250.00 | 3138.08 | 219665.60 | 147000.00 | M/s. Megha Engineering and Infrastructures Ltd
276.00 | Type LED ST-10 Fixtures. | 2.00 | nos |  | 4077.45 | 8154.90 | 6255.00 | 12510.00 | 4898.00 | 9796.00 | 5108.00 | 10216.00 | 15225.00 | 30450.00 | 3100.00 | 6200.00 | 7920.00 | 15840.00 | 6200.00 | 12400.00 | 4393.31 | 8786.62 | 6200.00 | M/s. Megha Engineering and Infrastructures Ltd
277.00 | Type LED FD-1 Fixtures. | 50.00 | nos |  | 3309.90 | 165495.00 | 6435.00 | 321750.00 | 5063.00 | 253150.00 | 5255.00 | 262750.00 | 10290.00 | 514500.00 | 400.00 | 20000.00 | 4380.00 | 219000.00 | 6230.00 | 311500.00 | 8379.82 | 418991.00 | 20000.00 | M/s. Megha Engineering and Infrastructures Ltd
278.00 | Type LED FD-2 Fixtures. | 80.00 | nos |  | 5911.75 | 472940.00 | 8622.00 | 689760.00 | 6976.00 | 558080.00 | 7041.00 | 563280.00 | 19740.00 | 1579200.00 | 850.00 | 68000.00 | 8040.00 | 643200.00 | 6250.00 | 500000.00 | 7279.17 | 582333.60 | 68000.00 | M/s. Megha Engineering and Infrastructures Ltd
279.00 | FANS AND EXHAUST FANS
280.00 | Supply, installation, connection, testing and commissioning of following types of exhaust fans including supply of all necessary supports etc., including fixing of cable glands, lugs with BEE(Bureau of Energy Efficiency) rating of minimum 3 star including all labour and materials and accessories like mounting frame, fixing bolt, wire guard/louvres etc., as per approved drawings, specifications of this tender and directions of Engineer-in-Charge.
281.00 | 300 mm dia., 1 phase, 900 rpm, wall mounting type epoxy painted exhaust fan with louvres. | 3.00 | nos |  | 11934.00 | 35802.00 | 4365.00 | 13095.00 | 3604.00 | 10812.00 | 3564.00 | 10692.00 | 6825.00 | 20475.00 | 3344.00 | 10032.00 | 6360.00 | 19080.00 | 5550.00 | 16650.00 | 6276.15 | 18828.45 | 10032.00 | M/s. Megha Engineering and Infrastructures Ltd
282.00 | 450 mm dia., 1 phase, 900 rpm, wall mounting type epoxy painted exhaust fan with louvres. | 18.00 | nos |  | 13204.75 | 237685.50 | 5625.00 | 101250.00 | 4668.00 | 84024.00 | 4593.00 | 82674.00 | 8925.00 | 160650.00 | 3960.00 | 71280.00 | 7320.00 | 131760.00 | 6450.00 | 116100.00 | 12087.40 | 217573.20 | 71280.00 | M/s. Megha Engineering and Infrastructures Ltd
283.00 | 450 mm dia., 1 phase, 900 rpm, wall mounting type epoxy painted exhaust fan with louvres suitable for Gas group IIC, temperature class T3. | 27.00 | nos |  | 12155.00 | 328185.00 | 14850.00 | 400950.00 | 12085.00 | 326295.00 | 12127.00 | 327429.00 | 22575.00 | 609525.00 | 13200.00 | 356400.00 | 14760.00 | 398520.00 | 18500.00 | 499500.00 | 19758.25 | 533472.75 | 326295.00 | Om Yash Projects Limited
284.00 | Supply, installation, connection, testing and commissioning of 240 V AC, 410 mm sweep wall mounting type, single phase, 3 blade fan with oscillation facility and built in speed regulator including fixing, wiring with BEE (Bureau of Energy Efficiency)rating of minimum 3 star including all labour and materials, as per approved drawings, specifications of this tender and directions of Engineer-in-Charge. | 6.00 | nos |  | 4641.00 | 27846.00 | 4050.00 | 24300.00 | 3339.00 | 20034.00 | 3307.00 | 19842.00 | 10290.00 | 61740.00 | 1584.00 | 9504.00 | 7800.00 | 46800.00 | 3250.00 | 19500.00 | 6392.38 | 38354.28 | 9504.00 | M/s. Megha Engineering and Infrastructures Ltd
285.00 | Supply, installation, connection, testing and commissioning of 240 V AC, 1200 mm sweep ceiling fan with regulator (labeled as minimum 3-star by Bureau of Energy Efficiency)including providing clamp/hook in RCC slab, if necessary, providing, fixing, ceiling, rose, wiring, including all labour and materials, as per approved drawings, specifications of this tender and directions of Engineer-in-Charge. | 4.00 | nos |  | 5746.00 | 22984.00 | 3825.00 | 15300.00 | 3145.00 | 12580.00 | 3123.00 | 12492.00 | 3675.00 | 14700.00 | 3168.00 | 12672.00 | 4464.00 | 17856.00 | 5150.00 | 20600.00 | 3196.19 | 12784.76 | 12492.00 | TOLANI PROJECTS PVT LTD
286.00 | SOCKETS / RECEPTACLES AND SWITCHES / MCB UNITS
287.00 | Supply, installation, connection, testing and commissioning of following ratings of 240 V, single phase, sockets/receptacles and metallic outlet boxes as described below including supply of all connected materials, including all labour and materials, as per approved drawings, specifications of this tender and directions of Engineer-in-Charge.
288.00 | 6 A, 5 pin plate type flush/ surface mounting sockets/receptacles. | 70.00 | nos |  | 3204.50 | 224315.00 | 265.50 | 18585.00 | 217.00 | 15190.00 | 216.00 | 15120.00 | 221.00 | 15470.00 | 89.76 | 6283.20 | 232.00 | 16240.00 | 1275.00 | 89250.00 | 871.69 | 61018.30 | 6283.20 | M/s. Megha Engineering and Infrastructures Ltd
289.00 | 16/6 A, 6 pin plate type flush/ surface mounting sockets/receptacles. | 55.00 | nos |  | 7182.50 | 395037.50 | 328.50 | 18067.50 | 276.00 | 15180.00 | 268.00 | 14740.00 | 399.00 | 21945.00 | 140.80 | 7744.00 | 420.00 | 23100.00 | 1495.00 | 82225.00 | 1162.25 | 63923.75 | 7744.00 | M/s. Megha Engineering and Infrastructures Ltd
290.00 | 20 A, 3 pin surface mounted industrial type switch socket with plug and sheet steel painted box. | 18.00 | nos |  | 5790.20 | 104223.60 | 1930.50 | 34749.00 | 1615.00 | 29070.00 | 1576.00 | 28368.00 | 3413.00 | 61434.00 | 162.40 | 2923.20 | 3588.00 | 64584.00 | 3450.00 | 62100.00 | 1336.59 | 24058.62 | 2923.20 | M/s. Megha Engineering and Infrastructures Ltd
291.00 | Supply, installation, connection, testing and commissioning of following ratings of 240 V, single phase switches/MCB units, including outlet boxes and associated accessories, including all labour and materials, as per approved drawings, specifications of this tender and directions of Engineer-in-Charge.
292.00 | 5 A, piano type flush/surface mounted switches. | 260.00 | nos |  | 3094.00 | 804440.00 | 130.50 | 33930.00 | 103.00 | 26780.00 | 106.00 | 27560.00 | 84.00 | 21840.00 | 80.96 | 21049.60 | 89.00 | 23140.00 | 450.00 | 117000.00 | 122.04 | 31730.40 | 21049.60 | M/s. Megha Engineering and Infrastructures Ltd
293.00 | 5 A, plate type flush/surface mounted switches. | 2.00 | nos |  | 4884.10 | 9768.20 | 130.50 | 261.00 | 107.00 | 214.00 | 106.00 | 212.00 | 116.00 | 232.00 | 95.20 | 190.40 | 121.00 | 242.00 | 475.00 | 950.00 | 122.04 | 244.08 | 190.40 | M/s. Megha Engineering and Infrastructures Ltd
294.00 | 15 A, piano type flush/surface mounted switches. | 20.00 | nos |  | 4884.10 | 97682.00 | 175.50 | 3510.00 | 140.00 | 2800.00 | 143.00 | 2860.00 | 105.00 | 2100.00 | 167.20 | 3344.00 | 110.00 | 2200.00 | 495.00 | 9900.00 | 244.07 | 4881.40 | 2100.00 | PRATHAM EPC PROJECTS LTD
295.00 | 15 A, plate type flush/surface mounted switches. | 2.00 | nos |  | 4884.10 | 9768.20 | 175.50 | 351.00 | 145.00 | 290.00 | 143.00 | 286.00 | 221.00 | 442.00 | 190.00 | 380.00 | 233.00 | 466.00 | 510.00 | 1020.00 | 244.07 | 488.14 | 286.00 | TOLANI PROJECTS PVT LTD
296.00 | 20A, DP MCB unit in moulded case enclosure for window type air conditioner. | 20.00 | nos |  | 4453.15 | 89063.00 | 2308.50 | 46170.00 | 1809.00 | 36180.00 | 1885.00 | 37700.00 | 1313.00 | 26260.00 | 482.00 | 9640.00 | 1380.00 | 27600.00 | 3550.00 | 71000.00 | 1685.26 | 33705.20 | 9640.00 | M/s. Megha Engineering and Infrastructures Ltd
297.00 | 32A, DP MCB unit in moulded case enclosure for window / split type air conditioner. | 5.00 | nos |  | 5171.40 | 25857.00 | 3105.00 | 15525.00 | 2523.00 | 12615.00 | 2535.00 | 12675.00 | 1628.00 | 8140.00 | 682.00 | 3410.00 | 1711.00 | 8555.00 | 4575.00 | 22875.00 | 1685.26 | 8426.30 | 3410.00 | M/s. Megha Engineering and Infrastructures Ltd
298.00 | 5A, 240V, piano type Weather proof switch | 5.00 | nos |  | 4254.25 | 21271.25 | 418.50 | 2092.50 | 340.00 | 1700.00 | 341.00 | 1705.00 | 578.00 | 2890.00 | 40.00 | 200.00 | 607.00 | 3035.00 | 1850.00 | 9250.00 | 244.07 | 1220.35 | 200.00 | M/s. Megha Engineering and Infrastructures Ltd
299.00 | JUNCTION BOXES (OUTDOOR / INDOOR TYPE)
300.00 | Supply and installation of dust and vermin proof G.I. sheet steel (1.6 mm thick) junction box WP type suitable for outdoor/indoor installation with number of outgoing ways as under, complete with PVC connectors, supply and fixing of cable glands, including supply of required size and number of terminals, including all labour and materials, as per approved drawings, specifications of this tender and directions of Engineer-in-Charge.
301.00 | 3 way. | 80.00 | nos |  | 6077.50 | 486200.00 | 1125.00 | 90000.00 | 873.00 | 69840.00 | 918.00 | 73440.00 | 3360.00 | 268800.00 | 475.20 | 38016.00 | 3000.00 | 240000.00 | 1950.00 | 156000.00 | 4358.44 | 348675.20 | 38016.00 | M/s. Megha Engineering and Infrastructures Ltd
302.00 | 4 way. | 10.00 | nos |  | 6409.00 | 64090.00 | 1485.00 | 14850.00 | 1233.00 | 12330.00 | 1212.00 | 12120.00 | 3675.00 | 36750.00 | 585.20 | 5852.00 | 3360.00 | 33600.00 | 2070.00 | 20700.00 | 5753.14 | 57531.40 | 5852.00 | M/s. Megha Engineering and Infrastructures Ltd
303.00 | Supply and installation of dust and vermin proof G.I. sheet steel (1.6 mm thick) junction box suitable for indoor installation, complete with 15A, 20 terminals, supply and fixing of cable glands for incoming cable and knock outs for conduit entry for outgoing circuits, including all labour and materials, as per approved drawings, specifications of this tender and directions of Engineer-in-Charge.
304.00 | Junction box. | 1.00 | nos |  | 7182.50 | 7182.50 | 5890.50 | 5890.50 | 4610.00 | 4610.00 | 4810.00 | 4810.00 | 4725.00 | 4725.00 | 2200.00 | 2200.00 | 4968.00 | 4968.00 | 3200.00 | 3200.00 | 6101.81 | 6101.81 | 2200.00 | M/s. Megha Engineering and Infrastructures Ltd
305.00 | LIGHTING / POWER PANELS AND DISTRIBUTION BOARDS
306.00 | Supply, installation, connection, testing and commissioning of flame proof weather proof lighting/power panels (for gas group IIA/IIB) as per EIL std. spec. 6-51-0008, including all labour and materials, as per approved drawings, specifications of this tender and directions of Engineer-in-Charge.
307.00 | 40 A, 4 pole incomer MCB isolator and ELCB and 6 Nos. outgoing double pole MCBs (upto 20 A). | 2.00 | nos |  | 39227.50 | 78455.00 | 70650.00 | 141300.00 | 55430.00 | 110860.00 | 57697.00 | 115394.00 | 61845.00 | 123690.00 | 83600.00 | 167200.00 | 144000.00 | 288000.00 | 35000.00 | 70000.00 | 84844.26 | 169688.52 | 70000.00 | AMPSEPC PVT LTD
308.00 | 40 A, 4 pole incomer MCB isolator and ELCB and 12 Nos. outgoing double pole MCBs (upto 20 A). | 20.00 | nos |  | 47183.50 | 943670.00 | 99000.00 | 1980000.00 | 79350.00 | 1587000.00 | 80850.00 | 1617000.00 | 79590.00 | 1591800.00 | 105600.00 | 2112000.00 | 180000.00 | 3600000.00 | 45000.00 | 900000.00 | 139814.37 | 2796287.40 | 900000.00 | AMPSEPC PVT LTD
309.00 | Supply, installation, connection, testing and commissioning of safe area lighting/power panels, surface/flush mounting type, wall mounting type in dust tight (with hinged cover) sheet steel enclosure having 4 pole incomer and single pole MCB (9 kA type) for outgoing circuit control with complete wiring, including cable termination, connection and fixing of cable glands, including all labour and materials, as per approved drawings, specifications of this tender and directions of Engineer-in-Charge.
310.00 | 40 A, 4 pole incomer MCB isolator and ELCB and 6 Nos. outgoing single pole MCBs (upto 20 A). | 2.00 | nos |  | 16133.00 | 32266.00 | 14850.00 | 29700.00 | 11845.00 | 23690.00 | 12127.00 | 24254.00 | 37275.00 | 74550.00 | 24000.00 | 48000.00 | 19200.00 | 38400.00 | 45000.00 | 90000.00 | 67875.41 | 135750.82 | 23690.00 | Om Yash Projects Limited
311.00 | 40 A, 4 pole incomer MCB isolator and ELCB and 12 Nos. outgoing single pole MCBs (upto 20 A). | 30.00 | nos |  | 23978.50 | 719355.00 | 19350.00 | 580500.00 | 16008.00 | 480240.00 | 15802.00 | 474060.00 | 40425.00 | 1212750.00 | 24000.00 | 720000.00 | 21600.00 | 648000.00 | 55000.00 | 1650000.00 | 111851.50 | 3355545.00 | 474060.00 | TOLANI PROJECTS PVT LTD
312.00 | WIRING
313.00 | Circuit wiring in non-hazardous areas using (size given below), copper conductor, PVC insulated, FRLS outer sleeve cables (third core for earthing), from lighting/power panel/distribution junction box, excluding the supply of cable, junction boxes and cable glands but including termination and connection, including all labour and materials, as per approved drawings, specifications of this tender and directions of Engineer-in-Charge.
314.00 | 3 C x 2.5 sq. mm | 735.00 | m |  | 80.75 | 59351.25 | 130.50 | 95917.50 | 103.00 | 75705.00 | 106.00 | 77910.00 | 242.00 | 177870.00 | 198.00 | 145530.00 | 264.00 | 194040.00 | 41.00 | 30135.00 | 168.53 | 123869.55 | 30135.00 | AMPSEPC PVT LTD
315.00 | Circuit wiring in hazardous areas using (sizes given below) copper conductor, PVC insulated, FRLS outer sleeve armoured cables (third core for earthing) from lighting/power panel/distribution junction box onwards, excluding the supply of cables, junction boxes and cable glands but including fixing of cable glands, supply and fixing of clamps, cable terminations and connections, including all labour and materials, as per approved drawings, specifications of this tender and directions of Engineer-in-Charge.
316.00 | 3 C x 2.5 sq. mm | 3500.00 | m |  | 80.75 | 282625.00 | 178.20 | 623700.00 | 142.00 | 497000.00 | 145.00 | 507500.00 | 273.00 | 955500.00 | 280.00 | 980000.00 | 288.00 | 1008000.00 | 41.00 | 143500.00 | 226.64 | 793240.00 | 143500.00 | AMPSEPC PVT LTD
317.00 | Circuit wiring with 660 V grade, (sizes given below), FRLS PVC insulated copper wires in already laid surface/concealed conduit from lighting panel/power panel onwards including the supply of wires, termination and connection, including all labour and materials, as per approved drawings, specifications of this tender and directions of Engineer-in-Charge.
318.00 | 3 Nos x 1.5 sq. mm | 1500.00 | m |  | 44.20 | 66300.00 | 75.60 | 113400.00 | 63.00 | 94500.00 | 61.00 | 91500.00 | 126.00 | 189000.00 | 149.60 | 224400.00 | 144.00 | 216000.00 | 58.00 | 87000.00 | 139.47 | 209205.00 | 66300.00 | Advance Infrastrurctures Pvt Ltd
319.00 | 3 Nos x 2.5 sq. mm | 600.00 | m |  | 52.70 | 31620.00 | 99.90 | 59940.00 | 80.00 | 48000.00 | 81.00 | 48600.00 | 189.00 | 113400.00 | 167.20 | 100320.00 | 180.00 | 108000.00 | 88.00 | 52800.00 | 203.39 | 122034.00 | 31620.00 | Advance Infrastrurctures Pvt Ltd
320.00 | 5 Nos x 1.5 sq. mm | 500.00 | m |  | 72.25 | 36125.00 | 117.00 | 58500.00 | 91.00 | 45500.00 | 95.00 | 47500.00 | 210.00 | 105000.00 | 255.20 | 127600.00 | 240.00 | 120000.00 | 165.00 | 82500.00 | 203.39 | 101695.00 | 36125.00 | Advance Infrastrurctures Pvt Ltd
321.00 | 5 Nos x 2.5 sq. mm | 500.00 | m |  | 78.20 | 39100.00 | 175.50 | 87750.00 | 140.00 | 70000.00 | 143.00 | 71500.00 | 242.00 | 121000.00 | 290.40 | 145200.00 | 300.00 | 150000.00 | 245.00 | 122500.00 | 319.62 | 159810.00 | 39100.00 | Advance Infrastrurctures Pvt Ltd
322.00 | 7 Nos x 1.5 sq. mm | 240.00 | m |  | 97.75 | 23460.00 | 163.80 | 39312.00 | 133.00 | 31920.00 | 133.00 | 31920.00 | 294.00 | 70560.00 | 343.20 | 82368.00 | 336.00 | 80640.00 | 235.00 | 56400.00 | 267.32 | 64156.80 | 23460.00 | Advance Infrastrurctures Pvt Ltd
323.00 | 7 Nos x 2.5 sq. mm | 50.00 | m |  | 106.25 | 5312.50 | 247.50 | 12375.00 | 208.00 | 10400.00 | 202.00 | 10100.00 | 326.00 | 16300.00 | 404.80 | 20240.00 | 420.00 | 21000.00 | 245.00 | 12250.00 | 383.54 | 19177.00 | 5312.50 | Advance Infrastrurctures Pvt Ltd
324.00 | 3 Nos x 4 sq. mm | 150.00 | m |  | 80.75 | 12112.50 | 220.50 | 33075.00 | 180.00 | 27000.00 | 180.00 | 27000.00 | 242.00 | 36300.00 | 193.60 | 29040.00 | 270.00 | 40500.00 | 295.00 | 44250.00 | 319.62 | 47943.00 | 12112.50 | Advance Infrastrurctures Pvt Ltd
325.00 | Circuit wiring in non-hazardous areas using (size given below), copper conductor, PVC insulated, FRLS outer sleeve cables (third core for earthing) from lighting panel/distribution junction box onwards including the supply of cable, junction boxes and cable glands, including termination and connection, including all labour and materials, as per approved drawings, specifications of this tender and directions of Engineer-in-Charge.
326.00 | 3 C x 2.5 sq. mm armoured Cu cables. | 10.00 | m |  | 382.50 | 3825.00 | 193.50 | 1935.00 | 159.00 | 1590.00 | 158.00 | 1580.00 | 336.00 | 3360.00 | 198.00 | 1980.00 | 198.00 | 1980.00 | 165.00 | 1650.00 | 174.34 | 1743.40 | 1580.00 | TOLANI PROJECTS PVT LTD
327.00 | 3 C x 4 sq. mm armoured Cu cables. | 10.00 | m |  | 476.00 | 4760.00 | 250.20 | 2502.00 | 196.00 | 1960.00 | 204.00 | 2040.00 | 431.00 | 4310.00 | 308.00 | 3080.00 | 288.00 | 2880.00 | 195.00 | 1950.00 | 256.86 | 2568.60 | 1950.00 | AMPSEPC PVT LTD
328.00 | Supply and laying of (surface type) approved make of black enamelled steel conduit of following diameter and associated fittings from lighting/power panel, telephone, fire alarm/plant communication points etc., including supply of G.I. sheet steel junction boxes with acrylic cover, pull wire, including all labour and materials, as per approved drawings, specifications of this tender and directions of Engineer-in-Charge.
329.00 | 25 mm diameter. | 480.00 | m |  | 165.75 | 79560.00 | 157.50 | 75600.00 | 132.00 | 63360.00 | 128.00 | 61440.00 | 924.00 | 443520.00 | 145.20 | 69696.00 | 972.00 | 466560.00 | 235.00 | 112800.00 | 174.34 | 83683.20 | 61440.00 | TOLANI PROJECTS PVT LTD
330.00 | 40 mm diameter. | 900.00 | m |  | 191.25 | 172125.00 | 292.50 | 263250.00 | 233.00 | 209700.00 | 238.00 | 214200.00 | 1313.00 | 1181700.00 | 211.20 | 190080.00 | 1380.00 | 1242000.00 | 435.00 | 391500.00 | 261.51 | 235359.00 | 172125.00 | Advance Infrastrurctures Pvt Ltd
331.00 | Supply and installation of 50 mm x 50 mm, (18 SWG) 'METSEC' channel with removable cover, including supply of all connected hardware, supports, all labour and materials, as per approved drawings, specifications of this tender and directions of Engineer-in-Charge. | 360.00 | m |  | 722.50 | 260100.00 | 562.50 | 202500.00 | 440.00 | 158400.00 | 459.00 | 165240.00 | 1628.00 | 586080.00 | 369.60 | 133056.00 | 1711.00 | 615960.00 | 645.00 | 232200.00 | 842.63 | 303346.80 | 133056.00 | M/s. Megha Engineering and Infrastructures Ltd
332.00 | Circuit wiring with 660 V grade (sizes given below) PVC insulated copper conductor wires in already installed metsec channel including the supply of wires, termination, connection and harnessing of wires etc., including all labour and materials, as per approved drawings, specifications of this tender and directions of Engineer-in-Charge.
333.00 | 1.5 sq. mm wires. | 1350.00 | m |  | 80.75 | 109012.50 | 28.80 | 38880.00 | 23.00 | 31050.00 | 23.00 | 31050.00 | 69.00 | 93150.00 | 149.60 | 201960.00 | 72.00 | 97200.00 | 80.00 | 108000.00 | 17.43 | 23530.50 | 23530.50 | KEC Spur Infrastructure Pvt. Ltd.
334.00 | 2.5 sq. mm wires. | 20.00 | m |  | 93.50 | 1870.00 | 37.80 | 756.00 | 31.00 | 620.00 | 30.00 | 600.00 | 100.00 | 2000.00 | 167.20 | 3344.00 | 104.00 | 2080.00 | 85.00 | 1700.00 | 24.41 | 488.20 | 488.20 | KEC Spur Infrastructure Pvt. Ltd.
335.00 | Supply and laying of (concealed type) PVC conduit of following diameter and associated fittings in brick walls, RCC slabs/ceilings for lighting/ power/telephone, fire alarm/plant communication points etc., including supply of G.I. sheet steel junction boxes with acrylic cover, pull wire, making cuts and chasis in built up brick work, RCC slabs/ceilings and making good the same, including all labour and materials, as per approved drawings, specifications of this tender and directions of Engineer-in-Charge.
336.00 | 25 mm diameter. | 1400.00 | m |  | 191.25 | 267750.00 | 70.20 | 98280.00 | 56.00 | 78400.00 | 57.00 | 79800.00 | 100.00 | 140000.00 | 57.20 | 80080.00 | 104.00 | 145600.00 | 85.00 | 119000.00 | 87.17 | 122038.00 | 78400.00 | Om Yash Projects Limited
337.00 | 40 mm diameter. | 225.00 | m |  | 336.60 | 75735.00 | 108.00 | 24300.00 | 86.00 | 19350.00 | 88.00 | 19800.00 | 189.00 | 42525.00 | 118.80 | 26730.00 | 199.00 | 44775.00 | 135.00 | 30375.00 | 133.66 | 30073.50 | 19350.00 | Om Yash Projects Limited
338.00 | Circuit wiring in hazardous areas using (sizes given below) copper conductor, XLPE insulated, FRLS outer sleeve armoured cables (third core for earthing) from lighting/power panel/distribution junction box onwards, excluding the supply of cables, junction boxes and cable glands but including fixing of cable glands, supply and fixing of clamps, cable terminations and connections, including all labour and materials, as per approved drawings, specifications of this tender and directions of Engineer-in-Charge.
339.00 | 3 C x 2.5 sq. mm | 100.00 | m |  | 80.75 | 8075.00 | 130.50 | 13050.00 | 104.00 | 10400.00 | 106.00 | 10600.00 | 326.00 | 32600.00 | 167.20 | 16720.00 | 288.00 | 28800.00 | 314.00 | 31400.00 | 226.64 | 22664.00 | 8075.00 | Advance Infrastrurctures Pvt Ltd
340.00 | SOLAR LIGHTING SYSTEM
341.00 | Design, supply, installation, testing and commissioning of standalone solar photovoltaic street lighting system (SLS) complete with pole with built in marshalling box and necessary wire/ cable running from marshalling box to the lighting fixture and battery bank, White LED fixture, PV Module, Battery, including fixing and connection of fixtures, cable termination and connection, fixing of cable glands and lugs and all mounting accessories and hardware as required, including all civil works, excavation, pre-cast foundation, disposal of surplus earth, etc. and including supply of cement, steel, GI pipes and, base plates, paint all other sundry materials, special cables etc. as required for each SLS system, including painting, all labour and materials, as per approved drawings, specifications of this tender and directions of Engineer-in-Charge.
342.00 | Standalone Solar Photovoltaic Street Lighting System (SLS) comprising of 40 W LED light, 150 Wp PV Module, 12 V battery of 200 Ah capacity Lead-Acid type with 7 meter high pole with single bracket as per Sheet 1 of 2 of 7-51-0234 and complete with PV module and Battery Box mounting arrangement, Battery box of 18 SWG Sheet Steel, Charge control unit with all protection feature including lightning protection and charge indication, all other control electronics, inter-connecting wires/cables, etc. All items shall be MNRE approved | 40.00 | nos |  | 102000.00 | 4080000.00 | 126000.00 | 5040000.00 | 104095.00 | 4163800.00 | 102900.00 | 4116000.00 | 131250.00 | 5250000.00 | 26400.00 | 1056000.00 | 81600.00 | 3264000.00 | 75000.00 | 3000000.00 | 52443.24 | 2097729.60 | 1056000.00 | M/s. Megha Engineering and Infrastructures Ltd
343.00 | Design, supply, installation, testing and commissioning of hybrid solar photovoltaic street lighting system (SLS) with provision of external power supply from owner's substation complete with pole with built in marshalling box and necessary wire/ cable running from marshalling box to the lighting fixture and battery bank, White LED fixture, PV Module, Battery, including fixing and connection of fixtures, cable termination and connection, fixing of cable glands and lugs and all mounting accessories and hardware as required, including all civil works, excavation, pre-cast foundation, disposal of surplus earth, etc. and including supply of cement, steel, GI pipes and, base plates, paint all other sundry materials, special cables etc. as required for each SLS system, including painting, all labour and materials, as per approved drawings, specifications of this tender and directions of Engineer-in-Charge.
344.00 | Hybrid Solar Photovoltaic Street Lighting System (SLS) comprising of 40 W LED light, 150 Wp PV Module, 12 V battery of 200 Ah capacity Lead-Acid type and external supply of 240 V with 7 meter high pole with single bracket as per Sheet 1 of 2 of 7-51-0234 and complete with PV module and Battery Box mounting arrangement, Battery box of 18 SWG Sheet Steel, Charge control unit(s) with changeover facility having provision to receive following external alternate supply from Owner with all protection feature including lightning protection and charge indication, all other control electronics, interconnecting wires/cables, etc. All items shall be MNRE approved. | 2.00 | nos |  | 114750.00 | 229500.00 | 88650.00 | 177300.00 | 69097.00 | 138194.00 | 72397.00 | 144794.00 | 152250.00 | 304500.00 | 28800.00 | 57600.00 | 105600.00 | 211200.00 | 75000.00 | 150000.00 | 61018.13 | 122036.26 | 57600.00 | M/s. Megha Engineering and Infrastructures Ltd
345.00 | EARTH ELECTRODES
346.00 | Supply, installation, testing and commissioning of GI earth electrodes, complete with earth pit as per std. 7-51-0102 and all necessary materials including excavation of earth pit, filling with charcoal and salt, back filling, providing necessary brickwork, connections, including all labour and materials, as per approved drawings, specifications of this tender and directions of Engineer-in-Charge.
347.00 | GI earth electrode as per std. 7-51-0102. | 120.00 | nos |  | 16022.50 | 1922700.00 | 15000.00 | 1800000.00 | 16714.00 | 2005680.00 | 16794.00 | 2015280.00 | 29925.00 | 3591000.00 | 7040.00 | 844800.00 | 20400.00 | 2448000.00 | 8650.00 | 1038000.00 | 28557.83 | 3426939.60 | 844800.00 | M/s. Megha Engineering and Infrastructures Ltd
348.00 | EARTH STRIPS
349.00 | Supply, installation and connection of following GI earthing strip along the cable trenches or cable trays or fixing to walls or structures including welding at joints, providing anti-corrosive paint or bitumen and jute covering for welded portion, clamping and necessary hardware for connecting, etc., including all labour and materials, as per approved drawings, specifications of this tender and directions of Engineer-in-Charge.
350.00 | 50 x 6 mm | 450.00 | m |  | 226.95 | 102127.50 | 310.50 | 139725.00 | 242.00 | 108900.00 | 253.00 | 113850.00 | 399.00 | 179550.00 | 198.00 | 89100.00 | 384.00 | 172800.00 | 255.00 | 114750.00 | 291.53 | 131188.50 | 89100.00 | M/s. Megha Engineering and Infrastructures Ltd
351.00 | 40 x 5 mm | 180.00 | m |  | 197.20 | 35496.00 | 238.50 | 42930.00 | 196.00 | 35280.00 | 194.00 | 34920.00 | 326.00 | 58680.00 | 158.40 | 28512.00 | 336.00 | 60480.00 | 205.00 | 36900.00 | 206.88 | 37238.40 | 28512.00 | M/s. Megha Engineering and Infrastructures Ltd
352.00 | 25 x 3 mm | 1500.00 | m |  | 119.00 | 178500.00 | 142.20 | 213300.00 | 112.00 | 168000.00 | 116.00 | 174000.00 | 268.00 | 402000.00 | 88.00 | 132000.00 | 222.00 | 333000.00 | 195.00 | 292500.00 | 108.09 | 162135.00 | 132000.00 | M/s. Megha Engineering and Infrastructures Ltd
353.00 | Supply, installation and connection of following GI earthing strip buried individually at a depth of 500 mm including welding at joints, providing anti-corrosive paint or bitumen and jute covering for welded portion, clamping and necessary hardware for connecting, excavation and refilling etc., including all labour and materials, as per approved drawings, specifications of this tender and directions of Engineer-in-Charge.
354.00 | 50 x 6 mm | 6000.00 | m |  | 250.00 | 1500000.00 | 310.50 | 1863000.00 | 254.00 | 1524000.00 | 253.00 | 1518000.00 | 441.00 | 2646000.00 | 220.00 | 1320000.00 | 600.00 | 3600000.00 | 225.00 | 1350000.00 | 308.00 | 1848000.00 | 1320000.00 | M/s. Megha Engineering and Infrastructures Ltd
355.00 | 25 x 3 mm | 1400.00 | m |  | 145.00 | 203000.00 | 142.20 | 199080.00 | 118.00 | 165200.00 | 116.00 | 162400.00 | 300.00 | 420000.00 | 158.40 | 221760.00 | 438.00 | 613200.00 | 175.00 | 245000.00 | 108.09 | 151326.00 | 151326.00 | KEC Spur Infrastructure Pvt. Ltd.
356.00 | EARTHING CONNECTION
357.00 | Connecting individual equipment to the earth strip or earth plate with following sizes of G.I. wire / G.I. wire rope including the supply of G.I. wire /G.I. wire rope, lugs, conductors, connecting to the G.I. strip or earth plate and necessary hardware for connection, including all labour and materials, as per approved drawings, specifications of this tender and directions of Engineer-in-Charge.
358.00 | 3/8" dia (10 mm) flexible rope. | 765.00 | m |  | 243.10 | 185971.50 | 88.20 | 67473.00 | 73.00 | 55845.00 | 72.00 | 55080.00 | 525.00 | 401625.00 | 88.00 | 67320.00 | 240.00 | 183600.00 | 165.00 | 126225.00 | 104.60 | 80019.00 | 55080.00 | TOLANI PROJECTS PVT LTD
359.00 | 5/8" dia (16 mm) flexible rope. | 60.00 | m |  | 272.00 | 16320.00 | 99.00 | 5940.00 | 81.00 | 4860.00 | 80.00 | 4800.00 | 630.00 | 37800.00 | 160.00 | 9600.00 | 348.00 | 20880.00 | 195.00 | 11700.00 | 133.66 | 8019.60 | 4800.00 | TOLANI PROJECTS PVT LTD
360.00 | 8 SWG GI Wire. | 500.00 | m |  | 327.25 | 163625.00 | 52.20 | 26100.00 | 43.00 | 21500.00 | 42.00 | 21000.00 | 84.00 | 42000.00 | 88.00 | 44000.00 | 204.00 | 102000.00 | 75.00 | 37500.00 | 68.57 | 34285.00 | 21000.00 | TOLANI PROJECTS PVT LTD
361.00 | Supply and installation of 25 sq. mm (168/0.01772") copper flexibles of following length with copper lugs crimped on both sides for earthing of pipeline vessels, equipments (non electrical) as per std. 7- 51-0112, including all labour and materials, as per approved drawings, specifications of this tender and directions of Engineer-in-Charge.
362.00 | 300 mm | 35.00 | nos |  | 607.75 | 21271.25 | 157.50 | 5512.50 | 124.00 | 4340.00 | 128.00 | 4480.00 | 683.00 | 23905.00 | 88.00 | 3080.00 | 216.00 | 7560.00 | 365.00 | 12775.00 | 767.09 | 26848.15 | 3080.00 | M/s. Megha Engineering and Infrastructures Ltd
363.00 | 500 mm | 35.00 | nos |  | 911.63 | 31907.05 | 202.50 | 7087.50 | 159.00 | 5565.00 | 165.00 | 5775.00 | 998.00 | 34930.00 | 114.40 | 4004.00 | 288.00 | 10080.00 | 495.00 | 17325.00 | 1278.48 | 44746.80 | 4004.00 | M/s. Megha Engineering and Infrastructures Ltd
364.00 | 1500 mm | 35.00 | nos |  | 1419.50 | 49682.50 | 607.50 | 21262.50 | 502.00 | 17570.00 | 496.00 | 17360.00 | 1313.00 | 45955.00 | 255.20 | 8932.00 | 648.00 | 22680.00 | 1275.00 | 44625.00 | 1917.71 | 67119.85 | 8932.00 | M/s. Megha Engineering and Infrastructures Ltd
365.00 | EARTH PLATES
366.00 | Supply, installation and connection of GI earth plates as per std. 7-51-0103, complete with anchor bolts, including all labour and materials, as per approved drawings, specifications of this tender and directions of Engineer-in-Charge.
367.00 | GI earth plate as per std. 7-51-0103. | 60.00 | nos |  | 9392.50 | 563550.00 | 1305.00 | 78300.00 | 1066.00 | 63960.00 | 1065.00 | 63900.00 | 2258.00 | 135480.00 | 440.00 | 26400.00 | 1920.00 | 115200.00 | 575.00 | 34500.00 | 2673.18 | 160390.80 | 26400.00 | M/s. Megha Engineering and Infrastructures Ltd
368.00 | EARTHING CABLES
369.00 | Supply of 1100 V grade, multi stranded Copper Conductor, XLPE/PVC insulated and unarmoured cables (with green/yellow strips or green colour outer sleeve) of following sizes as per EIL standard specification No. 6-51-0051, data sheet, specifications of this tender and directions of Engineer-in-Charge.
370.00 | 1 C x 10 Sqmm | 450.00 | m |  | 327.25 | 147262.50 | 136.80 | 61560.00 | 113.00 | 50850.00 | 111.00 | 49950.00 | 258.00 | 116100.00 | 95.00 | 42750.00 | 192.00 | 86400.00 | 135.00 | 60750.00 | 191.77 | 86296.50 | 42750.00 | M/s. Megha Engineering and Infrastructures Ltd
371.00 | Termination & connection of leads of 1100 V grade, multi stranded Copper Conductor, XLPE/PVC insulated and unarmoured, cables of following sizes for earthing of equipment, including supply of lugs, supply and fixing of GI saddles and saddle bars, cutting and stripping of cable insulation, crimping the lug on to the conductor, clamping of the cable, including all labour and materials as per approved drawings, specifications of this tender and directions of Engineer-in-Charge
372.00 | 1 C x 10 Sqmm | 20.00 | nos |  | 216.75 | 4335.00 | 28.80 | 576.00 | 24.00 | 480.00 | 23.00 | 460.00 | 258.00 | 5160.00 | 220.00 | 4400.00 | 228.00 | 4560.00 | 15500.00 | 310000.00 | 191.77 | 3835.40 | 460.00 | TOLANI PROJECTS PVT LTD
373.00 | TELEPHONE SYSTEM
374.00 | Supply, installation, testing and commissioning of Indoor Telephone Distribution J.B. made out of 2.03 mm (14 gauge) sheet steel, with one anti-rust coat of primer, with two finished coats of approved epoxy paint, with Krone type terminals with hinged lockable door, detachable gland plate at the bottom/top complete with termination and connections of incoming/ outgoing cables, including all labour and materials, as per specifications of this tender and directions of Engineer-in-Charge.
375.00 | TDJB Flush mounting type with an additional cable pull box at bottom for easy termination of cable suitable for 1 nos 5 Pair incoming cable(s) and 5 nos 1 Pair outgoing cable(s) | 12.00 | nos |  | 14875.00 | 178500.00 | 5625.00 | 67500.00 | 4624.00 | 55488.00 | 4593.00 | 55116.00 | 5775.00 | 69300.00 | 2580.00 | 30960.00 | 6000.00 | 72000.00 | 54500.00 | 654000.00 | 26557.42 | 318689.04 | 30960.00 | M/s. Megha Engineering and Infrastructures Ltd
376.00 | Supply, installation, connection, testing and commissioning of following plug - in type sockets for Telephones extensions including supply of sheet boxes with covers connection of socket and plug, including all labour and materials, as per approved drawings, specifications of this tender and directions of Engineer-in-Charge.
377.00 | Flush Mounting Type. | 21.00 | nos |  | 276.25 | 5801.25 | 292.50 | 6142.50 | 238.00 | 4998.00 | 238.00 | 4998.00 | 1029.00 | 21609.00 | 460.00 | 9660.00 | 1080.00 | 22680.00 | 2975.00 | 62475.00 | 3079.96 | 64679.16 | 4998.00 | Om Yash Projects Limited, TOLANI PROJECTS PVT LTD
378.00 | Wiring with (No. of wires given below) 660 V grade, 0.63 mm dia. annealed tinned copper conductor, PVC insulated twin flat wire as per relevant IS in already laid surface/concealed conduit from TDJB onwards to telephone sockets including supply of Wires, termination and connection, including all labour and materials, as per approved drawings, specifications of this tender and directions of Engineer-in-Charge.
379.00 | 1 No. twin flat wire. | 210.00 | m |  | 276.25 | 58012.50 | 76.50 | 16065.00 | 62.00 | 13020.00 | 62.00 | 13020.00 | 84.00 | 17640.00 | 27.00 | 5670.00 | 90.00 | 18900.00 | 125.00 | 26250.00 | 145.28 | 30508.80 | 5670.00 | M/s. Megha Engineering and Infrastructures Ltd
380.00 | 2 Nos. twin flat wires. | 10.00 | m |  | 469.20 | 4692.00 | 148.50 | 1485.00 | 116.00 | 1160.00 | 121.00 | 1210.00 | 116.00 | 1160.00 | 39.00 | 390.00 | 120.00 | 1200.00 | 225.00 | 2250.00 | 249.88 | 2498.80 | 390.00 | M/s. Megha Engineering and Infrastructures Ltd
381.00 | SUPPLY OF COMMUNICATION / FIRE ALALRM CABLE / CONDUITS / DUCTS
382.00 | Supply of communication, fire alarm & control paired cables of following sizes as per EIL standard specification No. 6-51-0052, data sheet, specifications of this tender and directions of Engineer-in-Charge.
383.00 | "Non-Jelly filled fire alarm armoured cables of size 1.5 mm² 2 pair" | 3330.00 | m |  | 160.00 | 532800.00 | 121.50 | 404595.00 | 101.00 | 336330.00 | 99.00 | 329670.00 | 326.00 | 1085580.00 | 105.00 | 349650.00 | 396.00 | 1318680.00 | 195.00 | 649350.00 | 112.74 | 375424.20 | 329670.00 | TOLANI PROJECTS PVT LTD
384.00 | Non-Jelly filled fire alarm unarmoured cables of size 1.5 mm² 2 pair | 1100.00 | m |  | 140.25 | 154275.00 | 70.20 | 77220.00 | 57.00 | 62700.00 | 57.00 | 62700.00 | 294.00 | 323400.00 | 80.00 | 88000.00 | 360.00 | 396000.00 | 225.00 | 247500.00 | 80.20 | 88220.00 | 62700.00 | Om Yash Projects Limited, TOLANI PROJECTS PVT LTD
385.00 | CIVIL WORKS/M.S. CHEQUERED PLATE
386.00 | Excavation and backfilling of trenches for cables and earth strip etc. , for a maximum depth of 1.5 m, shoring, shuttering and dewatering (if necessary) including consolidation and disposal of surplus earth up to a distance of 30 m, including all labour and materials, as per approved drawings, specifications of this tender and directions of Engineer-in-Charge. (Excavated trench dimensions shall be measured).
387.00 | Excavation and backfilling of trenches in all types of soil except rock. | 750.00 | m³ |  | 552.50 | 414375.00 | 472.50 | 354375.00 | 389.00 | 291750.00 | 385.00 | 288750.00 | 678.00 | 508500.00 | 620.00 | 465000.00 | 420.00 | 315000.00 | 510.00 | 382500.00 | 464.90 | 348675.00 | 288750.00 | TOLANI PROJECTS PVT LTD
388.00 | Supply and spreading of approved fine river sand/stone dust in cable trenches, including all labour and materials, specifications of this tender and directions of Engineer-in-Charge.
389.00 | Fine river sand. | 500.00 | m³ |  | 1487.50 | 743750.00 | 1935.00 | 967500.00 | 1583.00 | 791500.00 | 1580.00 | 790000.00 | 1029.00 | 514500.00 | 850.00 | 425000.00 | 780.00 | 390000.00 | 1150.00 | 575000.00 | 2324.50 | 1162250.00 | 390000.00 | Ace Pipeline Contracts Pvt Ltd
390.00 | Supply and spreading of approved FLY ASH BRICKS - TYPE-5 of 75 mm thickness in cable trenches for cable protection, including all labour and materials, as per approved drawings, specifications of this tender and directions of Engineer-in-Charge. (Actual area of laid brick surfaces shall be measured).
391.00 | Bricks. | 650.00 | m² |  | 807.50 | 524875.00 | 607.50 | 394875.00 | 484.00 | 314600.00 | 496.00 | 322400.00 | 924.00 | 600600.00 | 264.00 | 171600.00 | 1080.00 | 702000.00 | 600.00 | 390000.00 | 755.46 | 491049.00 | 171600.00 | M/s. Megha Engineering and Infrastructures Ltd
392.00 | Providing and laying plain cement concrete for all depths below and up to a plinth level in foundations including tamping, ramming, vibrating, curing, shuttering etc. all as specified in any shape, position, thickness and finishing the top surface rough or smooth as specified and directed, including supply of all materials and all complete for concrete of M-15 grade with 20 mm and down size graded crushed stone aggregates, including all labour and materials, as per approved drawings, specifications of this tender and directions of Engineer-in-Charge.
393.00 | Plain cement concrete. | 5.00 | m³ |  | 7225.00 | 36125.00 | 310.50 | 1552.50 | 259.00 | 1295.00 | 253.00 | 1265.00 | 4000.00 | 20000.00 | 3800.00 | 19000.00 | 6600.00 | 33000.00 | 5850.00 | 29250.00 | 6392.38 | 31961.90 | 1265.00 | TOLANI PROJECTS PVT LTD
394.00 | Supply, fabrication and installation of 6 mm thick M.S. chequered plate for covering floor cut- outs/cable trenches etc., including all labour and materials, as per approved drawings, specifications of this tender and directions of Engineer-in-Charge.
395.00 | 6 mm thick M.S. chequered plate. | 100.00 | m² |  | 4972.50 | 497250.00 | 7425.00 | 742500.00 | 5986.00 | 598600.00 | 6063.00 | 606300.00 | 5000.00 | 500000.00 | 75.00 | 7500.00 | 9000.00 | 900000.00 | 4825.00 | 482500.00 | 6857.28 | 685728.00 | 7500.00 | M/s. Megha Engineering and Infrastructures Ltd
396.00 | ACSR CONDUCTORS
397.00 | Supply, installation , tensioning, and connection of ACSR conductor of sizes as given below for running over poles, structures including P.G. Clamps, connection to isolators, load break switch, drop out fuses, lightning arrestors, O/H line to cable box connector but excluding the supply of insulators, isolators, load break switch, dropout fuses, lightning arrestor, including all labour and materials, as per the routing of layout drawings, as per approved drawings, specifications of this tender and directions of Engineer-in-Charge.
398.00 | Conductor type - Dog | 1.00 | m |  | 276.25 | 276.25 | 157.50 | 157.50 | 122.00 | 122.00 | 128.00 | 128.00 | 580.00 | 580.00 | 175.00 | 175.00 | 4200.00 | 4200.00 | 1150.00 | 1150.00 | 1278.48 | 1278.48 | 122.00 | Om Yash Projects Limited
399.00 | Conductor type (11kV ACSR) | 1.00 | nos |  | 340.00 | 340.00 | 148.50 | 148.50 | 116.00 | 116.00 | 121.00 | 121.00 | 120000.00 | 120000.00 | 350.00 | 350.00 | 30000.00 | 30000.00 | 2750.00 | 2750.00 | 1278.48 | 1278.48 | 116.00 | Om Yash Projects Limited
400.00 | LAN SYSTEMS
401.00 | Supply, installation, termination, testing and commissioning of flush mounted CAT-6 UTP JACK (Information Outlets) including supply of all connected materials(i.e Face plates, Surface mount box, patch cord at I/O end), including all labour and materials, as per approved drawings, specifications of this tender and directions of Engineer-in-charge. | 10.00 | nos |  | 607.75 | 6077.50 | 310.50 | 3105.00 | 247.00 | 2470.00 | 253.00 | 2530.00 | 1029.00 | 10290.00 | 450.00 | 4500.00 | 600.00 | 6000.00 | 18225.00 | 182250.00 | 1220.36 | 12203.60 | 2470.00 | Om Yash Projects Limited
402.00 | Circuit wiring with following cables for LAN in already laid surface/concealed conduit from Etherswitch rack onwards to Cat-6 UTP Jack (Information outlet) including the supply of cables, termination and connection at both ends (i.e at jack panel end & at the I/O end), including all labour and materials, as per approved drawings, specifications of this tender and directions of Engineer-in-charge.
403.00 | 1 no. CAT-6 UTP cable | 20.00 | m |  | 46.75 | 935.00 | 130.50 | 2610.00 | 109.00 | 2180.00 | 106.00 | 2120.00 | 84.00 | 1680.00 | 18.00 | 360.00 | 110.00 | 2200.00 | 375.00 | 7500.00 | 101.12 | 2022.40 | 360.00 | M/s. Megha Engineering and Infrastructures Ltd
404.00 | PAINTING & MARKING
405.00 | Letter painting and marking of all buses of switchboards, all incomers, bus couplers, outgoings with details of Tag No, feeder rating in KW/Amp, sending end source, in the front of the panels and bus bar, panel nos.etc. on the rear side of the panels for all switchboards, all other substation equipment viz.transformers, capacitors, neutral grounding resistors, VFD panels, other panels, etc for equipment housed in electrical substations including supply of all material such as stickers, enamel paints, stencil, etc including supply of all labour, materials as per the specification of this tender and directions of Engineer-in-Charge.
406.00 | Each alphabet/character upto 2 inch in height/length | 30.00 | nos |  | 106.25 | 3187.50 | 22.50 | 675.00 | 18.00 | 540.00 | 18.00 | 540.00 | 263.00 | 7890.00 | 44.00 | 1320.00 | 276.00 | 8280.00 | 100.00 | 3000.00 | 116.23 | 3486.90 | 540.00 | Om Yash Projects Limited, TOLANI PROJECTS PVT LTD
407.00 | Each alphabet/character above 2 inch and Upto 4 inch in height/length | 30.00 | nos |  | 165.75 | 4972.50 | 31.50 | 945.00 | 24.00 | 720.00 | 25.00 | 750.00 | 368.00 | 11040.00 | 132.00 | 3960.00 | 386.00 | 11580.00 | 100.00 | 3000.00 | 174.34 | 5230.20 | 720.00 | Om Yash Projects Limited
408.00 | Each alphabet/character above 4 inch and Upto 8 inch in height/length | 30.00 | nos |  | 253.30 | 7599.00 | 40.50 | 1215.00 | 33.00 | 990.00 | 33.00 | 990.00 | 578.00 | 17340.00 | 176.00 | 5280.00 | 607.00 | 18210.00 | 100.00 | 3000.00 | 232.45 | 6973.50 | 990.00 | Om Yash Projects Limited, TOLANI PROJECTS PVT LTD
409.00 | Letter painting of tag nos., applicable circuit nos. for identification with red/black/white paint for all outdoor equipment in safe and hazardous areas viz. light fittings, control gear boxes, lighting/power panels, welding receptacles, convenience receptacles, local control stations, fire alarm manual call points, fire alarm detectors, motors, field call stations, loud speakers, etc. including supply of enamel paint, all hardware as required, supply of all labour, materials as per the specification of this tender and directions of Engineer-in-Charge.
410.00 | Each alphabet/character upto 2 inch in height/length | 30.00 | nos |  | 106.25 | 3187.50 | 22.50 | 675.00 | 19.00 | 570.00 | 18.00 | 540.00 | 263.00 | 7890.00 | 44.00 | 1320.00 | 276.00 | 8280.00 | 100.00 | 3000.00 | 232.45 | 6973.50 | 540.00 | TOLANI PROJECTS PVT LTD
411.00 | Each alphabet/character above 4 inch and Upto 8 inch in height/length | 30.00 | nos |  | 253.30 | 7599.00 | 31.50 | 945.00 | 24.00 | 720.00 | 25.00 | 750.00 | 368.00 | 11040.00 | 76.00 | 2280.00 | 607.00 | 18210.00 | 100.00 | 3000.00 | 348.68 | 10460.40 | 720.00 | Om Yash Projects Limited
412.00 | INSTRUMENTATION
413.00 | TELECOMMUNICATION WORKS
414.00 | OPTICAL FIBRE CABLE INSTALLATION
415.00 | Submission of OFC alignment sheets, as-built drawings and all documentation in accordance with the specifications. | 1.00 | Lumpsum |  | 100000.00 | 100000.00 | 115000.00 | 115000.00 | 21642.00 | 21642.00 | 21000.00 | 21000.00 | 350000.00 | 350000.00 | 88000.00 | 88000.00 | 60000.00 | 60000.00 | 75000.00 | 75000.00 | 174337.52 | 174337.52 | 21000.00 | TOLANI PROJECTS PVT LTD
416.00 | Supply & installation of OFC distance markers (metal plates on pipeline markers) at all pipeline marker locations as per specifications and direction of CLIENT/CONSULTANT. | 94.00 | nos |  | 3800.00 | 357200.00 | 1725.00 | 162150.00 | 4165.00 | 391510.00 | 4050.00 | 380700.00 | 5000.00 | 470000.00 | 3080.00 | 289520.00 | 3000.00 | 282000.00 | 3500.00 | 329000.00 | 9298.00 | 874012.00 | 162150.00 | JSIW INFRASTRUCTURE PRIVATE LIMITED
417.00 | OFC Route marker (Metallic Marker) on the Optical Fibre Cable laying route inside the terminals. | 50.00 | nos |  | 2800.00 | 140000.00 | 1725.00 | 86250.00 | 7046.00 | 352300.00 | 6750.00 | 337500.00 | 5000.00 | 250000.00 | 3960.00 | 198000.00 | 4200.00 | 210000.00 | 1800.00 | 90000.00 | 5811.25 | 290562.50 | 86250.00 | JSIW INFRASTRUCTURE PRIVATE LIMITED
418.00 | Supply of Jointing closures, Factory acceptance testing, storage, and transportation to site, loading, unloading, jointing of OFC all complete as per specifications provided in the bid document and direction of CLIENT/CONSULTANT. | 27.00 | nos |  | 3500.00 | 94500.00 | 5750.00 | 155250.00 | 10814.00 | 291978.00 | 10800.00 | 291600.00 | 12000.00 | 324000.00 | 2640.00 | 71280.00 | 5400.00 | 145800.00 | 3200.00 | 86400.00 | 13365.88 | 360878.76 | 71280.00 | M/s. Megha Engineering and Infrastructures Ltd
419.00 | Supply and installation of Jointing Pit, including sand, OFC joint identification marker, back filling as required etc. all complete | 27.00 | nos |  | 18500.00 | 499500.00 | 13800.00 | 372600.00 | 13642.00 | 368334.00 | 13500.00 | 364500.00 | 12000.00 | 324000.00 | 3960.00 | 106920.00 | 15600.00 | 421200.00 | 18350.00 | 495450.00 | 21501.63 | 580544.01 | 106920.00 | M/s. Megha Engineering and Infrastructures Ltd
420.00 | Supply and installation of Electronic marker system consisting of:
421.00 | Electronic Marker | 27.00 | nos |  | 3250.00 | 87750.00 | 3220.00 | 86940.00 | 19612.00 | 529524.00 | 20250.00 | 546750.00 | 5000.00 | 135000.00 | 2552.00 | 68904.00 | 3000.00 | 81000.00 | 2450.00 | 66150.00 | 4300.33 | 116108.91 | 66150.00 | AMPSEPC PVT LTD
422.00 | Marker locator | 1.00 | nos |  | 383000.00 | 383000.00 | 316250.00 | 316250.00 | 195538.00 | 195538.00 | 187500.00 | 187500.00 | 300000.00 | 300000.00 | 352000.00 | 352000.00 | 360000.00 | 360000.00 | 190000.00 | 190000.00 | 447466.29 | 447466.29 | 187500.00 | TOLANI PROJECTS PVT LTD
423.00 | Site acceptance Testing of the laid OFC, all complete as per specification and direction of CLIENT/CONSULTANT. | 1.00 | Lumpsum |  | 250000.00 | 250000.00 | 575000.00 | 575000.00 | 38021.00 | 38021.00 | 37500.00 | 37500.00 | 250000.00 | 250000.00 | 352000.00 | 352000.00 | 240000.00 | 240000.00 | 125000.00 | 125000.00 | 29056.25 | 29056.25 | 29056.25 | KEC Spur Infrastructure Pvt. Ltd.
424.00 | Supply of following Optical Fibre Cables (OFC) including FAT, storage, transportation to site, loading, unloading etc. all complete
425.00 | 24 fibres, single mode, compliant to ITU-T G.652 , Optical Fibre Cable | 98200.00 | m |  | 75.00 | 7365000.00 | 74.75 | 7340450.00 | 120.00 | 11784000.00 | 100.00 | 9820000.00 | 255.00 | 25041000.00 | 52.00 | 5106400.00 | 66.00 | 6481200.00 | 95.00 | 9329000.00 | 74.04 | 7270728.00 | 5106400.00 | M/s. Megha Engineering and Infrastructures Ltd
426.00 | Supply and installation of Blowing pits, including sand, backfilling as required etc. all complete | 67.00 | nos |  | 18500.00 | 1239500.00 | 13800.00 | 924600.00 | 13108.00 | 878236.00 | 13500.00 | 904500.00 | 10000.00 | 670000.00 | 3960.00 | 265320.00 | 15600.00 | 1045200.00 | 18350.00 | 1229450.00 | 21501.63 | 1440609.21 | 265320.00 | M/s. Megha Engineering and Infrastructures Ltd
427.00 | Supply of Permanently lubricated HDPE conduit for following sizes in required length of pressure rating 6 kgf/cm2 to be laid in pipeline trench or in separate trench directly or inside CS conduit including FAT, storage, transportation to site, loading, unloading etc. all complete
428.00 | Duct with nominal diameter 40 mm or less | 98200.00 | m |  | 75.00 | 7365000.00 | 175.00 | 17185000.00 | 120.00 | 11784000.00 | 100.00 | 9820000.00 | 255.00 | 25041000.00 | 60.00 | 5892000.00 | 66.00 | 6481200.00 | 75.00 | 7365000.00 | 67.87 | 6664834.00 | 5892000.00 | M/s. Megha Engineering and Infrastructures Ltd
429.00 | Laying, Testing and commissioning of the following sizes of HDPE duct/pipe of pressure rating 6 kgf/cm2, including supply of clamps, small iron structures, spacers, and duct accessories like push-fit couplers, bends and elbows, end plugs, simple plugs, sonic heads, etc, and including small civil works, cleaning with compressed air, calibrating, testing for air tightness, sealing of ends, including all labour and materials, as per directions of the Engineer-in-Charge.
430.00 | Duct with nominal diameter 40 mm or less | 94000.00 | m |  | 10.00 | 940000.00 | 23.00 | 2162000.00 | 15.00 | 1410000.00 | 16.00 | 1504000.00 | 30.00 | 2820000.00 | 9.00 | 846000.00 | 6.00 | 564000.00 | 19.00 | 1786000.00 | 49.36 | 4639840.00 | 564000.00 | Ace Pipeline Contracts Pvt Ltd
431.00 | Supply, installation, testing and commissioning of fibre-optic patch panel (light interface unit or fibre-termination closure), wall-mounted type in dust tight enclosure with hinged cover, end termination/splicing of fibre-optic cables, including supply & installation of loop box (1000 mm (H) x 1000 mm (W) x 200 mm (D)), patch-cord, pigtail, including all labour and materials all complete for following FO cables
432.00 | FO cable with 17 or more fibres | 40.00 | nos |  | 25000.00 | 1000000.00 | 23000.00 | 920000.00 | 35038.00 | 1401520.00 | 33750.00 | 1350000.00 | 15000.00 | 600000.00 | 8200.00 | 328000.00 | 26400.00 | 1056000.00 | 35000.00 | 1400000.00 | 61697.93 | 2467917.20 | 328000.00 | M/s. Megha Engineering and Infrastructures Ltd
433.00 | Installation and Laying of OFC in pipeline trench through HDPE conduit by blowing method, trenching and excavation as required, padding, backfilling, restoration of land & other constructions, as applicable to original conditions etc. including supply and use of all materials required like couplers, end plugs etc. | 91600.00 | m |  | 45.00 | 4122000.00 | 46.00 | 4213600.00 | 35.00 | 3206000.00 | 40.00 | 3664000.00 | 50.00 | 4580000.00 | 7.00 | 641200.00 | 48.00 | 4396800.00 | 45.00 | 4122000.00 | 34.64 | 3173024.00 | 641200.00 | M/s. Megha Engineering and Infrastructures Ltd
434.00 | Installation and Laying of OFC through permanently lubricated HDPE conduit (which is sub-ducted in CS conduit) including supply and use of all materials required like couplers, end plug etc. all complete as per the job specification (Supply & Installation of CS Conduit are covered in the Pipeline laying Section of the tender) | 2400.00 | m |  | 150.00 | 360000.00 | 115.00 | 276000.00 | 93.00 | 223200.00 | 90.00 | 216000.00 | 50.00 | 120000.00 | 20.00 | 48000.00 | 600.00 | 1440000.00 | 130.00 | 312000.00 | 494.85 | 1187640.00 | 48000.00 | M/s. Megha Engineering and Infrastructures Ltd
435.00 | Installation & laying of OFC in separate trench directly or through HDPE/CS conduit by blowing method, trenching and excavation as required, padding, backfilling, restoration of land & other constructions, as applicable to original conditions etc., including supply and use of all materials required like warning mats, couplers, end plugs etc. all complete | 1000.00 | m |  | 250.00 | 250000.00 | 287.50 | 287500.00 | 75.00 | 75000.00 | 75.00 | 75000.00 | 400.00 | 400000.00 | 22.00 | 22000.00 | 600.00 | 600000.00 | 4000.00 | 4000000.00 | 197.94 | 197940.00 | 22000.00 | M/s. Megha Engineering and Infrastructures Ltd
436.00 | PRESSURE GAUGES AND ACCESSORIES (Incl. supply of Impulse pipe/Tubing material)
437.00 | Installation of Line mounted or Remote mounted or Local Gauge Board mounted Pressure gauge/ Pressure gauge with Pulsation Dampener/ Syphon/ Overrange Protector (direct/ surface mounted/ diaphragm seal type) inclusive of mounting of instrument, supply of piping and tubing materials such as valves, fittings, pipes, tubes, compression fittings, as per specification, supply and erection of supports, mounting on support, (if support required), laying of capillary on supports, fabrication and installation of manifolds/ impulse lines with supports as per standards indicated below, hydraulic testing and painting of supports but exclusive of Supply of Instrument, Gauge Board, Yoke, and Calibration.
438.00 | In SS as per Standard 7-52-0432/1112 | 4.00 | nos |  | 4675.00 | 18700.00 | 13365.00 | 53460.00 | 12247.00 | 48988.00 | 12474.00 | 49896.00 | 14850.00 | 59400.00 | 8400.00 | 33600.00 | 9600.00 | 38400.00 | 15000.00 | 60000.00 | 9879.13 | 39516.52 | 18700.00 | Advance Infrastrurctures Pvt Ltd
439.00 | In Carbon Steel as per Standard 7-52-0432/1112 | 14.00 | nos |  | 4930.00 | 69020.00 | 13365.00 | 187110.00 | 12493.00 | 174902.00 | 12474.00 | 174636.00 | 14850.00 | 207900.00 | 5050.00 | 70700.00 | 9600.00 | 134400.00 | 15000.00 | 210000.00 | 9879.13 | 138307.82 | 69020.00 | Advance Infrastrurctures Pvt Ltd
440.00 | In Carbon Steel as per Standard 7-52-1107 | 6.00 | nos |  | 4930.00 | 29580.00 | 13365.00 | 80190.00 | 12784.00 | 76704.00 | 12474.00 | 74844.00 | 14850.00 | 89100.00 | 5050.00 | 30300.00 | 9600.00 | 57600.00 | 15000.00 | 90000.00 | 9879.13 | 59274.78 | 29580.00 | Advance Infrastrurctures Pvt Ltd
441.00 | PRESS.INSTRUMENTS (Incl. supply of Impulse pipe/Tubing material)
442.00 | Installation of Pressure Transmitters/ Pressure Switches (with or without Pulsation Dampener, Overrange Protector)/ Diaphragm seal type Pressure Transmitters/ Diaphragm seal type Pressure Switches including mounting on Yoke/ Surface, supply of piping & tubing materials such as valves, fittings, pipes, tubes, compression fittings as per specifications enclosed, supply of supports for capillary, supply and erection of supports for impulse lines wherever required, fabrication and installation of manifolds/ impulse lines with supports as per Standard indicated below, laying of capillary on supports, hydraulic testing and painting of supports but exclusive of Supply of Instrument, all Electrical/ Pneumatic connections, Yoke and Calibration.
443.00 | In Carbon Steel as per Standard 7-52-0437/0438/1131/1132 | 32.00 | nos |  | 7225.00 | 231200.00 | 20250.00 | 648000.00 | 18174.00 | 581568.00 | 18900.00 | 604800.00 | 22500.00 | 720000.00 | 14000.00 | 448000.00 | 18000.00 | 576000.00 | 5000.00 | 160000.00 | 20339.38 | 650860.16 | 160000.00 | AMPSEPC PVT LTD
444.00 | In Carbon Steel as per Standard 7-52-1273 | 3.00 | nos |  | 6375.00 | 19125.00 | 20250.00 | 60750.00 | 19637.00 | 58911.00 | 18900.00 | 56700.00 | 22500.00 | 67500.00 | 15500.00 | 46500.00 | 18000.00 | 54000.00 | 5000.00 | 15000.00 | 20339.38 | 61018.14 | 15000.00 | AMPSEPC PVT LTD
445.00 | TEMPERATURE TRANSMITTERS (REMOTE MOUNTED)
446.00 | Thermocouple/ RTD element with thermowell, along with Temperature Transmitter remote mounted. Installation of transmitter including mounting on yoke, fabrication and erection of supports with clamps and laying of extension/RTD cable upto thermocouple, termination of cables at both ends, painting of supports but exclusive of Supply of Instruments, Cable, Yoke and Calibration.
447.00 | Temperature Transmitter and RTD with flanged well | 10.00 | nos |  | 4675.00 | 46750.00 | 10350.00 | 103500.00 | 9988.00 | 99880.00 | 9660.00 | 96600.00 | 11500.00 | 115000.00 | 3050.00 | 30500.00 | 6000.00 | 60000.00 | 6500.00 | 65000.00 | 6392.38 | 63923.80 | 30500.00 | M/s. Megha Engineering and Infrastructures Ltd
448.00 | Temperature Transmitter with RTD (Skin type) | 31.00 | nos |  | 5525.00 | 171275.00 | 10350.00 | 320850.00 | 9559.00 | 296329.00 | 9660.00 | 299460.00 | 11500.00 | 356500.00 | 4500.00 | 139500.00 | 6000.00 | 186000.00 | 6500.00 | 201500.00 | 6392.38 | 198163.78 | 139500.00 | M/s. Megha Engineering and Infrastructures Ltd
449.00 | DIFFERENTIAL PRESSURE (LEVEL) TRANSMITTERS (Incl. supply of Impulse pipe/Tubing material)
450.00 | Installation of DP type/ Diaphragm Seal DP type Level Instrument including mounting on Yoke, supply of piping & tubing materials such as valves, fittings, pipes, tubes, compressive fittings, as per specifications enclosed, supply of supports for impulse line/ capillary/ manifold, fabrication of manifolds and erection wherever required, laying of capillary on supports, fabrication and installation of impulse lines with support as per Standard indicated below, hydraulic testing and painting of supports but exclusive of Supply of Instrument, all Electrical/ Pneumatic connections, Yoke and Calibration.
451.00 | In Carbon Steel as per Standard 7-52-1515 | 2.00 | nos |  | 12750.00 | 25500.00 | 25650.00 | 51300.00 | 23632.00 | 47264.00 | 23940.00 | 47880.00 | 28500.00 | 57000.00 | 12400.00 | 24800.00 | 21600.00 | 43200.00 | 7500.00 | 15000.00 | 30218.50 | 60437.00 | 15000.00 | AMPSEPC PVT LTD
452.00 | DIFFERENTIAL PRESSURE INSTRUMENTS (Incl. supply of Impulse pipe/Tubing materials)
453.00 | Installation of Differential Pressure Transmitters (including one side capillary type)/ Differential Pressure Switch(including one side capillary type)/ Diaphragm seal type DP Transmitters/ Diaphragm seal type DP Switch including mounting on Yoke/ Surface, supply of piping & tubing materials such as valves, fittings, pipes, tubes, compression fittings as per specifications enclosed, ,supply and erection of supports for impulse lines wherever required, fabrication and installation of manifolds/ impulse lines with supports as per Standard indicated below, supply and fabricating of supports for capillary, laying of capillary on supports, painting, installation of flushing connection, hydraulic testing of impulse lines as per standard indicated below but exclusive of Supply of Instrument, all Electrical/ Pneumatic connections, Yoke and Calibration.
454.00 | In Carbon Steel as per Standard 7-52-0452/1171 | 2.00 | nos |  | 15725.00 | 31450.00 | 20250.00 | 40500.00 | 19206.00 | 38412.00 | 18900.00 | 37800.00 | 22500.00 | 45000.00 | 11600.00 | 23200.00 | 30000.00 | 60000.00 | 18500.00 | 37000.00 | 30218.50 | 60437.00 | 23200.00 | M/s. Megha Engineering and Infrastructures Ltd
455.00 | MISCELLANEOUS ITEMS AND DEVICES
456.00 | Mounting of Miscellaneous instrument items as listed below on Yoke; fabrication and erection of Supports and including installation of instrument items, painting of supports but exclusive of Supply of Instrument items, Piping/ Tubing material / Calibration and supply and erection of Yoke support.
457.00 | Installation of SRV | 1.00 | nos |  | 13430.00 | 13430.00 | 7650.00 | 7650.00 | 7050.00 | 7050.00 | 7140.00 | 7140.00 | 8500.00 | 8500.00 | 125000.00 | 125000.00 | 300000.00 | 300000.00 | 45000.00 | 45000.00 | 11622.50 | 11622.50 | 7050.00 | Om Yash Projects Limited
458.00 | Purge Variable Area Flowmeter (i.e. Purge Rotameter). | 1.00 | nos |  | 12665.00 | 12665.00 | 7650.00 | 7650.00 | 6852.00 | 6852.00 | 7140.00 | 7140.00 | 8500.00 | 8500.00 | 32000.00 | 32000.00 | 6000.00 | 6000.00 | 45000.00 | 45000.00 | 5230.13 | 5230.13 | 5230.13 | KEC Spur Infrastructure Pvt. Ltd.
459.00 | Flame-proof Push Button Station/ Selector Switches /Lamps. | 2.00 | nos |  | 7225.00 | 14450.00 | 7965.00 | 15930.00 | 7343.00 | 14686.00 | 7434.00 | 14868.00 | 8850.00 | 17700.00 | 24000.00 | 48000.00 | 4800.00 | 9600.00 | 45000.00 | 90000.00 | 2324.50 | 4649.00 | 4649.00 | KEC Spur Infrastructure Pvt. Ltd.
460.00 | DIFFERENTIAL PRESSURE (FLOW) TRANSMITTERS (Incl. supply of Impulse pipe/Tubing material)
461.00 | Installation of Differential pressure(with or without integral manifold)/ Diaphragm Seal Type Differential Pressure flow instruments including Mounting on Yoke, supply of piping & tubing materials such as valves, fittings, pipes, tubes, compressive fittings as per specifications enclosed, supply of supports for impulse lines/ manifolds/ capillary, fabrication and Installation of manifolds/ impulse lines with supports as per Standard indicated below, laying of capillary on supports, hydraulic testing and painting of supports but exclusive of Supply of Instruments, all Electrical/ Pneumatic connections, Yoke and Calibration.
462.00 | In Carbon Steel as per Standard 7-52-0401/0402/1325/1326 | 1.00 | nos |  | 29750.00 | 29750.00 | 20250.00 | 20250.00 | 19828.00 | 19828.00 | 18900.00 | 18900.00 | 22500.00 | 22500.00 | 15400.00 | 15400.00 | 21600.00 | 21600.00 | 45000.00 | 45000.00 | 30218.50 | 30218.50 | 15400.00 | M/s. Megha Engineering and Infrastructures Ltd
463.00 | CORIOLIS MASS FLOWMETERS
464.00 | Installation of Transmitters/ Preamplifiers on Yoke/ Instrument (if required), including laying and termination of inter connection cables with supports for cables, painting of supports but exclusive of Supply of Instrument, Yoke and Calibration.
465.00 | Installation of Transmitters/ Preamplifiers for Coriolis Mass Flowmeters | 2.00 | nos |  | 29750.00 | 59500.00 | 29250.00 | 58500.00 | 26693.00 | 53386.00 | 27300.00 | 54600.00 | 32500.00 | 65000.00 | 160000.00 | 320000.00 | 24000.00 | 48000.00 | 45000.00 | 90000.00 | 30218.50 | 60437.00 | 48000.00 | Ace Pipeline Contracts Pvt Ltd
466.00 | Installation of panels / cabinet / consoles
467.00 | Installation of panels / cabinet / consoles inside control room / Satellite rack room with or without instruments of following sizes but exclusive of pneumatic/ electrical connections, supply of panels / cabinet / consoles and installation of base frame and painting of the same.
468.00 | Size < 2200x1000x800 mm > 1000x800x600mm | 10.00 | nos |  | 38250.00 | 382500.00 | 19350.00 | 193500.00 | 18496.00 | 184960.00 | 18060.00 | 180600.00 | 21500.00 | 215000.00 | 6000.00 | 60000.00 | 72000.00 | 720000.00 | 45000.00 | 450000.00 | 8716.88 | 87168.80 | 60000.00 | M/s. Megha Engineering and Infrastructures Ltd
469.00 | CALIBRATION/ TESTING
470.00 | Cleaning, adjusting stroke/ positioner, stroke speed checking of Control and On-off (Shutdown) valves. Providing equipments, necessary test jig, Instrument Air, Nitrogen Cylinders, test reports, all consumable and loop testing. Excludes flow calibration
471.00 | Control Valves | 2.00 | nos |  | 4675.00 | 9350.00 | 9450.00 | 18900.00 | 8773.00 | 17546.00 | 8820.00 | 17640.00 | 10500.00 | 21000.00 | 3400.00 | 6800.00 | 18000.00 | 36000.00 | 45000.00 | 90000.00 | 1975.83 | 3951.66 | 3951.66 | KEC Spur Infrastructure Pvt. Ltd.
472.00 | On-off valves (SDV/ ROV) | 1.00 | nos |  | 5780.00 | 5780.00 | 5625.00 | 5625.00 | 5103.00 | 5103.00 | 5250.00 | 5250.00 | 6250.00 | 6250.00 | 4800.00 | 4800.00 | 18000.00 | 18000.00 | 45000.00 | 45000.00 | 1627.15 | 1627.15 | 1627.15 | KEC Spur Infrastructure Pvt. Ltd.
473.00 | Cleaning, set pressure tests of Pressure Relief and Thermal Relief Valves. Providing equipment, necessary test jig, Instrument Air, Nitrogen Cylinders, test reports, all consumable. Excludes flow calibration.
474.00 | Inlet Sizes upto 2" flanged, rating 150# to 2500# | 18.00 | nos |  | 10710.00 | 192780.00 | 10350.00 | 186300.00 | 9718.00 | 174924.00 | 9660.00 | 173880.00 | 11500.00 | 207000.00 | 3200.00 | 57600.00 | 18000.00 | 324000.00 | 1350.00 | 24300.00 | 3021.85 | 54393.30 | 24300.00 | AMPSEPC PVT LTD
475.00 | Cleaning, calibration of the instruments listed below including removal of instrument from reinstalled locations like panels, enclosures, racks, field etc., and fixing them back in respective places, providing equipments, necessary test jig, Instrument Air, Nitrogen Cylinders, test reports, all consumable, except for special imported test equipments for electronic instruments to be supplied by owner if available.
476.00 | Pressure gauges | 24.00 | nos |  | 3145.00 | 75480.00 | 2205.00 | 52920.00 | 2034.00 | 48816.00 | 2058.00 | 49392.00 | 2450.00 | 58800.00 | 1584.00 | 38016.00 | 720.00 | 17280.00 | 1000.00 | 24000.00 | 1394.70 | 33472.80 | 17280.00 | Ace Pipeline Contracts Pvt Ltd
477.00 | Differential Pressure Transmitters for Flow, Level and D.P. | 5.00 | nos |  | 3230.00 | 16150.00 | 3105.00 | 15525.00 | 2894.00 | 14470.00 | 2898.00 | 14490.00 | 3450.00 | 17250.00 | 2240.00 | 11200.00 | 1920.00 | 9600.00 | 1000.00 | 5000.00 | 1394.70 | 6973.50 | 5000.00 | AMPSEPC PVT LTD
478.00 | Pressure transmitters | 35.00 | nos |  | 2086.75 | 73036.25 | 3105.00 | 108675.00 | 2848.00 | 99680.00 | 2898.00 | 101430.00 | 3450.00 | 120750.00 | 2464.00 | 86240.00 | 1920.00 | 67200.00 | 1000.00 | 35000.00 | 1427.89 | 49976.15 | 35000.00 | AMPSEPC PVT LTD
479.00 | Temperature Transmitters | 41.00 | nos |  | 2086.75 | 85556.75 | 3105.00 | 127305.00 | 2866.00 | 117506.00 | 2898.00 | 118818.00 | 3450.00 | 141450.00 | 2024.00 | 82984.00 | 2400.00 | 98400.00 | 1000.00 | 41000.00 | 1394.70 | 57182.70 | 41000.00 | AMPSEPC PVT LTD
480.00 | Position Transmitter | 2.00 | nos |  | 3230.00 | 6460.00 | 2565.00 | 5130.00 | 2329.00 | 4658.00 | 2394.00 | 4788.00 | 2850.00 | 5700.00 | 2560.00 | 5120.00 | 6000.00 | 12000.00 | 1000.00 | 2000.00 | 1394.70 | 2789.40 | 2000.00 | AMPSEPC PVT LTD
481.00 | LEL Detectors | 45.00 | nos |  | 3570.00 | 160650.00 | 9450.00 | 425250.00 | 9052.00 | 407340.00 | 8820.00 | 396900.00 | 10500.00 | 472500.00 | 1584.00 | 71280.00 | 3600.00 | 162000.00 | 1000.00 | 45000.00 | 1480.75 | 66633.75 | 45000.00 | AMPSEPC PVT LTD
482.00 | UV/IR Flame Detector | 7.00 | nos |  | 3145.00 | 22015.00 | 9450.00 | 66150.00 | 9203.00 | 64421.00 | 8820.00 | 61740.00 | 10500.00 | 73500.00 | 1848.00 | 12936.00 | 7800.00 | 54600.00 | 1000.00 | 7000.00 | 1394.70 | 9762.90 | 7000.00 | AMPSEPC PVT LTD
483.00 | Pig Signaller (Ultrasonic type) | 6.00 | nos |  | 5210.50 | 31263.00 | 3825.00 | 22950.00 | 3448.00 | 20688.00 | 3570.00 | 21420.00 | 4250.00 | 25500.00 | 1584.00 | 9504.00 | 6000.00 | 36000.00 | 1000.00 | 6000.00 | 1394.70 | 8368.20 | 6000.00 | AMPSEPC PVT LTD
484.00 | Cleaning, checking and functional tests for flowmeters. Providing equipments, necessary test jig, Instrument Air, test reports, all consumable, except for special imported test equipments for electronic instruments to be supplied by owner if available. Excludes flow calibration.
485.00 | Coriolis Mass flowmeters | 2.00 | nos |  | 5270.00 | 10540.00 | 19350.00 | 38700.00 | 17681.00 | 35362.00 | 18060.00 | 36120.00 | 21500.00 | 43000.00 | 32000.00 | 64000.00 | 300000.00 | 600000.00 | 5000.00 | 10000.00 | 2905.63 | 5811.26 | 5811.26 | KEC Spur Infrastructure Pvt. Ltd.
486.00 | LOOP CHECKING
487.00 | Loop checking (excluding calibration/ testing) of the flowmeters listed below including verifying the functional performance of all elements comprising the loop, thereby ensuring proper interconnections and operation, with all other specifications inline with clause 4.13 of Standard specification for Erection tender 6-52-0060.
488.00 | Coriolis Mass flowmeters | 2.00 | nos |  | 3230.00 | 6460.00 | 765.00 | 1530.00 | 725.00 | 1450.00 | 714.00 | 1428.00 | 850.00 | 1700.00 | 14000.00 | 28000.00 | 6000.00 | 12000.00 | 25000.00 | 50000.00 | 1394.70 | 2789.40 | 1428.00 | TOLANI PROJECTS PVT LTD
489.00 | Loop checking (excluding calibration/ testing) of the instruments listed below including verifying the functional performance of all elements comprising the loop, thereby ensuring proper interconnections and operation, with all other specifications inline with clause 4.13 of Standard specification for Erection tender 6-52-0060.
490.00 | Differential Pressure Transmitters for Flow, Level and D.P. | 5.00 | nos |  | 1530.00 | 7650.00 | 765.00 | 3825.00 | 748.00 | 3740.00 | 714.00 | 3570.00 | 850.00 | 4250.00 | 1000.00 | 5000.00 | 1440.00 | 7200.00 | 850.00 | 4250.00 | 464.90 | 2324.50 | 2324.50 | KEC Spur Infrastructure Pvt. Ltd.
491.00 | Gas Detectors | 45.00 | nos |  | 1049.75 | 47238.75 | 765.00 | 34425.00 | 706.00 | 31770.00 | 714.00 | 32130.00 | 850.00 | 38250.00 | 440.00 | 19800.00 | 1440.00 | 64800.00 | 650.00 | 29250.00 | 464.90 | 20920.50 | 19800.00 | M/s. Megha Engineering and Infrastructures Ltd
492.00 | Position Transmitter | 2.00 | nos |  | 1049.75 | 2099.50 | 765.00 | 1530.00 | 718.00 | 1436.00 | 714.00 | 1428.00 | 850.00 | 1700.00 | 680.00 | 1360.00 | 1440.00 | 2880.00 | 650.00 | 1300.00 | 464.90 | 929.80 | 929.80 | KEC Spur Infrastructure Pvt. Ltd.
493.00 | Push Button/Selector Switches/Lamps | 2.00 | nos |  | 977.50 | 1955.00 | 765.00 | 1530.00 | 693.00 | 1386.00 | 714.00 | 1428.00 | 850.00 | 1700.00 | 440.00 | 880.00 | 1440.00 | 2880.00 | 650.00 | 1300.00 | 464.90 | 929.80 | 880.00 | M/s. Megha Engineering and Infrastructures Ltd
494.00 | Hooter / Beacon | 12.00 | nos |  | 1381.25 | 16575.00 | 765.00 | 9180.00 | 682.00 | 8184.00 | 714.00 | 8568.00 | 850.00 | 10200.00 | 440.00 | 5280.00 | 1440.00 | 17280.00 | 650.00 | 7800.00 | 464.90 | 5578.80 | 5280.00 | M/s. Megha Engineering and Infrastructures Ltd
495.00 | Control valve positioner | 2.00 | nos |  | 1530.00 | 3060.00 | 765.00 | 1530.00 | 681.00 | 1362.00 | 714.00 | 1428.00 | 850.00 | 1700.00 | 600.00 | 1200.00 | 1440.00 | 2880.00 | 650.00 | 1300.00 | 464.90 | 929.80 | 929.80 | KEC Spur Infrastructure Pvt. Ltd.
496.00 | Flame detectors (UVIR, Heat, Smoke) | 7.00 | nos |  | 828.75 | 5801.25 | 765.00 | 5355.00 | 737.00 | 5159.00 | 714.00 | 4998.00 | 850.00 | 5950.00 | 1000.00 | 7000.00 | 1440.00 | 10080.00 | 1000.00 | 7000.00 | 464.90 | 3254.30 | 3254.30 | KEC Spur Infrastructure Pvt. Ltd.
497.00 | Pig Signaller (Ultrasonic type) | 6.00 | nos |  | 1927.80 | 11566.80 | 765.00 | 4590.00 | 749.00 | 4494.00 | 714.00 | 4284.00 | 850.00 | 5100.00 | 1320.00 | 7920.00 | 1440.00 | 8640.00 | 1000.00 | 6000.00 | 464.90 | 2789.40 | 2789.40 | KEC Spur Infrastructure Pvt. Ltd.
498.00 | Solenoid Valves | 1.00 | nos |  | 2125.00 | 2125.00 | 765.00 | 765.00 | 748.00 | 748.00 | 714.00 | 714.00 | 850.00 | 850.00 | 1800.00 | 1800.00 | 1440.00 | 1440.00 | 1000.00 | 1000.00 | 464.90 | 464.90 | 464.90 | KEC Spur Infrastructure Pvt. Ltd.
499.00 | Limit Switches | 4.00 | nos |  | 2125.00 | 8500.00 | 765.00 | 3060.00 | 687.00 | 2748.00 | 714.00 | 2856.00 | 850.00 | 3400.00 | 2400.00 | 9600.00 | 1440.00 | 5760.00 | 1000.00 | 4000.00 | 464.90 | 1859.60 | 1859.60 | KEC Spur Infrastructure Pvt. Ltd.
500.00 | Pressure transmitters | 35.00 | nos |  | 1989.00 | 69615.00 | 765.00 | 26775.00 | 692.00 | 24220.00 | 714.00 | 24990.00 | 850.00 | 29750.00 | 520.00 | 18200.00 | 1440.00 | 50400.00 | 1000.00 | 35000.00 | 464.90 | 16271.50 | 16271.50 | KEC Spur Infrastructure Pvt. Ltd.
501.00 | Temperature Transmitters | 41.00 | nos |  | 1989.00 | 81549.00 | 765.00 | 31365.00 | 685.00 | 28085.00 | 714.00 | 29274.00 | 850.00 | 34850.00 | 520.00 | 21320.00 | 1440.00 | 59040.00 | 1000.00 | 41000.00 | 464.90 | 19060.90 | 19060.90 | KEC Spur Infrastructure Pvt. Ltd.
502.00 | SUPPLY ITEMS
503.00 | Hand held HART configurator as per datasheet | 1.00 | Set |  | 495000.00 | 495000.00 | 607500.00 | 607500.00 | 554848.00 | 554848.00 | 567000.00 | 567000.00 | 675000.00 | 675000.00 | 240000.00 | 240000.00 | 660000.00 | 660000.00 | 3500.00 | 3500.00 | 8716.88 | 8716.88 | 3500.00 | AMPSEPC PVT LTD
504.00 | Flame Arrestor as per Datasheet | 1.00 | nos |  | 114750.00 | 114750.00 | 99000.00 | 99000.00 | 93637.00 | 93637.00 | 92400.00 | 92400.00 | 110000.00 | 110000.00 | 180000.00 | 180000.00 | 264000.00 | 264000.00 | 6500.00 | 6500.00 | 34867.50 | 34867.50 | 6500.00 | AMPSEPC PVT LTD
505.00 | UV / IR Flame Detector | 8.00 | nos |  | 125000.00 | 1000000.00 | 405000.00 | 3240000.00 | 384241.00 | 3073928.00 | 378000.00 | 3024000.00 | 450000.00 | 3600000.00 | 180000.00 | 1440000.00 | 174000.00 | 1392000.00 | 7200.00 | 57600.00 | 79880.29 | 639042.32 | 57600.00 | AMPSEPC PVT LTD
506.00 | Thermal Relief Valve as per Datasheet | 18.00 | nos |  | 195000.00 | 3510000.00 | 72450.00 | 1304100.00 | 70943.00 | 1276974.00 | 67620.00 | 1217160.00 | 80500.00 | 1449000.00 | 78000.00 | 1404000.00 | 84000.00 | 1512000.00 | 55000.00 | 990000.00 | 58112.51 | 1046025.18 | 990000.00 | AMPSEPC PVT LTD
507.00 | Variable Area Flowmeter | 1.00 | nos |  | 83300.00 | 83300.00 | 220500.00 | 220500.00 | 214931.00 | 214931.00 | 205800.00 | 205800.00 | 245000.00 | 245000.00 | 52000.00 | 52000.00 | 780000.00 | 780000.00 | 10000.00 | 10000.00 | 76708.51 | 76708.51 | 10000.00 | AMPSEPC PVT LTD
508.00 | Supply of Instrument items as per specifications enclosed elsewhere in the Tender.
509.00 | Pressure Gauges | 27.00 | nos |  | 2707.25 | 73095.75 | 5625.00 | 151875.00 | 5343.00 | 144261.00 | 5250.00 | 141750.00 | 6250.00 | 168750.00 | 13200.00 | 356400.00 | 4200.00 | 113400.00 | 6850.00 | 184950.00 | 8833.10 | 238493.70 | 73095.75 | Advance Infrastrurctures Pvt Ltd
510.00 | Differential Pressure Transmitter- Level & Pressure | 5.00 | nos |  | 43647.50 | 218237.50 | 94500.00 | 472500.00 | 83879.00 | 419395.00 | 88200.00 | 441000.00 | 105500.00 | 527500.00 | 17000.00 | 85000.00 | 96000.00 | 480000.00 | 32000.00 | 160000.00 | 76708.51 | 383542.55 | 85000.00 | M/s. Megha Engineering and Infrastructures Ltd
511.00 | Orifice Plates and Flanges | 1.00 | nos |  | 38250.00 | 38250.00 | 52200.00 | 52200.00 | 49581.00 | 49581.00 | 48720.00 | 48720.00 | 58000.00 | 58000.00 | 22200.00 | 22200.00 | 30000.00 | 30000.00 | 23000.00 | 23000.00 | 147663.88 | 147663.88 | 22200.00 | M/s. Megha Engineering and Infrastructures Ltd
512.00 | Restriction Orifice Plates | 1.00 | nos |  | 32300.00 | 32300.00 | 11565.00 | 11565.00 | 10255.00 | 10255.00 | 10794.00 | 10794.00 | 12850.00 | 12850.00 | 17600.00 | 17600.00 | 42000.00 | 42000.00 | 3500.00 | 3500.00 | 147663.88 | 147663.88 | 3500.00 | AMPSEPC PVT LTD
513.00 | Differential Pressure (Flow) Transmitter-HART | 2.00 | nos |  | 43647.50 | 87295.00 | 88650.00 | 177300.00 | 79801.00 | 159602.00 | 82740.00 | 165480.00 | 98500.00 | 197000.00 | 170000.00 | 340000.00 | 780000.00 | 1560000.00 | 25000.00 | 50000.00 | 102278.01 | 204556.02 | 50000.00 | AMPSEPC PVT LTD
514.00 | LEL Gas Detector | 50.00 | nos |  | 76742.25 | 3837112.50 | 142650.00 | 7132500.00 | 133622.00 | 6681100.00 | 133140.00 | 6657000.00 | 159000.00 | 7950000.00 | 32000.00 | 1600000.00 | 90000.00 | 4500000.00 | 110000.00 | 5500000.00 | 87168.76 | 4358438.00 | 1600000.00 | M/s. Megha Engineering and Infrastructures Ltd
515.00 | Beacon Lights suitable for non hazardous area | 10.00 | nos |  | 17127.50 | 171275.00 | 14850.00 | 148500.00 | 13377.00 | 133770.00 | 13860.00 | 138600.00 | 16500.00 | 165000.00 | 17920.00 | 179200.00 | 12600.00 | 126000.00 | 18500.00 | 185000.00 | 18596.00 | 185960.00 | 126000.00 | Ace Pipeline Contracts Pvt Ltd
516.00 | Hooters suitable for non hazardous area | 5.00 | nos |  | 17127.50 | 85637.50 | 14850.00 | 74250.00 | 13519.00 | 67595.00 | 13860.00 | 69300.00 | 16500.00 | 82500.00 | 15600.00 | 78000.00 | 12600.00 | 63000.00 | 18500.00 | 92500.00 | 18596.00 | 92980.00 | 63000.00 | Ace Pipeline Contracts Pvt Ltd
517.00 | Pressure Transmitter | 39.00 | nos |  | 37514.75 | 1463075.25 | 59850.00 | 2334150.00 | 54649.00 | 2131311.00 | 55860.00 | 2178540.00 | 66500.00 | 2593500.00 | 19600.00 | 764400.00 | 48000.00 | 1872000.00 | 32000.00 | 1248000.00 | 51139.01 | 1994421.39 | 764400.00 | M/s. Megha Engineering and Infrastructures Ltd
518.00 | Temperature Elements - RTD with thermowell | 11.00 | nos |  | 13536.25 | 148898.75 | 16650.00 | 183150.00 | 15888.00 | 174768.00 | 15540.00 | 170940.00 | 18500.00 | 203500.00 | 10560.00 | 116160.00 | 21600.00 | 237600.00 | 32000.00 | 352000.00 | 20920.50 | 230125.50 | 116160.00 | M/s. Megha Engineering and Infrastructures Ltd
519.00 | Temperature Element (Skin Type RTD) | 34.00 | nos |  | 13500.00 | 459000.00 | 15165.00 | 515610.00 | 14176.00 | 481984.00 | 14154.00 | 481236.00 | 16850.00 | 572900.00 | 12160.00 | 413440.00 | 15600.00 | 530400.00 | 35000.00 | 1190000.00 | 25569.50 | 869363.00 | 413440.00 | M/s. Megha Engineering and Infrastructures Ltd
520.00 | Supply of Temperature Transmitter | 45.00 | nos |  | 32873.75 | 1479318.75 | 43650.00 | 1964250.00 | 40633.00 | 1828485.00 | 40740.00 | 1833300.00 | 48599.00 | 2186955.00 | 32400.00 | 1458000.00 | 33600.00 | 1512000.00 | 35000.00 | 1575000.00 | 25569.50 | 1150627.50 | 1150627.50 | KEC Spur Infrastructure Pvt. Ltd.
521.00 | Emergency Push button assembly - Break Glass type,NC, Spring Return, Contact rating - 24 V /110V DC, 0.5A/ 2A (as per specification), WP to IP-55 & Explosion proof to IEC Zone 1, Gas group IIA, IIB,IIC T3 with cable entry size - 1/2" NPTF including 1/2" cable glands Ex-proof to Ex'd' - IIA, IIB,IIC and statutory certification as required. | 2.00 | nos |  | 9436.70 | 18873.40 | 14850.00 | 29700.00 | 13629.00 | 27258.00 | 13860.00 | 27720.00 | 16500.00 | 33000.00 | 24000.00 | 48000.00 | 5400.00 | 10800.00 | 1500.00 | 3000.00 | 18305.44 | 36610.88 | 3000.00 | AMPSEPC PVT LTD
522.00 | Signal Cable as per Standard Specification 6-52-0046 size, 1P X 1.5 mm2, IS, FRLS | 5700.00 | m |  | 138.55 | 789735.00 | 133.20 | 759240.00 | 68.00 | 387600.00 | 65.00 | 370500.00 | 148.00 | 843600.00 | 71.00 | 404700.00 | 118.00 | 672600.00 | 75.00 | 427500.00 | 92.98 | 529986.00 | 370500.00 | TOLANI PROJECTS PVT LTD
523.00 | Control cables as per Standard Specification 6-52-0046 size 1P X 1.5 mm2 , NIS, FRLS | 4800.00 | m |  | 148.75 | 714000.00 | 133.20 | 639360.00 | 64.00 | 307200.00 | 65.00 | 312000.00 | 148.00 | 710400.00 | 71.00 | 340800.00 | 118.00 | 566400.00 | 75.00 | 360000.00 | 92.98 | 446304.00 | 307200.00 | Om Yash Projects Limited
524.00 | Triad cables as per Standard Specification 6-52-0046 size 1T X 1.5 mm2, NIS, FR | 3000.00 | m |  | 271.15 | 813450.00 | 178.20 | 534600.00 | 100.00 | 300000.00 | 104.00 | 312000.00 | 198.00 | 594000.00 | 105.00 | 315000.00 | 140.00 | 420000.00 | 95.00 | 285000.00 | 139.47 | 418410.00 | 285000.00 | AMPSEPC PVT LTD
525.00 | Control Cable as per Standard Specification 6-52-0046, Size 1P X 2.5 mm2 , NIS, FRLS | 1500.00 | m |  | 145.35 | 218025.00 | 162.00 | 243000.00 | 83.00 | 124500.00 | 86.00 | 129000.00 | 180.00 | 270000.00 | 88.00 | 132000.00 | 156.00 | 234000.00 | 105.00 | 157500.00 | 133.66 | 200490.00 | 124500.00 | Om Yash Projects Limited
526.00 | Signal Cable as per Standard Specification 6-52-0046 size 6P X 1.5 mm2, IS, FRLS | 4500.00 | m |  | 390.15 | 1755675.00 | 350.00 | 1575000.00 | 277.00 | 1246500.00 | 268.00 | 1206000.00 | 498.00 | 2241000.00 | 220.00 | 990000.00 | 529.00 | 2380500.00 | 225.00 | 1012500.00 | 419.55 | 1887975.00 | 990000.00 | M/s. Megha Engineering and Infrastructures Ltd
527.00 | Control cables as per Standard Specification 6-52-0046 size 6P X 1.5 mm2 , NIS, FRLS | 4500.00 | m |  | 359.55 | 1617975.00 | 350.00 | 1575000.00 | 266.00 | 1197000.00 | 266.00 | 1197000.00 | 498.00 | 2241000.00 | 220.00 | 990000.00 | 529.00 | 2380500.00 | 225.00 | 1012500.00 | 419.55 | 1887975.00 | 990000.00 | M/s. Megha Engineering and Infrastructures Ltd
528.00 | Triad Cable as per Standard Specification 6-52-0046, Size 8 T X 1.5 mm2 , NIS, FRLS | 2000.00 | m |  | 534.65 | 1069300.00 | 650.00 | 1300000.00 | 460.00 | 920000.00 | 456.00 | 912000.00 | 875.00 | 1750000.00 | 280.00 | 560000.00 | 1235.00 | 2470000.00 | 435.00 | 870000.00 | 743.84 | 1487680.00 | 560000.00 | M/s. Megha Engineering and Infrastructures Ltd
529.00 | Quad Cable as per Standard Specification 6-52-0046 size, 1 Quad X 1.5 mm2, RTD Cable | 200.00 | m |  | 215.90 | 43180.00 | 178.65 | 35730.00 | 444.00 | 88800.00 | 449.00 | 89800.00 | 198.00 | 39600.00 | 340.00 | 68000.00 | 300.00 | 60000.00 | 455.00 | 91000.00 | 1255.23 | 251046.00 | 35730.00 | JSIW INFRASTRUCTURE PRIVATE LIMITED
530.00 | Supply of Junction boxes of various types and specifications
531.00 | Junction Box, Weatherproof type for 6 Pair Cable | 10.00 | nos |  | 9724.00 | 97240.00 | 13050.00 | 130500.00 | 11845.00 | 118450.00 | 12180.00 | 121800.00 | 14500.00 | 145000.00 | 3840.00 | 38400.00 | 12000.00 | 120000.00 | 10000.00 | 100000.00 | 9879.13 | 98791.30 | 38400.00 | M/s. Megha Engineering and Infrastructures Ltd
532.00 | Junction Box, Weatherproof + Flameproof (Gas Groups -IIA/IIB) type for 6 Pair Cable | 8.00 | nos |  | 9724.00 | 77792.00 | 14850.00 | 118800.00 | 14273.00 | 114184.00 | 13860.00 | 110880.00 | 16500.00 | 132000.00 | 6040.00 | 48320.00 | 12000.00 | 96000.00 | 10000.00 | 80000.00 | 12842.86 | 102742.88 | 48320.00 | M/s. Megha Engineering and Infrastructures Ltd
533.00 | Junction Box, Weatherproof + Flameproof (Gas Groups -IIA/IIB) type for 8 Triad Cable | 5.00 | nos |  | 10166.00 | 50830.00 | 16650.00 | 83250.00 | 15422.00 | 77110.00 | 15540.00 | 77700.00 | 18500.00 | 92500.00 | 6040.00 | 30200.00 | 15000.00 | 75000.00 | 10000.00 | 50000.00 | 14528.13 | 72640.65 | 30200.00 | M/s. Megha Engineering and Infrastructures Ltd
534.00 | Supply of Cable glands of various types and specifications
535.00 | Double compression type Cable gland, weatherproof + Flameproof (Gas Group IIA/IIB) type,Ni plated Brass material with PVC shroud, 1/2" NPTM | 330.00 | nos |  | 649.40 | 214302.00 | 268.20 | 88506.00 | 244.00 | 80520.00 | 250.00 | 82500.00 | 298.00 | 98340.00 | 132.00 | 43560.00 | 480.00 | 158400.00 | 320.00 | 105600.00 | 1057.65 | 349024.50 | 43560.00 | M/s. Megha Engineering and Infrastructures Ltd
536.00 | Double compression type Cable gland, weatherproof + Flameproof (Gas Group IIA/IIB) type,Ni plated Brass material with PVC shroud, 3/4" NPTM | 100.00 | nos |  | 911.20 | 91120.00 | 292.50 | 29250.00 | 284.00 | 28400.00 | 273.00 | 27300.00 | 325.00 | 32500.00 | 180.00 | 18000.00 | 528.00 | 52800.00 | 385.00 | 38500.00 | 244.07 | 24407.00 | 18000.00 | M/s. Megha Engineering and Infrastructures Ltd
537.00 | Double compression type Cable gland, weatherproof + Flameproof (Gas Group IIA/IIB) type,Ni plated Brass material with PVC shroud, 1" NPTM | 50.00 | nos |  | 1021.70 | 51085.00 | 585.00 | 29250.00 | 545.00 | 27250.00 | 546.00 | 27300.00 | 650.00 | 32500.00 | 270.00 | 13500.00 | 648.00 | 32400.00 | 620.00 | 31000.00 | 871.69 | 43584.50 | 13500.00 | M/s. Megha Engineering and Infrastructures Ltd
538.00 | Double compression type Cable gland, weatherproof + Flameproof (Gas Group IIA/IIB) type,Ni plated Brass material with PVC shroud, 1 1/2" NPTM | 10.00 | nos |  | 867.00 | 8670.00 | 787.50 | 7875.00 | 741.00 | 7410.00 | 735.00 | 7350.00 | 875.00 | 8750.00 | 320.00 | 3200.00 | 804.00 | 8040.00 | 1050.00 | 10500.00 | 489.31 | 4893.10 | 3200.00 | M/s. Megha Engineering and Infrastructures Ltd
539.00 | Multi Cable Transit frame complete with insert blocks, stay plates, end packings [6+6] x 2 | 1.00 | nos |  | 20442.50 | 20442.50 | 61650.00 | 61650.00 | 59808.00 | 59808.00 | 57540.00 | 57540.00 | 68600.00 | 68600.00 | 14000.00 | 14000.00 | 60000.00 | 60000.00 | 35000.00 | 35000.00 | 29056.25 | 29056.25 | 14000.00 | M/s. Megha Engineering and Infrastructures Ltd
540.00 | Multi Cable Transit frame complete with insert blocks, stay plates, end packings [4+0] x 1 | 8.00 | nos |  | 18674.50 | 149396.00 | 38250.00 | 306000.00 | 36337.00 | 290696.00 | 35700.00 | 285600.00 | 42500.00 | 340000.00 | 12000.00 | 96000.00 | 30000.00 | 240000.00 | 35000.00 | 280000.00 | 29056.25 | 232450.00 | 96000.00 | M/s. Megha Engineering and Infrastructures Ltd
541.00 | Multi Cable Transit frame complete with insert blocks, stay plates, end packings [6+0] x 1 | 1.00 | nos |  | 20442.50 | 20442.50 | 43650.00 | 43650.00 | 41613.00 | 41613.00 | 40740.00 | 40740.00 | 48500.00 | 48500.00 | 10500.00 | 10500.00 | 60000.00 | 60000.00 | 35000.00 | 35000.00 | 29056.25 | 29056.25 | 10500.00 | M/s. Megha Engineering and Infrastructures Ltd
542.00 | Supply of compression tube fittings in Stainless Steel of various types and specifications
543.00 | Female Connector: Material: SS-316L : Size: 1/2" NPTM X 6 mm OD 153 Bar | 6.00 | nos |  | 502.78 | 3016.68 | 340.20 | 2041.20 | 324.00 | 1944.00 | 317.00 | 1902.00 | 378.00 | 2268.00 | 960.00 | 5760.00 | 360.00 | 2160.00 | 4500.00 | 27000.00 | 313.81 | 1882.86 | 1882.86 | KEC Spur Infrastructure Pvt. Ltd.
544.00 | Male Connector: Material: SS-316 : Size: 1/2" NPTM X 12 mm OD 153 Bar | 6.00 | nos |  | 381.23 | 2287.38 | 358.20 | 2149.20 | 339.00 | 2034.00 | 334.00 | 2004.00 | 398.00 | 2388.00 | 920.00 | 5520.00 | 240.00 | 1440.00 | 4500.00 | 27000.00 | 303.35 | 1820.10 | 1440.00 | Ace Pipeline Contracts Pvt Ltd
545.00 | Male Connector: Material: SS-316 : Size: 1/2" NPTM X 6 mm OD 153 Bar | 6.00 | nos |  | 325.98 | 1955.88 | 358.20 | 2149.20 | 319.00 | 1914.00 | 334.00 | 2004.00 | 398.00 | 2388.00 | 640.00 | 3840.00 | 240.00 | 1440.00 | 4500.00 | 27000.00 | 244.07 | 1464.42 | 1440.00 | Ace Pipeline Contracts Pvt Ltd
546.00 | Female Connector: Material: SS-316 : Size: 1/2" NPTF X 12 mm OD 153 Bar | 6.00 | nos |  | 546.98 | 3281.88 | 585.00 | 3510.00 | 538.00 | 3228.00 | 546.00 | 3276.00 | 650.00 | 3900.00 | 1040.00 | 6240.00 | 360.00 | 2160.00 | 4500.00 | 27000.00 | 373.08 | 2238.48 | 2160.00 | Ace Pipeline Contracts Pvt Ltd
547.00 | Tube Union: Material: SS-316 ; Size: 12 mm OD x 12 mm OD 153 Bar | 5.00 | nos |  | 403.33 | 2016.65 | 472.50 | 2362.50 | 442.00 | 2210.00 | 441.00 | 2205.00 | 525.00 | 2625.00 | 1440.00 | 7200.00 | 540.00 | 2700.00 | 4500.00 | 22500.00 | 418.41 | 2092.05 | 2016.65 | Advance Infrastrurctures Pvt Ltd
548.00 | Tube Union: Material: SS-316 ; Size: 6 mm OD x 6 mm OD 153 Bar | 5.00 | nos |  | 314.93 | 1574.65 | 427.50 | 2137.50 | 388.00 | 1940.00 | 399.00 | 1995.00 | 475.00 | 2375.00 | 1240.00 | 6200.00 | 480.00 | 2400.00 | 4500.00 | 22500.00 | 223.15 | 1115.75 | 1115.75 | KEC Spur Infrastructure Pvt. Ltd.
549.00 | Tube Cap; Material: SS-316 ; Size : 12 mm OD 153 Bar | 5.00 | nos |  | 160.23 | 801.15 | 247.50 | 1237.50 | 239.00 | 1195.00 | 231.00 | 1155.00 | 275.00 | 1375.00 | 960.00 | 4800.00 | 216.00 | 1080.00 | 4500.00 | 22500.00 | 244.07 | 1220.35 | 801.15 | Advance Infrastrurctures Pvt Ltd
550.00 | SS 316 Ball Valve 1/2" NB with NPTF ends 41 Bar | 6.00 | nos |  | 1414.40 | 8486.40 | 3465.00 | 20790.00 | 3325.00 | 19950.00 | 3234.00 | 19404.00 | 3850.00 | 23100.00 | 1880.00 | 11280.00 | 2400.00 | 14400.00 | 4500.00 | 27000.00 | 990.24 | 5941.44 | 5941.44 | KEC Spur Infrastructure Pvt. Ltd.
551.00 | 6 Way Air Manifold SS316 | 1.00 | nos |  | 6508.45 | 6508.45 | 19350.00 | 19350.00 | 17747.00 | 17747.00 | 18060.00 | 18060.00 | 21500.00 | 21500.00 | 34000.00 | 34000.00 | 9600.00 | 9600.00 | 4500.00 | 4500.00 | 13125.29 | 13125.29 | 4500.00 | AMPSEPC PVT LTD
552.00 | Supply of instrument tubes of different types and specifications
553.00 | S.S Tubes - 6 mm OD SS316L with 1 mm wall thickness | 30.00 | m |  | 1049.75 | 31492.50 | 382.50 | 11475.00 | 350.00 | 10500.00 | 357.00 | 10710.00 | 425.00 | 12750.00 | 5200.00 | 156000.00 | 2160.00 | 64800.00 | 4500.00 | 135000.00 | 230.13 | 6903.90 | 6903.90 | KEC Spur Infrastructure Pvt. Ltd.
554.00 | SS316L tube 12 mm OD 153 Bar | 30.00 | m |  | 1602.25 | 48067.50 | 675.00 | 20250.00 | 620.00 | 18600.00 | 630.00 | 18900.00 | 750.00 | 22500.00 | 7200.00 | 216000.00 | 2640.00 | 79200.00 | 4500.00 | 135000.00 | 482.33 | 14469.90 | 14469.90 | KEC Spur Infrastructure Pvt. Ltd.
555.00 | JUNCTION BOX INSTALLATION
556.00 | Installation of weatherproof junction boxes including supply, fabrication and installation of supports, installation of junction boxes, supply of 14 SWG GI wire (max. length 10 m per Junction Box), laying and connection, screwing plugs for unused entries and painting but exclusive of supply of junction boxes and glands/ fittings.
557.00 | For cable size 6P x 0.5/1.0/1.5/2.5 mm² / 16 AWG Signal/FF/Alarm/ Control | 10.00 | nos |  | 7182.50 | 71825.00 | 7065.00 | 70650.00 | 6430.00 | 64300.00 | 6594.00 | 65940.00 | 7850.00 | 78500.00 | 3520.00 | 35200.00 | 15600.00 | 156000.00 | 5500.00 | 55000.00 | 5230.13 | 52301.30 | 35200.00 | M/s. Megha Engineering and Infrastructures Ltd
558.00 | Installation of weatherproof and flameproof junction boxes including supply, fabrication and installation of supports, installation of junction boxes, supply of 14 SWG GI wire (max. length 10 m per Junction Box), laying and connection, screwing plugs for unused entries and painting but exclusive of supply of junction boxes and glands/ fittings.
559.00 | For cable size 6P x 0.5/1.0/1.5/2.5 mm²/16 AWG Signal/FF/Alarm/ Control | 8.00 | nos |  | 10166.00 | 81328.00 | 7065.00 | 56520.00 | 6914.00 | 55312.00 | 6594.00 | 52752.00 | 7850.00 | 62800.00 | 3520.00 | 28160.00 | 15600.00 | 124800.00 | 5500.00 | 44000.00 | 5230.13 | 41841.04 | 28160.00 | M/s. Megha Engineering and Infrastructures Ltd
560.00 | For cable size 8T x 1.5/ 2.5 mm² RTD/ Gas Detector | 5.00 | nos |  | 12048.92 | 60244.60 | 7065.00 | 35325.00 | 6316.00 | 31580.00 | 6594.00 | 32970.00 | 7850.00 | 39250.00 | 3520.00 | 17600.00 | 15600.00 | 78000.00 | 5950.00 | 29750.00 | 5230.13 | 26150.65 | 17600.00 | M/s. Megha Engineering and Infrastructures Ltd
561.00 | Installation of Multi Cable transit frames complete with all insert blocks, stay plates, unused blocks with cables piece inserted, end packing etc. on wall for Cable entry including necessary civil works, welding, supply and installation of additional steel plate for unused portion of cutouts, fixing of frames, pulling cables to blocks and installation of blocks on frames as per manufacturer's recommendation for [4+0] x 1 MCT. | 8.00 | nos |  | 16575.00 | 132600.00 | 16650.00 | 133200.00 | 15964.00 | 127712.00 | 15540.00 | 124320.00 | 18500.00 | 148000.00 | 2200.00 | 17600.00 | 10800.00 | 86400.00 | 5950.00 | 47600.00 | 29056.25 | 232450.00 | 17600.00 | M/s. Megha Engineering and Infrastructures Ltd
562.00 | Installation of Multi Cable transit frames complete with all insert blocks, stay plates, unused blocks with cables piece inserted, end packing etc. on wall for Cable entry including necessary civil works, welding, supply and installation of additional steel plate for unused portion of cutouts, fixing of frames, pulling cables to blocks and installation of blocks on frames as per manufacturer's recommendation for [6+6] x 2 MCT. | 1.00 | nos |  | 20707.70 | 20707.70 | 16650.00 | 16650.00 | 15880.00 | 15880.00 | 15540.00 | 15540.00 | 18500.00 | 18500.00 | 3080.00 | 3080.00 | 14400.00 | 14400.00 | 5950.00 | 5950.00 | 29056.25 | 29056.25 | 3080.00 | M/s. Megha Engineering and Infrastructures Ltd
563.00 | Installation of Multi Cable transit frames complete with all insert blocks, stay plates, unused blocks with cables piece inserted, end packing etc. on wall for Cable entry including necessary civil works, welding, supply and installation of additional steel plate for unused portion of cutouts, fixing of frames, pulling cables to blocks and installation of blocks on frames as per manufacturer's recommendation for [6+0] x 1 MCT. | 1.00 | nos |  | 20400.00 | 20400.00 | 16650.00 | 16650.00 | 15931.00 | 15931.00 | 15540.00 | 15540.00 | 18500.00 | 18500.00 | 2680.00 | 2680.00 | 14400.00 | 14400.00 | 5950.00 | 5950.00 | 29056.25 | 29056.25 | 2680.00 | M/s. Megha Engineering and Infrastructures Ltd
564.00 | LAYING OF CABLES
565.00 | Laying of instrumentation cables for signal, alarm, shutdown, control and signal cable on ducts, main trays, perforated trays, angle trays, trenches (including opening of cable duct covers if required through IRCs {Instrument Road Crossings}) including clamping, glanding the cables, termination at both ends including shield/ drain/ communication wire, providing and fixing identifying tags and megger testing but exclusive of supply of cables and erection of ducts, main tray, perforated tray/ angle trays and preparation of cable trench.
566.00 | Signal / Alarm / Control Cables of cable sizes 1P x 1.5 / 2.5 mm² | 12000.00 | m |  | 75.00 | 900000.00 | 56.25 | 675000.00 | 55.00 | 660000.00 | 52.00 | 624000.00 | 63.00 | 756000.00 | 70.00 | 840000.00 | 96.00 | 1152000.00 | 35.00 | 420000.00 | 23.25 | 279000.00 | 279000.00 | KEC Spur Infrastructure Pvt. Ltd.
567.00 | Signal/ Alarm/ Control Cables of cable sizes 12C / 6P x 1.5 / 2.5 mm² | 9000.00 | m |  | 78.00 | 702000.00 | 61.65 | 554850.00 | 55.00 | 495000.00 | 57.00 | 513000.00 | 69.00 | 621000.00 | 120.00 | 1080000.00 | 180.00 | 1620000.00 | 45.00 | 405000.00 | 34.87 | 313830.00 | 313830.00 | KEC Spur Infrastructure Pvt. Ltd.
568.00 | Laying of thermocouple/ RTD/ LEL Detector/ H2S Detector cables on ducts, main trays, perforated trays, angle trays, trenches (including through IRCs {Instrument Road Crossings}) including opening of cable duct covers if required clamping, glanding the cables, termination at both ends including shield/ drain/communication wire providing and fixing of identifying tags and megger testing but exclusive of supply of multi cables and erection of ducts, main tray, perforated tray/angle tray and preparation of cable trench.
569.00 | 8 Triad/ Quad x 1.5 mm² RTD/ LEL Cable | 2000.00 | m |  | 83.30 | 166600.00 | 61.65 | 123300.00 | 59.00 | 118000.00 | 57.00 | 114000.00 | 69.00 | 138000.00 | 120.00 | 240000.00 | 180.00 | 360000.00 | 45.00 | 90000.00 | 46.49 | 92980.00 | 90000.00 | AMPSEPC PVT LTD
570.00 | 1 Triad/ Quad x 1.5 mm² RTD/ LEL Cable | 3200.00 | m |  | 80.75 | 258400.00 | 56.25 | 180000.00 | 51.00 | 163200.00 | 52.00 | 166400.00 | 63.00 | 201600.00 | 65.00 | 208000.00 | 96.00 | 307200.00 | 35.00 | 112000.00 | 34.87 | 111584.00 | 111584.00 | KEC Spur Infrastructure Pvt. Ltd.
571.00 | TRENCH WORK
572.00 | Excavation of trenches for burying the cable, preparation of same for laying of cable, filling with sand, laying of brick, back filling and compacting of the excavated earth as per specifications including supply of sand and bricks and as per cable trench layout and removal of surplus earth as per instructions of Engineer- in-Charge.
573.00 | Trench size 500 mm (W) x 700 mm (D) | 650.00 | m |  | 807.50 | 524875.00 | 517.50 | 336375.00 | 502.00 | 326300.00 | 483.00 | 313950.00 | 757.00 | 492050.00 | 720.00 | 468000.00 | 600.00 | 390000.00 | 3750.00 | 2437500.00 | 1162.25 | 755462.50 | 313950.00 | TOLANI PROJECTS PVT LTD
574.00 | EARTHING
575.00 | Supply, laying and termination of both ends of earthing cables from earth grid pit to the DCS/ Local panels/ Barrier earth bus bars in trays/ conduits/ trenches as required.
576.00 | At both ends of earth grid/ Instruments of GI wire (12 AWG) in trays and conduits as required excluding earth-pit preparation and electrode installation. | 150.00 | m |  | 464.10 | 69615.00 | 108.00 | 16200.00 | 104.00 | 15600.00 | 100.00 | 15000.00 | 120.00 | 18000.00 | 53.00 | 7950.00 | 144.00 | 21600.00 | 55.00 | 8250.00 | 58.11 | 8716.50 | 7950.00 | M/s. Megha Engineering and Infrastructures Ltd
577.00 | PIPING / TUBING / FABRICATION WORK
578.00 | Fabrication and erection of SS Air lines and fittings including supply/ fabrication/ erection of supports, installation of distribution, pneumatic testing and painting of supports but exclusive of supply of pipe and fittings as per standard
579.00 | For 1/2" Size | 60.00 | m |  | 1020.00 | 61200.00 | 247.50 | 14850.00 | 237.00 | 14220.00 | 231.00 | 13860.00 | 275.00 | 16500.00 | 2800.00 | 168000.00 | 480.00 | 28800.00 | 1500.00 | 90000.00 | 87.17 | 5230.20 | 5230.20 | KEC Spur Infrastructure Pvt. Ltd.
580.00 | Erection of SS Air distribution manifold and fittings including supply/ fabrication/ erection of supports, pneumatic testing and painting of supports but exclusive of supply of SS Air distribution manifold and fittings
581.00 | Installation of 06 Way Air Distribution manifold-SS | 1.00 | nos |  | 12750.00 | 12750.00 | 2925.00 | 2925.00 | 2666.00 | 2666.00 | 2730.00 | 2730.00 | 3250.00 | 3250.00 | 6600.00 | 6600.00 | 1800.00 | 1800.00 | 6500.00 | 6500.00 | 5230.13 | 5230.13 | 1800.00 | Ace Pipeline Contracts Pvt Ltd
582.00 | Tubing Hook-up of Control valves/ Pneumatic Transmitters etc. with air filter regulator / positioner / solenoid valves / Current to Pneumatic converters etc. as per Standards
583.00 | 7-52-0207/1915 (Control valve and Solenoid Valve) | 1.00 | nos |  | 15300.00 | 15300.00 | 3825.00 | 3825.00 | 3400.00 | 3400.00 | 3570.00 | 3570.00 | 4250.00 | 4250.00 | 4600.00 | 4600.00 | 14400.00 | 14400.00 | 5500.00 | 5500.00 | 8716.88 | 8716.88 | 3400.00 | Om Yash Projects Limited
584.00 | 7-52-0212/1920 (Control valve with Smart Positioners) | 2.00 | nos |  | 21250.00 | 42500.00 | 3825.00 | 7650.00 | 3502.00 | 7004.00 | 3570.00 | 7140.00 | 4250.00 | 8500.00 | 8400.00 | 16800.00 | 14400.00 | 28800.00 | 5500.00 | 11000.00 | 8716.88 | 17433.76 | 7004.00 | Om Yash Projects Limited
585.00 | STRUCTURAL
586.00 | Supply and Erection of prefabricated Galvanised Iron perforated trays and its supports including tees, bends and elbows as per drawing.
587.00 | Tray of 100mm (W) X 30mm (H) | 150.00 | m |  | 934.83 | 140224.50 | 495.00 | 74250.00 | 479.00 | 71850.00 | 462.00 | 69300.00 | 550.00 | 82500.00 | 312.00 | 46800.00 | 516.00 | 77400.00 | 375.00 | 56250.00 | 836.82 | 125523.00 | 46800.00 | M/s. Megha Engineering and Infrastructures Ltd
588.00 | Tray of 60mm (W) X 20mm (H) | 500.00 | m |  | 1009.97 | 504985.00 | 427.50 | 213750.00 | 404.00 | 202000.00 | 399.00 | 199500.00 | 475.00 | 237500.00 | 252.00 | 126000.00 | 408.00 | 204000.00 | 510.00 | 255000.00 | 581.13 | 290565.00 | 126000.00 | M/s. Megha Engineering and Infrastructures Ltd
589.00 | Tray of 300mm (W) X 30mm (H) | 1200.00 | m |  | 1458.60 | 1750320.00 | 855.00 | 1026000.00 | 831.00 | 997200.00 | 798.00 | 957600.00 | 990.00 | 1188000.00 | 452.00 | 542400.00 | 1020.00 | 1224000.00 | 675.00 | 810000.00 | 1452.81 | 1743372.00 | 542400.00 | M/s. Megha Engineering and Infrastructures Ltd
590.00 | CANOPY FOR INSTRUMENTS AND JUNCTION BOXES
591.00 | Supply of Prefabricated FRP canopies along with mounting accessories for local instruments, Transmitters, Junction Box etc. for mounting on the stanchion and alignment as per standard 7-52-0105
592.00 | FRP Canopy For Junction Box - Front Side Open | 25.00 | nos |  | 1381.25 | 34531.25 | 7875.00 | 196875.00 | 7120.00 | 178000.00 | 7350.00 | 183750.00 | 8750.00 | 218750.00 | 1800.00 | 45000.00 | 6600.00 | 165000.00 | 2250.00 | 56250.00 | 3486.75 | 87168.75 | 34531.25 | Advance Infrastrurctures Pvt Ltd
593.00 | FRP Canopy (All sides closed) - Field Instruments | 250.00 | nos |  | 1640.93 | 410232.50 | 5625.00 | 1406250.00 | 5391.00 | 1347750.00 | 5250.00 | 1312500.00 | 6250.00 | 1562500.00 | 2200.00 | 550000.00 | 6600.00 | 1650000.00 | 2250.00 | 562500.00 | 2440.73 | 610182.50 | 410232.50 | Advance Infrastrurctures Pvt Ltd
594.00 | Erection of Prefabricated FRP canopies for local instruments, Transmitters, Junction Box etc. on the stanchion and alignment as per standard 7-52-0105
595.00 | FRP Canopy For Junction Box - Front Side Open | 25.00 | nos |  | 325.98 | 8149.50 | 945.00 | 23625.00 | 858.00 | 21450.00 | 882.00 | 22050.00 | 1050.00 | 26250.00 | 224.00 | 5600.00 | 8400.00 | 210000.00 | 2250.00 | 56250.00 | 3486.75 | 87168.75 | 5600.00 | M/s. Megha Engineering and Infrastructures Ltd
596.00 | FRP Canopy (All sides closed) - Field Instruments | 250.00 | nos |  | 425.43 | 106357.50 | 945.00 | 236250.00 | 895.00 | 223750.00 | 882.00 | 220500.00 | 1050.00 | 262500.00 | 380.00 | 95000.00 | 8400.00 | 2100000.00 | 2250.00 | 562500.00 | 2440.73 | 610182.50 | 95000.00 | M/s. Megha Engineering and Infrastructures Ltd
597.00 | GENERAL SITE WORK
598.00 | Supply of Yoke supports for transmitters/ preamplifiers (wherever applicable) including supply, fabrication and erection of instrument yoke of all types and painting of yoke supports but exclusive of mounting of Instrument on supports.
599.00 | 2" Yoke supports as per standard 7-52-0101 | 250.00 | nos |  | 2980.19 | 745047.50 | 3825.00 | 956250.00 | 3452.00 | 863000.00 | 3570.00 | 892500.00 | 4250.00 | 1062500.00 | 4200.00 | 1050000.00 | 6000.00 | 1500000.00 | 2150.00 | 537500.00 | 4358.44 | 1089610.00 | 537500.00 | AMPSEPC PVT LTD
600.00 | Identification of instrument items wherever required including supply of approved colour of paint/ paints (Fluorescent), painting of tag number (approx 25-50 mm high) on instrument item like transmitter, switches, level gauges, control valves etc. as specified by Engineer-in-Charge.
601.00 | Identification of instrument items | 600.00 | nos |  | 1412.70 | 847620.00 | 225.00 | 135000.00 | 207.00 | 124200.00 | 210.00 | 126000.00 | 250.00 | 150000.00 | 105.00 | 63000.00 | 600.00 | 360000.00 | 750.00 | 450000.00 | 406.79 | 244074.00 | 63000.00 | M/s. Megha Engineering and Infrastructures Ltd
602.00 | Deployment of Instrument Technicians along with required test equipments, tools & tackles for Calibration /Re-Calibration of field instruments, Functional Checks of Instruments, any other requirement as & when required as per the instructions of Engineer-in-charge. One manday is 8 Hrs duty.
603.00 | Deployment of Instrument Technicians | 10.00 | Mandays |  | 2026.40 | 20264.00 | 1755.00 | 17550.00 | 1680.00 | 16800.00 | 1638.00 | 16380.00 | 1950.00 | 19500.00 | 1800.00 | 18000.00 | 1800.00 | 18000.00 | 2000.00 | 20000.00 | 1162.25 | 11622.50 | 11622.50 | KEC Spur Infrastructure Pvt. Ltd.
604.00 | Deployment of Electrician with all the required tools and tackles as per the instructions of Engineer-in-charge.One Man Day is 8 Hrs Duty.
605.00 | Deployment of Electrician | 10.00 | Mandays |  | 1657.50 | 16575.00 | 1755.00 | 17550.00 | 1720.00 | 17200.00 | 1638.00 | 16380.00 | 1950.00 | 19500.00 | 1500.00 | 15000.00 | 1800.00 | 18000.00 | 2000.00 | 20000.00 | 1162.25 | 11622.50 | 11622.50 | KEC Spur Infrastructure Pvt. Ltd.
606.00 | Deployment of Helpers (Semi skilled) with required tools & tackles as per the instruction of Engineer-in-Charge.One Man Day is 8 Hrs Duty.
607.00 | Deployment of Helper | 10.00 | Mandays |  | 663.00 | 6630.00 | 1125.00 | 11250.00 | 1066.00 | 10660.00 | 1050.00 | 10500.00 | 1250.00 | 12500.00 | 700.00 | 7000.00 | 1080.00 | 10800.00 | 2000.00 | 20000.00 | 871.69 | 8716.90 | 6630.00 | Advance Infrastrurctures Pvt Ltd
608.00 | Deployment of Instrument Fitter with all the required tools and tackles as per the instructions of Engineer-in-charge. One Man Day is 8 Hrs Duty.
609.00 | Deployment of Instrument Fitter | 10.00 | Mandays |  | 1290.30 | 12903.00 | 1755.00 | 17550.00 | 1688.00 | 16880.00 | 1638.00 | 16380.00 | 1950.00 | 19500.00 | 1500.00 | 15000.00 | 1440.00 | 14400.00 | 2000.00 | 20000.00 | 2324.50 | 23245.00 | 12903.00 | Advance Infrastrurctures Pvt Ltd
610.00 | EQUIPMENT - PACKAGE
611.00 | Design, engineering, manufacture, procurement of materials and bought out components, fabrication, assembly at shop, inspection, testing at manufacturer's works, painting (primer +finish coat) at shop, packing, supply of Manually operated JIB CRANE (suitable for Hazardous area installation), including supply of all commissioning spares, special tools and tackles (if any), grouting material, first fill of lubricants, erection material, transportation (i.e. from vendor's works to OWNER's designated storage site, storage site to work site), storage & handling at work site, assembly at site, erection, including minor civil/ structural works (like chipping of foundations, levelling, fixing, aligning, grouting etc.), installation, testing, painting, commissioning, performance test, handing over to GAIL/EIL as per enclosed Scope of Work (Doc. no. C007-000-80-42-SOW-9510), Job specification (Doc. no. C007-000-80-42-SP-9510), EIL Standard specification (Doc no. 6-61-0016) and other documents/drawings referred there in forming part of this tender. Note : Height of lift may vary by ± 0.5 m during detail engineering, for which, no additional price & time implication will be entertained by GAIL/ EIL.
612.00 | 3 MT (SWL) Jib Crane having 4 metre lift for Hazardous Area Application. | 2.00 | nos |  | 1273610.00 | 2547220.00 | 337500.00 | 675000.00 | 375000.00 | 750000.00 | 874225.00 | 1748450.00 | 800000.00 | 1600000.00 | 420000.00 | 840000.00 | 1260000.00 | 2520000.00 | 700000.00 | 1400000.00 | 217340.77 | 434681.54 | 434681.54 | KEC Spur Infrastructure Pvt. Ltd.
613.00 | Supply and Installation of Wall mounted Split Air Conditioners : Supply of single phase inverter controlled Split Air Conditioner with compatible stabilizer (copper winding) complete with all accessories and fittings, including supply of first fill of refrigerants (non-CFC and eco-friendly), remote control, transportation from vendor's works to site, unloading at site, handling, transportation to contractor's store and from contractor's store to work site, storage at site, assembly at site, installation and other field works including civil-structural works complete in all respect, testing, painting, insulation, commissioning, handing over to client. Split unit shall have wall mounted indoor unit and outside located air cooled condenser (outdoor unit) with insulated refrigerant piping (considering approx 10 m length between indoor and outdoor unit), controls and accessories, electrical and civil works (e.g. civil work related to concealing of refrigerant piping, drain piping to the nearest drain, cabling (considering approx 10 m length between indoor and outdoor unit of AC units) as required including the structural steel framework, pedestal/bracket to mount the indoor and outdoor units, supports & clamps for refrigerant piping/cables, stabilizer, hold down nuts & bolts, spares for commissioning and start up etc. as per the enclosed documents referred therein and instruction of engineer-in-charge for each equipment including accessories.
614.00 | Inverter Type Split Air Conditioner of capacity 2 TR having star rating 5 (BEE 5 star rating or equivalent) | 9.00 | nos |  | 110000.00 | 990000.00 | 67500.00 | 607500.00 | 16667.00 | 150003.00 | 127500.00 | 1147500.00 | 135000.00 | 1215000.00 | 55000.00 | 495000.00 | 90000.00 | 810000.00 | 150000.00 | 1350000.00 | 98791.26 | 889121.34 | 150003.00 | Om Yash Projects Limited
615.00 | GENERAL CIVIL
616.00 | SURVEY WORKS
617.00 | Constructing 300mm x 300mm x 1000mm size BOUNDARY PILLARS in plain cement concrete of M20 grade with 20mm and down size graded stone aggregate with 500mm below ground level and 500mm above ground, including earthwork in excavation, backfilling and spreading surplus earth, shuttering, tamping, ramming, vibrating, curing and finishing the top and sides rough or smooth as directed or specified with all labour and materials etc. complete as per specifications and directions of Engineer-in-Charge . | 18.00 | each |  | 1825.20 | 32853.60 | 2500.00 | 45000.00 | 1740.00 | 31320.00 | 1500.00 | 27000.00 | 3000.00 | 54000.00 | 3080.00 | 55440.00 | 3600.00 | 64800.00 | 10500.00 | 189000.00 | 1036.73 | 18661.14 | 18661.14 | KEC Spur Infrastructure Pvt. Ltd.
618.00 | Constructing 1500mm x 1500mm x 2000mm size PERMANENT PILLARS plain cement concrete of M-20 grade with 20mm and down size graded stone aggregate with 1000mm below ground level and 1000mm above ground including embedding steel plate 150 mm x 150 mm x 10 mm thick with two nos. anchor bars of 12mm dia. 150 mm long for marking permanent references points including earthwork in excavation, backfilling and spreading surplus earth, shuttering, tamping, ramming, vibrating, curing, and finishing the top and sides rough or smooth as directed or specified with all labour and materials etc. complete as per specifications and directions of Engineer-in-Charge . | 3.00 | each |  | 25740.00 | 77220.00 | 40000.00 | 120000.00 | 898.00 | 2694.00 | 800.00 | 2400.00 | 2650.00 | 7950.00 | 39500.00 | 118500.00 | 81000.00 | 243000.00 | 14500.00 | 43500.00 | 4881.45 | 14644.35 | 2400.00 | TOLANI PROJECTS PVT LTD
619.00 | Conducting topographical ground/land survey in the specified area by Total Station method, covering details of physical features like Rivers, Nallahs, Lakes, Ponds, wells, pits, Forest, Trees, Roads, culverts, transmission lines, telegraph/ telephone and electric poles, underground or any other services, cross drainage works including cross sectional details of nallah etc. including establishing high flood level with source of information, identification of any monument, historical structure, wild life sanctuary in the vicinity, storm water disposal point with levels, cross-section details of nallah, recording spot levels, including providing in tabulation girth wise no. of trees etc as specified, plotting and developing topographical contour maps, showing true north including establishing survey reference stations, key plan etc. including all equipment's, instruments, personnel's, clearing of bushes as per requirement for intervisibility to carry out survey work etc. , complete work in all respects as per drawings, specifications and directions of Engineer-in-Charge including submitting hard copies of drawings/map and supply of electronic files. | 1.25 | ha |  | 29250.00 | 36562.50 | 20000.00 | 25000.00 | 471813.00 | 589766.25 | 500000.00 | 625000.00 | 18750.00 | 23437.50 | 42000.00 | 52500.00 | 48000.00 | 60000.00 | 285000.00 | 356250.00 | 97629.01 | 122036.26 | 23437.50 | PRATHAM EPC PROJECTS LTD
620.00 | Compound wall/ Chain Link Fencing/ Barbed wire fencing works
621.00 | Supplying, fixing and tensioning in position 2.5mm, 2 ply, 4 points, GI Barbed wire designation A-1 conforming to IS:278 in horizontal rows and cross diagonals for compound wall "Y" shaped overhang, barbed wire fencing, chain-link fencing etc. with necessary GI staples, clips and pins, GI straining bolts and binding wire with all labour and materials etc. complete as per drawings, specifications and directions of Engineer-in-Charge.(The barbed wire shall be measured in linear length of the barbed wire actually fixed) | 15000.00 | m |  | 573.30 | 8599500.00 | 38.00 | 570000.00 | 18.00 | 270000.00 | 18.00 | 270000.00 | 488.00 | 7320000.00 | 22.00 | 330000.00 | 34.00 | 510000.00 | 1450.00 | 21750000.00 | 374.82 | 5622300.00 | 270000.00 | Om Yash Projects Limited, TOLANI PROJECTS PVT LTD
622.00 | Supplying, fabricating and fixing in position structural steel line posts, straining posts, struts for 'Y' shaped overhang etc. conforming to E250 grade of IS:2062 for barbed wire/ chain link fencing or over brick/stone Masonry/ RCC compound walls/ columns, cutting to required size as per drawings and specifications, welding where necessary, embedding in position, holding to correct level and line, any auxiliary structure for dummy supports, drilling holes and painting as per painting specification attached with tender, cutting brick/rubble/concrete surfaces if necessary, grouting with M20 grade concrete including cost of grout with all labour and material etc. complete as per drawings, specifications and directions of Engineer-in-Charge.( All materials including cement shall be supplied by contractor)
623.00 | For Plant Location Industrial | 2.50 | MT |  | 140400.00 | 351000.00 | 130000.00 | 325000.00 | 113378.00 | 283445.00 | 120000.00 | 300000.00 | 92500.00 | 231250.00 | 80000.00 | 200000.00 | 132000.00 | 330000.00 | 22500.00 | 56250.00 | 127847.51 | 319618.78 | 56250.00 | AMPSEPC PVT LTD
624.00 | Providing and laying plain cement concrete of M20 grade with 20 mm and down size graded stone aggregates on top of compound wall or at any other place as directed for copping etc. including laying in alternate panels, in slope if required, leaving pockets, shuttering the edges including tamping, curing, finishing the top surface rough or smooth etc. complete for all depths and heights as per drawings and specifications and direction of Engineer-in-Charge. (All materials including cement shall be supplied by contractor.) | 25.00 | m³ |  | 7956.00 | 198900.00 | 6800.00 | 170000.00 | 8511.00 | 212775.00 | 9000.00 | 225000.00 | 5625.00 | 140625.00 | 5720.00 | 143000.00 | 6600.00 | 165000.00 | 9900.00 | 247500.00 | 6508.60 | 162715.00 | 140625.00 | PRATHAM EPC PROJECTS LTD
625.00 | Supplying and fixing of hot dipped galvanized concertina wire (made as per following: Diameter of the wire: 2.56mm, Blade thickens: 0.53mm, Blade length: 12.60mm, Blade width: 12.73mm, Avg. blade spacing 25.00mm, Spacing of each ring / coil: 150mm, material for the central core wire shall be as per IS:4454 Part -I grade SM and Razor shall be as per IS:513 grade D.D.) on longitudinal runs of barbed wires supported on angle iron frame over compound wall/Chain link fencing for all height including supply of all materials and consumables (approved type), tools, scaffolding etc. required for fixing the wire complete in all respect as per specifications, standards, drawing and direction of Engineer-in-Charge.( Weight of wire in straight condition shall be not less than 75 g/m and not more than 90g/m) For Diameter of Coil as per drawing. | 1000.00 | kg |  | 175.50 | 175500.00 | 135.00 | 135000.00 | 241.00 | 241000.00 | 250.00 | 250000.00 | 300.00 | 300000.00 | 105.60 | 105600.00 | 133.00 | 133000.00 | 325.00 | 325000.00 | 182.47 | 182470.00 | 105600.00 | M/s. Megha Engineering and Infrastructures Ltd
626.00 | Supplying, fabricating and fixing G.I. chain link fencing with 3.15mm dia. wire, 50x50mm diamond mesh chain link fence fabric conforming to IS:2721 fixed to steel/RCC posts/struts above ground level or above short height compound wall (height upto 1.5m), including supply of chain link fencing fabric in 1.9 metre wide rolls, stretcher bars, staples, etc. required for fixing the fencing, fixing of chain link fencing between straining posts, fixing of bottom of fencing to a concrete sill beams by means of hairpin staples, including supply and fixing line wires, complete as per drawings, specifications and directions of Engineer-in-Charge (All materials shall be supplied by Contractor). (The measurement of chain link fencing shall be on linear basis for 1.9 m wide fencing fabric) | 200.00 | m |  | 819.00 | 163800.00 | 1200.00 | 240000.00 | 2362.00 | 472400.00 | 2500.00 | 500000.00 | 938.00 | 187600.00 | 3080.00 | 616000.00 | 5400.00 | 1080000.00 | 1350.00 | 270000.00 | 1510.93 | 302186.00 | 163800.00 | Advance Infrastrurctures Pvt Ltd
627.00 | SITE GRADING & ROCK CUTTING FOR SITE GRADING
628.00 | Cutting down trees including cutting of trunk and branches, digging and grubbing of roots upto a depth of 1 metre below ground level, filling the hollows produced by removal of roots with approved available earth for all leads and lifts, watering, ramming and compacting the filled earth to obtain 90% of maximum laboratory dry density, disposing the unserviceable materials beyond plant boundary at suitable location to be decided by the Contractor and stacking the serviceable materials within plant boundary etc. complete as per specifications and directions of Engineer-in-Charge. For following Tree girth (girth measured at a height of one metre from ground level).
629.00 | Above 30 cms and upto and including 60 cms | 5.00 | each |  | 2925.00 | 14625.00 | 1000.00 | 5000.00 | 4678.00 | 23390.00 | 4000.00 | 20000.00 | 7500.00 | 37500.00 | 440.00 | 2200.00 | 240.00 | 1200.00 | 25000.00 | 125000.00 | 610.18 | 3050.90 | 1200.00 | Ace Pipeline Contracts Pvt Ltd
630.00 | Above 60 cms and upto and including 120 cms | 5.00 | each |  | 3276.00 | 16380.00 | 1500.00 | 7500.00 | 9390.00 | 46950.00 | 8000.00 | 40000.00 | 7500.00 | 37500.00 | 528.00 | 2640.00 | 420.00 | 2100.00 | 25000.00 | 125000.00 | 1220.36 | 6101.80 | 2100.00 | Ace Pipeline Contracts Pvt Ltd
631.00 | Earthwork in excavation for general site grading, roads, embankments, etc. for all heights and depths in all types of soils except soft and hard rock, including clearing and stripping of the areas earmarked for excavation, removing shrubs, grass, bushes, vegetables growth and other objectionable materials, trees upto and inclusive of a girth of 30 cms. (girth measured at a height of one meter from ground level) including uprooting of roots, etc. taking spot levels, excavating to required depth, leveling, dressing and consolidating the excavated surface, sorting out the excavated soil into serviceable and unserviceable materials, transporting and stacking serviceable materials to demarcated areas anywhere inside plant boundary limit as per instructions of Engineer-in-Charge and disposal of unserviceable material anywhere out side plant boundary limit.(disposal areas to be arranged by contractor). All complete as per drawings, specifications and directions of Engineer-in-Charge. | 9500.00 | m³ |  | 409.50 | 3890250.00 | 180.00 | 1710000.00 | 191.00 | 1814500.00 | 200.00 | 1900000.00 | 300.00 | 2850000.00 | 440.00 | 4180000.00 | 360.00 | 3420000.00 | 720.00 | 6840000.00 | 145.28 | 1380160.00 | 1380160.00 | KEC Spur Infrastructure Pvt. Ltd.
632.00 | Earthwork in excavation and filling in all types of soil except soft rock and hard rock for general site grading for all heights and depths including clearing and stripping etc. in excavation areas, removing shrubs, grass, bushes, vegetable growth and other objectionable materials, trees upto and inclusive of a girth of 30 cms. (girth measured at a height of one metre above ground level) including uprooting of roots, etc., dewatering, if necessary, sorting out the excavated soil into serviceable and unserviceable materials in excavation areas and including filling in filling areas with serviceable material for general site grading and roads for all heights and depths to proper levels, slopes, grades and camber including clearing and stripping in filling areas as per specifications, compacting exposed natural soil to 90% of max. laboratory dry density as per IS:2720 Part-VII, cutting of trees of girth upto and inclusive of 30 cms, removal of vegetation, breaking clods, spreading in layers not exceeding 30 cms loose thickness, watering, ramming and compacting with power road rollers to give at least 90% of max. laboratory dry density, dressing, leveling, testing, etc. and disposal of unserviceable materials, as directed by Engineer-in-Charge including stacking and dumping and dressing the same in demarcated areas etc. complete as per specifications, drawings and directions of Engineer-in-Charge. (The leads for the above mentioned operations shall be within the boundary limit of the plant and measurement shall be taken in the cutting area only). | 4500.00 | m³ |  | 444.60 | 2000700.00 | 290.00 | 1305000.00 | 236.00 | 1062000.00 | 250.00 | 1125000.00 | 488.00 | 2196000.00 | 220.00 | 990000.00 | 480.00 | 2160000.00 | 750.00 | 3375000.00 | 209.21 | 941445.00 | 941445.00 | KEC Spur Infrastructure Pvt. Ltd.
633.00 | Earthwork in filling with borrow earth for all heights and depths for site grading or at any other place as directed to proper levels, slopes, grades and camber with selected earth obtained from approved borrow areas for all leads from Complex Limit including excavation of earth at borrow areas, clearing and stripping at borrow areas (if necessary),loading, unloading, transportation etc. clearing and stripping at filling areas, cuttig of trees of girth upto and inclusive of 30cm (girth measured at a height of 1.0 M above ground level) including uprooting of vegetation, roots and disposal of the shrubs, bushes, roots etc., consolidating exposed natural soil to 90% of maximum laboratory dry density as per IS:2720 Part-VII, breaking clods, spreading in layers not exceeding 30 cm loose thickness, watering, ramming and compacting with road roller to give at least 90% of max. laboratory dry density as per IS:2720 Part-VII, testing the degree of consolidation, dressing and leveling, etc. complete, including disposal of all unserviceable materials if any beyond the plant boundary limits for all leads etc., as per drawings, specifications and directions of Engineer-in-Charge. (Borrow/ disposal areas shall be arranged by Contractor at his own cost. The rate quoted shall include all royalties, right-of-way etc. complete). | 15000.00 | m³ |  | 819.00 | 12285000.00 | 450.00 | 6750000.00 | 288.00 | 4320000.00 | 300.00 | 4500000.00 | 488.00 | 7320000.00 | 158.40 | 2376000.00 | 780.00 | 11700000.00 | 785.00 | 11775000.00 | 441.41 | 6621150.00 | 2376000.00 | M/s. Megha Engineering and Infrastructures Ltd
634.00 | ROADS & FLEXIBLE PAVEMENT (UPTO WBM/WMM LAYER)
635.00 | Earthwork in filling with borrow earth for all heights and depths for road embankments, shoulders or any other place as directed to proper levels, slopes, grades and camber with selected earth (having CBR 8%) obtained from approved borrow areas for all leads from Complex Limit including excavation of earth at borrow areas, clearing and stripping at borrow areas (if necessary) loading, unloading, transportation etc., clearing and stripping as per specifications, uprooting of vegetation, roots and disposal of the shrubs, bushes, roots etc., breaking clods, spreading in layers not exceeding 20 cm loose thickness, watering, ramming and compacting with road roller to give at least 97% of laboratory dry density with heavy compaction as per IS:2720 Part-VIII, providing testing apparatus and testing the degree of consolidation, dressing and leveling, etc. complete including disposal of all unserviceable materials if any beyond the boundary limit for all leads etc. as per drawings, specifications and directions of Engineer-in- Charge. (Borrow areas shall be arranged by Contractor at his own cost. The rate quoted shall include all royalties, right-of-way etc. complete) | 10.00 | cum |  | 877.50 | 8775.00 | 550.00 | 5500.00 | 562.00 | 5620.00 | 500.00 | 5000.00 | 1500.00 | 15000.00 | 237.60 | 2376.00 | 1200.00 | 12000.00 | 385.00 | 3850.00 | 548.58 | 5485.80 | 2376.00 | M/s. Megha Engineering and Infrastructures Ltd
636.00 | Supplying and laying of stone aggregate of 53mm and down size for GRANULAR SUB-BASE COURSE (conforming to the Grading II of Table 400-1 and physical properties of Table 400-2 of MORTH Specification of Road & Bridge works) tough, sound, clean and durable including cost of stone aggregate, all royalties, taxes, handling, transportation to site, unloading the same by the side of road with all leads and lifts, spreading and laying to form Granular Sub-base layer in layers not exceeding 100mm compacted thickness to proper grade, camber and level, filling voids with screenings and binding the surface with binding material of plasticity index up to 6% including cost of supply of screening and binding material, consolidating with power driven road roller, watering, with all leads and lifts including preparation of camber below first layer etc. complete as per drawings, specifications (MORTH, EIL) and directions of Engineer-in-Charge. | 110.00 | m³ |  | 3042.00 | 334620.00 | 1400.00 | 154000.00 | 3394.00 | 373340.00 | 3500.00 | 385000.00 | 5850.00 | 643500.00 | 1980.00 | 217800.00 | 3300.00 | 363000.00 | 325.00 | 35750.00 | 1859.60 | 204556.00 | 35750.00 | AMPSEPC PVT LTD
637.00 | Supplying and Laying of Wet Mix Macadam (WMM) in BASE COURSE (Section 406 of MORTH Specification of Road & Bridge works) using tough, clean, sound & durable stone aggregates including premixing the material (mixing in Plug Mill/ Pan Type Mixer), including transportation to site, laying & spreading in layers not exceeding 125 mm compacted thickness & rolling with vibratory roller 80-100 KN static weight or equivalent capacity to proper grade, camber & level with all leads & lifts etc. complete as per drawing, specifications (MORTH, EIL) & directions of Engineer-in-Charge. | 170.00 | cum |  | 8424.00 | 1432080.00 | 1800.00 | 306000.00 | 3464.00 | 588880.00 | 3600.00 | 612000.00 | 7125.00 | 1211250.00 | 1980.00 | 336600.00 | 3300.00 | 561000.00 | 345.00 | 58650.00 | 1975.83 | 335891.10 | 58650.00 | AMPSEPC PVT LTD
638.00 | CONCRETE PAVEMENTS
639.00 | Providing and laying Reinforced Cement Concrete with 20mm and down size graded crushed stone aggregates in flooring, pavements etc. including leaving pockets, if necessary, making recess/drains, laying in alternate panels, etc. for all depths including shuttering, tamping, curing, etc. as specified in any shape, thickness, position and finishing the top surface smooth etc. all complete as per drawings, specifications and directions of Engineer-in-Charge.
640.00 | For RCC of M-30 grade concrete (all materials including cement but excluding cost of providing & fixing reinforcement and joint sealing shall be supplied by the contractor). | 120.00 | m³ |  | 11000.00 | 1320000.00 | 7200.00 | 864000.00 | 8685.00 | 1042200.00 | 9000.00 | 1080000.00 | 7875.00 | 945000.00 | 6336.00 | 760320.00 | 9000.00 | 1080000.00 | 8100.00 | 972000.00 | 8542.54 | 1025104.80 | 760320.00 | M/s. Megha Engineering and Infrastructures Ltd
641.00 | Supplying and laying of 150 micron thick HM HDPE (Grade-I) FILM lining conforming to IS 10889 below concrete pavements, Hard stand, at any other place etc. including royalties, taxes, handling, transportation, unloading, storage, joining etc. all complete as per drawings, manufacturer's specifications and directions of Engineer-in-charge. | 800.00 | m² |  | 702.00 | 561600.00 | 240.00 | 192000.00 | 192.00 | 153600.00 | 200.00 | 160000.00 | 750.00 | 600000.00 | 554.40 | 443520.00 | 150.00 | 120000.00 | 1050.00 | 840000.00 | 30.22 | 24176.00 | 24176.00 | KEC Spur Infrastructure Pvt. Ltd.
642.00 | Supply of all materials and Construction of DRY LEAN CEMENT CONCRETE SUB-BASE (7 days compressive strength of 10.0 MPa) with 26.5mm and down size aggregate including cement , water, and approved additives on a prepared sub-grade, mixed in batching plant, transported to site, for all leads & lifts, laid, compacted, finished and cured etc. complete as per IRC:SP:49 (Guidelines for the use of Dry Lean Concrete as Sub-Base), drawings, standards, specifications and directions of Engineer-in-charge. | 8.00 | m³ |  | 7605.00 | 60840.00 | 1500.00 | 12000.00 | 6726.00 | 53808.00 | 6000.00 | 48000.00 | 7875.00 | 63000.00 | 3960.00 | 31680.00 | 6000.00 | 48000.00 | 735.00 | 5880.00 | 6043.70 | 48349.60 | 5880.00 | AMPSEPC PVT LTD
643.00 | Providing 20mm wide Expansion Joints in pavement slabs as per standard/ drawing including cleaning the joints of all loose material, filling with 20mm thick impregnated fibre boards for the full depth of slab except for 25mm depth from top and sealing the top 25mm with Polysulphide base joint sealant of approved make conforming to BS:5212, including applying 2 coats of approved primer compatible with the brand of Polysulphide etc. all complete as per drawings, specifications and directions of Engineer-in-Charge.
644.00 | For type-I pavement (Upto and inclusive of thickness of 200 mm). (Including providing and laying MS dowel bar, painting as required, GI pipe and cap and cotton waste). | 40.00 | m |  | 760.50 | 30420.00 | 600.00 | 24000.00 | 870.00 | 34800.00 | 750.00 | 30000.00 | 3375.00 | 135000.00 | 2200.00 | 88000.00 | 1800.00 | 72000.00 | 445.00 | 17800.00 | 1220.36 | 48814.40 | 17800.00 | AMPSEPC PVT LTD
645.00 | For type-II pavement (Upto and inclusive of thickness of 150 mm) | 10.00 | m |  | 585.00 | 5850.00 | 450.00 | 4500.00 | 568.00 | 5680.00 | 500.00 | 5000.00 | 2625.00 | 26250.00 | 2200.00 | 22000.00 | 1800.00 | 18000.00 | 585.00 | 5850.00 | 732.22 | 7322.20 | 4500.00 | JSIW INFRASTRUCTURE PRIVATE LIMITED
646.00 | Providing joints in pavements and around foundations as per standard/ drawing including cleaning the joints of all loose materials and sealing with Polysulphide base joint sealant of approved make conforming to BS:5212, including applying 2 coats of approved primer compatible with the brand of Polysulphide etc. complete as per drawings, specifications and directions of Engineer-in-Charge for.
647.00 | Construction joints 20mm wide x 25mm deep. | 5.00 | m |  | 630.00 | 3150.00 | 250.00 | 1250.00 | 409.00 | 2045.00 | 350.00 | 1750.00 | 1125.00 | 5625.00 | 880.00 | 4400.00 | 300.00 | 1500.00 | 445.00 | 2225.00 | 488.15 | 2440.75 | 1250.00 | JSIW INFRASTRUCTURE PRIVATE LIMITED
648.00 | FLEXIBLE PAVEMENTS WEARING COURSE and miscellaneous road works
649.00 | Providing and laying 30mm thick BITUMINOUS CONCRETE as per Section 507 of MORTH Specification of Road & Bridge works including design mix, trials, heating bitumen, mixing aggregates, grit, laying to proper grade and camper including preparation of surface, filling pot holes, rolling to proper grade and camber, finishing and clearing of surfaces, spraying tack coat of bitumen, etc. complete all as per drawings, specifications and directions of Engineer-in-Charge for following Bitumen Grade:-
650.00 | VG-30 | 400.00 | m² |  | 675.00 | 270000.00 | 750.00 | 300000.00 | 660.00 | 264000.00 | 700.00 | 280000.00 | 1013.00 | 405200.00 | 968.00 | 387200.00 | 15000.00 | 6000000.00 | 475.00 | 190000.00 | 610.18 | 244072.00 | 190000.00 | AMPSEPC PVT LTD
651.00 | Providing and Laying of Dense bituminous macadam of the of 60mm compacted thickness as per Section 505 of MORTH Specification of Road & Bridge works, including supply of all material, preparation of underlying course, application of tack coats over underlying bituminous surface, preparation of mix, spreading, rolling etc. complete as per drawings, specifications and directions of Engineer -in-Charge. | 400.00 | m² |  | 895.50 | 358200.00 | 2600.00 | 1040000.00 | 674.00 | 269600.00 | 700.00 | 280000.00 | 1125.00 | 450000.00 | 880.00 | 352000.00 | 6456.00 | 2582400.00 | 525.00 | 210000.00 | 732.22 | 292888.00 | 210000.00 | AMPSEPC PVT LTD
652.00 | RCC PIPE CULVERTS & ELECTRICAL ROAD CROSSINGS ETC.
653.00 | Supplying and laying in position RCC pipes with collars conforming to IS:458 for pipe culverts, cable crossings etc. including cutting the pipe if necessary, lowering, laying in position to proper levels, slopes etc. caulking the joints with spun yarn soaked in neat cement slurry and finishing with cement mortar 1:2 (1 cement : 2 sand) curing etc. all complete as per drawings, specifications and directions of Engineer-in-Charge. For following Class and Internal PIPE DIA (MM)
654.00 | PIPE CLASS NP3 Internal Pipe dia. 500 mm | 35.00 | m |  | 3150.00 | 110250.00 | 2300.00 | 80500.00 | 3400.00 | 119000.00 | 3500.00 | 122500.00 | 1500.00 | 52500.00 | 2640.00 | 92400.00 | 2220.00 | 77700.00 | 5350.00 | 187250.00 | 2440.73 | 85425.55 | 52500.00 | PRATHAM EPC PROJECTS LTD
655.00 | Supplying and laying in position PVC pipes conforming to IS:4985 Class - I for cable crossings, including cutting the pipe if necessary, lowering, laying in position to proper levels, slopes ,providing proper jointing as per code requirements or manufacturers recommendations, sealing the open ends of pipes with removable type PVC cap (Sealing cap will be paid separately under relevant items)etc. all complete as per drawings, specifications and directions of Engineer-in-Charge. For following NOMINAL OUTSIDE PIPE DIA (MM)
656.00 | Pipe Class I Nominal outside pipe dia. 160 mm | 700.00 | m |  | 625.50 | 437850.00 | 900.00 | 630000.00 | 1017.00 | 711900.00 | 1080.00 | 756000.00 | 563.00 | 394100.00 | 520.00 | 364000.00 | 540.00 | 378000.00 | 1050.00 | 735000.00 | 366.11 | 256277.00 | 256277.00 | KEC Spur Infrastructure Pvt. Ltd.
657.00 | Supplying and fixing in the encasement concrete, cable crossing indicator, made out of 6mm thick MS circular of dia. 150mm welded to 16mm dia. MS Rod of approximately 1.0M length, painted with 2 coats of approved enamel paint over a coat of red oxide primer etc. complete. (All materials in contractor's scope of supply). | 8.00 | each |  | 5850.00 | 46800.00 | 6000.00 | 48000.00 | 2027.00 | 16216.00 | 1800.00 | 14400.00 | 3375.00 | 27000.00 | 1280.00 | 10240.00 | 240.00 | 1920.00 | 1250.00 | 10000.00 | 2324.50 | 18596.00 | 1920.00 | Ace Pipeline Contracts Pvt Ltd
658.00 | Supplying and Providing removable type PVC Cap at the open end of pipe all complete etc. as per drawings, standards, specifications and directions of Engineer-in-charge for following nominal outside pipe dia. (mm)
659.00 | Outer dia. of pipe 160 mm | 16.00 | nos |  | 315.00 | 5040.00 | 350.00 | 5600.00 | 699.00 | 11184.00 | 600.00 | 9600.00 | 188.00 | 3008.00 | 475.00 | 7600.00 | 240.00 | 3840.00 | 750.00 | 12000.00 | 122.04 | 1952.64 | 1952.64 | KEC Spur Infrastructure Pvt. Ltd.
660.00 | Supply of forged/ cast fittings
661.00 | Supplying the following forged fittings and flanges, conforming to piping material specifications of tender documents and delivering the same to Owner's stores/workspot etc. all complete as per the directions of Engineer-in- Charge.
662.00 | Elbow 90 Degree for following Nominal Sizes and Piping Material Class
663.00 | Dia. 8 Inch Pipe Class AA33A | 2.00 | each |  | 4950.00 | 9900.00 | 8000.00 | 16000.00 | 23562.00 | 47124.00 | 20000.00 | 40000.00 | 10000.00 | 20000.00 | 11200.00 | 22400.00 | 11880.00 | 23760.00 | 4000.00 | 8000.00 | 14278.91 | 28557.82 | 8000.00 | AMPSEPC PVT LTD
664.00 | Elbow 45 Degree for following Nominal Sizes and Piping Material Class
665.00 | Dia. 8 Inch Pipe Class AA33A | 2.00 | each |  | 4635.00 | 9270.00 | 8000.00 | 16000.00 | 13640.00 | 27280.00 | 12000.00 | 24000.00 | 10000.00 | 20000.00 | 9200.00 | 18400.00 | 8640.00 | 17280.00 | 3500.00 | 7000.00 | 14278.91 | 28557.82 | 7000.00 | AMPSEPC PVT LTD
666.00 | Equal Tees for following Nominal Sizes and Piping Material Class
667.00 | Dia. 4 Inch Pipe Class AA33A | 2.00 | each |  | 3195.00 | 6390.00 | 4000.00 | 8000.00 | 6860.00 | 13720.00 | 6000.00 | 12000.00 | 7000.00 | 14000.00 | 2000.00 | 4000.00 | 4680.00 | 9360.00 | 5000.00 | 10000.00 | 1546.88 | 3093.76 | 3093.76 | KEC Spur Infrastructure Pvt. Ltd.
668.00 | Dia. 6 Inch Pipe Class AA33A | 2.00 | each |  | 3825.00 | 7650.00 | 6000.00 | 12000.00 | 11243.00 | 22486.00 | 10000.00 | 20000.00 | 8000.00 | 16000.00 | 2760.00 | 5520.00 | 13260.00 | 26520.00 | 7000.00 | 14000.00 | 11423.13 | 22846.26 | 5520.00 | M/s. Megha Engineering and Infrastructures Ltd
669.00 | Dia. 8 Inch Pipe Class AA33A | 2.00 | each |  | 4320.00 | 8640.00 | 8000.00 | 16000.00 | 23199.00 | 46398.00 | 20000.00 | 40000.00 | 10000.00 | 20000.00 | 3480.00 | 6960.00 | 25740.00 | 51480.00 | 9000.00 | 18000.00 | 14278.91 | 28557.82 | 6960.00 | M/s. Megha Engineering and Infrastructures Ltd
670.00 | Flanges, complete with nuts, bolts, gasket etc., for following Nominal Sizes and Piping Material Class
671.00 | Dia. 6 Inch Pipe Class AA33A | 10.00 | each |  | 6750.00 | 67500.00 | 6000.00 | 60000.00 | 5761.00 | 57610.00 | 5000.00 | 50000.00 | 4000.00 | 40000.00 | 5800.00 | 58000.00 | 7200.00 | 72000.00 | 3500.00 | 35000.00 | 8821.48 | 88214.80 | 35000.00 | AMPSEPC PVT LTD
672.00 | Dia. 4 Inch Pipe Class AA33A | 8.00 | each |  | 4770.00 | 38160.00 | 4000.00 | 32000.00 | 3533.00 | 28264.00 | 3000.00 | 24000.00 | 3000.00 | 24000.00 | 2800.00 | 22400.00 | 2640.00 | 21120.00 | 2500.00 | 20000.00 | 7198.95 | 57591.60 | 20000.00 | AMPSEPC PVT LTD
673.00 | Dia. 8 Inch Pipe Class AA33A | 4.00 | each |  | 7380.00 | 29520.00 | 8000.00 | 32000.00 | 14063.00 | 56252.00 | 12500.00 | 50000.00 | 5000.00 | 20000.00 | 8600.00 | 34400.00 | 9600.00 | 38400.00 | 4500.00 | 18000.00 | 26439.79 | 105759.16 | 18000.00 | AMPSEPC PVT LTD
674.00 | Supply and installation of valves
675.00 | Supply and installation of screwed valves as per piping material specification including fixing in position with threaded connections complete as per drawings, specifications and directions of Engineer-in-charge.
676.00 | Globe valve for following nominal sizes and piping material class
677.00 | Dia 1 Inch Piping Material Class J2A | 1.00 | each |  | 7650.00 | 7650.00 | 10000.00 | 10000.00 | 11216.00 | 11216.00 | 10000.00 | 10000.00 | 2000.00 | 2000.00 | 1056.00 | 1056.00 | 3000.00 | 3000.00 | 18000.00 | 18000.00 | 23245.00 | 23245.00 | 1056.00 | M/s. Megha Engineering and Infrastructures Ltd
678.00 | Dia 2 Inch Piping Material Class J2A | 2.00 | each |  | 9180.00 | 18360.00 | 20000.00 | 40000.00 | 17639.00 | 35278.00 | 15000.00 | 30000.00 | 2500.00 | 5000.00 | 2112.00 | 4224.00 | 6600.00 | 13200.00 | 18000.00 | 36000.00 | 43003.25 | 86006.50 | 4224.00 | M/s. Megha Engineering and Infrastructures Ltd
679.00 | Dia 1.5 Inch Piping Material Class J2A | 1.00 | each |  | 8820.00 | 8820.00 | 15000.00 | 15000.00 | 14332.00 | 14332.00 | 12500.00 | 12500.00 | 1000.00 | 1000.00 | 1584.00 | 1584.00 | 3840.00 | 3840.00 | 18000.00 | 18000.00 | 29056.25 | 29056.25 | 1000.00 | PRATHAM EPC PROJECTS LTD
680.00 | MISC. CIVIL AND STRUCTURAL WORKS FOR U/G PIPING AND OTHER CIVIL WORKS
681.00 | Providing and laying brick masonry with locally available bricks of specified class (Brick of class lower than specified shall not be accepted) in cement mortar 1:4 (1 cement : 4 Coarse sand) in one or more brick thickness and in any shape in foundation and plinth for valve pits, drains, circular/square maholes, wing walls, etc. including providing recesses, openings, etc. including curing, finishing the joints flush below ground level and raking out joints in plinth with all labour and material, etc. complete as per drawings, specifications and direction of Engineer-in-Charge. For following Brick Class.
682.00 | All materials including cement supplied by the Contractor and Following Brick Class
683.00 | Brick Class 5 | 210.00 | m³ |  | 8280.00 | 1738800.00 | 6800.00 | 1428000.00 | 8620.00 | 1810200.00 | 8800.00 | 1848000.00 | 4125.00 | 866250.00 | 7040.00 | 1478400.00 | 12000.00 | 2520000.00 | 7125.00 | 1496250.00 | 4067.88 | 854254.80 | 854254.80 | KEC Spur Infrastructure Pvt. Ltd.
684.00 | Providing 13mm thick average cement plaster in cement mortar 1:3 (1 cement: 3 sand) on brick walls/stone masonry/pitching or on concrete surfaces for manholes, valves pits, culverts, wing walls, etc. including cleaning and preparation of the surface, scaffolding, curing etc. for all depths and heights complete as per drawings specifications and direction of Engineer-in-Charge.
685.00 | All materials including cement supplied by the Contractor. | 150.00 | m² |  | 616.50 | 92475.00 | 450.00 | 67500.00 | 461.00 | 69150.00 | 400.00 | 60000.00 | 488.00 | 73200.00 | 396.00 | 59400.00 | 360.00 | 54000.00 | 275.00 | 41250.00 | 337.05 | 50557.50 | 41250.00 | AMPSEPC PVT LTD
686.00 | Providing 16mm thick average cement plaster in cement mortar 1:3 (1 cement: 3 sand) on brick walls/stone masonry/pitching or on concrete surfaces for manholes, valves pits, inspection chambers, septic tanks,Compound wall, culverts, wing walls, etc. including cleaning and preparation of the surface, scaffolding, curing etc. for all depths and heights complete as per drawings specifications and direction of Engineer-in-Charge.
687.00 | All materials including cement supplied by the Contractor. | 10.00 | m² |  | 756.00 | 7560.00 | 500.00 | 5000.00 | 523.00 | 5230.00 | 450.00 | 4500.00 | 507.00 | 5070.00 | 430.00 | 4300.00 | 420.00 | 4200.00 | 255.00 | 2550.00 | 348.68 | 3486.80 | 2550.00 | AMPSEPC PVT LTD
688.00 | Providing flush/recessed cement pointing on brick masonry/stone masonry with cement mortar 1:3 (1 cement: 3 sand) including scaffolding, raking out joints if necessary, curing etc. complete as per drawing specifications an direction of Engineer-in-Charge.
689.00 | All materials including cement supplied by the Contractor. | 900.00 | m² |  | 495.00 | 445500.00 | 550.00 | 495000.00 | 260.00 | 234000.00 | 270.00 | 243000.00 | 900.00 | 810000.00 | 396.00 | 356400.00 | 210.00 | 189000.00 | 285.00 | 256500.00 | 116.23 | 104607.00 | 104607.00 | KEC Spur Infrastructure Pvt. Ltd.
690.00 | Supplying and fixing in position medium/ heavy duty CI manhole frame with lugs and cover conforming to IS-1726 including breaking of brick masonry or concrete surface to receive frame with lugs and making good the same with CM 1:3 including applying two coats of anticorrosive paint inclusive of all labours and materials etc. complete
691.00 | circular size 500 mm dia. Medium duty of grade MD-10 | 6.00 | each |  | 3780.00 | 22680.00 | 27000.00 | 162000.00 | 37992.00 | 227952.00 | 40000.00 | 240000.00 | 3375.00 | 20250.00 | 11500.00 | 69000.00 | 7200.00 | 43200.00 | 4500.00 | 27000.00 | 12784.75 | 76708.50 | 20250.00 | PRATHAM EPC PROJECTS LTD
692.00 | Providing cement mortar grouting on brick masonry / RCC wall for filling free space between pipe body and masonry wall/concrete wall with 1:2 (1 cement: 2 sand) mortar including packing, consolidating, curing, finishing, etc. complete as per drawings specifications and directions of Engineer-in-Charge.
693.00 | All materials including cement supplied by the Contractor. | .50 | m³ |  | 20250.00 | 10125.00 | 8000.00 | 4000.00 | 11122.00 | 5561.00 | 9900.00 | 4950.00 | 4125.00 | 2062.50 | 30480.00 | 15240.00 | 1200.00 | 600.00 | 7200.00 | 3600.00 | 12784.75 | 6392.38 | 600.00 | Ace Pipeline Contracts Pvt Ltd
694.00 | Supply and laying of gravel/ crush stone of size ranging between 27mm to 37mm in compacted thickness of 100mm in valve pit, open area within the unit battery limit or at any other place as directed, etc. complete as per drawings, specifications and direction of Engineer-in-Charge. | 250.00 | m² |  | 504.00 | 126000.00 | 1800.00 | 450000.00 | 473.00 | 118250.00 | 495.00 | 123750.00 | 1500.00 | 375000.00 | 1584.00 | 396000.00 | 33000.00 | 8250000.00 | 145.00 | 36250.00 | 244.07 | 61017.50 | 36250.00 | AMPSEPC PVT LTD
695.00 | Supplying, fabricating and fixing in position in RCC or brick masonry walls MS rungs made out of 20mm dia. reinforcement bar of grade Fe500 TMT bar conforming to IS: 1786 .Including laying or welding to keep in proper position etc. complete as per drawings, specifications and instructions of Engineer-in-Charge. | 20.00 | each |  | 630.00 | 12600.00 | 15000.00 | 300000.00 | 803.00 | 16060.00 | 700.00 | 14000.00 | 1500.00 | 30000.00 | 396.00 | 7920.00 | 216.00 | 4320.00 | 9500.00 | 190000.00 | 610.18 | 12203.60 | 4320.00 | Ace Pipeline Contracts Pvt Ltd
696.00 | Supplying, construction , testing & commissioning of RCC Neutralisation pit concrete , providing lean concrete 1:5:10 (1 cement : 5 sand : 10 aggregate) at bottom of Neutralisation pit and PCC 1:2:4 at Finished Grade Level, rungs, lime fill, acid proof lining, chequered plate with lifting hooks, grouting in 1:2 cement mortar(1 cement :2 sand ), painting with bitumen primer and Epoxy paint, grouting between pipe and pit wall in 1:2 cement mortar (1 cement : 2 sand), reinforcement steel including straightening, cleaning, cutting, bending, keeping in proper position, centering, shuttering etc. including earth work in excavation in all types of soil except soft rock and hard rock, backfilling & disposal of surplus earth for all leads within the complex limit etc. complete as per standards, drawings, specifications and directions of Engineer-in-charge.
697.00 | All material including cement supplied by the Contractor For following grade of concrete.
698.00 | grade of concrete M30 | 3.00 | each |  | 148500.00 | 445500.00 | 250000.00 | 750000.00 | 290980.00 | 872940.00 | 300000.00 | 900000.00 | 187500.00 | 562500.00 | 55000.00 | 165000.00 | 30000.00 | 90000.00 | 175000.00 | 525000.00 | 174337.52 | 523012.56 | 90000.00 | Ace Pipeline Contracts Pvt Ltd
699.00 | PLUMBING AND BUILDING DRAINAGE
700.00 | Supplying and fixing approved quality heavy grade cast iron Floor/Nahani Trap with CP pressed steel grating including cutting floors and making good the same, etc., making inlet and outlet connections, etc. complete for 100mm inlet and 100mm outlet as per drawings, specifications and directions of Engineer-in-Charge. | 6.00 | each |  | 5616.00 | 33696.00 | 1600.00 | 9600.00 | 3135.00 | 18810.00 | 2700.00 | 16200.00 | 7500.00 | 45000.00 | 633.60 | 3801.60 | 420.00 | 2520.00 | 1725.00 | 10350.00 | 813.58 | 4881.48 | 2520.00 | Ace Pipeline Contracts Pvt Ltd
701.00 | Supplying and fixing approved quality heavy grade cast iron Floor/Nahani Trap with CP pressed steel grating including cutting floors and making good the same, etc., making inlet and outlet connections, etc. complete for 100mm inlet and 75mm outlet as per drawings, specifications and directions of Engineer-in-Charge. | 6.00 | each |  | 2025.00 | 12150.00 | 1200.00 | 7200.00 | 1163.00 | 6978.00 | 1000.00 | 6000.00 | 7500.00 | 45000.00 | 712.80 | 4276.80 | 3000.00 | 18000.00 | 1380.00 | 8280.00 | 1046.03 | 6276.18 | 4276.80 | M/s. Megha Engineering and Infrastructures Ltd
702.00 | Supplying and laying cast iron soil waste and vent pipe conforming to IS:1729 above ground including specials, bends, such as Y junction, T junction (both single and double) including plugs, shoes, cowls, jointing with jute gasket dipped in bitumen, caulking the joints in Cement mortar 1:2 (1 cement: 2 sand) and testing, cutting floors/walls and making good the same etc. complete as per drawings, specifications and directions of Engineer-in-Charge.
703.00 | 100mm dia (All materials including cement supplied by contractor) | 25.00 | m |  | 1935.00 | 48375.00 | 950.00 | 23750.00 | 2094.00 | 52350.00 | 1800.00 | 45000.00 | 1500.00 | 37500.00 | 1400.00 | 35000.00 | 1500.00 | 37500.00 | 1350.00 | 33750.00 | 2092.05 | 52301.25 | 23750.00 | JSIW INFRASTRUCTURE PRIVATE LIMITED
704.00 | 75mm dia (All materials including cement supplied by contractor) | 25.00 | m |  | 1705.50 | 42637.50 | 750.00 | 18750.00 | 1127.00 | 28175.00 | 1000.00 | 25000.00 | 1500.00 | 37500.00 | 1180.00 | 29500.00 | 1200.00 | 30000.00 | 985.00 | 24625.00 | 1627.15 | 40678.75 | 18750.00 | JSIW INFRASTRUCTURE PRIVATE LIMITED
705.00 | Supplying and fixing approved quality Cast Iron soil/waste pipe conforming to IS3989 below ground with necessary specials, bends such as Y-junction, T- junction (both single and double) including plugs, shoes, cowls, jointing with lead caulked joints and testing, cutting in floors, earth work in excavation, encasing the pipe in 50mm THK, PCC M20, backfilling and removal of surplus earth upto a lead of 50M etc. complete as per drawings, specifications and directions of Engineer-in-Complete.
706.00 | 100mm dia (All materials including cement supplied by contractor) | 25.00 | m |  | 1890.00 | 47250.00 | 2200.00 | 55000.00 | 3523.00 | 88075.00 | 3000.00 | 75000.00 | 1500.00 | 37500.00 | 1056.00 | 26400.00 | 1800.00 | 45000.00 | 1725.00 | 43125.00 | 2092.05 | 52301.25 | 26400.00 | M/s. Megha Engineering and Infrastructures Ltd
707.00 | 75mm dia (All materials including cement supplied by contractor) | 25.00 | m |  | 1512.00 | 37800.00 | 1800.00 | 45000.00 | 2968.00 | 74200.00 | 2600.00 | 65000.00 | 1500.00 | 37500.00 | 880.00 | 22000.00 | 1500.00 | 37500.00 | 1150.00 | 28750.00 | 1627.15 | 40678.75 | 22000.00 | M/s. Megha Engineering and Infrastructures Ltd
708.00 | Construction of soak pit conforming to IS:2470 Part-I and as per EIL drg. No. 7-65-0217, masonry, filling and hand packing brick bats of size ranging between 40mm to 50, connecting with septic tank with necessary fittings, piping etc. including earthwork in excavation in all type of soil s except Hard Rock, back filling and disposal of surplus earth for all leads, complete as per drawings, specifications and directions of Engineer-in-Charge. for following users
709.00 | for NO. of users 10 nos | 3.00 | each |  | 225000.00 | 675000.00 | 125000.00 | 375000.00 | 73480.00 | 220440.00 | 75000.00 | 225000.00 | 150000.00 | 450000.00 | 48000.00 | 144000.00 | 180000.00 | 540000.00 | 52550.00 | 157650.00 | 98791.26 | 296373.78 | 144000.00 | M/s. Megha Engineering and Infrastructures Ltd
710.00 | Providing and fixing approved stone ware 100mmx100mm dia. gully trap as per EIL Std. no.7-65-0214 including grating with CI frame and cover 400mmx400mm including brick masonry (brick class shall be as mentioned below) chamber in 1:4 cement mortar( 1 cement: 4 sand) on M-20 grade cement concrete foundation, plastered inside and outside surfaces with 1:3 cement mortar (1 cement: 3 sand) with 13mm average thickness including providing and fixing light duty CI frame and cover, painting CI frame and cover with two coats of chlorinated rubber zinc phosphate primer @ 40µ DFT per coat and finish painting consists of two coats of chlorinated rubber paint @40µ DFT per coat, earth work in excavation, backfilling, removal of surplus earth, benching with M-20 grade cement concrete and rendering smooth with a neat coat of cement slurry etc. all complete as per drawings, specifications and directions of Engineer-in-Charge.
711.00 | All materials including cement supplied by contractor and following brick Class
712.00 | Brick Class 5 | 3.00 | each |  | 31500.00 | 94500.00 | 3500.00 | 10500.00 | 2874.00 | 8622.00 | 2500.00 | 7500.00 | 11250.00 | 33750.00 | 2650.00 | 7950.00 | 18000.00 | 54000.00 | 1725.00 | 5175.00 | 871.69 | 2615.07 | 2615.07 | KEC Spur Infrastructure Pvt. Ltd.
713.00 | Supplying, laying and fixing 3 layer PP-R (Poly Propylene Random copolymer) pipes above ground. Pipes shall conform to IS:15801; SDR 7.4 U V stabilized & antimicrobial fusion welded, having thermal stability for hot & cold water supply, including supply and fixing of all PP-R plain & brass threaded polypropylene random fittings, PP-R Male adopters, including fixing in floors, walls, supporting on columns, sleepers, embedding, jointing, including bends, elbows, tees, reducers, sockets, unions and other specials, supplying and fixing with hooks/clamps in wooden plugs, cutting pipes to required lengths, making connections, cutting chases or holes in walls & making good the same, testing etc all complete as per drawings, manufacturer specifications and directions of Engineer-in-Charge. For the following Nominal Bore (NB) pipe:
714.00 | Nominal Dia. 32 mm | 25.00 | m |  | 543.06 | 13576.50 | 725.00 | 18125.00 | 1153.00 | 28825.00 | 1000.00 | 25000.00 | 863.00 | 21575.00 | 880.00 | 22000.00 | 72.00 | 1800.00 | 550.00 | 13750.00 | 360.30 | 9007.50 | 1800.00 | Ace Pipeline Contracts Pvt Ltd
715.00 | Nominal Dia. 20 mm | 250.00 | m |  | 385.56 | 96390.00 | 650.00 | 162500.00 | 689.00 | 172250.00 | 720.00 | 180000.00 | 713.00 | 178250.00 | 880.00 | 220000.00 | 60.00 | 15000.00 | 685.00 | 171250.00 | 302.19 | 75547.50 | 15000.00 | Ace Pipeline Contracts Pvt Ltd
716.00 | Nominal Dia. 25 mm | 25.00 | m |  | 478.80 | 11970.00 | 500.00 | 12500.00 | 943.00 | 23575.00 | 800.00 | 20000.00 | 788.00 | 19700.00 | 880.00 | 22000.00 | 66.00 | 1650.00 | 710.00 | 17750.00 | 337.05 | 8426.25 | 1650.00 | Ace Pipeline Contracts Pvt Ltd
717.00 | Nominal Dia. 50 mm | 25.00 | m |  | 1008.00 | 25200.00 | 950.00 | 23750.00 | 2339.00 | 58475.00 | 2000.00 | 50000.00 | 1125.00 | 28125.00 | 1320.00 | 33000.00 | 330.00 | 8250.00 | 775.00 | 19375.00 | 418.41 | 10460.25 | 8250.00 | Ace Pipeline Contracts Pvt Ltd
718.00 | Construction, supplying, installation, testing and commissioning of septic tank as per standards and IS:2470 Part-I , with all necessary accessories like inlet, outlet pipes, vent pipes, manhole covers, rungs etc. including earthwork in excavation in all type of soil except soft and hard rock, backfilling and disposal of surplus earth for all leads etc. complete as per standards, drawings, specifications and directions of Engineer-in-Charge.
719.00 | All materials including cement supplies by the contractor No. of Users 10 nos | 3.00 | each |  | 225000.00 | 675000.00 | 145000.00 | 435000.00 | 119418.00 | 358254.00 | 125000.00 | 375000.00 | 131250.00 | 393750.00 | 55000.00 | 165000.00 | 180000.00 | 540000.00 | 118000.00 | 354000.00 | 209205.02 | 627615.06 | 165000.00 | M/s. Megha Engineering and Infrastructures Ltd
720.00 | MISCELLANEOUS ITEMS
721.00 | Supplying & Laying 60mm thick interlocking Paver Blocks for footpaths and any other place etc. including providing 40 mm thick sand filling below Paver Blocks including compaction of sand layer, filling the joints by dry sand, providing precast kerb stone of PCC M 30 at edges and at every 6.0m across the foot path, including preparation of compacted base/ sub base etc. all complete as per drawing, standard, specification and directions of Engineer-in-Charge. (All material including cement supplied by contractor, paver blocks shall confirm to category "A" as per IRC SP63. Colour and shape of paver block shall be as per Owner requirement.). | 100.00 | m² |  | 2574.00 | 257400.00 | 1200.00 | 120000.00 | 1164.00 | 116400.00 | 1200.00 | 120000.00 | 1125.00 | 112500.00 | 1760.00 | 176000.00 | 3000.00 | 300000.00 | 1035.00 | 103500.00 | 1394.70 | 139470.00 | 103500.00 | AMPSEPC PVT LTD
722.00 | NDT Testing
723.00 | RADIOGRAPHY :- Performance of radiographic inspection on piping of all types & thicknesses including providing or hiring of all necessary equipment and whatever else even though not expressly mentioned but required to perform the work as per specifications and instructions of Engineer-in-Charge. Radiographs shall be submitted to the Engineer-in-charge. (Repeat Radiography due to defective radiograph on repaired joints due to Contractor's fault and for additional radiography necessitated due to poor performance of contractor's welders shall be done at contractor's cost) Note: Unit for radiography quantity is 'Nos of circumferential weld joints'.
724.00 | FOR JOINTS THK. <= 8MM (FOR CS OTHER THAN CLASS lV OF SPEC FOR NDT REQUIREMENT OF PIPING)
725.00 | Nominal Dia. 4 Inch | 5.00 | nos |  | 855.00 | 4275.00 | 1550.89 | 7754.45 | 1164.00 | 5820.00 | 1000.00 | 5000.00 | 1200.00 | 6000.00 | 1200.00 | 6000.00 | 1200.00 | 6000.00 | 1000.00 | 5000.00 | 1394.70 | 6973.50 | 4275.00 | Advance Infrastrurctures Pvt Ltd
726.00 | Nominal Dia. 6 Inch | 8.00 | nos |  | 945.00 | 7560.00 | 1630.96 | 13047.68 | 1766.00 | 14128.00 | 1500.00 | 12000.00 | 1500.00 | 12000.00 | 1440.00 | 11520.00 | 1800.00 | 14400.00 | 1200.00 | 9600.00 | 1627.15 | 13017.20 | 7560.00 | Advance Infrastrurctures Pvt Ltd
727.00 | Nominal Dia. 8 Inch | 50.00 | nos |  | 1035.00 | 51750.00 | 1706.32 | 85316.00 | 2039.00 | 101950.00 | 2000.00 | 100000.00 | 2000.00 | 100000.00 | 2000.00 | 100000.00 | 2400.00 | 120000.00 | 1500.00 | 75000.00 | 2092.05 | 104602.50 | 51750.00 | Advance Infrastrurctures Pvt Ltd
728.00 | Overhead Drinking Water Tank
729.00 | Supply and installation on terrace, high density polyethylene drinking water circular tank as per IS:12701 and ISI marked including supply and installation of all fittings, cover with suitable locking arrangement, float valve, making necessary holes for inlet, outlet and overflow connection and vent pipe etc. and the base supports for tank including supply of all necessary material all complete as per specifications and directions of Engineer-in-charge. (Sintex or equivalent having valid ISI license) for following capacities
730.00 | Capacity 500 Litre | 3.00 | each |  | 15750.00 | 47250.00 | 10000.00 | 30000.00 | 12739.00 | 38217.00 | 11000.00 | 33000.00 | 9000.00 | 27000.00 | 4200.00 | 12600.00 | 6000.00 | 18000.00 | 9775.00 | 29325.00 | 17433.75 | 52301.25 | 12600.00 | M/s. Megha Engineering and Infrastructures Ltd
731.00 | Rain Water Recharging Well
732.00 | Construction of rain water recharging well including earthwork in excavation in all types of soils excluding soft rock and hard rock, excavation in soft rock and hard rock shall be paid under relevant item, backfilling and disposal of the debris/surplus earth within a lead of 100 m, supply of all filler materials, mild steel perforated pipe, precast cover slab, brick masonry etc all complete as per EIL standard drawings, specifications and directions of Engineer-in-charge. (Depth of well upto 10.0m from ground level) For catchment area:
733.00 | Above 3000 sqm and up to 5 hectare | 3.00 | each |  | 270000.00 | 810000.00 | 600000.00 | 1800000.00 | 52609.00 | 157827.00 | 54000.00 | 162000.00 | 150000.00 | 450000.00 | 160000.00 | 480000.00 | 144000.00 | 432000.00 | 105000.00 | 315000.00 | 69735.01 | 209205.03 | 157827.00 | Om Yash Projects Limited
734.00 | Painting of A/G pipes and valves
735.00 | Supply of paints and primers, preparation of surfaces and application of primer and finish paints, identification (Line numbering), lettering, colour bands, colour coding etc. as specified including rubdown and touch up of shop primer wherever required, providing scaffolding for all heights, labour, material, tools and tackles, consumables supervision etc. to complete the work in all respects as per painting specification, drawings and direction of Engineer-in-Charge for all types of un insulated piping and insulated piping as specified including all pipes, fittings, flanges, supports, valves etc. Surface preparation by blast cleaning and application of first coat of primer (inorganic zinc silicate, F9) shall be done in fabrication yard prior to erection. The identification marks of the piping and joints shall be noted before blasting and the same shall be transferred on primed surface with Polyurethane paint (F2) or as per the instructions of Engineer-in-Charge. Notes: 1. All joints (fabrication as well as erection joints) shall be left unpainted till hydro testing. 2. No extra payment shall be made for identification (line numbering etc.) of insulated and uninsulated lines.
736.00 | Painting of uninsulated surfaces for ' Industrial marine ' environment as per painting specification for CS piping for design temp group: -14 to 80 (Deg C) including surface preparation. For following pipe sizes
737.00 | Nominal Dia. 4 Inch | 30.00 | m |  | 855.00 | 25650.00 | 1173.61 | 35208.30 | 575.00 | 17250.00 | 500.00 | 15000.00 | 600.00 | 18000.00 | 1440.00 | 43200.00 | 648.00 | 19440.00 | 425.00 | 12750.00 | 248.72 | 7461.60 | 7461.60 | KEC Spur Infrastructure Pvt. Ltd.
738.00 | Nominal Dia. 6 Inch | 20.00 | m |  | 1052.10 | 21042.00 | 1728.07 | 34561.40 | 880.00 | 17600.00 | 750.00 | 15000.00 | 650.00 | 13000.00 | 1920.00 | 38400.00 | 948.00 | 18960.00 | 400.00 | 8000.00 | 366.11 | 7322.20 | 7322.20 | KEC Spur Infrastructure Pvt. Ltd.
739.00 | Nominal Dia. 8 Inch | 200.00 | m |  | 1242.00 | 248400.00 | 2249.67 | 449934.00 | 954.00 | 190800.00 | 1000.00 | 200000.00 | 700.00 | 140000.00 | 3040.00 | 608000.00 | 1236.00 | 247200.00 | 500.00 | 100000.00 | 441.66 | 88332.00 | 88332.00 | KEC Spur Infrastructure Pvt. Ltd.
740.00 | Painting of uninsulated surfaces for ' Industrial marine ' environment as per painting specification for CS piping for design temp group: -14 to 80 (Deg C) including surface preparation. For following valve sizes
741.00 | Dia. Of Valve 4 Inch | 6.00 | each |  | 2025.00 | 12150.00 | 1173.61 | 7041.66 | 562.00 | 3372.00 | 500.00 | 3000.00 | 2000.00 | 12000.00 | 1920.00 | 11520.00 | 648.00 | 3888.00 | 350.00 | 2100.00 | 5811.25 | 34867.50 | 2100.00 | AMPSEPC PVT LTD
742.00 | Dia. Of Valve 8 Inch | 2.00 | each |  | 2520.00 | 5040.00 | 2249.67 | 4499.34 | 1148.00 | 2296.00 | 1000.00 | 2000.00 | 3000.00 | 6000.00 | 3040.00 | 6080.00 | 1236.00 | 2472.00 | 550.00 | 1100.00 | 9298.00 | 18596.00 | 1100.00 | AMPSEPC PVT LTD
743.00 | Fabrication and Erection of piping (underground)
744.00 | FABRICATION AND ERECTION OF PIPING (SPEC. NO.6-65-0030 and 6-44-0012) : Laying and joining of Carbon Steel pipes and specials underground including transportation of all material from Owner's storage point to worksite, earthwork in excavation in all types of soil EXCLUDING SOFT ROCK AND HARD ROCK for pipe trenches, saddles, etc. including dewatering of rain and /or sub soil water, shoring & strutting if required, dressing of sides, levelining, grading & ramming of bottom of trench, cutting of pipes if required, fitup, edge preparation, providing corrosion protection tape coating as per specification, on pipes and specials, laying the pipes in trenches to required alignment and levels, welding the same after laying, installation of flanges, blind flanges, tapping for pressure gauges, temperature gauges and all other online instruments and fittings like elbows, reducers, tees, flanges, spectacle blinds and spacer blinds etc., as per piping material specification, fixing of nuts, bolts, gaskets and washers, welding, corrosion protection coating of field joints, cutting of road wherever required and making good the same, testing for the corrosion protection coating as per specification, cleaning and flushing by water/ compressed air, hydrostatic/ pnuematic testing of the system, flushing, backfilling the trenches with select material from available excavated soil including re-excavating the deposited soil excavated earlier, breaking clods and laying in layers of 15 cm compacted thickness, watering, compacting with mechanical means like vibro rammers etc. to 90% of dry density as per IS:2720 Part-VII, disposal of surplus earth/ unserviceable material to demarcated area anywhere within the complex limit etc. complete as per drawings, specifications and instructions of Engineer-in-Charge including connecting the pipes to manhole, including return of all unused / scrap pipe to owner's storage point (Pipes and fittings shall be supplied by owner as free issue material.) (Depth of excavation for pipe trench shall be upto 3.0m)
745.00 | Carbon Steel Piping (Non IBR), Thickness <=10 mm
746.00 | Fabrication, For the following nominal sizes
747.00 | NB 2 inch - 6 inch | 20.00 | Inch Dia |  | 855.00 | 17100.00 | 1000.00 | 20000.00 | 1179.00 | 23580.00 | 1000.00 | 20000.00 | 1200.00 | 24000.00 | 1920.00 | 38400.00 | 1440.00 | 28800.00 | 2000.00 | 40000.00 | 697.35 | 13947.00 | 13947.00 | KEC Spur Infrastructure Pvt. Ltd.
748.00 | NB 8 inch - 14 inch | 104.00 | Inch Dia |  | 1152.00 | 119808.00 | 1000.00 | 104000.00 | 1026.00 | 106704.00 | 900.00 | 93600.00 | 1200.00 | 124800.00 | 4400.00 | 457600.00 | 1440.00 | 149760.00 | 2500.00 | 260000.00 | 697.35 | 72524.40 | 72524.40 | KEC Spur Infrastructure Pvt. Ltd.
749.00 | Erection including corrosion protection coating, for Water System (Pressure Piping), For following Nominal Sizes
750.00 | NB 2 inch - 6 inch | 50.00 | Inch Mtr |  | 1246.50 | 62325.00 | 250.00 | 12500.00 | 571.00 | 28550.00 | 500.00 | 25000.00 | 500.00 | 25000.00 | 1200.00 | 60000.00 | 360.00 | 18000.00 | 1000.00 | 50000.00 | 697.35 | 34867.50 | 12500.00 | JSIW INFRASTRUCTURE PRIVATE LIMITED
751.00 | NB 8 inch - 14 inch | 400.00 | Inch Mtr |  | 1440.00 | 576000.00 | 300.00 | 120000.00 | 434.00 | 173600.00 | 450.00 | 180000.00 | 500.00 | 200000.00 | 2120.00 | 848000.00 | 360.00 | 144000.00 | 1500.00 | 600000.00 | 581.13 | 232452.00 | 120000.00 | JSIW INFRASTRUCTURE PRIVATE LIMITED
752.00 | Supply, fabrication and Erection of piping(underground)
753.00 | Supply and Laying of U/G PPR pipe for Water Services
754.00 | Supplying, laying and fixing 3 layer PP-R (Poly Propylene Random copolymer) pipes underground. Pipes shall conform to IS:15801; SDR 7.4 U V stabilized & antimicrobial fusion welded, having thermal stability for hot & cold water supply, including supply and fixing of all PP-R plain & brass threaded polypropylene random fittings, PP-R Male adopters, bends, elbows, tees, reducers, sockets, unions and other specials, cutting pipes to required lengths, making connections, jointing, earthwork in excavation for pipe trenches, etc. in all types of soil excluding soft rock and hard rock including dewatering, shoring and strutting if required, dressing of sides, levelling, grading and ramming of bottoms, including laying of pipes in trenches, hydrostatic testing of the piping, backfilling the trenches with selected/approved earth fill material, cutting of roads wherever required, making good the road surface after laying, disposal of surplus earth at a designated area anywhere within complex limit etc. all complete as per drawings, manufacturer specifications and directions of Engineer-in-Charge. For the following Nominal Bore (NB) pipe:
755.00 | Nominal Dia. 32 mm | 25.00 | m |  | 855.00 | 21375.00 | 780.00 | 19500.00 | 573.00 | 14325.00 | 500.00 | 12500.00 | 863.00 | 21575.00 | 880.00 | 22000.00 | 84.00 | 2100.00 | 825.00 | 20625.00 | 697.35 | 17433.75 | 2100.00 | Ace Pipeline Contracts Pvt Ltd
756.00 | Nominal Dia. 50 mm | 25.00 | m |  | 1039.50 | 25987.50 | 900.00 | 22500.00 | 676.00 | 16900.00 | 600.00 | 15000.00 | 713.00 | 17825.00 | 880.00 | 22000.00 | 72.00 | 1800.00 | 1035.00 | 25875.00 | 476.52 | 11913.00 | 1800.00 | Ace Pipeline Contracts Pvt Ltd
757.00 | Nominal Dia. 25 mm | 25.00 | m |  | 715.50 | 17887.50 | 690.00 | 17250.00 | 342.00 | 8550.00 | 300.00 | 7500.00 | 788.00 | 19700.00 | 880.00 | 22000.00 | 78.00 | 1950.00 | 725.00 | 18125.00 | 360.30 | 9007.50 | 1950.00 | Ace Pipeline Contracts Pvt Ltd
758.00 | Nominal Dia. 20 mm | 25.00 | m |  | 571.50 | 14287.50 | 650.00 | 16250.00 | 290.00 | 7250.00 | 250.00 | 6250.00 | 1125.00 | 28125.00 | 1320.00 | 33000.00 | 336.00 | 8400.00 | 650.00 | 16250.00 | 325.43 | 8135.75 | 6250.00 | TOLANI PROJECTS PVT LTD
759.00 | Under Ground Sewer System - HDPE Pipe
760.00 | Supplying, laying and jointing of underground approved quality HDPE pipes to be used for soil and waste discharge or rain water application outside buildings confirming to IS: 14333 including all necessary fittings/ specials such as bends, Y junction, T junction (both single and double), plugs, coupler, flanges, adapter etc. including solvent welded jointing and testing as per manufacturers recommendations , including earthwork in excavation in all types of soil for pipe trenches, etc. including dewatering, shoring and strutting if necessary, dressing of sides, leveling, grading and ramming of bottoms, cutting the pipes to required lengths, lowering the pipes to proper grade and alignment, jointing, including connecting the pipes to manholes by using concrete manhole adapters and grouting the pipe body with manhole wall using cement mortar 1:2 (1cement : 2 sand), testing, draining of water and cleaning of pipe after testing, backfilling the trenches with select material from available excavated soil including re excavating the deposited soil excavated earlier breaking clods and laying in layers of 15cm compacted thickness , watering and compacting with mechanical means like vibro rammers etc. to 90% standard proctor density as per IS:2720 Part-VII, making good the surface, including cutting of roads wherever required and making good the same, disposal of surplus earth/ unserviceable material to demarcated area anywhere within the complex limit etc. complete for all depths as per drawings, specifications and instructions of Engineer-in-Charge. (Depth of excavation for pipe trench shall be upto 3.0m)
761.00 | (All material including cement supplied by contractor) Nominal Dia. 150 mm Pressure Rating(Kg/Cm2) 2.5 | 25.00 | m |  | 1260.00 | 31500.00 | 1400.00 | 35000.00 | 2289.00 | 57225.00 | 2000.00 | 50000.00 | 413.00 | 10325.00 | 792.00 | 19800.00 | 815.00 | 20375.00 | 1750.00 | 43750.00 | 406.79 | 10169.75 | 10169.75 | KEC Spur Infrastructure Pvt. Ltd.
762.00 | (All material including cement supplied by contractor) Nominal Dia. 100 mm Pressure Rating(Kg/Cm2) 2.5 | 25.00 | m |  | 1134.00 | 28350.00 | 950.00 | 23750.00 | 1694.00 | 42350.00 | 1500.00 | 37500.00 | 338.00 | 8450.00 | 660.00 | 16500.00 | 1057.00 | 26425.00 | 1350.00 | 33750.00 | 348.68 | 8717.00 | 8450.00 | PRATHAM EPC PROJECTS LTD
763.00 | UNDERGROUND SEWER SYSTEM - RCC PIPES
764.00 | Supplying and laying underground R.C.C. pipes sewers with socket and spigot ends conforming to IS:458 of approved make, to proper grade and alignment, including earthwork in excavation in all types of soil except soft and hard rock for pipe trenches upto 2.0m depth of excavation, etc. including dewatering, shoring and shuttering if necessary, dressing of sides, leveling, grading and ramming of bottoms, cutting the R.C.C. pipes to required lengths, lowering the pipes, jointing, including connecting the pipes to manholes and grouting the pipe body with manhole wall using cement mortar 1:2 (1 cement : 2 sand), testing, draining of water and cleaning of pipe after testing, backfilling the trenches with select material from available excavated soil including re excavating the deposited soil excavated earlier breaking clods and laying in layers of 15cm compacted thickness , watering and compacting with mechanical means like vibro rammers etc. to 90% standard proctor density as per IS:2720 Part-VII, making good the surface, including cutting of roads wherever required and making good the same, disposal of surplus earth/ unserviceable material to demarcated area anywhere within the complex limit etc. complete for all depths as per drawings, specifications and instructions of Engineer-in-Charge.(All material shall be supplied by contractor) For following Pipe size (mm) and Class (pipe sizes are all internal diameter of the pipes)
765.00 | Dia. (Internal) 150 mm Pipe Class P1 | 25.00 | m |  | 1493.10 | 37327.50 | 1500.00 | 37500.00 | 4287.00 | 107175.00 | 4500.00 | 112500.00 | 1125.00 | 28125.00 | 4400.00 | 110000.00 | 894.00 | 22350.00 | 1380.00 | 34500.00 | 2905.63 | 72640.75 | 22350.00 | Ace Pipeline Contracts Pvt Ltd
766.00 | Dia. (Internal) 100 mm Pipe Class P1 | 25.00 | m |  | 1449.00 | 36225.00 | 1100.00 | 27500.00 | 4088.00 | 102200.00 | 3500.00 | 87500.00 | 1013.00 | 25325.00 | 3520.00 | 88000.00 | 823.00 | 20575.00 | 1150.00 | 28750.00 | 2324.50 | 58112.50 | 20575.00 | Ace Pipeline Contracts Pvt Ltd
767.00 | Fabrication and Erection of piping (Above ground)
768.00 | PIPING (ABOVE GROUND): Transportation of all piping items from owner's storage point to work site/workshop, fabrication including cutting, edge preparation (including grinding the edges of pipe, fittings, flanges etc. to match with the mating edges of uneven/different thickness wherever required), fitup, bending, preheating wherever required, welding, threading, and laying of pipes of all type and thickness over pipe sleepers, overhead on racks and at all elevations, connecting with equipment nozzles, strainers, orifice assemblies, tapping for pressure gauges etc., fixing of gaskets, bolts, nuts including application of torque wherever required and all other inline instruments and fitting like elbows, reducers, tees, vents, drains, SW valves upto 1.5 NB, alignment, cleaning & flushing by water/compressed air, hydrostatic, pneumatic, vacuum, spark testing and any other type of testing as specified, draining, drying by compressed air completing all such works in all respects (including preparation of isometrics as mentioned in the scope of work for the job) as per drawings, specifications and instruction of Engineer-in-charge. (Pipes and fittings shall be supplied by owner as free issue material)
769.00 | Carbon Steel Piping (Non IBR), Thickness <=10 mm
770.00 | Fabrication, For the following nominal sizes
771.00 | NB 2 inch - 6 inch | 96.00 | Inch Dia |  | 855.00 | 82080.00 | 1000.00 | 96000.00 | 928.00 | 89088.00 | 820.00 | 78720.00 | 1200.00 | 115200.00 | 16000.00 | 1536000.00 | 1440.00 | 138240.00 | 1000.00 | 96000.00 | 697.35 | 66945.60 | 66945.60 | KEC Spur Infrastructure Pvt. Ltd.
772.00 | NB 8 inch -14 inch | 304.00 | Inch Dia |  | 1152.00 | 350208.00 | 1000.00 | 304000.00 | 775.00 | 235600.00 | 820.00 | 249280.00 | 1200.00 | 364800.00 | 28000.00 | 8512000.00 | 1440.00 | 437760.00 | 1000.00 | 304000.00 | 697.35 | 211994.40 | 211994.40 | KEC Spur Infrastructure Pvt. Ltd.
773.00 | Erection , for Water System (Pressure Piping), For following Nominal Sizes
774.00 | NB 2 inch - 6 inch | 300.00 | Inch Mtr |  | 855.00 | 256500.00 | 250.00 | 75000.00 | 358.00 | 107400.00 | 380.00 | 114000.00 | 500.00 | 150000.00 | 8000.00 | 2400000.00 | 360.00 | 108000.00 | 1000.00 | 300000.00 | 697.35 | 209205.00 | 75000.00 | JSIW INFRASTRUCTURE PRIVATE LIMITED
775.00 | NB 8 inch -14 inch | 1200.00 | Inch Mtr |  | 1138.50 | 1366200.00 | 300.00 | 360000.00 | 364.00 | 436800.00 | 380.00 | 456000.00 | 500.00 | 600000.00 | 14400.00 | 17280000.00 | 360.00 | 432000.00 | 1000.00 | 1200000.00 | 581.13 | 697356.00 | 360000.00 | JSIW INFRASTRUCTURE PRIVATE LIMITED
776.00 | Supply, fabrication and Erection of piping (Above ground)
777.00 | Fire water spray/ sprinkler/ detection system G.I. PIPING A/G (Welded)
778.00 | Supplying and laying ABOVE GROUND mild steel galvanized pipes for Fire water spray system/ sprinkler system/ detection system as per piping material specification including supply of reducing tees, fittings, elbows, nipples, Teflon tapes, white lead etc., cutting the pipes to required lengths, welding, applying zinc silicate coating on welded joints, including laying of pipes on pipe rack, sleepers, T-supports, erection of piping on equipments, pumps etc. including joining of pipes and fittings with welded/flanged connections, including installation of spray nozzles, Quartzoid bulb detectors, restriction orifice, flanges, break-up flanges, gaskets and bolts, hydrostatic testing of the piping including supply of necessary fittings etc. complete as per specifications, drawings and instructions of Engineer-in-charge.(Spray nozzles, restriction orifice, flanges and break-up flanges shall be paid separately under separate SOR/ shall be given as free issue to the contractor.). For following nominal sizes and piping material class.
779.00 | Nominal Dia. 6 Inch Piping Material Class J2A | 35.00 | m |  | 6480.00 | 226800.00 | 6000.00 | 210000.00 | 3388.00 | 118580.00 | 3500.00 | 122500.00 | 5000.00 | 175000.00 | 8200.00 | 287000.00 | 8040.00 | 281400.00 | 5000.00 | 175000.00 | 1975.83 | 69154.05 | 69154.05 | KEC Spur Infrastructure Pvt. Ltd.
780.00 | Nominal Dia. 3 Inch Piping Material Class J2A | 20.00 | m |  | 4860.00 | 97200.00 | 3000.00 | 60000.00 | 2802.00 | 56040.00 | 2500.00 | 50000.00 | 3000.00 | 60000.00 | 6400.00 | 128000.00 | 4620.00 | 92400.00 | 5000.00 | 100000.00 | 1394.70 | 27894.00 | 27894.00 | KEC Spur Infrastructure Pvt. Ltd.
781.00 | Nominal Dia. 2 Inch Piping Material Class J2A | 20.00 | m |  | 4050.00 | 81000.00 | 2000.00 | 40000.00 | 1744.00 | 34880.00 | 1500.00 | 30000.00 | 2000.00 | 40000.00 | 3200.00 | 64000.00 | 3120.00 | 62400.00 | 3000.00 | 60000.00 | 755.46 | 15109.20 | 15109.20 | KEC Spur Infrastructure Pvt. Ltd.
782.00 | Nominal Dia. 1 Inch Piping Material Class J2A | 20.00 | m |  | 2250.00 | 45000.00 | 1000.00 | 20000.00 | 1145.00 | 22900.00 | 1000.00 | 20000.00 | 1000.00 | 20000.00 | 2200.00 | 44000.00 | 1860.00 | 37200.00 | 2000.00 | 40000.00 | 406.79 | 8135.80 | 8135.80 | KEC Spur Infrastructure Pvt. Ltd.
783.00 | Supply of Carbon steel pipes
784.00 | Supply of Carbon steel pipes as per Piping material class including transportation of all material to owner's store complete as per drawings, specifications and instruction of Engineer-in-Charge. For following nominal size and piping material class.
785.00 | Nominal Dia. 4 Inch Piping Material Class AA33A | 30.00 | m |  | 5220.00 | 156600.00 | 4000.00 | 120000.00 | 2914.00 | 87420.00 | 2500.00 | 75000.00 | 4000.00 | 120000.00 | 2500.00 | 75000.00 | 2160.00 | 64800.00 | 3200.00 | 96000.00 | 1278.48 | 38354.40 | 38354.40 | KEC Spur Infrastructure Pvt. Ltd.
786.00 | Nominal Dia. 6 Inch Piping Material Class AA33A | 20.00 | m |  | 6840.00 | 136800.00 | 4000.00 | 80000.00 | 4908.00 | 98160.00 | 4375.00 | 87500.00 | 5000.00 | 100000.00 | 4200.00 | 84000.00 | 2640.00 | 52800.00 | 4300.00 | 86000.00 | 4416.55 | 88331.00 | 52800.00 | Ace Pipeline Contracts Pvt Ltd
787.00 | Nominal Dia. 8 Inch Piping Material Class AA33A | 200.00 | m |  | 7380.00 | 1476000.00 | 4000.00 | 800000.00 | 4817.00 | 963400.00 | 5000.00 | 1000000.00 | 6000.00 | 1200000.00 | 6400.00 | 1280000.00 | 3840.00 | 768000.00 | 6500.00 | 1300000.00 | 6741.05 | 1348210.00 | 768000.00 | Ace Pipeline Contracts Pvt Ltd
788.00 | Supply and installation of valve assembly, flange assembly etc.
789.00 | Supply and installation of valve assembly consisting of valve, 2 no. flanges, 2 no. gaskets and 2 sets of nuts & bolts per valve assembly, erection of valve in position including fixing of nuts, bolts, gaskets, washers etc. complete as per drawings, specifications and directions of Engineer-in-Charge.
790.00 | Gate valve assembly for following nominal sizes and piping material class
791.00 | Dia. 4 Inch PMS AA33A | 10.00 | each |  | 79853.67 | 798536.70 | 59600.00 | 596000.00 | 20696.00 | 206960.00 | 22000.00 | 220000.00 | 15000.00 | 150000.00 | 8200.00 | 82000.00 | 99600.00 | 996000.00 | 5200.00 | 52000.00 | 34867.50 | 348675.00 | 52000.00 | AMPSEPC PVT LTD
792.00 | Dia. 8 Inch PMS AA33A | 2.00 | each |  | 161949.06 | 323898.12 | 94200.00 | 188400.00 | 53414.00 | 106828.00 | 55000.00 | 110000.00 | 22000.00 | 44000.00 | 14500.00 | 29000.00 | 259200.00 | 518400.00 | 98000.00 | 196000.00 | 127847.51 | 255695.02 | 29000.00 | M/s. Megha Engineering and Infrastructures Ltd
793.00 | fire fighting equipment's
794.00 | Supply and installation of Deluge Valve skid
795.00 | Supply, Installation, erection, testing and commissioning of UL/FM listed/approved Deluge Valve Skid (consisting of deluge valve, strainers, solenoid valve, air pressure regulator, limit switches, pressure gauge, pressure transmitters, inlet/ outlet valves, drain valve, priming valve, vent valve including alarm motor gong, fittings, local control panel including bypass connection to deluge valve along with strainer and ball valve etc. complete) actuated through air (pnuematic) detection system including placing the skid at the designated location and fixing with anchoring bolts, connecting the water inlet and system piping, connecting detection network piping, fittings etc. complete for deluge valve skid as per specification, drawings and directions of Engineer-in-Charge. For the following DV skid size ( Inlet/ outlet/ bypass fire water line size - Deluge Valve size - )
796.00 | Inlet/ outlet/ bypass fire water line size 6 Inch Deluge Valve size 6 Inch | 1.00 | each |  | 515773.44 | 515773.44 | 25000.00 | 25000.00 | 98667.00 | 98667.00 | 100000.00 | 100000.00 | 850000.00 | 850000.00 | 2050000.00 | 2050000.00 | 1206360.00 | 1206360.00 | 150000.00 | 150000.00 | 1394700.14 | 1394700.14 | 25000.00 | JSIW INFRASTRUCTURE PRIVATE LIMITED
797.00 | S/I Portable/ trolley mounted Extinguishers
798.00 | Installation of portable DCP (Dry Chemical Powder) portable extinguisher including transporting the same to worksite from Owner's store, fixing in position including supply of all fixing material, labor etc. complete as per drawings, specification and directions of Engineer-in-Charge.
799.00 | Capacity 9 kg | 5.00 | nos |  | 8550.00 | 42750.00 | 5050.00 | 25250.00 | 10081.00 | 50405.00 | 9000.00 | 45000.00 | 20000.00 | 100000.00 | 9600.00 | 48000.00 | 6000.00 | 30000.00 | 6150.00 | 30750.00 | 4067.88 | 20339.40 | 20339.40 | KEC Spur Infrastructure Pvt. Ltd.
800.00 | Supply and installation of portable CO2 extinguishers including transporting to worksite, fixing in position including all accessories and all labor and material etc. complete as per drawings, specification, data sheet and directions of Engineer-in-Charge.
801.00 | Capacity 4.5 kg | 15.00 | nos |  | 6174.00 | 92610.00 | 5400.00 | 81000.00 | 6828.00 | 102420.00 | 7200.00 | 108000.00 | 12000.00 | 180000.00 | 3960.00 | 59400.00 | 10200.00 | 153000.00 | 9000.00 | 135000.00 | 6043.70 | 90655.50 | 59400.00 | M/s. Megha Engineering and Infrastructures Ltd
802.00 | Capacity 2.5 kg | 3.00 | nos |  | 4410.00 | 13230.00 | 4500.00 | 13500.00 | 6107.00 | 18321.00 | 5400.00 | 16200.00 | 5000.00 | 15000.00 | 3080.00 | 9240.00 | 7800.00 | 23400.00 | 6200.00 | 18600.00 | 4067.88 | 12203.64 | 9240.00 | M/s. Megha Engineering and Infrastructures Ltd
803.00 | Installation of firefighting equipment including transporting the equipment from Owner's store to work site, fixing of nuts, bolts, washers, gaskets needed for fixing the equipment with matching flange, welding etc. complete as per drawings, specifications and direction of Engineer-in-Charge. (All fire fighting equipment's and accessories shall be supplied by owner)
804.00 | Stand Post type fire hydrant ( Double outlet) | 5.00 | each |  | 85500.00 | 427500.00 | 22000.00 | 110000.00 | 18024.00 | 90120.00 | 16000.00 | 80000.00 | 15000.00 | 75000.00 | 8400.00 | 42000.00 | 30000.00 | 150000.00 | 15000.00 | 75000.00 | 5811.25 | 29056.25 | 29056.25 | KEC Spur Infrastructure Pvt. Ltd.
805.00 | Supply, installation, testing and commissioning of following firefighting equipment as per relevant specifications, data sheet, drawing, including transporting the equipment to worksite, fixing of nuts, bolts, washers, gaskets, welding needed for fixing the equipment with matching flange etc. all complete as per drawings, specifications, standards, data sheet and direction of Engineer-in-Charge.
806.00 | Hose box cabinet Type-II (self-supporting type) including all inside accessories, including all civil works, fixing in position with anchor bolts in foundations or wall | 3.00 | each |  | 8201.70 | 24605.10 | 21000.00 | 63000.00 | 32381.00 | 97143.00 | 28858.00 | 86574.00 | 35000.00 | 105000.00 | 4000.00 | 12000.00 | 28200.00 | 84600.00 | 15000.00 | 45000.00 | 2905.63 | 8716.89 | 8716.89 | KEC Spur Infrastructure Pvt. Ltd.
807.00 | Water cum foam monitor of 750 GPM capacity | 4.00 | each |  | 124929.90 | 499719.60 | 85000.00 | 340000.00 | 194373.00 | 777492.00 | 205285.00 | 821140.00 | 55000.00 | 220000.00 | 7800.00 | 31200.00 | 240000.00 | 960000.00 | 36000.00 | 144000.00 | 156903.77 | 627615.08 | 31200.00 | M/s. Megha Engineering and Infrastructures Ltd
808.00 | Stand Post Type Fire Hydrant without Pumper Connection | 6.00 | each |  | 21640.32 | 129841.92 | 22000.00 | 132000.00 | 13900.00 | 83400.00 | 12000.00 | 72000.00 | 15000.00 | 90000.00 | 4400.00 | 26400.00 | 40200.00 | 241200.00 | 45000.00 | 270000.00 | 24407.25 | 146443.50 | 26400.00 | M/s. Megha Engineering and Infrastructures Ltd
809.00 | Supply and installation of medium velocity spray nozzles with 1/2" NPT fixing arrangement with MS half coupling including transportation to worksite from Owners storage point, testing, flushing etc. all complete as per specification, drawings, data sheet and directions of Engineer-in-Charge. For nozzle of following K factor
810.00 | K factor 51 | 15.00 | nos |  | 958.23 | 14373.45 | 3000.00 | 45000.00 | 515.00 | 7725.00 | 445.00 | 6675.00 | 2500.00 | 37500.00 | 1600.00 | 24000.00 | 1008.00 | 15120.00 | 18000.00 | 270000.00 | 8716.88 | 130753.20 | 6675.00 | TOLANI PROJECTS PVT LTD
811.00 | Quartzoid bulb detectors
812.00 | Supply, installation, testing and commissioning of quartzoid bulb detectors with 1/2" NPT fixing arrangement including MS half coupling at locations as per data sheets, drawings and directions of Engineer-in-Charge.
813.00 | Actuation Temperature 79 °C | 15.00 | nos |  | 284.31 | 4264.65 | 5000.00 | 75000.00 | 216.00 | 3240.00 | 183.00 | 2745.00 | 2500.00 | 37500.00 | 3200.00 | 48000.00 | 1008.00 | 15120.00 | 10000.00 | 150000.00 | 813.58 | 12203.70 | 2745.00 | TOLANI PROJECTS PVT LTD
814.00 | Clean Agent Fire Protection System
815.00 | Design, engineering, supply of all materials, fabrication, performance guaranteeing of total flooding centralized clean agent fire extinguishing system for the rooms (as specified in the scope of work/ specification) of buildings mentioned below, including supply of Clean Agent as per specification , scope of work. Clean Agent Storage Cylinders (filled with clean agent with 100% filled up standby cylinders), piping, valves, Clean Agent discharge nozzles, instruments, Clean Agent panels, piping supports, release system, directional valves, cables, all mechenical, electrical, instrumentation works etc. System supplied and design calculations shall be approved by UL/FM/Vds/LPC. All equipments shall be approved by UL/FM/Vds/LPC, cylinder along with cylinder valve assemblies shall be seamless and PESO approved in addition to UL/FM/Vds/LPC approval. The entire clean agent system shall be as per NFPA-2001 (latest) complete as per scope of work, specification and drawings including supply of mandatory spares. Handling, transportation from vendor's workshop to site, storage at site, assembly at site, installation, erection, painting, testing, commissioning, puff test, performance guarantee, handing over to client and other field works including civil structural work and supply of commissioning spares as per the enclosed EIL specifications, instructions to vendors, data sheets etc. all complete as per scope of work, specification, drawings, standards etc. as per directions of Engineer-in-charge all complete . complete. Total flooding centralised clean agent fire extinguishing system for following buildings
816.00 | Building REPEATER BUILDING | 3.00 | Lumpsum |  | 3420000.00 | 10260000.00 | 2500000.00 | 7500000.00 | 4000000.00 | 12000000.00 | 3000000.00 | 9000000.00 | 3000000.00 | 9000000.00 | 350000.00 | 1050000.00 | 2400000.00 | 7200000.00 | 4200000.00 | 12600000.00 | 2789400.28 | 8368200.84 | 1050000.00 | M/s. Megha Engineering and Infrastructures Ltd
817.00 | Miscellaneous Items
818.00 | Miscellaneous
819.00 | Drilling, developing, supplying, installation, erection, testing, commissioning including supply of all materials, equipment, labour etc. for tube well for minimum discharge of 5 Cu.m/hr. with submersible pump including housing pipe, blank pipe, slotted pipe, riser pipe, taper reducer, strainers, ball plug with hook and strainer, MS center guide, housing clamp, CS gate valves, pressure gauges, check valves etc. all complete (Discharge header piping shall be paid separately beyond Gate valve). The minimum 100mm thick gravel packing (Size ranging from 12mm to 5mm) around the pipe shall be provide for housing pipe. The work shall include Carrying out hydrological survey to establish the locations and depth of tube well and hardness test of water for drinking purposes. The size of casing pipe shall be minimum 6 inches. Size of borehole shall be designed by contractor. Size and length of the riser pipe and slotted pipe shall be designed by the contractor. The actual location of tube well and depth of bore well to be decided based on aquifer data & draw down test (depth of tube well shall be sufficient enough to get the sufficient water at mentioned rate of pumping for all seasons). The length of slotted pipe shall be based on aquifer data bore hole log & Pump head shall be worked out by contractor based on the discharge head of 2.5kg/cm2g of pump at grade level at Tube well Location. The work shall be carried out as per EIL specification no. 6-65-0055 and as per direction of Engineer-in-charge. For depth of bore well Up to the 40m. | 3.00 | Lumpsum |  | 46800.00 | 140400.00 | 1050000.00 | 3150000.00 | 600000.00 | 1800000.00 | 850000.00 | 2550000.00 | 100000.00 | 300000.00 | 312000.00 | 936000.00 | 420000.00 | 1260000.00 | 50000.00 | 150000.00 | 1647627.42 | 4942882.26 | 140400.00 | Advance Infrastrurctures Pvt Ltd
820.00 | Tube well assembly including boring, housing piping, slotted & blank piping, MS canter guide, housing clamp, electrical cables etc., excluding Tube Well pump, Motor, strainer, ball plug with hook & Strainer, CS Gate valves, Pressure Gauge, Check valves & other civil works already included in Item no. 01GC.99.01.MB11specified above, complete as per direction of Engineer-in-Charge. Depth of bore hole from 40 M up to & inclusive 60 M | 3.00 | Lumpsum |  | 54600.00 | 163800.00 | 10000.00 | 30000.00 | 391617.00 | 1174851.00 | 400000.00 | 1200000.00 | 100000.00 | 300000.00 | 340000.00 | 1020000.00 | 231000.00 | 693000.00 | 225000.00 | 675000.00 | 290562.53 | 871687.59 | 30000.00 | JSIW INFRASTRUCTURE PRIVATE LIMITED
821.00 | Tube well assembly including boring, housing piping, slotted & blank piping, MS canter guide, housing clamp, electrical cables etc., excluding Tube Well pump, Motor, strainer, ball plug with hook & Strainer, CS Gate valves, Pressure Gauge, Check valves & other civil works already included in Item no. 01GC.99.01.MB11specified above, complete as per direction of Engineer-in-Charge. Depth of bore hole from 60 M up to & inclusive 80 M | 3.00 | Lumpsum |  | 62400.00 | 187200.00 | 10000.00 | 30000.00 | 95715.00 | 287145.00 | 100000.00 | 300000.00 | 100000.00 | 300000.00 | 428000.00 | 1284000.00 | 254100.00 | 762300.00 | 275000.00 | 825000.00 | 348675.03 | 1046025.09 | 30000.00 | JSIW INFRASTRUCTURE PRIVATE LIMITED
822.00 | Tube well assembly including boring, housing piping, slotted & blank piping, MS canter guide, housing clamp, electrical cables etc., excluding Tube Well pump, Motor, strainer, ball plug with hook & Strainer, CS Gate valves, Pressure Gauge, Check valves & other civil works already included in Item no. 01GC.99.01.MB11specified above, complete as per direction of Engineer-in-Charge. Depth of bore hole from 80 M up to & inclusive 100 M | 3.00 | Lumpsum |  | 66300.00 | 198900.00 | 10000.00 | 30000.00 | 45000.00 | 135000.00 | 50000.00 | 150000.00 | 100000.00 | 300000.00 | 516000.00 | 1548000.00 | 279510.00 | 838530.00 | 325000.00 | 975000.00 | 581125.06 | 1743375.18 | 30000.00 | JSIW INFRASTRUCTURE PRIVATE LIMITED
823.00 | Tube well assembly including boring, housing piping, slotted & blank piping, MS canter guide, housing clamp, electrical cables etc., excluding Tube Well pump, Motor, strainer, ball plug with hook & Strainer, CS Gate valves, Pressure Gauge, Check valves & other civil works already included in Item no. 01GC.99.01.MB11specified above, complete as per direction of Engineer-in-Charge. Depth of bore hole from 100 M up to & inclusive 120 M | 3.00 | Lumpsum |  | 70200.00 | 210600.00 | 10000.00 | 30000.00 | 45000.00 | 135000.00 | 50000.00 | 150000.00 | 100000.00 | 300000.00 | 604000.00 | 1812000.00 | 307464.00 | 922392.00 | 355000.00 | 1065000.00 | 697350.07 | 2092050.21 | 30000.00 | JSIW INFRASTRUCTURE PRIVATE LIMITED
824.00 | Tube well assembly including boring, housing piping, slotted & blank piping, MS canter guide, housing clamp, electrical cables etc., excluding Tube Well pump, Motor, strainer, ball plug with hook & Strainer, CS Gate valves, Pressure Gauge, Check valves & other civil works already included in Item no. 01GC.99.01.MB11specified above, complete as per direction of Engineer-in-Charge. Depth of bore hole from 120 M up to & inclusive 140 M | 3.00 | Lumpsum |  | 74100.00 | 222300.00 | 10000.00 | 30000.00 | 45000.00 | 135000.00 | 50000.00 | 150000.00 | 100000.00 | 300000.00 | 88000.00 | 264000.00 | 338220.00 | 1014660.00 | 395000.00 | 1185000.00 | 813575.08 | 2440725.24 | 30000.00 | JSIW INFRASTRUCTURE PRIVATE LIMITED
825.00 | ARCHITECTURE
826.00 | FLOOR FINISHING
827.00 | Providing and laying average 25mm cement concrete flooring in panels consisting of base course of 1:2:4 grade cement concrete (6mm down size stone aggregate) laid over sub-base of cement concrete and finishing with a layer of floating coat of neat cement slurry @ 2.75kg. of cement per Sq. M. of area including cleaning the sub-base surface, applying neat cement slurry @ 2.75 kg of cement per Sq. M. of area over the sub- base to receive the base course, compacting, tamping, trowelling, finishing, curing, providing, shuttering to the edges etc. all complete. CEMENT SUPPLIED BY THE CONTRACTOR AT THEIR COST .
828.00 | 25mm thk. cement concrete flooring. CEMENT SUPPLIED BY THE CONTRACTOR AT THEIR COST . | 110.00 | m² |  | 760.50 | 83655.00 | 950.00 | 104500.00 | 484.00 | 53240.00 | 510.00 | 56100.00 | 788.00 | 86680.00 | 792.00 | 87120.00 | 720.00 | 79200.00 | 675.00 | 74250.00 | 255.70 | 28127.00 | 28127.00 | KEC Spur Infrastructure Pvt. Ltd.
829.00 | Providing and laying cement concrete granolithic flooring in panels consisting of base course (under layer of 1:2:4 grade cement concrete, 6mm down size stone aggregates) laid over sub-base, wearing top- layer of cement mortar (1 cement: 3 coarse sand by volume) finished smooth by tamping, trowelling, and with a finishing floating coat of neat cement slurry @ 2.75kg. of cement per Sq. M. of area including cleaning the sub-base surface, applying neat cement slurry over the sub- base @ 2.75Kg of cement per Sq. M of area to receive the base course, compacting, tamping, trowelling, finishing, curing, providing, shuttering to the edges etc. all complete.
830.00 | With average 25mm thick under-layer and 15mm thick top layer. CEMENT SUPPLIED BY THE CONTRACTOR AT THEIR COST. | 5.00 | m² |  | 1111.50 | 5557.50 | 1200.00 | 6000.00 | 667.00 | 3335.00 | 722.00 | 3610.00 | 1125.00 | 5625.00 | 800.00 | 4000.00 | 900.00 | 4500.00 | 685.00 | 3425.00 | 267.32 | 1336.60 | 1336.60 | KEC Spur Infrastructure Pvt. Ltd.
831.00 | 50mm thick heavy duty flooring
832.00 | Providing and laying average 50mm thick heavy duty flooring in panels consisting of base course of 35mm thick cement concrete (1 cement : 1.5 coarse sand : 3.5 stone aggregates of 10mm to 6mm size by volume) laid over sub-base and 15mm thick finishing layer consisting of cement and integral hardening compound mixed in ratio of 4 cement :1 hardenar (by weight) :2 stone agrgregates of 6mm and down size laid integral with base course and finished smooth including cleaning the sub-base surface, applying neat cement slurry @2.75 Kg of cement per Sq.M of area over sub-base to receive the base course, levelling, tamping, trowelling, finishing, curing, providing shuttering to the edges etc. all complete. CEMENT SUPPLIED BY THE CONTRACTOR AT THEIR COST. | 5.00 | m² |  | 8424.00 | 42120.00 | 1200.00 | 6000.00 | 916.00 | 4580.00 | 977.00 | 4885.00 | 1125.00 | 5625.00 | 1188.00 | 5940.00 | 2820.00 | 14100.00 | 925.00 | 4625.00 | 476.52 | 2382.60 | 2382.60 | KEC Spur Infrastructure Pvt. Ltd.
833.00 | Providing and laying 125mm high cement plaster skirting with 1:3 cement mortar (1 cement : 3 coarse sand by volume) finished with a floating coat of neat cement slurry @ 2.75kg. of cement per Sq.M of area including rounding of junctions with floor, preparing the wall surface, making recess in the wall, finishing, curing etc. all complete.
834.00 | 18mm thick. CEMENT SUPPLIED BY THE CONTRACTOR AT THEIR COST. | 50.00 | RM |  | 339.30 | 16965.00 | 400.00 | 20000.00 | 414.00 | 20700.00 | 446.00 | 22300.00 | 1500.00 | 75000.00 | 352.00 | 17600.00 | 180.00 | 9000.00 | 55.00 | 2750.00 | 87.17 | 4358.50 | 2750.00 | AMPSEPC PVT LTD
835.00 | Panel dividers in flooring/dado
836.00 | P.V.C. panel dividers ( 3mm x 20mm size.) | 200.00 | RM |  | 102.96 | 20592.00 | 300.00 | 60000.00 | 73.00 | 14600.00 | 76.00 | 15200.00 | 75.00 | 15000.00 | 39.20 | 7840.00 | 19.00 | 3800.00 | 125.00 | 25000.00 | 290.56 | 58112.00 | 3800.00 | Ace Pipeline Contracts Pvt Ltd
837.00 | P.V.C. panel dividers ( 3mm x 35mm size.) | 5.00 | RM |  | 109.98 | 549.90 | 425.00 | 2125.00 | 131.00 | 655.00 | 136.00 | 680.00 | 102.00 | 510.00 | 44.00 | 220.00 | 24.00 | 120.00 | 172.00 | 860.00 | 406.79 | 2033.95 | 120.00 | Ace Pipeline Contracts Pvt Ltd
838.00 | P.V.C. panel dividers ( 3mm x 40mm size.) | 5.00 | RM |  | 122.85 | 614.25 | 480.00 | 2400.00 | 144.00 | 720.00 | 153.00 | 765.00 | 124.00 | 620.00 | 57.20 | 286.00 | 30.00 | 150.00 | 185.00 | 925.00 | 441.66 | 2208.30 | 150.00 | Ace Pipeline Contracts Pvt Ltd
839.00 | Providing and laying machine cut chissel dressed kota stone slab of approved shade in floor tread, landing, riser, skirting, dado over and including a bed of cement mortar including preparing the base surface, applying neat cement slurry @ 2.75 Kg of cement per Sq.M of area to receive the mortar, providing neat cement slurry @ 4.4kg. of cement /Sq.M of area over the mortar bed, jointing each slab with neat cement paste/ grouting white cement and pigment ( conforming to IS : 2114, Table-1, matching the shade of slabs), machine cutting of the slab edges square, true & plumb finishing, grinding, polishing, finishing etc. all complete.
840.00 | 25mm thick kota stone slab (with tolerance +_2mm for thickness, +_2mm for length/ breadth) in floor, landing tread over average 15mm thick cement mortar 1:4(1 Cement : 4 coarse sand by volume). CEMENT SUPPLIED BY THE CONTRACTOR AT THEIR COST. | 110.00 | m² |  | 2047.50 | 225225.00 | 1400.00 | 154000.00 | 2161.00 | 237710.00 | 2210.00 | 243100.00 | 1388.00 | 152680.00 | 1232.00 | 135520.00 | 900.00 | 99000.00 | 1650.00 | 181500.00 | 1627.15 | 178986.50 | 99000.00 | Ace Pipeline Contracts Pvt Ltd
841.00 | 18mm thick kota stone slab in riser, dado, skirting over average12mm thick cement mortar1:3(1 cement:3 coarse sand by volume). CEMENT SUPPLIED BY THE CONTRACTOR AT THEIR COST. | 60.00 | m² |  | 2398.50 | 143910.00 | 1400.00 | 84000.00 | 1697.00 | 101820.00 | 1785.00 | 107100.00 | 1125.00 | 67500.00 | 1056.00 | 63360.00 | 840.00 | 50400.00 | 1685.00 | 101100.00 | 1586.47 | 95188.20 | 50400.00 | Ace Pipeline Contracts Pvt Ltd
842.00 | Extra for providing round nosing by machine cutting of the slab. | 102.00 | RM |  | 702.00 | 71604.00 | 150.00 | 15300.00 | 1245.00 | 126990.00 | 1275.00 | 130050.00 | 60.00 | 6120.00 | 193.60 | 19747.20 | 18.00 | 1836.00 | 625.00 | 63750.00 | 581.13 | 59275.26 | 1836.00 | Ace Pipeline Contracts Pvt Ltd
843.00 | Providing and laying tiles in flooring , dado, skirting etc. in approved colour, design and pattern, laid over and including a coating of approved adhesive as per manufacturers specifications, flush pointing of joints of tiles with cement paste/ grouting with white cement and pigment (conforming to IS:2114, Table-1, matching the shade of tiles) finishing, cleaning etc. all complete.
844.00 | Ceramic, matt finished non-slip type tiles of approved make and shade(s) in approved design/ pattern including cleaning the finished surface with oxalic acid, wax polishing etc. for size 300mm x 300mm x 8mm (+5%) thick tiles for flooring. | 50.00 | m² |  | 2281.50 | 114075.00 | 1200.00 | 60000.00 | 1266.00 | 63300.00 | 1360.00 | 68000.00 | 938.00 | 46900.00 | 1144.00 | 57200.00 | 600.00 | 30000.00 | 1285.00 | 64250.00 | 1046.03 | 52301.50 | 30000.00 | Ace Pipeline Contracts Pvt Ltd
845.00 | Extra over marble/ kota stone flooring/ skirting/ dado items for providing mirror polishing (in place of normal polishing) by grinding machine (suitable for mirror polishing) comprising of multiple grindings up to 6 nos. with carborundum stone (in descending order of hardness of grinding stone), one no. grinding with Italian grinding stone and one no. grinding with foam buffer set and polishing with Teno-oxide granite powder etc. all complete to give a smooth and mirror-like shining surface. | 5.00 | m² |  | 702.00 | 3510.00 | 1400.00 | 7000.00 | 2044.00 | 10220.00 | 2221.00 | 11105.00 | 188.00 | 940.00 | 710.00 | 3550.00 | 300.00 | 1500.00 | 1450.00 | 7250.00 | 244.07 | 1220.35 | 940.00 | PRATHAM EPC PROJECTS LTD
846.00 | Providing and laying anti slip (rough)Granite stone slabs, of thickness minimum 25mm, in flooring, landing, tread, ramps over minimum 20mm thick cement mortor1:4 (1 cement :4 course sand by volume) over and including a bed of cement mortar including preparing the base surface, applying neat cement slurry @ 2.75 kg. of cement per sq. mtr. of area to receive the mortar bed, jointing each slab with neat cement paste/ grout with white cement mixed with pigment (conforming to IS:2114, Table-1) to match the colour of the granite stone slabs, finishing etc. all complete.
847.00 | Cement supplied by the Contractor at there cost | 2.00 | m² |  | 3042.00 | 6084.00 | 4500.00 | 9000.00 | 1976.00 | 3952.00 | 2125.00 | 4250.00 | 3000.00 | 6000.00 | 1460.00 | 2920.00 | 7200.00 | 14400.00 | 1750.00 | 3500.00 | 3050.91 | 6101.82 | 2920.00 | M/s. Megha Engineering and Infrastructures Ltd
848.00 | Providing 3 nos. of 3mm grooves at spacing of 30mm in Kota/ Marble/ granite stone laid in stairs¿ treads/ landings all complete as per the direction of Engineer-In-Charge. (Single measurement shall be considered for 3 parallel grooves) | 300.00 | RM |  | 479.70 | 143910.00 | 350.00 | 105000.00 | 206.00 | 61800.00 | 212.00 | 63600.00 | 34.00 | 10200.00 | 150.00 | 45000.00 | 180.00 | 54000.00 | 5500.00 | 1650000.00 | 122.04 | 36612.00 | 10200.00 | PRATHAM EPC PROJECTS LTD
849.00 | WOOD WORK
850.00 | Wooden frames of doors, windows, ventilators Providing and fixing wooden frames of doors, windows, ventilators including cutting, shaping, jointing, applying a coat of bituminous paint on concealed surface, wood primer on exposed surface, fixing in masonry/RCC by means of 300mm x 25mm x 6mm thick M.S. hold fasts screwed to frame @ 600mm max vertically and grouted with M-15 grade concrete in min. 350mm x 100mm x 100mm sized hole made in masonry/96mm long, 12mm dia M.S. dash fastener, painting with two coats of approved shade and make (ICI or equivalent) synthetic enamel paint over approved quality primer coat, finishing etc. all complete.
851.00 | Wooden frames with approved quality local hard wood (Champ, Sisam, Sal etc. conforming to IS : 4021). | .30 | m³ |  | 140400.00 | 42120.00 | 215000.00 | 64500.00 | 142240.00 | 42672.00 | 153000.00 | 45900.00 | 7500.00 | 2250.00 | 14960.00 | 4488.00 | 30000.00 | 9000.00 | 125000.00 | 37500.00 | 60437.01 | 18131.10 | 2250.00 | PRATHAM EPC PROJECTS LTD
852.00 | 35mm thick block board flush shutter Providing and fixing Factory made, overall 35mm thick block board flush shutter consisting of solid core block board bonded with phenol phormaldehyde synthetic resin conforming to IS : 848 and faced on both faces with commercial type plywood/teakwood veneering/ lamination bonded with phenol formaldehyde synthetic resin conforming to IS : 848, including providing and fixing second class teakwood perimeter beading fixed by means of approved quality neoprene based adhesive and nailing @ 300 mm max.. painting exposed surface with two coats of approved shade and make synthetic enamel paint over approved quality primer coat, providing and fixing 125mm long M.S. butt hinges [for each shutter (vertical spacing not exceeding 600mm)] including fixing with door frame, finishing etc. all conforming to IS : 2202.
853.00 | Door shutter faced with approved quality 1mm thick teakwood veneering conforming to IS : 303, BS : 476, Part-7. | 5.00 | m² |  | 2831.40 | 14157.00 | 3500.00 | 17500.00 | 6244.00 | 31220.00 | 6375.00 | 31875.00 | 22500.00 | 112500.00 | 3520.00 | 17600.00 | 7800.00 | 39000.00 | 125000.00 | 625000.00 | 23012.55 | 115062.75 | 14157.00 | Advance Infrastrurctures Pvt Ltd
854.00 | Door shutter faced with 1mm thick approved quality lamination of approved shade/brand. | 15.00 | m² |  | 3510.00 | 52650.00 | 1800.00 | 27000.00 | 6034.00 | 90510.00 | 6375.00 | 95625.00 | 15000.00 | 225000.00 | 1584.00 | 23760.00 | 8160.00 | 122400.00 | 85000.00 | 1275000.00 | 2905.63 | 43584.45 | 23760.00 | M/s. Megha Engineering and Infrastructures Ltd
855.00 | Providing and fixing overall 35mm thick,panelled door shutter consisting of 100mm wide second class teakwood stiles and top rails and 150 mm wide lock and 200mm wide bottom rails jointed suitably and 12mm thick Teakwood Particle Board infill panels fixed with 12.5mm square moulded teakwood beading fixed by approved quality neoperene based adhesive and nailing @ max. 300mm c/c including painting the stiles, rails and panel board with two coats of approved shade and quality (ICI or equivalent) synthetic enamel paint over and including approved coat of primer, Providing and fixing 11.10mm dia, 150mm long Aluminium butt hinges (max. Vertical spacing not exceeding 600mm) for each shutter, fixing with door frame, all finishing, removing any stain etc. all complete. | 3.00 | m² |  | 5194.80 | 15584.40 | 12500.00 | 37500.00 | 6070.00 | 18210.00 | 6375.00 | 19125.00 | 18750.00 | 56250.00 | 3168.00 | 9504.00 | 10200.00 | 30600.00 | 85000.00 | 255000.00 | 13947.00 | 41841.00 | 9504.00 | M/s. Megha Engineering and Infrastructures Ltd
856.00 | Extra for providing and fixing square or rectangular vision panels in door shutters of 4mm thick plain glass (wt. 7.2kg/Sq.M) and conforming to IS : 2835 with 20mm x 10mm Teakwood beading fixed by approved quality neoprene based rubber adhesive and nailing @ max. 300mm c/c, including all cutting, fixing, providing 2 coats of approved quality Polyurithane transparent coating with stainer mix to achieve the desired shade on the teak wood etc. all complete. (Measurement for payment to be made only for the glazed area of vision panel). | 1.00 | m² |  | 1755.00 | 1755.00 | 4500.00 | 4500.00 | 4375.00 | 4375.00 | 4590.00 | 4590.00 | 18750.00 | 18750.00 | 3168.00 | 3168.00 | 900.00 | 900.00 | 45000.00 | 45000.00 | 8135.75 | 8135.75 | 900.00 | Ace Pipeline Contracts Pvt Ltd
857.00 | Providing and fixing in position following items including all necessary fixtures, fittings, finishing etc. all complete.
858.00 | Approved make heavy duty overhead hydraulic door closer with adjustable spanners, metal screws etc. conforming to IS : 3564 | 6.00 | nos |  | 1755.00 | 10530.00 | 5500.00 | 33000.00 | 2114.00 | 12684.00 | 2295.00 | 13770.00 | 1875.00 | 11250.00 | 3168.00 | 19008.00 | 2400.00 | 14400.00 | 2450.00 | 14700.00 | 2208.28 | 13249.68 | 10530.00 | Advance Infrastrurctures Pvt Ltd
859.00 | Approved make Chromium plated metallic (brass body) mortice lock, 6 levers conforming to IS : 2209 (inclusive of pair of handles of pressure die cast zinc alloy,satin finished). | 6.00 | nos |  | 3510.00 | 21060.00 | 1800.00 | 10800.00 | 3620.00 | 21720.00 | 3825.00 | 22950.00 | 3000.00 | 18000.00 | 1408.00 | 8448.00 | 1920.00 | 11520.00 | 1225.00 | 7350.00 | 1019.29 | 6115.74 | 6115.74 | KEC Spur Infrastructure Pvt. Ltd.
860.00 | Approved make heavy duty hydraulically operated, adjustable floor mounted door closer conforming to IS:6315, Double action type. | 6.00 | nos |  | 11115.00 | 66690.00 | 6500.00 | 39000.00 | 12037.00 | 72222.00 | 12750.00 | 76500.00 | 4125.00 | 24750.00 | 5720.00 | 34320.00 | 4200.00 | 25200.00 | 8750.00 | 52500.00 | 2556.95 | 15341.70 | 15341.70 | KEC Spur Infrastructure Pvt. Ltd.
861.00 | Approved make pressure die cast zinc alloy, chromium plated door handle. 150mm long | 6.00 | nos |  | 585.00 | 3510.00 | 900.00 | 5400.00 | 1234.00 | 7404.00 | 1275.00 | 7650.00 | 938.00 | 5628.00 | 572.00 | 3432.00 | 240.00 | 1440.00 | 650.00 | 3900.00 | 406.79 | 2440.74 | 1440.00 | Ace Pipeline Contracts Pvt Ltd
862.00 | Approved quality 3mm thick plastic kick/push plate fixed with brass screws. | 4.00 | m² |  | 702.00 | 2808.00 | 1600.00 | 6400.00 | 2233.00 | 8932.00 | 2295.00 | 9180.00 | 938.00 | 3752.00 | 281.60 | 1126.40 | 540.00 | 2160.00 | 11500.00 | 46000.00 | 523.01 | 2092.04 | 1126.40 | M/s. Megha Engineering and Infrastructures Ltd
863.00 | Approved quality anodized aluminium aldrop 300mm long, 19.05mm dia in bronze colour. | 6.00 | nos |  | 1404.00 | 8424.00 | 1200.00 | 7200.00 | 2000.00 | 12000.00 | 2125.00 | 12750.00 | 938.00 | 5628.00 | 281.60 | 1689.60 | 420.00 | 2520.00 | 650.00 | 3900.00 | 697.35 | 4184.10 | 1689.60 | M/s. Megha Engineering and Infrastructures Ltd
864.00 | Approved quality anodized aluminium tower bolts conforming to IS-204 in Bronze colour, 250 x 10mm. | 6.00 | nos |  | 585.00 | 3510.00 | 900.00 | 5400.00 | 571.00 | 3426.00 | 612.00 | 3672.00 | 750.00 | 4500.00 | 545.60 | 3273.60 | 180.00 | 1080.00 | 125.00 | 750.00 | 63.92 | 383.52 | 383.52 | KEC Spur Infrastructure Pvt. Ltd.
865.00 | Approved quality anodized aluminium tower bolts conforming to IS-204 in Bronze colour, 150 x 10mm. | 6.00 | nos |  | 409.50 | 2457.00 | 650.00 | 3900.00 | 425.00 | 2550.00 | 459.00 | 2754.00 | 638.00 | 3828.00 | 396.00 | 2376.00 | 120.00 | 720.00 | 95.00 | 570.00 | 40.68 | 244.08 | 244.08 | KEC Spur Infrastructure Pvt. Ltd.
866.00 | Approved quality zinc alloy pressure die cast, chromium plated spring loaded round door stopper with double heavy duty rubber shoes. | 6.00 | nos |  | 468.00 | 2808.00 | 900.00 | 5400.00 | 1416.00 | 8496.00 | 1530.00 | 9180.00 | 375.00 | 2250.00 | 281.60 | 1689.60 | 180.00 | 1080.00 | 650.00 | 3900.00 | 639.24 | 3835.44 | 1080.00 | Ace Pipeline Contracts Pvt Ltd
867.00 | Approved quality 75mm long aluminium toilet door latch with vacant/occupied indicator. | 6.00 | nos |  | 2340.00 | 14040.00 | 850.00 | 5100.00 | 436.00 | 2616.00 | 459.00 | 2754.00 | 375.00 | 2250.00 | 616.00 | 3696.00 | 300.00 | 1800.00 | 525.00 | 3150.00 | 639.24 | 3835.44 | 1800.00 | Ace Pipeline Contracts Pvt Ltd
868.00 | Approved quality chromium plated brass coat and hat hook fixed with chromium plated brass screws. | 6.00 | nos |  | 351.00 | 2106.00 | 900.00 | 5400.00 | 750.00 | 4500.00 | 765.00 | 4590.00 | 188.00 | 1128.00 | 1936.00 | 11616.00 | 120.00 | 720.00 | 925.00 | 5550.00 | 639.24 | 3835.44 | 720.00 | Ace Pipeline Contracts Pvt Ltd
869.00 | Approved quality cylindrical door lock (Wafer pin Tumbler cylinder system) with knobs. | 6.00 | nos |  | 3510.00 | 21060.00 | 3500.00 | 21000.00 | 2165.00 | 12990.00 | 2295.00 | 13770.00 | 2625.00 | 15750.00 | 2200.00 | 13200.00 | 1800.00 | 10800.00 | 925.00 | 5550.00 | 755.46 | 4532.76 | 4532.76 | KEC Spur Infrastructure Pvt. Ltd.
870.00 | Providing and fixing minimum 12mm thick X 50mm wide teak wood Architrave (moulding) of approved design along frames etc. including lacquer polishing/ painting matching with adjoining wood work. | 30.00 | m |  | 468.00 | 14040.00 | 1050.00 | 31500.00 | 215.00 | 6450.00 | 229.00 | 6870.00 | 188.00 | 5640.00 | 3960.00 | 118800.00 | 79.00 | 2370.00 | 1150.00 | 34500.00 | 348.68 | 10460.40 | 2370.00 | Ace Pipeline Contracts Pvt Ltd
871.00 | STEEL/AL./GLAZED/FULLY GLASS/PVC DOORS,WINDOWS & VENTILATORS
872.00 | Steel glazed/ louvered window/ ventilators Supplying, fabricating, and installing steel glazed/ louvered window/ ventilators in accordance with EIL standards consisting of Mild steel sections for frame and shutters including mitred jointing, welding, fixing (with 100mm x 15mm x 6mm MS lugs grouted with M-20 concrete in minimum 150mm x 50mm x 50mm sized hole in masonry/ anchor fasteners (minimum size 6mm dia, 75mm long ) @ 600mm maximum spacing in RCC) , all hardware such as hinges, peg stays, handles, weather bars, striking plates, coupling bars etc., glazing, MS sheet louvers, painting (minimum 2 coats of synthetic enamel paint including & over primer coat & finishing. Reference EIL standards: 7-75-0027, 0028,0029,0031, 0032.
873.00 | M.S. sheet louvered window/ ventilator with sections as per IS : 7452/1038 | 6.00 | m² |  | 5616.00 | 33696.00 | 6500.00 | 39000.00 | 8726.00 | 52356.00 | 8925.00 | 53550.00 | 6375.00 | 38250.00 | 3050.00 | 18300.00 | 11760.00 | 70560.00 | 1150.00 | 6900.00 | 3951.65 | 23709.90 | 6900.00 | AMPSEPC PVT LTD
874.00 | Aluminium work for doors, windows, ventilators and partition Providing and fixing aluminium work for doors, windows, ventilators and partitions with extruded built up standard tubular sections/ appropriate Z sections and other sections of approved make conforming to IS: 733 and IS: 1285, fixing with dash fasteners of required dia and size, including necessary filling up the gaps at junctions, i.e. at top, bottom and sides with required EPDM rubber/ neoprene gasket etc. Aluminium sections shall be smooth, rust free, straight, mitred and jointed mechanically wherever required including cleat angle, Aluminium snap beading for glazing / paneling, C.P. brass / stainless steel screws, all complete as per architectural drawings and the directions of Engineer-in-charge. (Glazing, paneling and dash fasteners to be paid for separately) :
875.00 | For fixed portion of aluminium doors, windows, ventilators and partitions made from Powder coated aluminium (minimum thickness of powder coating 50 micron) | 160.00 | kg |  | 608.40 | 97344.00 | 650.00 | 104000.00 | 427.00 | 68320.00 | 459.00 | 73440.00 | 1088.00 | 174080.00 | 457.60 | 73216.00 | 420.00 | 67200.00 | 365.00 | 58400.00 | 464.90 | 74384.00 | 58400.00 | AMPSEPC PVT LTD
876.00 | For shutters of doors, windows & ventilators made from Powder coated aluminium (minimum thickness of powder coating 50 micron) including providing and fixing hinges/ pivots and making provision for fixing of fittings wherever required including the cost of EPDM rubber / neoprene gasket required (Fittings shall be paid for separately) | 230.00 | kg |  | 655.20 | 150696.00 | 650.00 | 149500.00 | 519.00 | 119370.00 | 535.00 | 123050.00 | 1088.00 | 250240.00 | 457.60 | 105248.00 | 450.00 | 103500.00 | 445.00 | 102350.00 | 464.90 | 106927.00 | 102350.00 | AMPSEPC PVT LTD
877.00 | Providing and fixing 12 mm thick pre-laminated particle board flat pressed three layer or graded wood particle board conforming to IS: 12823 Grade l Type lI, with decorative lamination on both sides, in panelling fixed in aluminum doors, windows shutters and partition frames with C.P. brass / stainless steel screws etc. complete as per architectural drawings and directions of engineer-in-charge. | 2.00 | m² |  | 1357.20 | 2714.40 | 9500.00 | 19000.00 | 4019.00 | 8038.00 | 4250.00 | 8500.00 | 750.00 | 1500.00 | 1408.00 | 2816.00 | 4200.00 | 8400.00 | 1150.00 | 2300.00 | 348.68 | 697.36 | 697.36 | KEC Spur Infrastructure Pvt. Ltd.
878.00 | Providing and fixing double action hydraulic floor spring of approved brand and manufacture conforming to IS : 6315, having brand logo embossed on the body / plate with double spring mechanism and door weight upto 125 kg, for doors, including cost of cutting floors, embedding in floors as required and making good the same matching to the existing floor finishing and stainless steel cover plate of minimum thickness 1.25 mm with brass pivot and single piece M.S. sheet outer box with slide plate etc. complete as per the direction of Engineer-in-charge. | 6.00 | each |  | 7020.00 | 42120.00 | 6500.00 | 39000.00 | 8948.00 | 53688.00 | 9350.00 | 56100.00 | 4875.00 | 29250.00 | 2816.00 | 16896.00 | 18000.00 | 108000.00 | 18500.00 | 111000.00 | 65086.01 | 390516.06 | 16896.00 | M/s. Megha Engineering and Infrastructures Ltd
879.00 | Filling gaps of size upto 5mm depth and 5 mm width in between aluminium frame & adjacent RCC/ Brick/ Stone work by providing weather silicon sealant over backer rod of approved quality as per architectural drawings and direction of Engineer-in-charge complete | 130.00 | m |  | 234.00 | 30420.00 | 300.00 | 39000.00 | 295.00 | 38350.00 | 306.00 | 39780.00 | 75.00 | 9750.00 | 2112.00 | 274560.00 | 144.00 | 18720.00 | 450.00 | 58500.00 | 348.68 | 45328.40 | 9750.00 | PRATHAM EPC PROJECTS LTD
880.00 | Providing and fixing 100mm brass locks (best make of approved quality) for aluminium doors including necessary cutting and making good etc. complete. | 6.00 | each |  | 1755.00 | 10530.00 | 1800.00 | 10800.00 | 1973.00 | 11838.00 | 2125.00 | 12750.00 | 750.00 | 4500.00 | 1320.00 | 7920.00 | 4200.00 | 25200.00 | 575.00 | 3450.00 | 2789.40 | 16736.40 | 3450.00 | AMPSEPC PVT LTD
881.00 | Providing and fixing Powder coated minimum thickness 50 micron aluminium round shape handle of outer dia 100 mm with SS screws etc. complete as per direction of Engineer in-charge | 6.00 | each |  | 1111.50 | 6669.00 | 1200.00 | 7200.00 | 2837.00 | 17022.00 | 3060.00 | 18360.00 | 375.00 | 2250.00 | 1408.00 | 8448.00 | 300.00 | 1800.00 | 288.00 | 1728.00 | 5230.13 | 31380.78 | 1728.00 | AMPSEPC PVT LTD
882.00 | Providing and fixing 100 mm long aluminium handles, ISI marked, anodised (anodic coating not less than grade AC 10 as per IS : 1868) transparent or dyed to required colour or shade, with necessary screws etc. complete | 50.00 | nos |  | 760.50 | 38025.00 | 1450.00 | 72500.00 | 724.00 | 36200.00 | 765.00 | 38250.00 | 375.00 | 18750.00 | 1408.00 | 70400.00 | 240.00 | 12000.00 | 650.00 | 32500.00 | 871.69 | 43584.50 | 12000.00 | Ace Pipeline Contracts Pvt Ltd
883.00 | Providing and fixing aluminium tower bolts of size 100mm x 10mm , ISI marked, anodised (anodic coating not less than grade AC 10 as per IS : 1868 ) transparent or dyed to required colour or shade, with necessary screws etc. complete | 30.00 | nos |  | 292.50 | 8775.00 | 900.00 | 27000.00 | 297.00 | 8910.00 | 306.00 | 9180.00 | 375.00 | 11250.00 | 193.60 | 5808.00 | 180.00 | 5400.00 | 525.00 | 15750.00 | 58.11 | 1743.30 | 1743.30 | KEC Spur Infrastructure Pvt. Ltd.
884.00 | Providing and fixing toughened glass panes of 6.0 mm thickness in aluminium door, window, ventilator shutters and partitions etc. with EPDM rubber/ neoprene gasket etc. complete as per the architectural drawings and the directions of engineer-in-charge. (Cost of aluminium snap beading shall be paid in basic item) | 60.00 | m² |  | 2925.00 | 175500.00 | 5500.00 | 330000.00 | 1444.00 | 86640.00 | 1530.00 | 91800.00 | 1163.00 | 69780.00 | 308.00 | 18480.00 | 1380.00 | 82800.00 | 2050.00 | 123000.00 | 2905.63 | 174337.80 | 18480.00 | M/s. Megha Engineering and Infrastructures Ltd
885.00 | P/F pressed steel door and window frames Providing and fixing pressed steel door and window frames of size (assorted size out of) Overall 125mm x 60mm section, of required profile conforming to IS: 4351, made of 16 SWG pressed steel including/ consisting of: i)3 mm thick MS flat spacers welded to frame @ 500mm c/c and at holdfast locations. ii)Filling the hollow frame section with concrete. iii)MS angle (20mmx20mmx3mm) horizontal tie member below floor finish. iv)MS holdfasts (200mmx25mmx6mm) welded to spacers. v)Fixing to masonry (by grouting the holdfasts with M-15 grade concrete in minimum 250mm x 100mm x 100mm sized hole)/ fixing to RCC (by minimum 100mm long, 12 mm dia metallic counter sunk anchor fasteners) vi)MS pad plates (40mm x 150mm x 3mm) & GI mortar guard welded to frame at hinge and other hardware locations. vii)Metering of joints between horizontal and vertical members, grinding and smoothening of welding, cleaning of frame surface, finishing (synthetic enamel painting/ electrostatic powder coating/ polyurethane (PU) coating), making true alignments and surfaces etc. all complete. Notes: 1)Reference shall be made to EIL standard nos. 7-75- 0070, 7-75-0071 2)Cumulative length of all horizontal and vertical frame members shall be measured for payment.
886.00 | Frames painted with Electrostatic Powder coating. | 36.00 | m |  | 620.10 | 22323.60 | 2500.00 | 90000.00 | 2391.00 | 86076.00 | 2550.00 | 91800.00 | 750.00 | 27000.00 | 4400.00 | 158400.00 | 2160.00 | 77760.00 | 850.00 | 30600.00 | 697.35 | 25104.60 | 22323.60 | Advance Infrastrurctures Pvt Ltd
887.00 | Extra for box type transoms & mullions | 6.00 | m |  | 608.40 | 3650.40 | 2500.00 | 15000.00 | 2224.00 | 13344.00 | 2295.00 | 13770.00 | 638.00 | 3828.00 | 2640.00 | 15840.00 | 300.00 | 1800.00 | 750.00 | 4500.00 | 1046.03 | 6276.18 | 1800.00 | Ace Pipeline Contracts Pvt Ltd
888.00 | PLASTERING & POINTING
889.00 | Providing plain cement plaster in cement mortar (1 cement:4/6 fine sand by volume) on masonry, PCC/ RCC including preperation of base, finishing, curing etc; also including providing 20 gauge chicken wire mesh stretched tight at all RCC/ PCC and masonry meeting points in 300mm wide strips (150mm on on each surface) fixed with G.I. "U" type nails before plastering.
890.00 | Ordinary plain cement plaster Average 18mm thick 1:6 (1 cement : 6 sand). Cement supplied by the Contractor at their cost. | 20.00 | m² |  | 643.50 | 12870.00 | 550.00 | 11000.00 | 264.00 | 5280.00 | 272.00 | 5440.00 | 788.00 | 15760.00 | 352.00 | 7040.00 | 468.00 | 9360.00 | 345.00 | 6900.00 | 441.66 | 8833.20 | 5280.00 | Om Yash Projects Limited
891.00 | Ordinary plain cement plaster Average 15mm thick 1:4 (1 cement : 4 sand). Cement supplied by the Contractor at their cost. | 140.00 | m² |  | 561.60 | 78624.00 | 450.00 | 63000.00 | 326.00 | 45640.00 | 340.00 | 47600.00 | 713.00 | 99820.00 | 343.20 | 48048.00 | 450.00 | 63000.00 | 280.00 | 39200.00 | 348.68 | 48815.20 | 39200.00 | AMPSEPC PVT LTD
892.00 | Ordinary plain cement plaster Average 12mm thick 1:4 (1 cement : 4 sand). Cement supplied by the Contractor at their cost. | 530.00 | m² |  | 479.70 | 254241.00 | 400.00 | 212000.00 | 281.00 | 148930.00 | 297.00 | 157410.00 | 638.00 | 338140.00 | 369.60 | 195888.00 | 432.00 | 228960.00 | 235.00 | 124550.00 | 337.05 | 178636.50 | 124550.00 | AMPSEPC PVT LTD
893.00 | Ordinary plain cement plaster Average 6 mm thick 1:4 (1 cement : 4 sand). Cement supplied by the Contractor at their cost. | 200.00 | m² |  | 409.50 | 81900.00 | 390.00 | 78000.00 | 224.00 | 44800.00 | 229.00 | 45800.00 | 563.00 | 112600.00 | 572.00 | 114400.00 | 408.00 | 81600.00 | 135.00 | 27000.00 | 267.32 | 53464.00 | 27000.00 | AMPSEPC PVT LTD
894.00 | Plain cement plaster with waterproofing compound conforming to IS-2645 (CICO/ approved equivalent) mixed to cement mortar @ 3% by weight, Average 18mm thick 1:6 (1 cement : 6 sand) Cement supplied by the Contractor at their cost. | 2146.00 | m² |  | 596.70 | 1280518.20 | 500.00 | 1073000.00 | 356.00 | 763976.00 | 382.00 | 819772.00 | 900.00 | 1931400.00 | 572.00 | 1227512.00 | 498.00 | 1068708.00 | 350.00 | 751100.00 | 426.55 | 915376.30 | 751100.00 | AMPSEPC PVT LTD
895.00 | Plain cement plaster with waterproofing compound conforming to IS-2645 (CICO/ approved equivalent) mixed to cement mortar @ 3% by weight, Average 12mm thick 1:4 (1 cement : 4 sand) Cement supplied by the Contractor at their cost. | 1340.00 | m² |  | 526.50 | 705510.00 | 450.00 | 603000.00 | 290.00 | 388600.00 | 314.00 | 420760.00 | 750.00 | 1005000.00 | 484.00 | 648560.00 | 492.00 | 659280.00 | 285.00 | 381900.00 | 334.73 | 448538.20 | 381900.00 | AMPSEPC PVT LTD
896.00 | Plain cement plaster with waterproofing compound conforming to IS-2645 (CICO/ approved equivalent) mixed to cement mortar @ 3% by weight. Average 6mm thick 1:4 (1 cement : 4 sand) Average 6mm thick 1:4 (1 cement : 4 sand). Cement supplied by the Contractor at their cost. | 280.00 | m² |  | 468.00 | 131040.00 | 450.00 | 126000.00 | 233.00 | 65240.00 | 246.00 | 68880.00 | 675.00 | 189000.00 | 484.00 | 135520.00 | 480.00 | 134400.00 | 135.00 | 37800.00 | 292.89 | 82009.20 | 37800.00 | AMPSEPC PVT LTD
897.00 | Providing average 20mm thick sand face plaster of uniforms texture in two layers consisting of average 13mm thick cement plaster under layer (1 cement : 4 coarse sand by volume) and average 7mm thick top layer of cement plaster (1 cement : 2 coarse sand by volume, sand granules of 2mm to 4mm)including preparation of base surface, sponge finishing, curing etc. all complete.
898.00 | Cement supplied by the Contractor at their cost. | 30.00 | m² |  | 456.30 | 13689.00 | 600.00 | 18000.00 | 614.00 | 18420.00 | 637.00 | 19110.00 | 938.00 | 28140.00 | 545.60 | 16368.00 | 540.00 | 16200.00 | 325.00 | 9750.00 | 548.58 | 16457.40 | 9750.00 | AMPSEPC PVT LTD
899.00 | Providing 20mm x 10mm Grooves in plastering in perfect straight line, plumb and uniform size throughout including finishing etc. all complete. | 300.00 | RM |  | 819.00 | 245700.00 | 120.00 | 36000.00 | 25.00 | 7500.00 | 25.00 | 7500.00 | 375.00 | 112500.00 | 26.40 | 7920.00 | 60.00 | 18000.00 | 285.00 | 85500.00 | 63.92 | 19176.00 | 7500.00 | Om Yash Projects Limited, TOLANI PROJECTS PVT LTD
900.00 | Providing a floating coat of neat cement @2.75Kg per Sq.M of area over plaster including preparation of surface,finishing,curing etc. all complete.
901.00 | Cement supplied by the Contractor at their cost.. | 15.00 | m² |  | 234.00 | 3510.00 | 140.00 | 2100.00 | 216.00 | 3240.00 | 221.00 | 3315.00 | 938.00 | 14070.00 | 105.60 | 1584.00 | 180.00 | 2700.00 | 275.00 | 4125.00 | 92.98 | 1394.70 | 1394.70 | KEC Spur Infrastructure Pvt. Ltd.
902.00 | ROOFING TREATMENT
903.00 | PCC 1:2:4 over concrete surfaces Providing and laying cement concrete (1 cement : 2 coarse sand : 4 aggregate) over concrete surfaces, laid to slope at all heights including, finishing, curing, tamping etc. all
904.00 | Cement supplied by the Contractor at their cost. | 24.00 | m³ |  | 7020.00 | 168480.00 | 6000.00 | 144000.00 | 5352.00 | 128448.00 | 5780.00 | 138720.00 | 938.00 | 22512.00 | 6200.00 | 148800.00 | 12600.00 | 302400.00 | 5685.00 | 136440.00 | 6741.05 | 161785.20 | 22512.00 | PRATHAM EPC PROJECTS LTD
905.00 | P/L A.P.P. modified reinforced bituminous memb. waterproofing Providing and laying 4mm thick A.P.P (atactic polypropelene) modified reinforced bituminous waterproofing membrane over terrace and parapet including cleaning and preperation of the surface consisting of making good all the cracks and damages, filling potholes/ depressions, removing weak foam concrete/ plaster and refilling with same wherever required thus preparing smooth surface of the terrace; providing and applying one coat of cold applied bitumen based primer @ 0.2 to 0.4 litre per sq. mtr.; laying the membrane by torch welding over primer, providing 100mm overlaps and appropriately pressing the membrane to remove any entrapped air, including fixing on parapet after providing 10mm x 20mm continuous groove in parapet for terminating the membrane and filling the groove with polyurethane sealant and continuing this treatment at rain water outlet points; providing finishing protective layer of 35 mm thk. P.C.C. (1:2:4) in panels of maximum size 1200mm x 1200mm chequered finish with 24 SWG chicken wiremesh interposed in between finished smooth with joints between panels sealed with suitable polyurethane sealant; providing fillets of 75 mm radius with P.C.C. (1:2:4) at junctions of horizontal and vertical surfaces finished smooth; providing 450mm x 450mm khuras (rain water collecting pits) in 1:2:4 cement concrete at all outlets, levelled down by min. 25mm, finishing, curing etc. all complete as per approved manufacturer's standard specifications and recommendations.
906.00 | Cement supplied by the contractor at their cost | 210.00 | m² |  | 7020.00 | 1474200.00 | 1200.00 | 252000.00 | 296.00 | 62160.00 | 306.00 | 64260.00 | 863.00 | 181230.00 | 1280.00 | 268800.00 | 1080.00 | 226800.00 | 978.00 | 205380.00 | 366.11 | 76883.10 | 62160.00 | Om Yash Projects Limited
907.00 | WHITEWASHING, PAINTING & POLISHING
908.00 | Providing and applying two or more coats (to give a smooth and even shade) of premium plastic emulsion paint conforming to IS:5411 of approved make and shade including cleaning and preparation of surface consisting of application of Plaster of Paris punning over entire surface, filling all holes and depressions with plaster of Paris, applying a coat of cement primer, two or more coats of oil based putty (as per manufacturer's recommendations to give a paste like putty), sandpapering etc. all complete. | 900.00 | m² |  | 187.20 | 168480.00 | 300.00 | 270000.00 | 213.00 | 191700.00 | 229.00 | 206100.00 | 338.00 | 304200.00 | 396.00 | 356400.00 | 420.00 | 378000.00 | 205.00 | 184500.00 | 92.98 | 83682.00 | 83682.00 | KEC Spur Infrastructure Pvt. Ltd.
909.00 | Providing and applying two coats of synthetic enamel paint of approved make and shade to give an even shade including cleaning and preparation of surfaces, providing 2 coats of primer, stopping and filling etc. complete. | 6.00 | m² |  | 193.05 | 1158.30 | 300.00 | 1800.00 | 224.00 | 1344.00 | 229.00 | 1374.00 | 338.00 | 2028.00 | 396.00 | 2376.00 | 714.00 | 4284.00 | 185.00 | 1110.00 | 116.23 | 697.38 | 697.38 | KEC Spur Infrastructure Pvt. Ltd.
910.00 | Providing and applying min 2 mm thick white cement and polymer based wall putty (JK Wall care/ Birla Putty/ SARA or approved equivalent) over plastered surfaces (masonry wall/ RCC) and smoothening the surface with sand paper etc., preparation of surface etc. all complete as per the approved manufacturer's recommendations and directions of Engineer-in-charge. | 50.00 | m² |  | 351.00 | 17550.00 | 110.00 | 5500.00 | 57.00 | 2850.00 | 61.00 | 3050.00 | 188.00 | 9400.00 | 193.60 | 9680.00 | 240.00 | 12000.00 | 385.00 | 19250.00 | 174.34 | 8717.00 | 2850.00 | Om Yash Projects Limited
911.00 | Providing and applying/ finishing the walls/ RCC surfaces with Premium Acrylic smooth exterior paint with silicon additives with low VOC (Volatile Organic Compound) content (Snowcryl-XT of 'Snowcem India Ltd. or approved equivalent) of required shades on new work applied in two or more coats at the rate of 1.43 ltr/ 10 sq.m over and including base coat of waterproof cement paint (of Snowcem Plus or approved equivalent) including cleaning, preparation of surfaces, curing etc. all complete. | 36851.00 | m² |  | 432.90 | 15952797.90 | 100.00 | 3685100.00 | 150.00 | 5527650.00 | 136.00 | 5011736.00 | 244.00 | 8991644.00 | 255.20 | 9404375.20 | 462.00 | 17025162.00 | 145.00 | 5343395.00 | 124.70 | 4595319.70 | 3685100.00 | JSIW INFRASTRUCTURE PRIVATE LIMITED
912.00 | ROOFING
913.00 | Providing and fixing rain water pipes with M.S. holder clamps including fixing/embedding into masonry/concrete, providing connections like shoes, vents, specials, bends etc. fixing in perfect plumb etc. all complete.
914.00 | 160mm dia O.D. Size. exposed PVC rain water pipe jointed with bonding solution of approved quality and make with pressure rating of 4kg/cm2 including clamps, connections etc. all as per approved manufacturer's details. | 18.00 | RM |  | 2574.00 | 46332.00 | 950.00 | 17100.00 | 585.00 | 10530.00 | 612.00 | 11016.00 | 713.00 | 12834.00 | 880.00 | 15840.00 | 1080.00 | 19440.00 | 555.00 | 9990.00 | 348.68 | 6276.24 | 6276.24 | KEC Spur Infrastructure Pvt. Ltd.
915.00 | 160mm dia O.D. Size. embedded PVC rain water pipe jointed with bonding solution of approved quality and make with pressure rating of 4kg/cm2 including clamps, connections etc. all as per approved manufacturer's details | 18.00 | RM |  | 2574.00 | 46332.00 | 950.00 | 17100.00 | 580.00 | 10440.00 | 612.00 | 11016.00 | 713.00 | 12834.00 | 880.00 | 15840.00 | 1440.00 | 25920.00 | 555.00 | 9990.00 | 348.68 | 6276.24 | 6276.24 | KEC Spur Infrastructure Pvt. Ltd.
916.00 | SANITARY FITTINGS & FIXTURES
917.00 | Providing and fixing white glazed Earthenware Orissa pan type water closet with integral footrest of 550mmx440mm size conforming to IS : 2556, Part - III including glazed earthenware flushing cistern supported on MS brackets conforming to IS:774 of 10 litre capacity with CP brass handles,32mm dia telescopic flush pipe with fittings & clamps,15 mm dia overflow pipe with mosquitoproof net,15mm dia PVC connection pipe 450mm long,painting of all exposed metalic surfaces with 2 coats of approved shade and quality synthetic enamel paint (ICI or approved equivalent) over a priming coat of approved qualityred oxide zinc chromate, cutting walls, floors and making good of same,finishing, soldered joints, making inlet/ outlet connections,providing min. 150mm thick sand cushion, finishing etc. all complete. | 3.00 | nos |  | 11115.00 | 33345.00 | 8500.00 | 25500.00 | 11817.00 | 35451.00 | 12240.00 | 36720.00 | 4125.00 | 12375.00 | 4840.00 | 14520.00 | 2640.00 | 7920.00 | 6500.00 | 19500.00 | 2324.50 | 6973.50 | 6973.50 | KEC Spur Infrastructure Pvt. Ltd.
918.00 | Providing and fixing white glazed Earthen ware double trap, syphonic pattern wash down water closet conforming to IS : 2556 Part II including white plastic solid seat and cover conforming to IS : 2548, CP brass hinges and rubber buffers,10 litres capacity glazed Earthenware low level cistern conforming to IS:774 with internal overflow system & fittings,CP brass 40mm dia flush pipe,15 mm dia ,450mm long PVC connection pipe,ball valve, painting of all exposed matalic surfaces with 2 coats of approved shade and quality synthetic enamel paint (ICI or approved equivalent) over a priming coat of approved quality red oxide zinc chromate, cutting walls, floors and making good of same, making inlet and outlet connections, finishing etc. all complete. | 3.00 | nos |  | 10062.00 | 30186.00 | 19000.00 | 57000.00 | 14117.00 | 42351.00 | 15300.00 | 45900.00 | 9375.00 | 28125.00 | 9240.00 | 27720.00 | 4200.00 | 12600.00 | 8500.00 | 25500.00 | 4067.88 | 12203.64 | 12203.64 | KEC Spur Infrastructure Pvt. Ltd.
919.00 | Providing and fixing white glazed ceramic, flat back half stall type Urinals of 610mm x 400mm x 380mm size conforming to IS:2556 Part-VI including automatic glazed Earthenware cistern for every one 15mm dia CP brass cistern outlet 750mm long,32mm dia GI waste pipe with brass union,CP brass bottle trap,CP brass spreader,tee,distribution pipe etc.,MS brackets for cistern, painting of all exposed mettalic surface with 2 coats of approved shade and quality synthetic enamel paint (ICI or approved equivalent) over a priming coat of approved quality red oxide zinc chromate, making inlet and outlet connections, fixing with C.P. brass screws, finishing etc. all complete.
920.00 | One urinal.(with 5 litre capacity cistern) | 3.00 | nos |  | 17550.00 | 52650.00 | 14000.00 | 42000.00 | 7962.00 | 23886.00 | 8415.00 | 25245.00 | 8625.00 | 25875.00 | 5720.00 | 17160.00 | 4800.00 | 14400.00 | 12500.00 | 37500.00 | 6392.38 | 19177.14 | 14400.00 | Ace Pipeline Contracts Pvt Ltd
921.00 | Marble Partition
922.00 | Providing and fixing minimum 17mm thick, marble partitions (approved quality & shade) with round edges for urinals including cutting walls, inserting (upto 100mm depth) and fixing the slab with Cement Mortar (1 cement : 3 coarse sand by volume). fixing with M.S. channels at bottom, suitably embedded in wall with grouting, painting all exposed metallic surfaces with 2 coats of approved shade and quality synthetic enamel paint (ICI or approved equivalent) over an approved quality priming of red oxide zinc chromate, making good of all damaged work,finishing etc. all complete. | 3.00 | m² |  | 3510.00 | 10530.00 | 5500.00 | 16500.00 | 2886.00 | 8658.00 | 3060.00 | 9180.00 | 4125.00 | 12375.00 | 2100.00 | 6300.00 | 3000.00 | 9000.00 | 9800.00 | 29400.00 | 1278.48 | 3835.44 | 3835.44 | KEC Spur Infrastructure Pvt. Ltd.
923.00 | Providing and fixing glazed Earthenware Hand Wash Basin with antisplash rims on 3 sides, of 550mm x 400mm size conforming to IS : 2556 Part-IV, including approved M.S./C.I. brackets conforming to IS : 775, one 15mm dia CP brass pillar cock, rubber plug with CP brass chain,32mm CP Waste fitting of standard pattern pipe with 32mm dia GI pipe, C.P. brass bottle trap, cutting walls, floors and making good the same, painting all exposed metallic surfaces with 2 coats of approved shade and quality synthetic enamel paint (ICI or approved equivalent) over an approved quality priming coat of red oxide zinc chromate making all connections, finishing etc. all complete.
924.00 | Providing Handwash basin of white glazed earthen-ware. | 3.00 | nos |  | 3042.00 | 9126.00 | 11500.00 | 34500.00 | 7261.00 | 21783.00 | 7650.00 | 22950.00 | 7500.00 | 22500.00 | 4840.00 | 14520.00 | 4800.00 | 14400.00 | 6200.00 | 18600.00 | 4067.88 | 12203.64 | 9126.00 | Advance Infrastrurctures Pvt Ltd
925.00 | Glass Shelf
926.00 | Providing and fixing 600mm x 120mm x 4mm thick Glass shelf of approved quality with CP brass bracket and guard rails including fixing to wall with wooden cleats and CP brass screws, cutting walls and making good the same, finishing etc.all complete. | 6.00 | nos |  | 1322.10 | 7932.60 | 6500.00 | 39000.00 | 2914.00 | 17484.00 | 3060.00 | 18360.00 | 1125.00 | 6750.00 | 1760.00 | 10560.00 | 1500.00 | 9000.00 | 1775.00 | 10650.00 | 581.13 | 3486.78 | 3486.78 | KEC Spur Infrastructure Pvt. Ltd.
927.00 | Towel Rail
928.00 | Providing and fixing approved quality chromium plated brass towel rail of 20mm dia, 600mm length and 1.25mm thickness including fixing to wall with wooden cleats and CP brass screws, cutting walls and making good the same, finishing etc. all complete. | 6.00 | nos |  | 3159.00 | 18954.00 | 1200.00 | 7200.00 | 1410.00 | 8460.00 | 1530.00 | 9180.00 | 1125.00 | 6750.00 | 1320.00 | 7920.00 | 1620.00 | 9720.00 | 1250.00 | 7500.00 | 1104.14 | 6624.84 | 6624.84 | KEC Spur Infrastructure Pvt. Ltd.
929.00 | Soap Container
930.00 | Providing and fixing approved quality chromium plated liquid soap container including fixing to wall with wooden cleats and CP brass screws, cutting walls and making good the same,finishing etc. all complete. | 6.00 | nos |  | 2457.00 | 14742.00 | 1800.00 | 10800.00 | 972.00 | 5832.00 | 1020.00 | 6120.00 | 1125.00 | 6750.00 | 352.00 | 2112.00 | 840.00 | 5040.00 | 1650.00 | 9900.00 | 1046.03 | 6276.18 | 2112.00 | M/s. Megha Engineering and Infrastructures Ltd
931.00 | Providing and fixing Heavy grade Bib cocks/ stop cocks of spring loaded self closing type conforming to IS : 781 including making connections, cutting walls and making good the same etc. all complete.
932.00 | 15mm dia CP Brass stop cock. | 10.00 | nos |  | 690.30 | 6903.00 | 2600.00 | 26000.00 | 1471.00 | 14710.00 | 1530.00 | 15300.00 | 1388.00 | 13880.00 | 704.00 | 7040.00 | 420.00 | 4200.00 | 1150.00 | 11500.00 | 1162.25 | 11622.50 | 4200.00 | Ace Pipeline Contracts Pvt Ltd
933.00 | 15mm dia CP Brass bib cock. | 10.00 | nos |  | 1111.50 | 11115.00 | 2400.00 | 24000.00 | 1499.00 | 14990.00 | 1530.00 | 15300.00 | 1388.00 | 13880.00 | 1056.00 | 10560.00 | 900.00 | 9000.00 | 1150.00 | 11500.00 | 1743.38 | 17433.80 | 9000.00 | Ace Pipeline Contracts Pvt Ltd
934.00 | Glazed Half round Channel
935.00 | Providing and fixing white glazed half round channel of 100mm dia in slope with white cement slurry, finishing etc.all complete. | 6.00 | RM |  | 585.00 | 3510.00 | 6000.00 | 36000.00 | 713.00 | 4278.00 | 765.00 | 4590.00 | 1163.00 | 6978.00 | 1500.00 | 9000.00 | 2400.00 | 14400.00 | 1650.00 | 9900.00 | 1046.03 | 6276.18 | 3510.00 | Advance Infrastrurctures Pvt Ltd
936.00 | Providing and fixing CP brass shower rose conforming to IS-2064:
937.00 | 100mm dia shower rose. | 6.00 | nos |  | 4095.00 | 24570.00 | 3200.00 | 19200.00 | 2910.00 | 17460.00 | 3060.00 | 18360.00 | 1650.00 | 9900.00 | 1500.00 | 9000.00 | 540.00 | 3240.00 | 1725.00 | 10350.00 | 2324.50 | 13947.00 | 3240.00 | Ace Pipeline Contracts Pvt Ltd
938.00 | Toilet Paper Holder
939.00 | Providing and fixing CP Brass Toilet paper holder of approved make with CP brass brackets including fixing to wall with wooden cleats, CP brass screws,cutting walls and making good the same, finishing etc. all complete. | 6.00 | nos |  | 1755.00 | 10530.00 | 1400.00 | 8400.00 | 717.00 | 4302.00 | 765.00 | 4590.00 | 1125.00 | 6750.00 | 528.00 | 3168.00 | 840.00 | 5040.00 | 750.00 | 4500.00 | 1046.03 | 6276.18 | 3168.00 | M/s. Megha Engineering and Infrastructures Ltd
940.00 | Stainless steel Kitchen/ Laboratory sink
941.00 | Providing and fixing stainless steel Kitchen/ Laboratory sink of approx. Size 610mm x 450mm x 200mm made of min. 1mm thick stainless steel sheet of `Salem Steel' or equivalent supported on and including M.S. brackets conforming to IS: 775; one 15mm dia C.P brass long body bib cock (if fixed to wall) or swivel type pillar cock (if fixed to counter), 15mm dia PVC/ G.I. connections to floor trap with unions etc.; painting all exposed metallic surfaces with min. 2 coats of synthetic enamel paint of approved make and shade over acoat of red oxide zinc chromate primer; cutting floor, walls, counter etc. and making good the same, making all connections, finishing etc. all complete. | 6.00 | nos |  | 5850.00 | 35100.00 | 14000.00 | 84000.00 | 8895.00 | 53370.00 | 9180.00 | 55080.00 | 7500.00 | 45000.00 | 3700.00 | 22200.00 | 4200.00 | 25200.00 | 1725.00 | 10350.00 | 6973.50 | 41841.00 | 10350.00 | AMPSEPC PVT LTD
942.00 | 17mm thick polished granite stone partitions
943.00 | Providing and fixing minimum 17mm thick polished granite stone partitions (in approved quality, shade and design/ shape) with round edges for urinals including cutting walls, inserting (up to 100mm depth) and fixing the slab with Cement Mortar (1 cement : 3 coarse sand by volume), making good of all damaged work, finishing etc. all complete | 4.00 | m² |  | 351.00 | 1404.00 | 4500.00 | 18000.00 | 3617.00 | 14468.00 | 3825.00 | 15300.00 | 4125.00 | 16500.00 | 2200.00 | 8800.00 | 3000.00 | 12000.00 | 1380.00 | 5520.00 | 4067.88 | 16271.52 | 1404.00 | Advance Infrastrurctures Pvt Ltd
944.00 | round edged mirror of 6mm thick
945.00 | Providing and fixing round edged mirror of 6mm thick float glass with 6mm thick waterproof marine ply backing and rounded/ beveled edging, fixed on wall with wooden cleats and CP brass screws including cutting walls/ tiles, making good the same, finishing etc. all complete. | 4.00 | m² |  | 6084.00 | 24336.00 | 5500.00 | 22000.00 | 2857.00 | 11428.00 | 3060.00 | 12240.00 | 3375.00 | 13500.00 | 704.00 | 2816.00 | 1020.00 | 4080.00 | 1550.00 | 6200.00 | 6392.38 | 25569.52 | 2816.00 | M/s. Megha Engineering and Infrastructures Ltd
946.00 | CP Brass hand shower
947.00 | Providing and fixing CP Brass hand shower (health Faucet, of Jaquar or approved equivalent ) with 8 mm Dia, 1 metre long PVC Tube and Wall hook in approved colour and finish with all necessary fittings etc. all complete. | 4.00 | nos |  | 8073.00 | 32292.00 | 2200.00 | 8800.00 | 4291.00 | 17164.00 | 4590.00 | 18360.00 | 1500.00 | 6000.00 | 484.00 | 1936.00 | 1800.00 | 7200.00 | 1380.00 | 5520.00 | 813.58 | 3254.32 | 1936.00 | M/s. Megha Engineering and Infrastructures Ltd
948.00 | chromium plated brass towel ring
949.00 | Providing and fixing approved quality chromium plated brass towel ring of 150mm dia including fixing to wall with wooden cleats and CP brass screws, cutting walls and making good the same, finishing etc. all complete. | 4.00 | nos |  | 3744.00 | 14976.00 | 950.00 | 3800.00 | 1463.00 | 5852.00 | 1530.00 | 6120.00 | 1388.00 | 5552.00 | 1056.00 | 4224.00 | 1200.00 | 4800.00 | 1380.00 | 5520.00 | 581.13 | 2324.52 | 2324.52 | KEC Spur Infrastructure Pvt. Ltd.
950.00 | chromium plated brass towel rack
951.00 | Providing and fixing approved quality chromium plated brass towel rack with towel rail, of 250mm width and 600mm length including fixing to wall with wooden cleats and CP brass screws, cutting walls and making good the same, finishing etc. all complete. | 4.00 | nos |  | 3802.50 | 15210.00 | 1500.00 | 6000.00 | 4276.00 | 17104.00 | 4590.00 | 18360.00 | 938.00 | 3752.00 | 396.00 | 1584.00 | 3600.00 | 14400.00 | 575.00 | 2300.00 | 1046.03 | 4184.12 | 1584.00 | M/s. Megha Engineering and Infrastructures Ltd
952.00 | chromium plated brass Soap dish
953.00 | Providing and fixing approved quality chromium plated brass Soap dish of 100mm width and 130mm length including fixing to wall with wooden cleats and CP brass screws, cutting walls and making good the same, finishing etc. all complete. | 4.00 | nos |  | 2574.00 | 10296.00 | 900.00 | 3600.00 | 743.00 | 2972.00 | 765.00 | 3060.00 | 1125.00 | 4500.00 | 704.00 | 2816.00 | 840.00 | 3360.00 | 1150.00 | 4600.00 | 1104.14 | 4416.56 | 2816.00 | M/s. Megha Engineering and Infrastructures Ltd
954.00 | C.P. brass 2 way bib cock quarter turn type for health faucet
955.00 | Providing, fixing, testing and commissioning C.P. brass 2 way bib cock quarter turn type for health faucet of approved make or equivalent 15 mm nominal bore, all complete as per standard design, specifications and direction of Engineer-in-charge. | 6.00 | nos |  | 3510.00 | 21060.00 | 2300.00 | 13800.00 | 3641.00 | 21846.00 | 3825.00 | 22950.00 | 1650.00 | 9900.00 | 1584.00 | 9504.00 | 2640.00 | 15840.00 | 6200.00 | 37200.00 | 1743.38 | 10460.28 | 9504.00 | M/s. Megha Engineering and Infrastructures Ltd
956.00 | C.P. brass wall mount Lavatory faucet mixer for wash basin
957.00 | Providing, fixing, testing and commissioning C.P. brass wall mount Lavatory faucet mixer for wash basin of following make or approved equivalent 15 mm nominal bore, all complete as per standard design, specifications and direction of Engineer-in-charge. | 6.00 | nos |  | 3568.50 | 21411.00 | 3200.00 | 19200.00 | 7809.00 | 46854.00 | 8415.00 | 50490.00 | 3750.00 | 22500.00 | 2100.00 | 12600.00 | 5400.00 | 32400.00 | 3700.00 | 22200.00 | 987.91 | 5927.46 | 5927.46 | KEC Spur Infrastructure Pvt. Ltd.
958.00 | Glass shelf
959.00 | "Providing and fixing 600mm x 120mm x 6mm thick Glass shelf of approved quality with 'D' or 'F' bracket (Stainless Steel 202 grade) and guard rails including fixing to wall with plastic rawl plugs and SS screws, drilling walls and making good the same, finishing etc., all complete. | 4.00 | nos |  | 2925.00 | 11700.00 | 3500.00 | 14000.00 | 2819.00 | 11276.00 | 3060.00 | 12240.00 | 1500.00 | 6000.00 | 396.00 | 1584.00 | 1560.00 | 6240.00 | 3700.00 | 14800.00 | 1046.03 | 4184.12 | 1584.00 | M/s. Megha Engineering and Infrastructures Ltd
960.00 | FALSE CEILING, FALSE FLOORING, UNDERDECK INSULATION, PARTITIONING
961.00 | Providing and fixing False Ceiling grid framework for supporting ceiling tiles consisting of main and cross runners supported from roof slab at desired height in desired pattern including finishing, making the frame work perfectly levelled and aligned etc. all complete.
962.00 | Anodised (25 micron) aluminium grid framework consisting of extruded anodized aluminium ( 2.50mm thick) main runners (`T'shaped, 25mm x 35mm size), cross runners (`T'shaped 25mm x 25mm size),Wall angles including suspending the main runners @ 600mm c/c max, by means of 6mm dia M.S. hooks slotted in 25mm x 25mmx3mm thick M.S. angle fixed to roof slab with dash fasteners and connected to 3mm thick M.S. clamp (connected to main runners with 25mm long M.S. Nut) with levelling nut @ 1200mm c/c max. assembling the main and cross runners by means of aluminium angle cleats inter locking each other to forn the grid work of 600mm of 600mm size (max) fixing the aluminium wall angles with dash fastners etc. all complete. | 8.00 | m² |  | 1053.00 | 8424.00 | 9500.00 | 76000.00 | 4372.00 | 34976.00 | 4590.00 | 36720.00 | 4500.00 | 36000.00 | 2200.00 | 17600.00 | 4680.00 | 37440.00 | 4025.00 | 32200.00 | 2556.95 | 20455.60 | 8424.00 | Advance Infrastrurctures Pvt Ltd
963.00 | underdeck insulation consisting of rigid Polyisocyanurate foam (PIR) slabs
964.00 | Providing and fixing in position underdeck insulation consisting of rigid Polyisocyanurate foam (PIR) slabs of size 1000 x 500mm and thickness of 30mm (covered on one side with glass fibre tissue/ Aluminium foil having 50mm overlap) conforming to IS:12436 having density not less than 32 kg./ Cu. M., thermal conductivity (K- value) not more than 0.023 w/mk measured at 10 deg. C; classified as 'Class I' for surface spread of flame as per BS 476, part 7; fixed to R.C.C. slab by hot blow grade bitumen of 85/25 grade or cold adhesive CPRX applied over a coat of bituminous primer @ 0.5 Litres/ Sq.M. applied to bare R.C.C. surface and to the two surface of each PIR panel and pressed in position (while the bitumen is still tacky) with the help of G.I. screws (No. 8 x 75mm long) fixed into rawl plugs (holes in R.C.C. for the rawl plugs shall be drilled prior to applying coat of bituminous primer) of size 8 x 25mm inserted (5 nos. for each slab- One each at 4 corners and one at center) and G.I washers 25mm dia; including covering the overlaps with approved quality sealing compound (MAS-94 or equivalent); chicken wire mesh 24G x 19mm shall then be fixed to G.I screws and tightened with lacing wire; including preparation of surface consisting of cleaning R.C.C surface of all dust, dirt and loose particles by wire brushing; etc. all complete as per approved manufacturer's standard specifications and recommendations. | 8.00 | m² |  | 2123.55 | 16988.40 | 4500.00 | 36000.00 | 3552.00 | 28416.00 | 3825.00 | 30600.00 | 3750.00 | 30000.00 | 1100.00 | 8800.00 | 1800.00 | 14400.00 | 3450.00 | 27600.00 | 5230.13 | 41841.04 | 8800.00 | M/s. Megha Engineering and Infrastructures Ltd
965.00 | Providing and fixing false ceiling at all height including providing and fixing of frame work made of special sections, power pressed from M.S. sheets and galvanized with zinc coating of 120 gms/sqm (both side inclusive) as per IS : 277 and consisting of angle cleats of size 25 mm wide x 1.6 mm thick with flanges of 27 mm and 37mm, at 1200 mm centre to centre, one flange fixed to the ceiling with dash fastener 12.5 mm dia x 50mm long with 6mm dia bolts, other flange of cleat fixed to the angle hangers of 25x10x0.50 mm of required length with nuts & bolts of required size and other end of angle hanger fixed with intermediate G.I. channels 45x15x0.9 mm running at the spacing of 1200 mm centre to centre, to which the ceiling section 0.5 mm thick bottom wedge of 80 mm with tapered flanges of 26 mm each having lips of 10.5 mm, at 450 mm centre to centre, shall be fixed in a direction perpendicular to G.I. intermediate channel with connecting clips made out of 2.64 mm dia x 230 mm long G.I. wire at every junction, including fixing perimeter channels 0.5 mm thick 27 mm high having flanges of 20 mm and 30 mm long, the perimeter of ceiling fixed to wall/partition with the help of rawl plugs at 450 mm centre, with 25mm long dry wall screws @ 230 mm interval, including fixing of gypsum board to ceiling section and perimeter channel with the help of dry wall screws of size 3.5 x 25 mm at 230 mm c/c, including jointing and finishing to a flush finish of tapered and square edges of the board with recomme-nded jointing compound , jointing tapes , finishing with jointing compound in 3 layers covering upto 150 mm on both sides of joint and two coats of primer suitable for board, all as per manufacturer¿s specification and also including the cost of making openings for light fittings, grills, diffusers, cutouts made with frame of perimeter channels suitably fixed, all complete as per drawings, specification and direction of the Engineer in Charge but excluding the cost of painting with:
966.00 | 12.5 mm thick tapered edge gypsum fire resistant board conforming to IS: 2095- Part I | 15.00 | m² |  | 2281.50 | 34222.50 | 3000.00 | 45000.00 | 2136.00 | 32040.00 | 2295.00 | 34425.00 | 825.00 | 12375.00 | 880.00 | 13200.00 | 4800.00 | 72000.00 | 2875.00 | 43125.00 | 2324.50 | 34867.50 | 12375.00 | PRATHAM EPC PROJECTS LTD
967.00 | 12.5 mm thick tapered edge gypsum moisture resistant board | 10.00 | m² |  | 2457.00 | 24570.00 | 3000.00 | 30000.00 | 2499.00 | 24990.00 | 2550.00 | 25500.00 | 825.00 | 8250.00 | 880.00 | 8800.00 | 4800.00 | 48000.00 | 2875.00 | 28750.00 | 2324.50 | 23245.00 | 8250.00 | PRATHAM EPC PROJECTS LTD
968.00 | Providing and fixing tiled false ceiling of approved materials of size 595x595 mm in true horizontal level, suspended on inter locking metal grid of hot dipped galvanized steel sections ( galvanized @ 120 grams/ sqm, both side inclusive) consisting of main ¿T¿ runner with suitably spaced joints to get required length and of size 24x38 mm made from 0.30 mm thick (minimum) sheet, spaced at 1200 mm center to center and cross ¿T¿ of size 24x25 mm made of 0.30 mm thick (minimum) sheet, 1200 mm long spaced between main ¿T¿ at 600 mm center to center to form a grid of 1200x600 mm and secondary cross ¿T¿ of length 600 mm and size 24x25 mm made of 0.30 mm thick (minimum) sheet to be interlocked at middle of the 1200x600 mm panel to form grids of 600x600 mm and wall angle of size 24x24x0.3 mm and laying false ceiling tiles of approved texture in the grid including, required cutting/making, opening for services like diffusers, grills, light fittings, fixtures, smoke detectors etc. Main ¿T¿ runners to be suspended from ceiling using GI slotted cleats of size 27 x 37 x 25 x1.6 mm fixed to ceiling with 12.5 mm dia and 50 mm long dash fasteners, 4 mm GI adjustable rods with galvanised butterfly level clips of size 85 x 30 x 0.8 mm spaced at 1200 mm center to center along main T, bottom exposed width of 24 mm of all T-sections shall be pre-painted with polyester paint, all complete for all heights as per specifications, drawings and as directed by Engineer-in-charge.
969.00 | 12.5 mm thick square edge PVC Laminated Gypsum Tile of size 595x595 mm, made of Gypsum plasterboard, manufactured from natural gypsum as per IS 2095 part I and laminated with white 0.16mm thick fire retardant PVC film on the face side and 12micron metalized polyester on the back side with all edges sealed with the face side PVC film which goes around and wraps the edges and is bonded to the edges and the back side metalized polyester film so as to make the tile a completely sealed unit. | 15.00 | m² |  | 819.00 | 12285.00 | 2500.00 | 37500.00 | 2786.00 | 41790.00 | 2890.00 | 43350.00 | 938.00 | 14070.00 | 546.00 | 8190.00 | 5400.00 | 81000.00 | 2750.00 | 41250.00 | 2324.50 | 34867.50 | 8190.00 | M/s. Megha Engineering and Infrastructures Ltd
970.00 | MISCELLANEOUS ITEMS
971.00 | Sealing 25mm thick, 50mm wide expansion joints with premium grade two part poly-sulphide sealant (based on LP liquid sulphide) over and including primer (specially developed for use with polysulphide sealant material and as approved) and back-up materials of polyethylene strip or other bondbreaker (all as per manufacturer's specification), sealant being mixed (the base and the curing agent thoroughly mixed with slow speed electric mixer) and applied by sealant gun and `sealant application kit' including drying of surfaces before application by wire brushing, finishing etc. all complete. | 15.00 | RM |  | 819.00 | 12285.00 | 450.00 | 6750.00 | 734.00 | 11010.00 | 765.00 | 11475.00 | 3750.00 | 56250.00 | 880.00 | 13200.00 | 102.00 | 1530.00 | 675.00 | 10125.00 | 116.23 | 1743.45 | 1530.00 | Ace Pipeline Contracts Pvt Ltd
972.00 | Providing and laying plinth protection around the building perimeter consisting of a layer of 150mm thick compacted sand and 100mm thick M-15 grade concrete top layer laid to slope including trowel finishing the top layer, finishing, curing including excavation, disposal of Earth work, etc. all complete.
973.00 | Cement supplied by the Contractor at their cost. | 105.00 | m² |  | 1404.00 | 147420.00 | 1050.00 | 110250.00 | 1539.00 | 161595.00 | 1572.00 | 165060.00 | 3375.00 | 354375.00 | 396.00 | 41580.00 | 1500.00 | 157500.00 | 680.00 | 71400.00 | 548.58 | 57600.90 | 41580.00 | M/s. Megha Engineering and Infrastructures Ltd
974.00 | Providing and laying plinth protection with Bldg. drain as per EIL STD. No. 7-75-0065 consisting of
975.00 | Plinth protection of PCC (1:3:6) laid over rammed earth to slope and trowel finished. Cement supplied by the Contractor at their cost. | 102.00 | m² |  | 1170.00 | 119340.00 | 1800.00 | 183600.00 | 1475.00 | 150450.00 | 1530.00 | 156060.00 | 3375.00 | 344250.00 | 484.00 | 49368.00 | 2100.00 | 214200.00 | 1150.00 | 117300.00 | 488.15 | 49791.30 | 49368.00 | M/s. Megha Engineering and Infrastructures Ltd
976.00 | Building drain consisting of brick work, PCC (1:3:6) laid over rammed earth and finished with 15mm thick plain cement plaster topped with neat cement finish @ 2.75kg. of cement per Sq.M of area including finishing curing etc. all complete. Cement supplied by the Contractor at their cost. | 105.00 | m² |  | 4446.00 | 466830.00 | 650.00 | 68250.00 | 1428.00 | 149940.00 | 1530.00 | 160650.00 | 1875.00 | 196875.00 | 2200.00 | 231000.00 | 2400.00 | 252000.00 | 1350.00 | 141750.00 | 2196.65 | 230648.25 | 68250.00 | JSIW INFRASTRUCTURE PRIVATE LIMITED
977.00 | Extra for providing 600mm long MS grating drain cover as per EIL STD No. 7-75-0065 made of 40mm x 6mm M.S. flat framework with 40mm x 6mm MS flats welded @ 35mm c/c including providing & fixing 50mm x 50mm x 6mm M.S. angle frame fixed to concrete portion of the drain. | 175.00 | nos |  | 9126.00 | 1597050.00 | 4500.00 | 787500.00 | 1536.00 | 268800.00 | 1572.00 | 275100.00 | 5625.00 | 984375.00 | 1408.00 | 246400.00 | 3120.00 | 546000.00 | 5500.00 | 962500.00 | 4067.88 | 711879.00 | 246400.00 | M/s. Megha Engineering and Infrastructures Ltd
978.00 | 50mm dia GI pipe spouts
979.00 | Providing and fixing in position 50mm dia GI pipe spouts to slope for drainage of canopy, chajja etc., including puncturing the masonry /RCC and grouting with M-15 grade concrete, finishing etc. all complete. | 3.00 | RM |  | 585.00 | 1755.00 | 650.00 | 1950.00 | 569.00 | 1707.00 | 612.00 | 1836.00 | 938.00 | 2814.00 | 1056.00 | 3168.00 | 600.00 | 1800.00 | 1850.00 | 5550.00 | 406.79 | 1220.37 | 1220.37 | KEC Spur Infrastructure Pvt. Ltd.
980.00 | Providing and fixing hand railing up to 1000mm high above finished floor level over stair and landing consisting of one 25mm square M.S. baluster embedded or fixed to floor/steps by 6mm thk. x 20mm wide M.S. clamps anchored into floor/ steps in floor and each step grouted with M-15 grade concrete in cut out of 50mm x 50mm x 100mm size block, teakwood moulded/ M.S. pipe handrail fixed on baluster, 40mm x 40mm x 6mm M.S. flat shoe welded at the bottom of baluster, including painting the balusters, M.S. surfaces with double coating of approved shade and make synthetic enamel paint over a coat of approved quality red oxide zinc chromate primer coat, finishing etc. all complete. (Only length of top handrail shall be considered for payment, not the cumulative length of individual members).
981.00 | 32 mm dia N.B. (medium) M.S. pipe handrail welded to baluster and painted with double coating of synthetic enamel paint over priming coat as per EIL STD NO. 7-75-0036. | 15.00 | RM |  | 2223.00 | 33345.00 | 1800.00 | 27000.00 | 2407.00 | 36105.00 | 2550.00 | 38250.00 | 1875.00 | 28125.00 | 1320.00 | 19800.00 | 900.00 | 13500.00 | 1150.00 | 17250.00 | 2324.50 | 34867.50 | 13500.00 | Ace Pipeline Contracts Pvt Ltd
982.00 | 1000 mm high satin finish stainless steel (SS 304 grade) tubular railing
983.00 | Supplying, assembling and installing 1000 mm high satin finish stainless steel (SS 304 grade) tubular railing of approved design in staircases, ramps, around floor cut outs etc. consisting of: 1. 50mm dia SS pipe top handrail 2. 32 mm dia SS pipe balusters (at every third step for staircase, @ maximum 1200mm c/c for ramp, floor cutouts) 3. 3 nos minimum 18mm dia SS pipe intermediate handrails. Including: 1. Fixing balusters to floor with 4 nos bolts änd 8mm thick, 100mm dia SS base plate & SS cap/collar. 2. Fixing top handrail to the balusters with 12mm dia SS bar connector & 6mm thick SS saddle plate. 3. Fixing intermediate handrails to the balusters with 12mm dia SS bar connector. 4. All end caps, decorative caps over balustrades,necessary bending, welding, polishing of all welded joints (Length of top handrail shall be measured for payment). | 15.00 | RM |  | 3100.50 | 46507.50 | 1800.00 | 27000.00 | 5914.00 | 88710.00 | 6120.00 | 91800.00 | 2625.00 | 39375.00 | 2816.00 | 42240.00 | 7200.00 | 108000.00 | 5500.00 | 82500.00 | 4067.88 | 61018.20 | 27000.00 | JSIW INFRASTRUCTURE PRIVATE LIMITED
984.00 | Steel Entrance Gates
985.00 | Providing and fixing in position Steel Entrance Gates consisting of 40mm x 80mm x 3.2mm M.S. tubular frame, 80mm x 40mm x 3.2mm rectangular M.S. hollow sections & 32x32x2.6 mm MS rectangular hollow sections, both horizontal & vertical members welded to the framework and intermediate curved rectangular hollow section as per standard design, locking arrangement, 25mm thick, 75mm dia M.S. wheel with ball bearing including fixing the gate to RCC/ masonry by M.S. hinge arrangement (fabricated/ machined as per detail) and M.S. hold fast (25 x 6 x 200mm long) grouted with M-20 grade concrete, providing and fixing M.S. pivot, 50mm x 50mm x 6mm M.S. Tee bent to shape and embedded in road surface for gate opening track, gate stopper, painting the gate with approved shade and quality synthetic enamel paint (two coats) and a coat of approved quality primer, ensuring smooth operation of the gate etc. all complete as per EIL- STD-No. 7-75-0054. | 48.00 | m² |  | 8775.00 | 421200.00 | 5500.00 | 264000.00 | 4169.00 | 200112.00 | 4335.00 | 208080.00 | 1500.00 | 72000.00 | 9500.00 | 456000.00 | 21000.00 | 1008000.00 | 3350.00 | 160800.00 | 11041.38 | 529986.24 | 72000.00 | PRATHAM EPC PROJECTS LTD
986.00 | ALUMINIUM LOUVERS: Providing & fixing Louvered portion of Aluminium windows/ ventilators made of heavy duty louvers of Aluminium sections (of approved quality) with similar finishing of windows/ ventilator | 10.00 | sqm |  | 3510.00 | 35100.00 | 10500.00 | 105000.00 | 7441.00 | 74410.00 | 8075.00 | 80750.00 | 4125.00 | 41250.00 | 2640.00 | 26400.00 | 15000.00 | 150000.00 | 2750.00 | 27500.00 | 6392.38 | 63923.80 | 26400.00 | M/s. Megha Engineering and Infrastructures Ltd
987.00 | CIVIL, STRUCTURE AND ARCHITECTURE
988.00 | CLADDING WORK
989.00 | Providing and fixing Ist quality ceramic glazed wall tiles conforming to IS: 15622 (thickness to be specified by the manufacturer), of approved make, in all colours, shades except burgundy, bottle green, black of any size as approved by Engineer-in-Charge, in skirting, risers of steps and dados, over 12 mm thick bed of cement mortar 1:3 (1 cement : 3 coarse sand) and jointing with grey cement slurry @ 3.3kg per sqm, including pointing in white cement mixed with pigment of matching shade complete. | 200.00 | sqm |  | 1602.90 | 320580.00 | 1400.00 | 280000.00 | 1716.00 | 343200.00 | 1900.00 | 380000.00 | 1088.00 | 217600.00 | 880.00 | 176000.00 | 1740.00 | 348000.00 | 1150.00 | 230000.00 | 1569.04 | 313808.00 | 176000.00 | M/s. Megha Engineering and Infrastructures Ltd
990.00 | FLOORING
991.00 | Providing and laying Vitrified tiles in different sizes (thickness to be specified by the manufacturer), with water absorption less than 0.08% and conforming to IS: 15622, of approved brand & manufacturer, in all colours and shade, in skirting, riser of steps, laid with cement based high polymer modified quick set tile adhesive (water based) conforming to IS: 15477, in average 6 mm thickness, including grouting of joints (Payment for grouting of joints to be made separately).
992.00 | Size of Tile 600x600 mm | 25.00 | sqm |  | 1989.00 | 49725.00 | 2100.00 | 52500.00 | 1870.00 | 46750.00 | 2000.00 | 50000.00 | 1012.00 | 25300.00 | 1320.00 | 33000.00 | 900.00 | 22500.00 | 1215.00 | 30375.00 | 1278.48 | 31962.00 | 22500.00 | Ace Pipeline Contracts Pvt Ltd
993.00 | Grouting the joints of flooring tiles having joints of 3 mm width, using epoxy grout mix of 0.70 kg of organic coated filler of desired shade (0.10 kg of hardener and 0.20 kg of resin per kg), including filling / grouting and finishing complete as per direction of Engineer-in-charge.
994.00 | Size of Tile 600x600 mm | 110.00 | sqm |  | 1813.50 | 199485.00 | 400.00 | 44000.00 | 1835.00 | 201850.00 | 2000.00 | 220000.00 | 338.00 | 37180.00 | 1920.00 | 211200.00 | 900.00 | 99000.00 | 1215.00 | 133650.00 | 232.45 | 25569.50 | 25569.50 | KEC Spur Infrastructure Pvt. Ltd.
995.00 | Providing and laying Vitrified tiles in floor with different sizes (thickness to be specified by the manufacturer), with water absorption less than 0.08% and conforming to IS:15622, of approved brand & manufacturer, in all colours and shade, laid with cement based high polymer modified quick set tile adhesive (water based) conforming to IS : 15477, in average 6 mm thickness, including grouting of joints (Payment for grouting of joints to be made separately).
996.00 | Size of Tile 600x600 mm | 110.00 | sqm |  | 1989.00 | 218790.00 | 2100.00 | 231000.00 | 2090.00 | 229900.00 | 2200.00 | 242000.00 | 1013.00 | 111430.00 | 1920.00 | 211200.00 | 900.00 | 99000.00 | 1215.00 | 133650.00 | 1952.58 | 214783.80 | 99000.00 | Ace Pipeline Contracts Pvt Ltd
997.00 | FINISHING
998.00 | Distempering with 1st quality acrylic distemper (ready mixed) having VOC content less than 50 gms/litre, of approved manufacturer, of required shade and colour complete, as per manufacturer’s specification.
999.00 | Two or more coats on new work | 200.00 | sqm |  | 152.10 | 30420.00 | 300.00 | 60000.00 | 275.00 | 55000.00 | 300.00 | 60000.00 | 225.00 | 45000.00 | 352.00 | 70400.00 | 300.00 | 60000.00 | 650.00 | 130000.00 | 116.23 | 23246.00 | 23246.00 | KEC Spur Infrastructure Pvt. Ltd.
1000.00 | ALUMINIUM WORK
1001.00 | Providing and fixing anodised aluminium grill (anodised transparent or dyed to required shade according to IS: 1868 with minimum anodic coating of grade AC 15) of approved design/pattern, with approved standard section and fixed to the existing window frame with C.P. brass/ stainless steel screws @ 200 mm centre to centre, including cutting the grill to proper opening size for fixing and operation of handles and fixing approved anodised aluminium standard section around the opening, all complete as per requirement and direction of Engineer-in-charge. (Only weight of grill to be measured for payment). | 150.00 | kg |  | 795.60 | 119340.00 | 650.00 | 97500.00 | 332.00 | 49800.00 | 350.00 | 52500.00 | 1088.00 | 163200.00 | 484.00 | 72600.00 | 372.00 | 55800.00 | 345.00 | 51750.00 | 581.13 | 87169.50 | 49800.00 | Om Yash Projects Limited
1002.00 | GEOTECH
1003.00 | Survey work for establishing Co-ordinates & RLs
1004.00 | Carrying out SURVEY WORK for establishing co-ordinates and RLs at all test locations with reference to nearby available reference co-ordinates & RLs including mobilisation of survey instruments and personnel. | 1.00 | Lumpsum |  | 29250.00 | 29250.00 | 25000.00 | 25000.00 | 188866.00 | 188866.00 | 150000.00 | 150000.00 | 75000.00 | 75000.00 | 210000.00 | 210000.00 | 60000.00 | 60000.00 | 55000.00 | 55000.00 | 130753.14 | 130753.14 | 25000.00 | JSIW INFRASTRUCTURE PRIVATE LIMITED
1005.00 | Boring in Soil
1006.00 | Boring of min.150mm nominal dia. boreholes as per specification
1007.00 | Boring of min. 150 mm nominal dia. boreholes as per specification from GL upto & inclusive of 10.0 M | 260.00 | m |  | 2106.00 | 547560.00 | 1600.00 | 416000.00 | 3615.00 | 939900.00 | 2900.00 | 754000.00 | 1000.00 | 260000.00 | 440.00 | 114400.00 | 3000.00 | 780000.00 | 5700.00 | 1482000.00 | 1743.38 | 453278.80 | 114400.00 | M/s. Megha Engineering and Infrastructures Ltd
1008.00 | Boring of min. 150 mm nominal dia. boreholes as per specification beyond 10.0M and upto & inclusive of 20.0M | 110.00 | m |  | 2316.60 | 254826.00 | 1800.00 | 198000.00 | 3614.00 | 397540.00 | 3000.00 | 330000.00 | 1000.00 | 110000.00 | 616.00 | 67760.00 | 3360.00 | 369600.00 | 2700.00 | 297000.00 | 1743.38 | 191771.80 | 67760.00 | M/s. Megha Engineering and Infrastructures Ltd
1009.00 | Boring in soil on Canal / River banks /River bed/ Nala having water depth up to 0.5m as per specification | 170.00 | m |  | 5850.00 | 994500.00 | 2500.00 | 425000.00 | 3609.00 | 613530.00 | 2800.00 | 476000.00 | 1000.00 | 170000.00 | 1440.00 | 244800.00 | 3000.00 | 510000.00 | 2700.00 | 459000.00 | 1220.36 | 207461.20 | 170000.00 | PRATHAM EPC PROJECTS LTD
1010.00 | Boring in soil on Canal / River bed / Nala having water depth more than 0.5m as per specification | 295.00 | m |  | 7020.00 | 2070900.00 | 2800.00 | 826000.00 | 3767.00 | 1111265.00 | 3000.00 | 885000.00 | 1000.00 | 295000.00 | 1760.00 | 519200.00 | 5400.00 | 1593000.00 | 2700.00 | 796500.00 | 1220.36 | 360006.20 | 295000.00 | PRATHAM EPC PROJECTS LTD
1011.00 | CORING IN ROCKS
1012.00 | Coring in Rock of Nx size with double tube core barrel as specified
1013.00 | Coring in Rock of Nx size with double tube core barrel as specified with diamond bits | 120.00 | m |  | 5463.90 | 655668.00 | 3000.00 | 360000.00 | 10308.00 | 1236960.00 | 8500.00 | 1020000.00 | 2500.00 | 300000.00 | 352.00 | 42240.00 | 5400.00 | 648000.00 | 3100.00 | 372000.00 | 2905.63 | 348675.60 | 42240.00 | M/s. Megha Engineering and Infrastructures Ltd
1014.00 | Coring in Rock of Nx size with double tube core barrel as specified with diamond bits having water depth up to 0.5m as per specification. | 30.00 | m |  | 6013.80 | 180414.00 | 3000.00 | 90000.00 | 10450.00 | 313500.00 | 8500.00 | 255000.00 | 2500.00 | 75000.00 | 704.00 | 21120.00 | 5400.00 | 162000.00 | 3350.00 | 100500.00 | 2905.63 | 87168.90 | 21120.00 | M/s. Megha Engineering and Infrastructures Ltd
1015.00 | Coring in Rock of Nx size with double tube core barrel as specified with diamond bits having water depth more than 0.5m as per specification. | 45.00 | m |  | 6610.50 | 297472.50 | 3000.00 | 135000.00 | 10402.00 | 468090.00 | 8500.00 | 382500.00 | 2500.00 | 112500.00 | 1000.00 | 45000.00 | 5400.00 | 243000.00 | 3750.00 | 168750.00 | 2905.63 | 130753.35 | 45000.00 | M/s. Megha Engineering and Infrastructures Ltd
1016.00 | Conducting the following FIELD TESTS as per standard procedures and relevant IS codes
1017.00 | Conducting Standard Penetration Tests in boreholes as specified | 590.00 | each |  | 1029.60 | 607464.00 | 350.00 | 206500.00 | 643.00 | 379370.00 | 500.00 | 295000.00 | 175.00 | 103250.00 | 660.00 | 389400.00 | 360.00 | 212400.00 | 225.00 | 132750.00 | 581.13 | 342866.70 | 103250.00 | PRATHAM EPC PROJECTS LTD
1018.00 | Collecting undisturbed samples from boreholes as specified | 250.00 | each |  | 1029.60 | 257400.00 | 500.00 | 125000.00 | 495.00 | 123750.00 | 400.00 | 100000.00 | 175.00 | 43750.00 | 396.00 | 99000.00 | 480.00 | 120000.00 | 175.00 | 43750.00 | 639.24 | 159810.00 | 43750.00 | PRATHAM EPC PROJECTS LTD, AMPSEPC PVT LTD
1019.00 | Excavation and backfilling of Trial Pits as specified | 20.00 | each |  | 5850.00 | 117000.00 | 8000.00 | 160000.00 | 3616.00 | 72320.00 | 3000.00 | 60000.00 | 5000.00 | 100000.00 | 3460.00 | 69200.00 | 720.00 | 14400.00 | 25000.00 | 500000.00 | 4067.88 | 81357.60 | 14400.00 | Ace Pipeline Contracts Pvt Ltd
1020.00 | Conducting Electrical Resistivity Tests (ERT) as specified | 20.00 | each |  | 7020.00 | 140400.00 | 15000.00 | 300000.00 | 764.00 | 15280.00 | 600.00 | 12000.00 | 5000.00 | 100000.00 | 3120.00 | 62400.00 | 600.00 | 12000.00 | 1350.00 | 27000.00 | 5230.13 | 104602.60 | 12000.00 | Ace Pipeline Contracts Pvt Ltd, TOLANI PROJECTS PVT LTD
1021.00 | LABORATORY TESTS ON SOIL & ROCK SAMPLES Conducting the following laboratory tests as specified:
1022.00 | Conducting Atterberg's limit (Liquid Limit & Plastic Limit) as specified | 250.00 | each |  | 1404.00 | 351000.00 | 250.00 | 62500.00 | 642.00 | 160500.00 | 500.00 | 125000.00 | 150.00 | 37500.00 | 440.00 | 110000.00 | 360.00 | 90000.00 | 225.00 | 56250.00 | 116.23 | 29057.50 | 29057.50 | KEC Spur Infrastructure Pvt. Ltd.
1023.00 | Conducting Natural water content on soil samples as specified | 250.00 | each |  | 643.50 | 160875.00 | 150.00 | 37500.00 | 251.00 | 62750.00 | 200.00 | 50000.00 | 150.00 | 37500.00 | 528.00 | 132000.00 | 240.00 | 60000.00 | 175.00 | 43750.00 | 58.11 | 14527.50 | 14527.50 | KEC Spur Infrastructure Pvt. Ltd.
1024.00 | Conducting Bulk and dry density tests on soil samples as specified | 125.00 | each |  | 585.00 | 73125.00 | 350.00 | 43750.00 | 255.00 | 31875.00 | 200.00 | 25000.00 | 250.00 | 31250.00 | 616.00 | 77000.00 | 240.00 | 30000.00 | 85.00 | 10625.00 | 104.60 | 13075.00 | 10625.00 | AMPSEPC PVT LTD
1025.00 | Conducting Specific gravity and void ratio tests on soil samples as specified | 125.00 | each |  | 643.50 | 80437.50 | 450.00 | 56250.00 | 260.00 | 32500.00 | 200.00 | 25000.00 | 200.00 | 25000.00 | 572.00 | 71500.00 | 360.00 | 45000.00 | 95.00 | 11875.00 | 139.47 | 17433.75 | 11875.00 | AMPSEPC PVT LTD
1026.00 | Grain size analysis on soil samples
1027.00 | Conducting Sieve analysis for grain size distribution on samples as specified | 300.00 | each |  | 965.25 | 289575.00 | 150.00 | 45000.00 | 422.00 | 126600.00 | 350.00 | 105000.00 | 150.00 | 45000.00 | 660.00 | 198000.00 | 300.00 | 90000.00 | 1150.00 | 345000.00 | 174.34 | 52302.00 | 45000.00 | PRATHAM EPC PROJECTS LTD, JSIW INFRASTRUCTURE PRIVATE LIMITED
1028.00 | Conducting Hydrometer Analysis for grain size distribution on samples as specified | 150.00 | each |  | 1357.20 | 203580.00 | 250.00 | 37500.00 | 432.00 | 64800.00 | 350.00 | 52500.00 | 250.00 | 37500.00 | 572.00 | 85800.00 | 360.00 | 54000.00 | 725.00 | 108750.00 | 174.34 | 26151.00 | 26151.00 | KEC Spur Infrastructure Pvt. Ltd.
1029.00 | TRIAXIAL SHEAR TESTS on soil samples
1030.00 | Conducting triaxial Unconsolidated Undrained (UU) test on soil samples | 60.00 | each |  | 2059.20 | 123552.00 | 1600.00 | 96000.00 | 761.00 | 45660.00 | 600.00 | 36000.00 | 450.00 | 27000.00 | 440.00 | 26400.00 | 600.00 | 36000.00 | 225.00 | 13500.00 | 348.68 | 20920.80 | 13500.00 | AMPSEPC PVT LTD
1031.00 | Conducting Unconfined Compression Tests on soil samples as specified | 60.00 | each |  | 2059.20 | 123552.00 | 600.00 | 36000.00 | 772.00 | 46320.00 | 600.00 | 36000.00 | 350.00 | 21000.00 | 572.00 | 34320.00 | 480.00 | 28800.00 | 275.00 | 16500.00 | 232.45 | 13947.00 | 13947.00 | KEC Spur Infrastructure Pvt. Ltd.
1032.00 | Conducting Direct Shear Test on soil samples as specified | 40.00 | each |  | 877.50 | 35100.00 | 750.00 | 30000.00 | 982.00 | 39280.00 | 800.00 | 32000.00 | 250.00 | 10000.00 | 616.00 | 24640.00 | 480.00 | 19200.00 | 325.00 | 13000.00 | 174.34 | 6973.60 | 6973.60 | KEC Spur Infrastructure Pvt. Ltd.
1033.00 | Conducting Consolidation tests on soil samples as specified. | 40.00 | each |  | 1450.80 | 58032.00 | 1600.00 | 64000.00 | 958.00 | 38320.00 | 750.00 | 30000.00 | 450.00 | 18000.00 | 484.00 | 19360.00 | 600.00 | 24000.00 | 415.00 | 16600.00 | 755.46 | 30218.40 | 16600.00 | AMPSEPC PVT LTD
1034.00 | Conducting Modified Proctor Density test on soil samples as specified | 20.00 | each |  | 3744.00 | 74880.00 | 1300.00 | 26000.00 | 953.00 | 19060.00 | 750.00 | 15000.00 | 650.00 | 13000.00 | 396.00 | 7920.00 | 480.00 | 9600.00 | 115.00 | 2300.00 | 406.79 | 8135.80 | 2300.00 | AMPSEPC PVT LTD
1035.00 | Laboratory CBR Tests on soil samples
1036.00 | Conducting Laboratory Unsocked CBR Tests on soil samples as specified | 20.00 | each |  | 2632.50 | 52650.00 | 1300.00 | 26000.00 | 1073.00 | 21460.00 | 850.00 | 17000.00 | 1000.00 | 20000.00 | 616.00 | 12320.00 | 6000.00 | 120000.00 | 225.00 | 4500.00 | 406.79 | 8135.80 | 4500.00 | AMPSEPC PVT LTD
1037.00 | Conducting Laboratory Socked CBR Tests on soil samples as specified | 20.00 | each |  | 2632.50 | 52650.00 | 1800.00 | 36000.00 | 1067.00 | 21340.00 | 850.00 | 17000.00 | 1000.00 | 20000.00 | 528.00 | 10560.00 | 8400.00 | 168000.00 | 275.00 | 5500.00 | 406.79 | 8135.80 | 5500.00 | AMPSEPC PVT LTD
1038.00 | Laboratory tests on ROCK SAMPLES
1039.00 | Conducting Unconfined Compression Test on Rock samples as specified | 80.00 | each |  | 3100.50 | 248040.00 | 1200.00 | 96000.00 | 497.00 | 39760.00 | 400.00 | 32000.00 | 250.00 | 20000.00 | 1800.00 | 144000.00 | 720.00 | 57600.00 | 750.00 | 60000.00 | 581.13 | 46490.40 | 20000.00 | PRATHAM EPC PROJECTS LTD
1040.00 | Conducting Point Load test on Rock samples as specified | 90.00 | each |  | 2106.00 | 189540.00 | 850.00 | 76500.00 | 733.00 | 65970.00 | 600.00 | 54000.00 | 250.00 | 22500.00 | 704.00 | 63360.00 | 600.00 | 54000.00 | 675.00 | 60750.00 | 406.79 | 36611.10 | 22500.00 | PRATHAM EPC PROJECTS LTD
1041.00 | Conducting Swelling Potential and Swelling Pressure tests on soil samples as specified | 30.00 | each |  | 2632.50 | 78975.00 | 1600.00 | 48000.00 | 864.00 | 25920.00 | 700.00 | 21000.00 | 350.00 | 10500.00 | 792.00 | 23760.00 | 480.00 | 14400.00 | 550.00 | 16500.00 | 290.56 | 8716.80 | 8716.80 | KEC Spur Infrastructure Pvt. Ltd.
1042.00 | Conducting Shrinkage Limit test on soil samples as specified | 30.00 | each |  | 1755.00 | 52650.00 | 1200.00 | 36000.00 | 2257.00 | 67710.00 | 1800.00 | 54000.00 | 200.00 | 6000.00 | 528.00 | 15840.00 | 480.00 | 14400.00 | 475.00 | 14250.00 | 209.21 | 6276.30 | 6000.00 | PRATHAM EPC PROJECTS LTD
1043.00 | Conducting Chemical tests on soil & water samples as specified.
1044.00 | Conducting Chemical tests on SOIL SAMPLES as specified | 30.00 | each |  | 1228.50 | 36855.00 | 1200.00 | 36000.00 | 1104.00 | 33120.00 | 900.00 | 27000.00 | 1000.00 | 30000.00 | 3520.00 | 105600.00 | 840.00 | 25200.00 | 135.00 | 4050.00 | 1743.38 | 52301.40 | 4050.00 | AMPSEPC PVT LTD
1045.00 | Conducting Chemical tests on GROUND WATER samples | 30.00 | each |  | 2457.00 | 73710.00 | 1200.00 | 36000.00 | 1101.00 | 33030.00 | 900.00 | 27000.00 | 1000.00 | 30000.00 | 4400.00 | 132000.00 | 720.00 | 21600.00 | 145.00 | 4350.00 | 1743.38 | 52301.40 | 4350.00 | AMPSEPC PVT LTD
1046.00 | SOIL REPORT PREPARATION AND SUBMISSION AS PER SPECIFIC REQUIREMENTS
1047.00 | Geotechnical Contractor to prepare detailed soil report as per specifications and specific requirements, as soon as field & laboratory tests completed. All the information as mentioned in Specific Requirements shall be furnished in the draft copy of final report for our review and comments. After reviewing, Geotechnical Contractor shall be informed about our comments/ remarks, if any and the same shall be incorporated and final report shall be submitted in 4 nos copies. | 1.00 | Lumpsum |  | 45000.00 | 45000.00 | 50000.00 | 50000.00 | 25246.00 | 25246.00 | 20000.00 | 20000.00 | 75000.00 | 75000.00 | 90000.00 | 90000.00 | 12000.00 | 12000.00 | 85000.00 | 85000.00 | 11622.50 | 11622.50 | 11622.50 | KEC Spur Infrastructure Pvt. Ltd.
1048.00 | Hydrological data collection
1049.00 | Collection and furnishing the Hydrological data from authentic sources such as CWC, state PWD, Irrigation, Maritime board etc. as specified in the specification for all the river under this project. | 1.00 | Lumpsum |  | 23400.00 | 23400.00 | 150000.00 | 150000.00 | 387642.00 | 387642.00 | 300000.00 | 300000.00 | 500000.00 | 500000.00 | 55000.00 | 55000.00 | 60000.00 | 60000.00 | 45000.00 | 45000.00 | 23245.00 | 23245.00 | 23245.00 | KEC Spur Infrastructure Pvt. Ltd.
1050.00 | STRUCTURAL
1051.00 | EARTH WORK (REFER SPECIFICATION NO. 6-68-0003)
1052.00 | Earthwork excavation in soil
1053.00 | Earth work in EXCAVATION below ground level for all kinds of works in ALL TYPES OF SOILS EXCEPT SOFT ROCK AND HARD ROCK as classified in specification for a depth upto 1.5m including removal of vegetation, shrubs and debris, cutting and dressing of sides in slopes, levelling, grading and ramming of bottoms, dewatering of accumulated water from any source and keeping the surface dry for subsequent works and disposal or stacking of excavated material within a lead of 100m, as directed including providing temporary supports to existing service lines like water pipes, sewage pipes, electric overhead and underground cables etc. all complete, but excluding shoring and strutting. | 13365.00 | m³ |  | 409.50 | 5472967.50 | 180.00 | 2405700.00 | 285.00 | 3809025.00 | 270.00 | 3608550.00 | 300.00 | 4009500.00 | 105.60 | 1411344.00 | 420.00 | 5613300.00 | 185.00 | 2472525.00 | 175.75 | 2348898.75 | 1411344.00 | M/s. Megha Engineering and Infrastructures Ltd
1054.00 | Earth work in EXCAVATION below ground level for all kinds of works in ALL TYPES OF SOILS EXCEPT SOFT ROCK AND HARD ROCK as classified in specification for a depth beyond 1.5m and upto and inclusive of 3.0m including removal of vegetation, shrubs and debris, cutting and dressing of sides in slopes, levelling, grading and ramming of bottoms, dewatering of accumulated water from any source and keeping the surface dry for subsequent works and disposal or stacking of excavated material within a lead of 100m, as directed including providing temporary supports to existing service lines like water pipes, sewage pipes, electric overhead and underground cables etc. all complete, but excluding shoring and strutting. | 1040.00 | m³ |  | 468.00 | 486720.00 | 270.00 | 280800.00 | 313.00 | 325520.00 | 300.00 | 312000.00 | 300.00 | 312000.00 | 211.20 | 219648.00 | 540.00 | 561600.00 | 225.00 | 234000.00 | 329.53 | 342711.20 | 219648.00 | M/s. Megha Engineering and Infrastructures Ltd
1055.00 | Earth work in EXCAVATION below ground level for all kinds of works in ALL TYPES OF SOILS EXCEPT SOFT ROCK AND HARD ROCK as classified in specification for a depth beyond 3.0m and upto & inclusive of 4.5m including removal of vegetation, shrubs and debris, cutting and dressing of sides in slopes, levelling, grading and ramming of bottoms, dewatering of accumulated water from any source and keeping the surface dry for subsequent works and disposal or stacking of excavated material within a lead of 100m, as directed including providing temporary supports to existing service lines like water pipes, sewage pipes, electric overhead and underground cables etc. all complete, but excluding shoring and strutting. | 40.00 | m³ |  | 561.60 | 22464.00 | 405.00 | 16200.00 | 419.00 | 16760.00 | 400.00 | 16000.00 | 300.00 | 12000.00 | 428.00 | 17120.00 | 660.00 | 26400.00 | 210.00 | 8400.00 | 384.45 | 15378.00 | 8400.00 | AMPSEPC PVT LTD
1056.00 | Earthwork excavation in soft rock
1057.00 | Earth work in EXCAVATION below ground level for all kinds of works in SOFT ROCK as classified in specification for a depth upto 1.5m including removal of vegetation, shrubs and debris, cutting and dressing of sides in slopes, levelling, grading and ramming of bottoms, dewatering of accumulated water from any source and keeping the surface dry for subsequent works and disposal or stacking of excavated material within a lead of 100m, as directed including providing temporary supports to existing service lines like water pipes, sewage pipes, electric overhead and underground cables etc. all complete, but excluding shoring and strutting. | 650.00 | m³ |  | 655.20 | 425880.00 | 270.00 | 175500.00 | 781.00 | 507650.00 | 750.00 | 487500.00 | 413.00 | 268450.00 | 220.00 | 143000.00 | 540.00 | 351000.00 | 750.00 | 487500.00 | 278.94 | 181311.00 | 143000.00 | M/s. Megha Engineering and Infrastructures Ltd
1058.00 | Earth work in EXCAVATION below ground level for all kinds of works in SOFT ROCK as classified in specification for a depth beyond 1.5m and upto & inclusive of 3.0m including removal of vegetation, shrubs and debris, cutting and dressing of sides in slopes, levelling, grading and ramming of bottoms, dewatering of accumulated water from any source and keeping the surface dry for subsequent works and disposal or stacking of excavated material within a lead of 100m, as directed including providing temporary supports to existing service lines like water pipes, sewage pipes, electric overhead and underground cables etc. all complete, but excluding shoring and strutting. | 350.00 | m³ |  | 760.50 | 266175.00 | 405.00 | 141750.00 | 895.00 | 313250.00 | 850.00 | 297500.00 | 413.00 | 144550.00 | 220.00 | 77000.00 | 660.00 | 231000.00 | 985.00 | 344750.00 | 348.68 | 122038.00 | 77000.00 | M/s. Megha Engineering and Infrastructures Ltd
1059.00 | Earth work in EXCAVATION below ground level for all kinds of works in SOFT ROCK as classified in specification for a depth beyond 3.0m and upto & inclusive of 4.5m including removal of vegetation, shrubs and debris, cutting and dressing of sides in slopes, levelling, grading and ramming of bottoms, dewatering of accumulated water from any source and keeping the surface dry for subsequent works and disposal or stacking of excavated material within a lead of 100m, as directed including providing temporary supports to existing service lines like water pipes, sewage pipes, electric overhead and underground cables etc. all complete, but excluding shoring and strutting. | 1.00 | m³ |  | 842.40 | 842.40 | 600.00 | 600.00 | 1188.00 | 1188.00 | 1100.00 | 1100.00 | 413.00 | 413.00 | 616.00 | 616.00 | 780.00 | 780.00 | 1265.00 | 1265.00 | 406.79 | 406.79 | 406.79 | KEC Spur Infrastructure Pvt. Ltd.
1060.00 | Earth work in EXCAVATION below ground level for all kinds of works in SOFT ROCK as classified in specification for a depth beyond 4.5m and upto & inclusive of 6.0m including removal of vegetation, shrubs and debris, cutting and dressing of sides in slopes, levelling, grading and ramming of bottoms, dewatering of accumulated water from any source and keeping the surface dry for subsequent works and disposal or stacking of excavated material within a lead of 100m, as directed including providing temporary supports to existing service lines like water pipes, sewage pipes, electric overhead and underground cables etc. all complete, but excluding shoring and strutting. | 1.00 | m³ |  | 1111.50 | 1111.50 | 900.00 | 900.00 | 2124.00 | 2124.00 | 2000.00 | 2000.00 | 413.00 | 413.00 | 748.00 | 748.00 | 900.00 | 900.00 | 1350.00 | 1350.00 | 464.90 | 464.90 | 413.00 | PRATHAM EPC PROJECTS LTD
1061.00 | Earthwork excavation by controlled blasting (Explosive/ Non-explosive)
1062.00 | Earthwork in EXCAVATION below ground level for all kinds of works by Non- Explosive Blasting methods in Hard Rocks, for a depth beyond 6.0m including all related work for non-explosive blasting such as drilling, supplying, storage, mixing & filling of drilled holes with non-explosive demolition agents/ blasting chemicals making necessary safety measures around the area, chiselling & cutting to required levels, dressing & trimming of sides, levelling & grading of bottoms, dewatering of accumulated water from any source and keeping the surface dry for subsequent works & disposal of spoils to spoil heaps and stacking of usable excavated materials within a lead of 100m etc. as directed including providing temporary support to existing structures, service lines like water pipes, sewage pipes, electric overhead and underground cable etc. all complete. | 1.00 | m³ |  | 1521.00 | 1521.00 | 1500.00 | 1500.00 | 3099.00 | 3099.00 | 3000.00 | 3000.00 | 413.00 | 413.00 | 616.00 | 616.00 | 1440.00 | 1440.00 | 575.00 | 575.00 | 755.46 | 755.46 | 413.00 | PRATHAM EPC PROJECTS LTD
1063.00 | Earthwork in EXCAVATION below ground level for all kinds of works by CONTROLLED BLASTING IN HARD ROCKS, using blasting mats, GI Sheets, steel plates, nylon nets etc. including counter weight loading of the area to be blasted by sand bags where required, removal of all sand bags and blast control mats, GI Sheets, nets etc. after blasting etc. for a depth beyond 4.5m and upto & inclusive of 6.0m including all related work for blasting such as drilling, supplying, storage & charging of explosives making necessary safety measures around the area, chiselling & cutting to required levels, dressing & trimming of sides, levelling & grading of bottoms, dewatering of accumulated water from any source and keeping the surface dry for subsequent works & disposal of spoils to spoil heaps and stacking of usable excavated materials within a lead of 100m etc. as directed including providing temporary support to existing structures, service lines like water pipes, sewage pipes, electric overhead and underground cable etc. all complete. | 1.00 | m³ |  | 1404.00 | 1404.00 | 1500.00 | 1500.00 | 3150.00 | 3150.00 | 3000.00 | 3000.00 | 413.00 | 413.00 | 616.00 | 616.00 | 1920.00 | 1920.00 | 748.00 | 748.00 | 1046.03 | 1046.03 | 413.00 | PRATHAM EPC PROJECTS LTD
1064.00 | Earthwork excavation by chiselling
1065.00 | Earth work in EXCAVATION below ground level for all kinds of works in HARD ROCKS for a depth beyond 1.5m and upto & inclusive of 3.0m by CHISELLING (pneumatic or manual), wedging or any other agreed methods (where blasting is prohibited for any reason or as decided) including all related works, all equipments required for chiselling, and cutting upto required levels, dressing and trimming of sides, levelling and grading of bottoms, dewatering of accumulated water from any source and keeping the surface dry for subsequent works and disposal of spoils to spoil heaps and stacking of usable excavated materials within a lead of 100m etc. all complete as directed including providing temporary supports to existing service lines like waterpipes, sewage pipes, electric overhead and underground cables etc. all complete. | 1.00 | m³ |  | 819.00 | 819.00 | 2200.00 | 2200.00 | 1735.00 | 1735.00 | 1650.00 | 1650.00 | 413.00 | 413.00 | 748.00 | 748.00 | 2400.00 | 2400.00 | 633.00 | 633.00 | 813.58 | 813.58 | 413.00 | PRATHAM EPC PROJECTS LTD
1066.00 | Earth work in EXCAVATION below ground level for all kinds of works in HARD ROCKS for a depth beyond 3.0m and upto & inclusive of 4.5m by CHISELLING (pneumatic or manual), wedging or any other agreed methods (where blasting is prohibited for any reason or as decided) including all related works, all equipments required for chiselling, and cutting upto required levels, dressing and trimming of sides, levelling and grading of bottoms, dewatering of accumulated water from any source and keeping the surface dry for subsequent works and disposal of spoils to spoil heaps and stacking of usable excavated materials within a lead of 100m etc. all complete as directed including providing temporary supports to existing service lines like waterpipes, sewage pipes, electric overhead and underground cables etc. all complete. | 1.00 | m³ |  | 1053.00 | 1053.00 | 3300.00 | 3300.00 | 1981.00 | 1981.00 | 1850.00 | 1850.00 | 413.00 | 413.00 | 748.00 | 748.00 | 2640.00 | 2640.00 | 785.00 | 785.00 | 929.80 | 929.80 | 413.00 | PRATHAM EPC PROJECTS LTD
1067.00 | Earth work in EXCAVATION below ground level for all kinds of works in HARD ROCKS for a depth beyond 4.5m and upto & inclusive of 6.0m by CHISELLING (pneumatic or manual), wedging or any other agreed methods (where blasting is prohibited for any reason or as decided) including all related works, all equipments required for chiselling, and cutting upto required levels, dressing and trimming of sides, levelling and grading of bottoms, dewatering of accumulated water from any source and keeping the surface dry for subsequent works and disposal of spoils to spoil heaps and stacking of usable excavated materials within a lead of 100m etc. all complete as directed including providing temporary supports to existing service lines like waterpipes, sewage pipes, electric overhead and underground cables etc. all complete. | 1.00 | m³ |  | 1228.50 | 1228.50 | 4000.00 | 4000.00 | 3138.00 | 3138.00 | 3000.00 | 3000.00 | 413.00 | 413.00 | 748.00 | 748.00 | 2880.00 | 2880.00 | 925.00 | 925.00 | 929.80 | 929.80 | 413.00 | PRATHAM EPC PROJECTS LTD
1068.00 | SHORING AND STRUTTING
1069.00 | Providing and installing approved type of "SHORING AND STRUTTING" by open timbering method for all depths to retain earth including dismantling and removal of the same etc. from site after completion of work etc. all complete as directed. | 60.00 | m² |  | 585.00 | 35100.00 | 850.00 | 51000.00 | 647.00 | 38820.00 | 600.00 | 36000.00 | 413.00 | 24780.00 | 1232.00 | 73920.00 | 1980.00 | 118800.00 | 65.00 | 3900.00 | 406.79 | 24407.40 | 3900.00 | AMPSEPC PVT LTD
1070.00 | Backfilling after execution of work
1071.00 | BACKFILLING after execution of the WORK to proper grade and level with selected materials from available excavated soil from spoil heaps within a LEAD OF 100M, including re- excavating the deposited soil excavated earlier, breaking clods, laying at all depths and heights in layers of thickness not exceeding 15 Cms. watering, rolling and ramming by manual methods/ mechanical compactors to achieve 90% laboratory maximum dry density, dressing, trimming etc. in foundations, plinths, trenches, pits etc. all complete. | 9345.00 | m³ |  | 765.00 | 7148925.00 | 120.00 | 1121400.00 | 135.00 | 1261575.00 | 130.00 | 1214850.00 | 338.00 | 3158610.00 | 53.00 | 495285.00 | 300.00 | 2803500.00 | 95.00 | 887775.00 | 104.60 | 977487.00 | 495285.00 | M/s. Megha Engineering and Infrastructures Ltd
1072.00 | BACKFILLING after execution of the WORK to proper grade and level with selected materials from available excavated soil from spoil heaps beyond a LEAD OF 100M AND UPTO & INCLUSIVE OF 500M including re-excavating the deposited soil excavated earlier, breaking clods, laying at all depths and heights in layers of thickness not exceeding 15 Cms. watering, rolling and ramming by manual methods/mechanical compactors to achieve 90% laboratory maximum dry density, dressing, trimming etc. in foundations, plinths, trenches, pits etc. all complete. | 1200.00 | m³ |  | 819.00 | 982800.00 | 150.00 | 180000.00 | 182.00 | 218400.00 | 170.00 | 204000.00 | 337.00 | 404400.00 | 53.00 | 63600.00 | 420.00 | 504000.00 | 125.00 | 150000.00 | 127.85 | 153420.00 | 63600.00 | M/s. Megha Engineering and Infrastructures Ltd
1073.00 | Earthwork Filling by excavation
1074.00 | EARTHWORK IN FILLING by excavating the earth from BORROW AREAS arranged by CONTRACTOR for all leads, transporting the earth from borrow area including cleaning & stripping the earth at borrow areas, breaking clods, loading, unloading and laying at all depths and heights in layers of thickness not exceeding 15 cms., watering, rolling and ramming by manual methods/mechanical compactors to achieve 90% of the maximum laboratory dry density, dressing, trimming, levelling the top surface etc. in foundations, plinths, trenches etc. all complete. | 50.00 | m³ |  | 877.50 | 43875.00 | 550.00 | 27500.00 | 535.00 | 26750.00 | 500.00 | 25000.00 | 375.00 | 18750.00 | 396.00 | 19800.00 | 960.00 | 48000.00 | 175.00 | 8750.00 | 464.90 | 23245.00 | 8750.00 | AMPSEPC PVT LTD
1075.00 | Transporting & Disposing the SURPLUS EARTH AND DEBRIS
1076.00 | "Transporting and disposing the SURPLUS EARTH AND DEBRIS including shrubs and vegetations from construction areas to areas ANYWHERE OUTSIDE THE PLANT BOUNDARY, including re-excavating the deposited soil excavated earlier, loading, transportation, unloading, laying at all depths and heights, stacking, levelling and dressing both the area (viz. from where the earth is transported and where it is deposited) to required levels and slopes complete with all lifts as directed. For carting on the basis of truck measurements (volume of truck reduced by 30% for voids). DISPOSAL AREAS OUTSIDE PLANT BOUNDARY TO BE ARRANGED BY THE CONTRACTOR. Royalty as applicable for disposal outside plant limits to be borne by the Contractor. " | 4800.00 | m³ |  | 702.00 | 3369600.00 | 300.00 | 1440000.00 | 159.00 | 763200.00 | 150.00 | 720000.00 | 375.00 | 1800000.00 | 160.00 | 768000.00 | 360.00 | 1728000.00 | 155.00 | 744000.00 | 174.34 | 836832.00 | 720000.00 | TOLANI PROJECTS PVT LTD
1077.00 | Transportation of ROCK material
1078.00 | Transportation of ROCK material coming out of operation of item Nos. 01CS.1.2 to 01CS.1.5 UPTO the area of disposal ANYWHERE OUTSIDE THE PLANT BOUNDARY including loading, unloading, laying at all depths and heights, stacking, spreading, levelling at an area of disposal as directed. For carting on the basis of Truck Measurements (volume of truck reduced by 50% for voids). DISPOSAL AREAS OUTSIDE PLANT BOUNDARY TO BE ARRANGED BY THE CONTRACTOR. Royalty as applicable for disposal outside plant limits to be borne by the Contractor. | 700.00 | m³ |  | 702.00 | 491400.00 | 400.00 | 280000.00 | 190.00 | 133000.00 | 180.00 | 126000.00 | 375.00 | 262500.00 | 195.00 | 136500.00 | 900.00 | 630000.00 | 255.00 | 178500.00 | 290.56 | 203392.00 | 126000.00 | TOLANI PROJECTS PVT LTD
1079.00 | PLAIN & REINFORCED CEMENT CONCRETE: (REFER SPECIFICATION NO. 6-68-0004)
1080.00 | PCC - Non FIM Items
1081.00 | Providing and laying PLAIN CEMENT CONCRETE for all depths below and upto plinth level in foundations, drains, fillings, non-suspended floors, pavements & ramps or any other works etc. including shuttering, tamping, ramming, vibrating, curing etc. all as specified in any shape, position, thickness and finishing the top surface rough or smooth as specified and directed all complete for concrete of nominal mix 1:5:10 by mass (1 Cement: 5 Coarse Sand: 10 Crushed Stone Aggregates/Gravels) with 40mm and down size graded crushed stone aggregates/Gravels. ALL MATERIALS INCLUDING CEMENT SUPPLIED BY THE CONTRACTOR. | 640.00 | m³ |  | 6552.00 | 4193280.00 | 5900.00 | 3776000.00 | 6993.00 | 4475520.00 | 6600.00 | 4224000.00 | 3750.00 | 2400000.00 | 3800.00 | 2432000.00 | 4200.00 | 2688000.00 | 5032.00 | 3220480.00 | 5414.41 | 3465222.40 | 2400000.00 | PRATHAM EPC PROJECTS LTD
1082.00 | Providing and laying PLAIN CEMENT CONCRETE for all depths below and upto plinth level in foundations, drains, fillings, non-suspended floors, pavements & ramps or any other works etc. including shuttering, tamping, ramming, vibrating, curing, etc. all as specified in any shape, position, thickness and finishing the top surface rough or smooth as specified and directed all complete for concrete grade M20 with 20mm and down size graded crushed stone aggregates/Gravels. ALL MATERIALS INCLUDING CEMENT SUPPLIED BY THE CONTRACTOR. | 200.00 | m³ |  | 6084.00 | 1216800.00 | 5900.00 | 1180000.00 | 8041.00 | 1608200.00 | 7800.00 | 1560000.00 | 4500.00 | 900000.00 | 6200.00 | 1240000.00 | 4800.00 | 960000.00 | 5550.00 | 1110000.00 | 6741.05 | 1348210.00 | 900000.00 | PRATHAM EPC PROJECTS LTD
1083.00 | RCC Substrutures - Non FIM Items
1084.00 | Providing and laying REINFORCED CEMENT CONCRETE OF M-20 GRADE with 20 mm and down size graded crushed stone aggregates/ gravel in SUB-STRUCTURE e.g. foundations, raft, beams, slabs, pile caps, retaining walls, dyke walls, jambs, counterforts, buttresses, pedestals, pipe sleepers, columns, suspended floors, staircases, landings, steps, brackets etc., including equipment/ machine foundations & pedestals viz. compressors, ID & FD fans, pumps, generators, crushers, mills, etc., (including single pour concreting as specified on the drawing), applying cement wash on concrete surface (wherever no other surface application is specified), providing pockets, openings, recesses, chamfering, etc., wherever required, vibrating, tamping, curing and rendering if required to give a smooth and even surface etc. (EXCLUDING THE COST OF REINFORCEMENT, SHUTTERING & SPECIFIED ADMIXTURES) for all depths below and upto plinth level in any shape, position and thickness etc. all complete as specified, shown and directed. ALL MATERIALS INCLUDING CEMENT SUPPLIED BY THE CONTRACTOR. | 70.00 | m³ |  | 10530.00 | 737100.00 | 5800.00 | 406000.00 | 10595.00 | 741650.00 | 9900.00 | 693000.00 | 4875.00 | 341250.00 | 6336.00 | 443520.00 | 5040.00 | 352800.00 | 7150.00 | 500500.00 | 6433.10 | 450317.00 | 341250.00 | PRATHAM EPC PROJECTS LTD
1085.00 | Providing and laying REINFORCED CEMENT CONCRETE OF M-30 GRADE with 20 mm and down size graded crushed stone aggregates/ gravel in SUB-STRUCTURE e.g. foundations, raft, beams, slabs, pile caps, retaining walls, dyke walls, jambs, counterforts, buttresses, pedestals, pipe sleepers, columns, suspended floors, staircases, landings, steps, brackets etc., including equipment/ machine foundations & pedestals viz. compressors, ID & FD fans, pumps, generators, crushers, mills, etc., (including single pour concreting as specified on the drawing), applying cement wash on concrete surface (wherever no other surface application is specified), providing pockets, openings, recesses, chamfering, etc., wherever required, vibrating, tamping, curing and rendering if required to give a smooth and even surface etc. (EXCLUDING THE COST OF REINFORCEMENT, SHUTTERING & SPECIFIED ADMIXTURES) for all depths below and upto plinth level in any shape, position and thickness etc. all complete as specified, shown and directed. ALL MATERIALS INCLUDING CEMENT SUPPLIED BY THE CONTRACTOR. | 3620.00 | m³ |  | 10200.00 | 36924000.00 | 7500.00 | 27150000.00 | 9695.00 | 35095900.00 | 9250.00 | 33485000.00 | 5250.00 | 19005000.00 | 7040.00 | 25484800.00 | 7800.00 | 28236000.00 | 7250.00 | 26245000.00 | 7688.93 | 27833926.60 | 19005000.00 | PRATHAM EPC PROJECTS LTD
1086.00 | Providing and laying REINFORCED CEMENT CONCRETE OF M-30 GRADE with 20 mm and down size graded crushed stone aggregates/ gravel in SUB-STRUCTURE e.g. trenches, culverts, manholes, pipe encasement, catchpits, drains, pits, etc., applying cement wash on concrete surface (wherever no other surface application is specified), providing pockets, openings, recesses, chamfering, etc., wherever required, vibrating, tamping, curing and rendering if required to give a smooth and even surface etc. (EXCLUDING THE COST OF REINFORCEMENT, SHUTTERING & SPECIFIED ADMIXTURES) for all depths below and upto plinth level in any shape, position and thickness etc. all complete as specified, shown and directed. ALL MATERIALS INCLUDING CEMENT SUPPLIED BY THE CONTRACTOR. | 20.00 | m³ |  | 10530.00 | 210600.00 | 7000.00 | 140000.00 | 11731.00 | 234620.00 | 11000.00 | 220000.00 | 5250.00 | 105000.00 | 7040.00 | 140800.00 | 7800.00 | 156000.00 | 7325.00 | 146500.00 | 7908.61 | 158172.20 | 105000.00 | PRATHAM EPC PROJECTS LTD
1087.00 | RCC Superstructures - Non FIM Items
1088.00 | Providing and laying REINFORCED CEMENT CONCRETE OF M-30 GRADE with 20 mm and down size graded crushed stone aggregates/ gravel in SUPER STRUCTURE in suspended floors, slabs, beams, columns, walls including counterforts, staircases, landings, steps, facias, fins, mouldings, gutters, shelves, window sills, canopies, lintels, girders, ducts, brackets, chajjas with drip moulds, pedestals, posts, struts, equipment/ machine foundations, ramps etc. (including single pour concreting as specified on the drawing), providing cement wash (wherever no other surface application is specified), providing pockets, openings, recesses, chamfering wherever required, vibrating, tamping, curing and rendering if required to give a smooth and even surface etc. (EXCLUDING THE COST OF REINFORCEMENT, SHUTTERING AND SPECIFIED ADMIXTURES) FOR ALL HEIGHTS UPTO & INCLUSIVE OF 20 m ABOVE PLINTH LEVEL in any shape, position, thickness etc. all complete as specified, shown and directed. ALL MATERIALS INCLUDING CEMENT SUPPLIED BY THE CONTRACTOR. | 600.00 | m³ |  | 10800.00 | 6480000.00 | 7500.00 | 4500000.00 | 9866.00 | 5919600.00 | 9500.00 | 5700000.00 | 5250.00 | 3150000.00 | 7040.00 | 4224000.00 | 8400.00 | 5040000.00 | 6550.00 | 3930000.00 | 8128.30 | 4876980.00 | 3150000.00 | PRATHAM EPC PROJECTS LTD
1089.00 | RCC Flooring - Non FIM Items
1090.00 | Providing and laying REINFORCED CEMENT CONCRETE OF M-30 GRADE with 20mm and down size graded crushed stone aggregates/ gravel in NON-SUSPENDED slabs/pavement slabs including pedestals, ramps etc. leaving pockets, laying in alternate panels to required slopes, all necessary form work and finishing the top surface rough or smooth, including cost of admixtures if used, providing pockets, openings, recesses, chamfering etc., wherever required, vibrating, tamping, curing and rendering if required to give a smooth and even surface etc. (excluding the Cost of Reinforcement and Shuttering) for all depths below and upto plinth level in any shape, position and thickness etc. all complete as specified, shown and directed. All materials including cement supplied by the contractor. | 5.00 | m³ |  | 11115.00 | 55575.00 | 7600.00 | 38000.00 | 9396.00 | 46980.00 | 9025.00 | 45125.00 | 5250.00 | 26250.00 | 64000.00 | 320000.00 | 8400.00 | 42000.00 | 6950.00 | 34750.00 | 8457.82 | 42289.10 | 26250.00 | PRATHAM EPC PROJECTS LTD
1091.00 | Precast Elements - Non FIM Items
1092.00 | Manufacturing, transporting, supplying and erecting in position Reinforced Cement Concrete PRECAST BOUNDARY WALL such as Precast RCC wall, column, beam etc. of M-30 grade with 20mm and down size graded crushed stone aggregates/ gravel, each unit upto and inclusive of 3000 kg. for all leads, levels, shapes and thickness including all Moulds, shuttering and centering, vibrating, tamping, curing, chamfering wherever required, providing lifting hooks, GI pipe sleeves for lifting panels, metal inserts, making holes, pockets, (only M.S. inserts to be measured & paid separately) transporting to site, erecting, levelling, aligning and fixing in position with cement mortar 1:3 (Cement : 3 Coarse Sand), breaking bricks and/ or concrete surfaces and making good the same etc. as per AFC drawing, all complete (excluding the Cost of Reinforcement) and as directed. All materials including cement supplied by the contractor. | 1930.00 | m³ |  | 15000.00 | 28950000.00 | 8000.00 | 15440000.00 | 9537.00 | 18406410.00 | 9000.00 | 17370000.00 | 5250.00 | 10132500.00 | 8800.00 | 16984000.00 | 7800.00 | 15054000.00 | 8125.00 | 15681250.00 | 7917.66 | 15281083.80 | 10132500.00 | PRATHAM EPC PROJECTS LTD
1093.00 | Manufacturing, transporting, supplying and erecting in position Reinforced Cement Concrete PRECAST ELEMENTS such as manholes, catch-basins, pits, pipe sleepers, box-culverts, drains, trenches, footing slab etc. of M-30 grade with 20 mm and down size graded crushed stone aggregates/ gravel, each unit upto and inclusive of 5000 kg. for all leads, levels below plinth, shapes and thickness including all moulds, shuttering and centering, vibrating, tamping, curing, chamfering wherever required, providing lifting hooks, metal inserts, making holes, pockets, (only M.S. inserts to be measured & paid separately) transporting to site, erecting, levelling, aligning and fixing in position with cement mortar 1:3 (Cement : 3 Coarse Sand), breaking bricks and/ or concrete surfaces and making good the same etc. all complete (excluding the Cost of Reinforcement) and as directed. All materials including cement supplied by the contractor. | 10.00 | m³ |  | 16380.00 | 163800.00 | 14000.00 | 140000.00 | 11684.00 | 116840.00 | 11000.00 | 110000.00 | 5250.00 | 52500.00 | 8800.00 | 88000.00 | 8400.00 | 84000.00 | 8250.00 | 82500.00 | 8412.51 | 84125.10 | 52500.00 | PRATHAM EPC PROJECTS LTD
1094.00 | Manufacturing, transporting, supplying and erecting in position Reinforced Cement Concrete PRECAST ELEMENTS such as columns, beams, cover slabs, lintels, louvers, fins, shelves etc. of M-30 grade with 20mm and down size graded crushed stone aggregates/gravel, each unit upto and inclusive of 500 kg. for all leads, levels, shapes and thickness including all moulds, shuttering and centering, vibrating, tamping, curing, chamfering wherever required, finishing the top surface with cement mortar 1:3 ( 1 Cement : 3 Sand) to give a smooth and even surface, or non skid finish as specified, providing lifting hooks, metal inserts, making holes pockets, (only M.S. inserts to be measured & paid separately) transporting to site, erecting, levelling, aligning and fixing in position with cement mortar 1:3 ( Cement : 3 Coarse Sand), breaking bricks and/or concrete surfaces and making good the same etc. all complete (excluding the Cost of Reinforcement ) and as directed. All materials including cement supplied by the contractor. | 80.00 | m³ |  | 17550.00 | 1404000.00 | 14000.00 | 1120000.00 | 11817.00 | 945360.00 | 11000.00 | 880000.00 | 5250.00 | 420000.00 | 7040.00 | 563200.00 | 8400.00 | 672000.00 | 8350.00 | 668000.00 | 9897.07 | 791765.60 | 420000.00 | PRATHAM EPC PROJECTS LTD
1095.00 | HYD Bars / MS Bars - Non FIM Items
1096.00 | "Supplying and placing in position HIGH YEILD-STRENGTH DEFORMED STEEL BARS REINFORCEMENT of Grade Fe550 (D) conforming to IS:1786, for RCC work including transporting the Steel, straightening, cleaning, decoiling, cutting, bending to required shapes and lengths as per details, binding with 18 SWG black soft annealed binding wire at every intersection, supplying and placing with proper cover blocks, supports, chairs, overlaps, welding, spacers, fanhooks etc. for all heights and depths etc. all complete as directed. SUPPLY OF ALL MATERIAL IN CONTRACTOR'S SCOPE. " | 1050.00 | MT |  | 105000.00 | 110250000.00 | 60000.00 | 63000000.00 | 87000.00 | 91350000.00 | 82000.00 | 86100000.00 | 10000.00 | 10500000.00 | 60500.00 | 63525000.00 | 86400.00 | 90720000.00 | 81550.00 | 85627500.00 | 82314.21 | 86429920.50 | 10500000.00 | PRATHAM EPC PROJECTS LTD
1097.00 | Centering and Shuttering - Non FIM Items
1098.00 | Providing and fixing CENTERING AND SHUTTERING in foundations, footings,raft beams, slabs, pile caps, retaining walls, jambs, counter-forts, buttresses, trenches, equipment/machine foundations, pedestals, abutments, pipe sleepers, columns, plinth beams, lintels, suspended slabs, beams, staircases, landings, steps, non-circular tunnels/bunkers/ silos/ shafts/ hoppers/liquid storage structures etc. for all depths below and upto & inclusive of plinth level including shuttering for single pour concreting, strutting, bracing, propping etc., keeping the same in position during concreting and removal of the same after specified period etc. for Straight/ Inclined Shuttering, keeping necessary provision for inserts, projecting dowels, anchor bolts or any other fixture etc. all complete and as specified and directed. | 13275.00 | m² |  | 702.00 | 9319050.00 | 600.00 | 7965000.00 | 467.00 | 6199425.00 | 450.00 | 5973750.00 | 488.00 | 6478200.00 | 396.00 | 5256900.00 | 540.00 | 7168500.00 | 485.00 | 6438375.00 | 439.37 | 5832636.75 | 5256900.00 | M/s. Megha Engineering and Infrastructures Ltd
1099.00 | Providing and fixing CENTERING AND SHUTTERING in superstrctures in retaining walls, jambs, counter-forts, buttresses, equipment/ machine foundations, abutments,columns, lintels, suspended slabs, beams, staircases, landings, steps, non-circular tunnels/ bunkers/ silos/ shafts/ hoppers/ liquid storage structures etc. for all heights above plinth level including shuttering for single pour concreting, strutting, bracing, propping etc., keeping the same in position during concreting and removal of the same after specified period etc. for Straight/ Inclined Shuttering, keeping necessary provision for inserts, projecting dowels, anchor bolts or any other fixture etc. all complete and as specified and directed. | 1500.00 | m² |  | 877.50 | 1316250.00 | 600.00 | 900000.00 | 499.00 | 748500.00 | 475.00 | 712500.00 | 488.00 | 732000.00 | 440.00 | 660000.00 | 600.00 | 900000.00 | 525.00 | 787500.00 | 505.27 | 757905.00 | 660000.00 | M/s. Megha Engineering and Infrastructures Ltd
1100.00 | Fixing Re-bars in already cast concrete - Non FIM Items
1101.00 | Designing, supplying and fixing rebars in already cast concrete, including drilling, cleaning hole with air blow-out & wire-brush and injecting odourless Chemical of approved make, packed in dual foil, with the help of dispenser into a hole of diameter and depth as per manufacture specification, at all levels & locations for high strength deformed steel reinforcement bars of dia. 16 mm & 20 mm of Grade Fe550D (conforming to IS:1786), DESIGNED FOR FULL TENSILE ANCHORAGE, including testing (as per manufacturer's recommendations), adjusting and making good any damage done to the structure etc. all complete as specified and directed. SUPPLY OF ALL MATERIAL IN CONTRACTOR'S SCOPE EXCLUDING REINFORCEMENT BARS. | 50.00 | each |  | 3276.00 | 163800.00 | 400.00 | 20000.00 | 2150.00 | 107500.00 | 2200.00 | 110000.00 | 375.00 | 18750.00 | 440.00 | 22000.00 | 1200.00 | 60000.00 | 4500.00 | 225000.00 | 1162.25 | 58112.50 | 18750.00 | PRATHAM EPC PROJECTS LTD
1102.00 | CONCRETE FOR LIQUID RETAINING/LEAK PROOF STRUCTURES (REFER SPECIFICATION NO.6-68-0005
1103.00 | RCC - Non FIM Items
1104.00 | Providing and laying Leak Proof Reinforced Cement Concrete of GRADE M-30 (minimum Cement content shall be as per EIL Specifications) with 20 mm and down size graded crushed stone aggregates/ gravel at all positions and in any shape and thickness, in SUB-STRUCTURE, leaving pockets, recesses, vibrating, tamping, curing, testing (for leak-proofness) and rendering (if required to give smooth and even surface) in foundations, walls , beams, buttresses, columns, piers, slabs, tunnels, basements, storage bins, reservoirs etc. including cement wash (if no other surface application is specified) but excluding the cost of Reinforcement, Shuttering and specified admixtures, all complete as specified and directed. ALL MATERIALS INCLUDING CEMENT SUPPLIED BY CONTRACTOR. | 5.00 | m³ |  | 10764.00 | 53820.00 | 7500.00 | 37500.00 | 10169.00 | 50845.00 | 10450.00 | 52250.00 | 15000.00 | 75000.00 | 7040.00 | 35200.00 | 15000.00 | 75000.00 | 5925.00 | 29625.00 | 9298.00 | 46490.00 | 29625.00 | AMPSEPC PVT LTD
1105.00 | Water Proofing Comp. - Non FIM Items
1106.00 | Supplying and mixing of approved brand of integral WATER PROOFING COMPOUND in cement concrete, cement mortar etc. as per manufacturer's specifications or 1% by weight of cement (whichever is minimum), to make it leak proof/ water tight etc. all complete as specified and directed. | 30.00 | kg |  | 1989.00 | 59670.00 | 70.00 | 2100.00 | 123.00 | 3690.00 | 125.00 | 3750.00 | 338.00 | 10140.00 | 62.00 | 1860.00 | 420.00 | 12600.00 | 155.00 | 4650.00 | 58.11 | 1743.30 | 1743.30 | KEC Spur Infrastructure Pvt. Ltd.
1107.00 | PVC Water bars - Non FIM Items
1108.00 | Supplying and fixing in position 230mm wide x 5mm thick approved PVC WATER STOPS as per manufacturer's specifications in R.C.C. Structures including cutting, fixing, jointing by vulcanising etc. all complete as shown specified and directed. | 30.00 | m |  | 702.00 | 21060.00 | 350.00 | 10500.00 | 855.00 | 25650.00 | 900.00 | 27000.00 | 300.00 | 9000.00 | 194.00 | 5820.00 | 138.00 | 4140.00 | 525.00 | 15750.00 | 209.21 | 6276.30 | 4140.00 | Ace Pipeline Contracts Pvt Ltd
1109.00 | STRUCTURAL STEEL WORKS SPEC NO. 6-68-0006
1110.00 | Supplying, transporting, storing, fabricating & erecting in position and testing/ examining bolted/ self-drilling screws and/ or welded LIGHT GAUGE STEEL FRAMING SYSTEM (LGSF) WORKS for Repeater Building of Grade YST310 or above (conforming to IS:15961) at all locations and levels UPTO & INCLUSIVE OF 20 m ABOVE HPP/ FGL, including all built-up sections/ compound sections made out of plates/ bent plates/light gauge steel plates in all types of structural frameworks, floor beams, columns, roof, stairs, or any other structural items or accessories to support & including equipment’s, piping, ducts, solar panel supporting structures, electrical fittings, plumbing items, fire water network, HVAC units, panels, storages etc., cutting to required size, straightening/ bending if required, edge preparation, cleaning, preheating, bolting/ welding of joints, (including sealing the joints of box sections with continuous welding and plugging any open ends & holes of box sections), finishing edges by grinding, fixing in line and level with temporary staging & bracing, scaffolding and removal of the same after erection, grouting with Ordinary Grout or premix free flow Non-shrink Grout as specified if required, including preparation and submission of detailed fabrication drawings, preparing the surface for painting and applying pre-erection/ shop primer as per EIL Specification No. 6-79-0020 (or as per Job Specification, wherever applicable) after fabrication etc., and Supplying, transporting, storing, fabricating & erecting in position and testing/ examining of piping, ducts, electrical fittings, plumbing items, fire water network, HVAC units, panels, storages/architectural items etc. including bolted/ self-drilling screws and/ or welded of external and internal cladding sandwiched with rockwool insulation at all locations and levels UPTO & INCLUSIVE OF 20 m ABOVE HPP/ FGL including painting of inside the building and outside the building along with the doors, windows, ventilator, exhaust, false ceiling, false flooring (if required) including sealing the joints between the all panels against leak & dust and providing RCC roof above the LIGHT GAUGE STEEL FRAMING SYSTEM (LGSF) structure including provision for supporting the solar panel supporting structure, staircase entrance, parapet walls including water proofing of roof etc. All complete as per the EIL Job Specification No. C007-000-83-43-SP-9510 attached elsewhere in the tender document. SUPPLY OF ALL MATERIAL IN CONTRACTOR'S SCOPE. | 450.00 | m² |  | 22000.00 | 9900000.00 | 23000.00 | 10350000.00 | 3481.00 | 1566450.00 | 3700.00 | 1665000.00 | 37000.00 | 16650000.00 | 78000.00 | 35100000.00 | 45192.00 | 20336400.00 | 1150.00 | 517500.00 | 4184.10 | 1882845.00 | 517500.00 | AMPSEPC PVT LTD
1111.00 | Supplying, transporting, storing, fabricating & erecting in position and testing/ examining bolted/ self-drilling screws and/ or welded LIGHT GAUGE STEEL FRAMING SYSTEM (LGSF) WORKS for Electrical Building of Grade YST310 or above (conforming to IS:15961) at all locations and levels UPTO & INCLUSIVE OF 20 m ABOVE HPP/ FGL, including all built-up sections/ compound sections made out of plates/ bent plates/light gauge steel plates in all types of structural frameworks, floor beams, columns, roof, stairs, or any other structural items or accessories to support & including equipment’s, piping, ducts, solar panel supporting structures, electrical fittings, plumbing items, fire water network, panels, storages etc., cutting to required size, straightening/ bending if required, edge preparation, cleaning, preheating, bolting/ welding of joints, (including sealing the joints of box sections with continuous welding and plugging any open ends & holes of box sections), finishing edges by grinding, fixing in line and level with temporary staging & bracing, scaffolding and removal of the same after erection, grouting with Ordinary Grout or premix free flow Non-shrink Grout as specified if required, including preparation and submission of detailed fabrication drawings, preparing the surface for painting and applying pre-erection/ shop primer as per EIL Specification No. 6-79-0020 (or as per Job Specification, wherever applicable) after fabrication etc., and Supplying, transporting, storing, fabricating & erecting in position and testing/ examining of piping, ducts, electrical fittings, plumbing items, fire water network, panels, storages/architectural items etc. including bolted/ self-drilling screws and/ or welded of external and internal cladding sandwiched with rockwool insulation at all locations and levels UPTO & INCLUSIVE OF 20 m ABOVE HPP/ FGL including painting of inside the building and outside the building along with the doors, windows, ventilator, exhaust, false ceiling, false flooring (if required) including sealing the joints between the all panels against leak & dust and providing RCC roof above the LIGHT GAUGE STEEL FRAMING SYSTEM (LGSF) structure including provision for supporting the solar panel supporting structure, staircase entrance, parapet walls including water proofing of roof etc. All complete as per the EIL Job Specification No. C007-000-83-43-SP-9510 attached elsewhere in the tender document. SUPPLY OF ALL MATERIAL IN CONTRACTOR'S SCOPE. | 780.00 | sqm |  | 22815.00 | 17795700.00 | 23000.00 | 17940000.00 | 3576.00 | 2789280.00 | 3700.00 | 2886000.00 | 37000.00 | 28860000.00 | 83500.00 | 65130000.00 | 102018.00 | 79574040.00 | 1250.00 | 975000.00 | 4300.33 | 3354257.40 | 975000.00 | AMPSEPC PVT LTD
1112.00 | General Steel Works - Non FIM Items
1113.00 | Supplying, transporting, storing, fabricating & erecting in position and testing/ examining bolted and/ or welded STRUCTURAL STEEL WORKS of Grade E250A / E250BR / E250B0 (confirming to per IS:2062) at all locations and levels UPTO & INCLUSIVE OF 20 m ABOVE HPP/ FGL, including all builtup sections/ compound sections made out of rolled sections and/or plates/ bent plates in all types of structural frameworks, floor beams, stairs, or any other structural items or accessories to support equipments, piping, conveyor galleries, towers, masts, etc., but excluding silos, bunkers, hoppers, etc., cutting to required size, straightening/ bending if required, edge preparation, cleaning, preheating, bolting/ welding of joints, (including sealing the joints of box sections with continuous welding and plugging any open ends & holes of box sections), finishing edges by grinding, fixing in line and level with temporary staging & bracing and removal of the same after erection, grouting with Ordinary Grout or premix free flow Nonshrink Grout as specified, including preparation and submission of detailed fabrication drawings, preparing the surface for painting (SSPC-SP-10) and applying pre-erection/ shop primer (1 coat of F-9 @ 65-75 micron DFT) as per EIL Specification No. 6-79-0020 (or as per Job Specification, wherever applicable) after fabrication etc., all complete. SUPPLY OF ALL MATERIAL IN CONTRACTOR'S SCOPE. | 20.00 | MT |  | 140000.00 | 2800000.00 | 130000.00 | 2600000.00 | 129616.00 | 2592320.00 | 135000.00 | 2700000.00 | 93750.00 | 1875000.00 | 12500.00 | 250000.00 | 47129.00 | 942580.00 | 100000.00 | 2000000.00 | 122036.26 | 2440725.20 | 250000.00 | M/s. Megha Engineering and Infrastructures Ltd
1114.00 | Supplying, transporting, storing, fabricating & erecting in position and testing/ examining bolted and/ or welded STRUCTURAL STEEL WORKS of Grade E350BR / E350B0 (conforming to IS:2062) at all locations and levels UPTO & INCLUSIVE OF 20 m ABOVE HPP/ FGL, including all builtup sections/ compound sections made out of rolled sections and/ or plates/ bent plates in all types of structural frameworks, floor beams, stairs, or any other structural items or accessories to support equipments, piping, conveyor galleries, towers, masts, etc., but excluding silos, bunkers, hoppers, etc., cutting to required size, straightening/ bending if required, edge preparation, cleaning, preheating, bolting/ welding of joints, (including sealing the joints of box sections with continuous welding and plugging any open ends & holes of box sections), finishing edges by grinding, fixing in line and level with temporary staging & bracing and removal of the same after erection, grouting with Ordinary Grout or premix free flow Nonshrink Grout as specified, including preparation and submission of detailed fabrication drawings, preparing the surface for painting (SSPC-SP-10) and applying pre-erection/ shop primer (1 coat of F-9 @ 65-75 micron DFT) as per EIL Specification No. 6-79-0020 (or as per Job Specification, wherever applicable) after fabrication etc., all complete. SUPPLY OF ALL MATERIAL IN CONTRACTOR'S SCOPE. | 25.00 | MT |  | 140400.00 | 3510000.00 | 130000.00 | 3250000.00 | 155679.00 | 3891975.00 | 162000.00 | 4050000.00 | 93750.00 | 2343750.00 | 16500.00 | 412500.00 | 138000.00 | 3450000.00 | 100000.00 | 2500000.00 | 122036.26 | 3050906.50 | 412500.00 | M/s. Megha Engineering and Infrastructures Ltd
1115.00 | Painting - Non FIM Items
1116.00 | Supplying and applying COATING (Post-erection/ Field) of approved quality and shade as per Sl. No. 9.2 of Table 9.0 of EIL Specification No. 6-79-0020 (or as per Job Specifications, wherever applicable) over the coat of shop primer already applied, including storage, surface preparation, degreasing, cleaning, drying, providing necessary arrangement for access, testing etc. including touching up of shop primer coat as per Sl. No. 7.2.1 of Table 7.2 of EIL Specification No. 6-79-0020 (or as per Job Specifications, wherever applicable), for steel structures (excluding ladders, spiral stairways & hand rails) at all location & levels, all complete as specified, for OFFSITE (INLAND) areas considering environment classification as INDUSTRIAL. SUPPLY OF ALL MATERIAL IN CONTRACTOR'S SCOPE.(Unit rate based on Structural steel weight). | 44.00 | MT |  | 17550.00 | 772200.00 | 12000.00 | 528000.00 | 10526.00 | 463144.00 | 10800.00 | 475200.00 | 93750.00 | 4125000.00 | 8800.00 | 387200.00 | 48000.00 | 2112000.00 | 17500.00 | 770000.00 | 18014.88 | 792654.72 | 387200.00 | M/s. Megha Engineering and Infrastructures Ltd
1117.00 | Supplying and applying COATING (Post-erection/ Field) of approved quality and shade as per Sl. No. 8.1 of Table 8.0 of EIL Specification No. 6-79-0020 (or as per Job Specifications, wherever applicable) for painting over the coat of shop primer & galvanisation already applied, including storage, surface preparation, degreasing, cleaning, drying, providing necessary arrangement for access, testing etc. including touching up of shop primer coat, for LADDERS, SPIRAL STAIRWAYS & HAND RAILS at all location & levels, all complete as specified. SUPPLY OF ALL MATERIAL IN CONTRACTOR'S SCOPE. (Unit rate based on weight of steel). | 10.00 | MT |  | 70200.00 | 702000.00 | 14000.00 | 140000.00 | 13110.00 | 131100.00 | 13500.00 | 135000.00 | 93750.00 | 937500.00 | 8800.00 | 88000.00 | 48000.00 | 480000.00 | 16500.00 | 165000.00 | 20920.50 | 209205.00 | 88000.00 | M/s. Megha Engineering and Infrastructures Ltd
1118.00 | MISCELLANEOUS STEEL WORKS SPECIFICATIONS NO. 6-68-0008
1119.00 | Anchor Bolts - Non FIM Items
1120.00 | Supplying, fabricating, fixing and keeping in position at all levels and locations THREADED ANCHOR BOLTS of all diameters and nomenclature including nuts, washers, anchor plates, pipe sleeves etc. in foundations, columns, pedestals, slabs, beams, walls etc. or any other place as directed including handling & transporting, straightening if required, turning from relevant size M.S. rounds to required diameter, threading, welding, providing necessary templates and auxiliary dummy structures, if any, necessary tying and welding with reinforcement, adjustment of shuttering & reinforcement/any other fixture, greasing exposed metal surfaces, covering bolts and packing the sleeves with jute cloth etc. all complete as specified and directed.(SUPPLY OF ALL MATERIALS IN CONTRACTOR'S SCOPE). | 2.00 | MT |  | 175500.00 | 351000.00 | 145000.00 | 290000.00 | 130537.00 | 261074.00 | 135000.00 | 270000.00 | 93750.00 | 187500.00 | 108000.00 | 216000.00 | 102000.00 | 204000.00 | 100000.00 | 200000.00 | 127847.51 | 255695.02 | 187500.00 | PRATHAM EPC PROJECTS LTD
1121.00 | MS Metal Inserts - Non FIM Items
1122.00 | Supplying, transporting, storing, fabricating and fixing in position M.S. METAL INSERT (with lugs) of any shape made out of flats, plates, rolled sections, pipes etc. providing necessary templates, staging, cutting, straightening, if required, bolting, welding as required and embedding in position on both Plain and Reinforced Cement concrete members inclusive of adjusting shuttering & reinforcement/ any other fixture, welding where necessary, tying and holding to correct level, line and position, any auxiliary dummy structures to support the heavy inserts, painting exposed surfaces with a coat of primer as per EIL Specification No. 6-79-0020 (or as per Job Specification wherever applicable), etc. all complete for all depths and heights as specified and directed. (SUPPLY OF ALL MATERIALS IN CONTRACTOR'S SCOPE). | 8.00 | MT |  | 105300.00 | 842400.00 | 120000.00 | 960000.00 | 113291.00 | 906328.00 | 117000.00 | 936000.00 | 93750.00 | 750000.00 | 64000.00 | 512000.00 | 102000.00 | 816000.00 | 100000.00 | 800000.00 | 127847.51 | 1022780.08 | 512000.00 | M/s. Megha Engineering and Infrastructures Ltd
1123.00 | GI Pipe Sleeves - Non FIM Items
1124.00 | Supplying, fabricating and fixing in position G.I. PIPE SLEEVES of all diameters including providing necessary staging, cutting, straightening if required, bolting, welding as required and embedding in position on both Plain and Reinforced Cement concrete members inclusive of adjusting shuttering & reinforcement/any other fixture, welding where necessary, tying and holding to correct level, line and position, any auxiliary dummy structures to support heavy sleeves etc. all complete for all depths and heights as specified and directed. | .50 | MT |  | 157950.00 | 78975.00 | 125000.00 | 62500.00 | 137960.00 | 68980.00 | 144000.00 | 72000.00 | 93750.00 | 46875.00 | 85000.00 | 42500.00 | 102000.00 | 51000.00 | 100000.00 | 50000.00 | 174337.52 | 87168.76 | 42500.00 | M/s. Megha Engineering and Infrastructures Ltd
1125.00 | MS Chequered Plates - Non FIM Items
1126.00 | Supplying, fabricating and erecting in position at all levels and locations bolted, screwed and/or welded M.S. CHEQUERED PLATES of any thickness in walkways, platforms, stair treads, any other place as directed etc. including cutting to required size, shape, making holes, notches, openings of required size, nosing, straightening if required, making the edges smooth, removing the burrs, fixing, welding, preparation and submission of fabrication drawings and preparing the surfaces for painting and applying shop primer as per EIL Specification No. 6-79-0020 (or Job Specification, wherever applicable) after fabrication etc. all complete as specified and directed. (SUPPLY OF ALL MATERIALS IN CONTRACTOR'S SCOPE). | .50 | MT |  | 128700.00 | 64350.00 | 130000.00 | 65000.00 | 115842.00 | 57921.00 | 121500.00 | 60750.00 | 93750.00 | 46875.00 | 92000.00 | 46000.00 | 102000.00 | 51000.00 | 100000.00 | 50000.00 | 127847.51 | 63923.76 | 46000.00 | M/s. Megha Engineering and Infrastructures Ltd
1127.00 | MS Grating Cat. A,B - Non FIM Items
1128.00 | Supplying, fabricating and erecting in position at all levels and locations ELECTROFORGED GRATING purchased from approved manufacturer conforming to EIL Standard No. 7-68-0697 in walkways, platforms, stair treads etc. including cutting to required size, shape, making holes, notches, openings of required size, nosing, straightening if required, making the edges smooth, removing the burrs, fabricating clamps, fixing, tack welding, preparation and submission of fabrication drawings and preparing the surfaces for painting and applying pre-erection/ shop primer as per Job Specification after fabrication etc. all complete as specified and directed (SUPPLY OF ALL MATERIALS IN CONTRACTOR'S SCOPE). | 10.00 | MT |  | 181350.00 | 1813500.00 | 140000.00 | 1400000.00 | 131571.00 | 1315710.00 | 135000.00 | 1350000.00 | 93750.00 | 937500.00 | 110000.00 | 1100000.00 | 108000.00 | 1080000.00 | 100000.00 | 1000000.00 | 139470.01 | 1394700.10 | 937500.00 | PRATHAM EPC PROJECTS LTD
1129.00 | MS Rungs - Non FIM Items
1130.00 | Supplying, fabricating, fixing and keeping in position M.S. RUNGS in R.C.C. works at all depths and heights including handling, transporting the steel to site workshop and site of work, straightening, if required, cutting, bending to shape, necessary tying and welding with reinforcement, adjustment of shuttering, cleaning, surface preparation, shop primer as per EIL Spec. 6-79-0020 (or Job Specification, wherever applicable) and two coats of anticorrosive paint of approved quality on the exposed portion of rungs etc. all complete as specified and directed (SUPPLY OF ALL MATERIALS IN CONTRACTOR'S SCOPE). | 25.00 | kg |  | 93.60 | 2340.00 | 120.00 | 3000.00 | 131.00 | 3275.00 | 135.00 | 3375.00 | 375.00 | 9375.00 | 70500.00 | 1762500.00 | 84.00 | 2100.00 | 110.00 | 2750.00 | 87.17 | 2179.25 | 2100.00 | Ace Pipeline Contracts Pvt Ltd
1131.00 | Hand Railing 1000mm - Non FIM Items
1132.00 | Supplying, fabricating and fixing in position at all locations 1000mm high INCLINED HAND RAILING (for staircases) consisting of top rail, mid rail and vertical posts (Maximum spacing 1500mm c/c) with 32mm nominal diameter medium grade M.S. Tubes conforming to IS:1239 including straightening if required, cutting, bending, welding, bolting, grouting with ordinary grout, cleaning, surface preparation, hot-dip galvanising (80-85 micron as per IS:4759, IS:2629, IS: 4736, IS:2633), shop primer (1 coat of P6 of 40 micron) as per Sl. No. 8.1 of Table 8.0 of EIL SPEC. 6-79-0020 (or as per Job Specification, wherever applicable), preparation and submission of fabrication drawings etc. all complete as specified, shown and directed. (SUPPLY OF ALL MATERIALS IN CONTRACTOR'S SCOPE). (Complete handrail work shall be measured as length of top rail only and not length of each element fixed). | 25.00 | m |  | 3276.00 | 81900.00 | 1800.00 | 45000.00 | 2801.00 | 70025.00 | 2880.00 | 72000.00 | 1500.00 | 37500.00 | 1936.00 | 48400.00 | 1200.00 | 30000.00 | 2350.00 | 58750.00 | 2324.50 | 58112.50 | 30000.00 | Ace Pipeline Contracts Pvt Ltd
1133.00 | Supplying, fabricating and fixing in position at all locations 1000mm high HORIZONTAL HAND RAILING (for platforms, walkways, etc. or any other location as directed) consisting of top rail, mid rail and vertical posts (Maximum spacing 1500mm c/c) with 32mm nominal diameter medium grade MS Tubes conforming to IS:1239 and 100x5 MS Toe Plate confirming to IS:2062 (Grade A/B), including straightening if required, cutting, bending, welding, bolting, grouting with ordinary grout, cleaning, surface preparation, hot-dip galvanising (80-85 micron as per IS:4759, IS:2629, IS: 4736, IS:2633), shop primer (1 coat of P6 of 40 micron) as per Sl. No. 8.1 of Table 8.0 of EIL SPEC. 6-79-0020 (or as per Job Specification, wherever applicable), preparation and submission of fabrication drawings etc. all complete as specified, shown and directed. (SUPPLY OF ALL MATERIALS IN CONTRACTOR'S SCOPE). (Complete handrail work shall be measured as length of top rail only and not length of each element fixed). | 50.00 | m |  | 1404.00 | 70200.00 | 1800.00 | 90000.00 | 2791.00 | 139550.00 | 2880.00 | 144000.00 | 1500.00 | 75000.00 | 1936.00 | 96800.00 | 1440.00 | 72000.00 | 1850.00 | 92500.00 | 2324.50 | 116225.00 | 70200.00 | Advance Infrastrurctures Pvt Ltd
1134.00 | Chemical Anchor Fastner
1135.00 | "Supplying, handling, transporting to site of work and fixing approved CHEMICAL ANCHOR FASTENERS consisting of M.S. threaded rod of Grade 5.8, GALVANIZED with minimum thickness of 5 microns and chemical (approved for use in cracked concrete), packed in flexible chemical foil or dual foil type, to be used with the help of dispenser, of 16mm dia. at specified positions on concrete floors, roofs, beams (sides and bottom), walls, columns etc. according to manufacturer's specifications including all accessories like nuts, washers etc. of required size., testing, necessary scaffolding, drilling of the holes in concrete surface with electric drill, cleaning of holes with air blowout & wire-brush and making good any damage done to the structure etc. all complete for all heights, depths and locations as specified and directed. Supply of chemical anchor fastners in Contractor's scope. | 10.00 | each |  | 589.50 | 5895.00 | 350.00 | 3500.00 | 2349.00 | 23490.00 | 2430.00 | 24300.00 | 750.00 | 7500.00 | 211.00 | 2110.00 | 2400.00 | 24000.00 | 920.00 | 9200.00 | 1627.15 | 16271.50 | 2110.00 | M/s. Megha Engineering and Infrastructures Ltd
1136.00 | BRICK MASONRY (REFER SPECIFICATION NO.6-68-0009)
1137.00 | CLASS 5.0 at all depths -Non FIM Items
1138.00 | Providing and laying BRICK MASONRY WITH BRICKS OF CLASS 5.0 in cement mortar 1:6 (1 Cement : 6 Sand) in one or more brick thickness and in any shape (excluding circular/curved brick masonry) at all depths below plinth level including the cost of materials, labour, scaffolding/ staging, sampling & testing, soaking of bricks, cutting and laying of bricks, providing recesses, making openings of any shape & size, finishing the joints flush below ground level and raking out the joints above ground level, sealing the gap between masonry and soffit of beam/slab, embedding the fittings & fixtures, curing, etc. all complete as per specifications. ALL MATERIALS INCLUDING CEMENT SUPPLIED BY THE CONTRACTOR. | 50.00 | m³ |  | 8775.00 | 438750.00 | 6800.00 | 340000.00 | 9050.00 | 452500.00 | 9500.00 | 475000.00 | 4125.00 | 206250.00 | 6600.00 | 330000.00 | 9600.00 | 480000.00 | 7121.00 | 356050.00 | 5811.25 | 290562.50 | 206250.00 | PRATHAM EPC PROJECTS LTD
1139.00 | Providing and laying BRICK MASONRY WITH BRICKS OF CLASS 5.0 in cement mortar 1:6 (1 Cement : 6 Sand) in one or more brick thickness and in any shape (excluding circular/curved brick masonry) at all heights above plinth level including the cost of materials, labour, scaffolding/ staging, sampling & testing, soaking of bricks, cutting and laying of bricks, providing recesses, making openings of any shape & size, finishing the joints flush below ground level and raking out the joints above ground level, sealing the gap between masonry and soffit of beam/slab, embedding the fittings & fixtures, curing, etc. all complete as per specifications. ALL MATERIALS INCLUDING CEMENT SUPPLIED BY THE CONTRACTOR. | 300.00 | m³ |  | 9594.00 | 2878200.00 | 6800.00 | 2040000.00 | 9064.00 | 2719200.00 | 9500.00 | 2850000.00 | 4125.00 | 1237500.00 | 6600.00 | 1980000.00 | 10200.00 | 3060000.00 | 6950.00 | 2085000.00 | 6741.05 | 2022315.00 | 1237500.00 | PRATHAM EPC PROJECTS LTD
1140.00 | DEMOLISHING AND DISMANTLING (REFER SPEC NO. 6-68-0012)
1141.00 | Brickwork - Non FIM Items
1142.00 | Demolishing BRICKWORK (taking all necessary safety precautions) for all depths below plinth level including supply of all tools and tackles, necessary scaffolding, propping, underpinning, cleaning and stacking of serviceable material, disposal of unserviceable material to spoil heaps ANYWHERE OUTSIDE the plant boundary, all complete as specified and directed. Disposal areas outside plant Boundary to be arranged by the contractor. Royalty as applicable for disposal outside plant limits to be borne by the Contractor. (Excavation & backfilling shall be paid separately under relevant items). | 15.00 | m³ |  | 3276.00 | 49140.00 | 2200.00 | 33000.00 | 2626.00 | 39390.00 | 2700.00 | 40500.00 | 4125.00 | 61875.00 | 1320.00 | 19800.00 | 1200.00 | 18000.00 | 985.00 | 14775.00 | 1162.25 | 17433.75 | 14775.00 | AMPSEPC PVT LTD
1143.00 | Demolishing BRICKWORK (taking all necessary safety precautions) for all heights above plinth level including supply of all tools and tackles, necessary scaffolding, propping, underpinning, cleaning and stacking of serviceable material, disposal of unserviceable material to spoil heaps ANYWHERE OUTSIDE the plant boundary, all complete as specified and directed.Disposal areas outside plant Boundary to be arranged by the contractor. Royalty as applicable for disposal outside plant limits to be borne by the Contractor. | 15.00 | m³ |  | 2925.00 | 43875.00 | 2200.00 | 33000.00 | 4333.00 | 64995.00 | 4500.00 | 67500.00 | 4125.00 | 61875.00 | 1320.00 | 19800.00 | 1440.00 | 21600.00 | 1150.00 | 17250.00 | 1162.25 | 17433.75 | 17250.00 | AMPSEPC PVT LTD
1144.00 | RCC - Non FIM Items
1145.00 | Demolishing RCC WORK (taking all necessary safety precautions) for all depths below plinth level including supply of all tools & tackles, necessary scaffolding, propping, underpinning etc., cutting, straightening, scraping and cleaning of reinforcement bars, stacking of serviceable materials, disposal of unserviceable material to spoil heaps ANYWHERE OUTSIDE THE PLANT BOUNDARY, all complete as specified and directed by OWNER/ Engineer in-charge. Disposal areas outside plant Boundary to be arranged by the contractor. Royalty as applicable for disposal outside plant limits to be borne by the Contractor. (Excavation & backfilling shall be paid separately under relevant items). | 10.00 | m³ |  | 4095.00 | 40950.00 | 3200.00 | 32000.00 | 3839.00 | 38390.00 | 4050.00 | 40500.00 | 1125.00 | 11250.00 | 2288.00 | 22880.00 | 2400.00 | 24000.00 | 2300.00 | 23000.00 | 1394.70 | 13947.00 | 11250.00 | PRATHAM EPC PROJECTS LTD
1146.00 | Demolishing RCC WORK (taking all necessary safety precautions) for all heights above plinth level including supply of all tools & tackles, necessary scaffolding, propping, underpinning etc., cutting, straightening, scraping and cleaning of reinforcement bars, stacking of serviceable materials, disposal of unserviceable material to spoil heaps ANYWHERE OUTSIDE THE PLANT BOUNDARY, all complete as specified and directed by OWNER/ Engineer in-charge. Disposal areas outside plant Boundary to be arranged by the contractor. Royalty as applicable for disposal outside plant limits to be borne by the Contractor. (Excavation & backfilling shall be paid separately under relevant items). | 10.00 | m³ |  | 3510.00 | 35100.00 | 3200.00 | 32000.00 | 4375.00 | 43750.00 | 4500.00 | 45000.00 | 1125.00 | 11250.00 | 2288.00 | 22880.00 | 2640.00 | 26400.00 | 2950.00 | 29500.00 | 1162.25 | 11622.50 | 11250.00 | PRATHAM EPC PROJECTS LTD
1147.00 | PCC _ Non FIM Items
1148.00 | Demolishing PLAIN CEMENT CONCRETE work (taking all necessary safety precautions) for all depths below plinth level including supply of all tools & tackles, necessary scaffolding, propping, underpinning etc. disposal of unserviceable material to spoil heaps ANYWHERE OUTSIDE THE PLANT BOUNDARY, all complete as specified and directed. Disposal areas outside plant Boundary to be arranged by the contractor. Royalty as applicable for disposal outside plant limits to be borne by the Contractor. (Excavation & backfilling shall be paid separately under relevant items). | 5.00 | m³ |  | 2340.00 | 11700.00 | 2900.00 | 14500.00 | 2594.00 | 12970.00 | 2700.00 | 13500.00 | 1125.00 | 5625.00 | 1408.00 | 7040.00 | 1800.00 | 9000.00 | 1150.00 | 5750.00 | 1162.25 | 5811.25 | 5625.00 | PRATHAM EPC PROJECTS LTD
1149.00 | Steelwork - Non FIM Items
1150.00 | Dismantling bolted/rivetted/welded STRUCTURAL STEEL WORK of all descriptions (taking all necessary safety precautions), including supply of all tools and tackles, consumables, necessary scaffolding etc., providing temporary bracings as required, cutting (by flame or saw) gusset plates, bolts, nuts, weldings etc., transporting and stacking of the serviceable materials to DESIGNATED PLACE INSIDE PLANT, cleaning the site of work of all unserviceable materials for disposal to spoil heaps anywhere outside the plant boundary, all complete at all depths and heights, as specified and directed. Disposal areas outside plant Boundary to be arranged by the contractor and Royalty as applicable for disposal of unserviceable material outside plant limits to be borne by the Contractor. | 5.00 | MT |  | 76050.00 | 380250.00 | 35000.00 | 175000.00 | 15620.00 | 78100.00 | 16200.00 | 81000.00 | 1500.00 | 7500.00 | 3960.00 | 19800.00 | 3000.00 | 15000.00 | 15000.00 | 75000.00 | 11622.50 | 58112.50 | 7500.00 | PRATHAM EPC PROJECTS LTD
1151.00 | MISCELLANEOUS ITEMS (REFER SPECIFICATION NO. 6-68-0013)
1152.00 | Antitermite - Non FIM Items
1153.00 | Providing and injecting approved chemical emulsions as specified for pre-constructional ANTI-TERMITE TREATMENT and creating a chemical barrier under and around column pits, wall trenches, basement excavations, top surfaces of plinth filling, junction of wall and floor, along the external perimeter of building, expansion joints, surrounding of pipes and conduits etc. all complete as specified and directed. (Plinth area of the building at ground floor only shall be measured). | 100.00 | m² |  | 819.00 | 81900.00 | 210.00 | 21000.00 | 170.00 | 17000.00 | 180.00 | 18000.00 | 338.00 | 33800.00 | 194.00 | 19400.00 | 312.00 | 31200.00 | 259.00 | 25900.00 | 145.28 | 14528.00 | 14528.00 | KEC Spur Infrastructure Pvt. Ltd.
1154.00 | Sand Filling - Non FIM Items
1155.00 | Supplying and filling approved CRUSHED STONE SAND/ STONE DUST of specified quality under floors, in foundations, plinths, tank foundations etc. for all depths and heights including cost of sand, royalties, transportation to site for all leads and lifts, including loading, unloading, spreading in layers of loose thickness not exceeding 150 mm, watering, ramming, compacting with mechanical compactors and/or other equipment to the specified levels to achieve 85% relative density as per IS:2720 Part XIV, including preparation of subgrade to the required slope, providing testing apparatus and testing the degree of consolidation all complete as per drawings, specifications and direction of Engineer-in-charge. The rates shall be inclusive of the cost of all labour, material, equipments etc. all complete . | 600.00 | m³ |  | 1755.00 | 1053000.00 | 1800.00 | 1080000.00 | 1321.00 | 792600.00 | 1350.00 | 810000.00 | 225.00 | 135000.00 | 1320.00 | 792000.00 | 2100.00 | 1260000.00 | 325.00 | 195000.00 | 2092.05 | 1255230.00 | 135000.00 | PRATHAM EPC PROJECTS LTD
1156.00 | DPC - Non FIM Items
1157.00 | Providing and laying 40mm thick DAMP PROOF COURSE with plain cement concrete of nominal mix of 1:1.5:3 with 10mm & down size graded crushed stone aggregates in two layers of 20mm thick with two coats of hot bitumen (Grade A90/S90 conforming to IS:73) applied @ 1.7 Kg/sq.m. over each layer as per specifications including cleaning, watering the top surface of walls, centering, shuttering, placing, tamping, curing, sprinkling an even layer of dry & sharp sand over the hot bitumen etc. all complete as specified and directed. | 150.00 | m² |  | 1053.00 | 157950.00 | 750.00 | 112500.00 | 507.00 | 76050.00 | 522.00 | 78300.00 | 938.00 | 140700.00 | 396.00 | 59400.00 | 900.00 | 135000.00 | 425.00 | 63750.00 | 523.01 | 78451.50 | 59400.00 | M/s. Megha Engineering and Infrastructures Ltd
1158.00 | BI-POLAR CONCRETE PENETRATING CORROSION INHIBITING ADMIXTURE
1159.00 | Supplying and mixing of approved brand of BI-POLAR CONCRETE PENETRATING CORROSION INHIBITING ADMIXTURE (confirming to EIL Specification No. 6-68-0017) in concrete as per manufacturer's specification for protection of reinforcement against corrosion. Supply of admixture in Contractor's scope. | 21885.00 | kg |  | 140.40 | 3072654.00 | 250.00 | 5471250.00 | 47.00 | 1028595.00 | 49.00 | 1072365.00 | 50.00 | 1094250.00 | 57.00 | 1247445.00 | 102.00 | 2232270.00 | 165.00 | 3611025.00 | 87.17 | 1907715.45 | 1028595.00 | Om Yash Projects Limited
1160.00 | BONDING FRESH CONCRETE TO OLD CONCRETE BY EPOXY RESIN BONDING SYSTEM (REFER SPECIFICATION NO. 6-68-0056)
1161.00 | Epoxy Resin - non FIM Items
1162.00 | Providing and applying approved EPOXY RESIN (prepared as per manufacturer's recommendation) for bonding of fresh concrete to old concrete in all types of structure at all depths and heights including cleaning of concrete surface, removing of all loose concrete pieces, making rough by chiselling, taking off the skin of concrete, application of Epoxy Resin System by spraying, necessary working platforms, props, scaffolding and other safety measures, removal of same after completion etc. all complete as specified and directed. (Excavation, backfilling, removal of surplus earth, keeping pit dry by pumping/bailing subsoil water shall be paid separately under relevant items). | 20.00 | kg |  | 1228.50 | 24570.00 | 450.00 | 9000.00 | 1018.00 | 20360.00 | 1080.00 | 21600.00 | 64.00 | 1280.00 | 2816.00 | 56320.00 | 1140.00 | 22800.00 | 185.00 | 3700.00 | 755.46 | 15109.20 | 1280.00 | PRATHAM EPC PROJECTS LTD
1163.00 | GEOTECH
1164.00 | GROUND IMPROVEMENT
1165.00 | SAND GRAVEL MIX
1166.00 | Supplying and filling sand gravel mix (1:1) with approved aggregate below road, RCC pavement, manholes, pits, foundations, bedding of UG piping etc. in layers of 150 mm loose thickness (maximum) including watering, ramming, rolling, compacting to achieve 85% relative density as per IS 2720 Part-XIV, quarrying, royalties, transportation, handling, etc. all complete as per drawings, specifications and directions of Engineer-in-Charge. (The rate shall be inclusive of the cost of all labour, material, equipment etc. all complete) | 3625.00 | cum |  | 2500.00 | 9062500.00 | 1400.00 | 5075000.00 | 1500.00 | 5437500.00 | 1800.00 | 6525000.00 | 638.00 | 2312750.00 | 1760.00 | 6380000.00 | 3120.00 | 11310000.00 | 1385.00 | 5020625.00 | 2324.50 | 8426312.50 | 2312750.00 | PRATHAM EPC PROJECTS LTD
1167.00 | PIPELINES
1168.00 | LAYING/ INSTALLATION OF STEEL PIPELINE
1169.00 | Laying/ Installation of line pipe, associated fittings and accessories, etc. as per specifications, standards, drawings, other provisions of Contract and Instructions of Engineer-in-Charge, including but not limited to carrying out the following: "Receiving and taking-over", safe handling, loading, transportation and unloading of Owner supplied Free Issue Materials (as applicable) from designated place(s) of issue/ dump site(s) to Contractor's own stock-yard(s) including stringing the pipeline in Standard Right-of-Use (ROU) / Right of Way (ROW), Arrangement of all additional land required for Contractor's storage, fabrication, access for construction (other than Owner provided ROU); supply of all materials (except Owner supplied materials, as applicable), consumables, equipment, labour, etc; Staking and installation of construction markers, clearing, grubbing, grading (as required) of Standard Right-of-Use (ROU) / Right of Way (ROW); Cutting Trees, if required; Counting the number and type of trees cut in presence of DFO/ concerned authorities and keeping record thereof; Trenching to all depths and to a width to accommodate the pipeline with/ without optical fiber cable/cable conduit as specified in Scope Document by excavation in all types of soil/ strata (including Normal Strata/ Hard Strata/ Hard Rock, as defined subsequently) & terrain(s), including additional trenching for seismic and other areas as specified, blasting, chiseling or otherwise cutting etc.; Providing Warning Devices (Mat/ Tape or Mesh), as required; Providing trench padding as required with sand/ graded earth approved by Engineer-in-Charge; Carrying out repairs of pipe and coating defects not attributable to Owner; Thorough internal cleaning of all pipes by suitable methods to remove debris, shots, grits etc.; Stringing of line pipes along Standard ROU/ ROW including providing straw bags, soft padding/sand padding; Aligning, bending, cutting and beveling (as required) of pipes for welding and field adjustments, NDT of re-beveled area, welding, carrying out destructive & non- destructive testing of welds required as per approved NDT specifications (including radiography) and providing all requisite equipment, labour, supervision, materials, films, consumables etc.; carrying out repairs of weld joints as required, carrying out re- radiography and other non-destructive tests on repaired joints, etc.; Installation of carrier pipe including concrete coated pipes (wherever required) at all crossings including roads/ canals/ nala/ water crossings etc. (except at crossings those are specifically covered separately in this SOR) by open cut or Jacking/ boring method including pre-testing as required; Carrying out installation of carrier pipe in the casing pipe at cased crossings (excluding supply and installation of casing pipes, covered separately); Coating of all field weld joints, long radius bends, buried fittings etc.(as applicable); Lowering the pipelines in trench including providing sand bag separators for parallel pipelines at the specified spacing (when applicable), adhering to all safety norms implied by the ROU/ ROW authority (as applicable), providing required padding over and around the pipeline with sand/graded material approved by Engineer-In-Charge (in rocky areas), backfilling with available approved excavated material and/or other suitable soil approved by Engineer-In-Charge; Supply and installation of slope breaker as per specifications and drawings in steep slope areas, wherever required; Carrying out hydrostatic testing including air cleaning, flushing, filling, gauging, pressurization of complete pipeline in various test sections as approved by Engineer-In-Charge to the specified test pressure, providing all equipment, pumps, fittings, instruments, dead weight tester, all types of pigs etc., and services, supervision, labour, consumables, arranging adequate quantity of water of suitable quality required for hydrostatic testing including supply of corrosion inhibitor, air, etc. as required, locating of leaks and rectification of defects attributable to Contractor, re-testing after rectification, successful completion of hydro-testing of pipeline (Controlled De-watering etc. covered elsewhere in the SOR); including all tie-in(s) with the pipeline/ piping installed by others including cutting of test header, re- beveling as required; Carrying out all temporary, ancillary, auxiliary works and all incidental works required to make the pipeline ready for pre-commissioning; Repair of defects recorded during EGP/gauge plate run or otherwise including cutting, beveling, welding, NDT (including Radiography/ X Ray check shots, as applicable), field joint coating etc. as applicable; Final clean-up and restoration of right of use/ right of way including obtaining work permits/ NOC from respective statutory authorities as required and disposal of debris and returning all surplus material to designated disposal areas/ Company storage yard, as directed by Engineer-In-Charge; Restoration of land, facilities and boundary wall etc. at associated facilities dismantled/damaged by the Contractor during construction; Obtaining work permits/ NOC from various statutory authorities having jurisdiction and complying with all stipulation/conditions/recommendation of the said authorities; Preparation of As-Built drawings, pipe-book and other records. SOR shall be read in conjunction with drawings, scope of work, specifications, standards and other provisions of contract document. All above works for buried pipeline as per following details:
1170.00 | Scope of Work Installation of Pipeline (Line Pipe Free issue from Owner) OFC Conduit to be installed Yes (PL SOR includes trenching works only. OFC works as per Other Department SOR) Pipe Material Grade API 5L Gr. X-70 PSL 2 Pipe OD 355.6 mm Type of External Coating 3LPE Type of Internal Coating Epoxy Type of Soil/Strata Normal Strata (Soft Soil/ Sand/ Clay/ Silty Sand/ Silty Clay etc.) Type of Terrain Generally Flat Wall Thickness 7.1 mm | 51213.43 | m |  | 2450.00 | 125472903.50 | 3240.00 | 165931513.20 | 2751.00 | 140888145.93 | 2880.00 | 147494678.40 | 4300.00 | 220217749.00 | 3300.00 | 169004319.00 | 3820.00 | 195635302.60 | 4800.00 | 245824464.00 | 3371.87 | 172685028.21 | 125472903.50 | Advance Infrastrurctures Pvt Ltd
1171.00 | Scope of Work Installation of Pipeline (Line Pipe Free issue from Owner) OFC Conduit to be installed Yes (PL SOR includes trenching works only. OFC works as per Other Department SOR) Pipe Material Grade API 5L Gr. X-70 PSL 2 Pipe OD 355.6 mm Type of External Coating 3LPE Type of Internal Coating Epoxy Type of Soil/Strata Normal Strata (Soft Soil/ Sand/ Clay/ Silty Sand/ Silty Clay etc.) Type of Terrain Generally Flat Wall Thickness 8.7 mm | 1444.00 | m |  | 2580.00 | 3725520.00 | 3240.00 | 4678560.00 | 2800.00 | 4043200.00 | 2950.00 | 4259800.00 | 4300.00 | 6209200.00 | 3465.00 | 5003460.00 | 3883.00 | 5607052.00 | 5200.00 | 7508800.00 | 3612.72 | 5216767.68 | 3725520.00 | Advance Infrastrurctures Pvt Ltd
1172.00 | Scope of Work Installation of Pipeline (Line Pipe Free issue from Owner) OFC Conduit to be installed Yes (PL SOR includes trenching works only. OFC works as per Other Department SOR) Pipe Material Grade API 5L Gr. X-70 PSL 2 Pipe OD 355.6 mm Type of External Coating 3LPE Type of Internal Coating Epoxy Type of Soil/Strata Hard Rock Type of Terrain Generally Flat Wall Thickness 7.1 mm | 50.00 | m |  | 2580.00 | 129000.00 | 3330.00 | 166500.00 | 4500.00 | 225000.00 | 4800.00 | 240000.00 | 4300.00 | 215000.00 | 3685.00 | 184250.00 | 4393.00 | 219650.00 | 5800.00 | 290000.00 | 4521.66 | 226083.00 | 129000.00 | Advance Infrastrurctures Pvt Ltd
1173.00 | Scope of Work Installation of Pipeline (Line Pipe Free issue from Owner) OFC Conduit to be installed Yes (PL SOR includes trenching works only. OFC works as per Other Department SOR) Pipe Material Grade API 5L Gr. X-70 PSL 2 Pipe OD 355.6 mm Type of External Coating 3LPE Type of Internal Coating Epoxy Type of Soil/Strata Hard Strata (Soft Rock/ Murrum / Laterite / Weathered Rock / Gravels / Pebbles/ Cobbles etc.) Type of Terrain Generally Flat Wall Thickness 7.1 mm | 2452.22 | m |  | 2580.00 | 6326727.60 | 4000.00 | 9808880.00 | 3600.00 | 8827992.00 | 3700.00 | 9073214.00 | 4300.00 | 10544546.00 | 3676.00 | 9014360.72 | 4088.00 | 10024675.36 | 5900.00 | 14468098.00 | 4283.67 | 10504501.25 | 6326727.60 | Advance Infrastrurctures Pvt Ltd
1174.00 | Scope of Work Installation of Pipeline (Line Pipe Free issue from Owner) OFC Conduit to be installed Yes (PL SOR includes trenching works only. OFC works as per Other Department SOR) Pipe Material Grade API 5L Gr. X-70 PSL 2 Pipe OD 355.6 mm Type of External Coating 3LPE Type of Internal Coating Epoxy Type of Soil/Strata Hard Rock Type of Terrain Generally Flat Wall Thickness 8.7 mm | 1444.00 | m |  | 2580.00 | 3725520.00 | 3350.00 | 4837400.00 | 4350.00 | 6281400.00 | 4400.00 | 6353600.00 | 4500.00 | 6498000.00 | 3795.00 | 5479980.00 | 4468.00 | 6451792.00 | 6100.00 | 8808400.00 | 4997.62 | 7216563.28 | 3725520.00 | Advance Infrastrurctures Pvt Ltd
1175.00 | Scope of Work Installation of Pipeline (Line Pipe Free issue from Owner) OFC Conduit to be installed Yes (PL SOR includes trenching works only. OFC works as per Other Department SOR) Pipe Material Grade API 5L Gr. X-70 PSL 2 Pipe OD 355.6 mm Type of External Coating 3LPE Type of Internal Coating Epoxy Type of Soil/Strata Hard Strata (Soft Rock/ Murrum / Laterite / Weathered Rock / Gravels / Pebbles/ Cobbles etc.) Type of Terrain Generally Flat Wall Thickness 8.7 mm | 100.00 | m |  | 2580.00 | 258000.00 | 3240.00 | 324000.00 | 4000.00 | 400000.00 | 4050.00 | 405000.00 | 4500.00 | 450000.00 | 3795.00 | 379500.00 | 4163.00 | 416300.00 | 6100.00 | 610000.00 | 4731.49 | 473149.00 | 258000.00 | Advance Infrastrurctures Pvt Ltd
1176.00 | Scope of Work Installation of Pipeline (Line Pipe Free issue from Owner) OFC Conduit to be installed Yes (PL SOR includes trenching works only. OFC works as per Other Department SOR) Pipe Material Grade API 5L Gr. X-70 PSL 2 Pipe OD 355.6 mm Type of External Coating 3LPE Type of Internal Coating Epoxy Type of Soil/Strata Hard Rock Type of Terrain Undulating Wall Thickness 7.1 mm | 150.00 | m |  | 2580.00 | 387000.00 | 3350.00 | 502500.00 | 6850.00 | 1027500.00 | 6900.00 | 1035000.00 | 4500.00 | 675000.00 | 3750.00 | 562500.00 | 5271.00 | 790650.00 | 6000.00 | 900000.00 | 4968.06 | 745209.00 | 387000.00 | Advance Infrastrurctures Pvt Ltd
1177.00 | Scope of Work Installation of Pipeline (Line Pipe Free issue from Owner) OFC Conduit to be installed Yes (PL SOR includes trenching works only. OFC works as per Other Department SOR) Pipe Material Grade API 5L Gr. X-70 PSL 2 Pipe OD 355.6 mm Type of External Coating 3LPE Type of Internal Coating Epoxy Type of Soil/Strata Hard Strata (Soft Rock/ Murrum / Laterite / Weathered Rock / Gravels / Pebbles/ Cobbles etc.) Type of Terrain Undulating Wall Thickness 8.7 mm | 100.00 | m |  | 2580.00 | 258000.00 | 3240.00 | 324000.00 | 5750.00 | 575000.00 | 5800.00 | 580000.00 | 4500.00 | 450000.00 | 3850.00 | 385000.00 | 4995.00 | 499500.00 | 6100.00 | 610000.00 | 4968.06 | 496806.00 | 258000.00 | Advance Infrastrurctures Pvt Ltd
1178.00 | Scope of Work Installation of Pipeline (Line Pipe Free issue from Owner) OFC Conduit to be installed Yes (PL SOR includes trenching works only. OFC works as per Other Department SOR) Pipe Material Grade API 5L Gr. X-70 PSL 2 Pipe OD 355.6 mm Type of External Coating 3LPE Type of Internal Coating Epoxy Type of Soil/Strata Hard Strata (Soft Rock/ Murrum / Laterite / Weathered Rock / Gravels / Pebbles/ Cobbles etc.) Type of Terrain Undulating Wall Thickness 7.1 mm | 250.00 | m |  | 2580.00 | 645000.00 | 3240.00 | 810000.00 | 5700.00 | 1425000.00 | 5800.00 | 1450000.00 | 4500.00 | 1125000.00 | 3750.00 | 937500.00 | 4905.00 | 1226250.00 | 6000.00 | 1500000.00 | 4731.49 | 1182872.50 | 645000.00 | Advance Infrastrurctures Pvt Ltd
1179.00 | Scope of Work Installation of Pipeline (Line Pipe Free issue from Owner) OFC Conduit to be installed Yes (PL SOR includes trenching works only. OFC works as per Other Department SOR) Pipe Material Grade API 5L Gr. X-70 PSL 2 Pipe OD 355.6 mm Type of External Coating 3LPE Type of Internal Coating Epoxy Type of Soil/Strata Normal Strata (Soft Soil/ Sand/ Clay/ Silty Sand/ Silty Clay etc.) Type of Terrain Undulating Wall Thickness 7.1 mm | 28392.00 | m |  | 2550.00 | 72399600.00 | 3330.00 | 94545360.00 | 3000.00 | 85176000.00 | 3100.00 | 88015200.00 | 4500.00 | 127764000.00 | 3750.00 | 106470000.00 | 4584.00 | 130148928.00 | 6000.00 | 170352000.00 | 3785.19 | 107469114.48 | 72399600.00 | Advance Infrastrurctures Pvt Ltd
1180.00 | Scope of Work Installation of Pipeline (Line Pipe Free issue from Owner) OFC Conduit to be installed Yes (PL SOR includes trenching works only. OFC works as per Other Department SOR) Pipe Material Grade API 5L Gr. X-70 PSL 2 Pipe OD 355.6 mm Type of External Coating 3LPE Type of Internal Coating Epoxy Type of Soil/Strata Hard Rock Type of Terrain Undulating Wall Thickness 8.7 mm | 100.00 | m |  | 2550.00 | 255000.00 | 3350.00 | 335000.00 | 6500.00 | 650000.00 | 6960.00 | 696000.00 | 4500.00 | 450000.00 | 3850.00 | 385000.00 | 5361.00 | 536100.00 | 6100.00 | 610000.00 | 5204.64 | 520464.00 | 255000.00 | Advance Infrastrurctures Pvt Ltd
1181.00 | Scope of Work Installation of Pipeline (Line Pipe Free issue from Owner) OFC Conduit to be installed Yes (PL SOR includes trenching works only. OFC works as per Other Department SOR) Pipe Material Grade API 5L Gr. X-70 PSL 2 Pipe OD 355.6 mm Type of External Coating 3LPE Type of Internal Coating Epoxy Type of Soil/Strata Normal Strata (Soft Soil/ Sand/ Clay/ Silty Sand/ Silty Clay etc.) Type of Terrain Undulating Wall Thickness 8.7 mm | 1576.00 | m |  | 2400.00 | 3782400.00 | 3240.00 | 5106240.00 | 3025.00 | 4767400.00 | 3150.00 | 4964400.00 | 4500.00 | 7092000.00 | 3850.00 | 6067600.00 | 4659.00 | 7342584.00 | 6100.00 | 9613600.00 | 4021.76 | 6338293.76 | 3782400.00 | Advance Infrastrurctures Pvt Ltd
1182.00 | LAYING/ INSTALLATION OF STEEL PIPELINE IN RESTRICTED ROU (MANGROVE, ROAD, CITY, RESERVE FOREST, BUILT-IN)
1183.00 | Laying/ Installation of line pipe, associated fittings and accessories, etc. as per specifications, standards, drawings, other provisions of Contract and Instructions of Engineer-in-Charge, including but not limited to carrying out the following: "Receiving and taking-over", safe handling, loading, transportation and unloading of Owner supplied Free Issue Materials (as applicable) from designated place(s) of issue/ dump site(s) to Contractor's own stock-yard(s) including stringing the pipeline in available Right-of-Use (ROU) / Right of Way (ROW), Arrangement of all additional land required for Contractor's storage, fabrication, access for construction (other than Owner provided ROU/ available ROU as per scope of work); supply of all materials (except Owner supplied materials, as applicable), consumables, equipment, labour, etc; Staking and installation of construction markers, clearing, grubbing, grading (as required) of Right-of-Use (ROU) / Right of Way (ROW); Providing Warning Devices (Mat/ Tape or Mesh), as required; Cutting Trees, if required; Counting the number and type of trees cut in presence of DFO/ concerned authorities and keeping record thereof; Trenching to all depths and to a width to accommodate the pipeline with/ without optical fiber cable/cable conduit as specified in Scope Document by excavation in all types of soil/ strata (including Normal Strata/ Hard Strata/ Hard Rock, as defined subsequently), including additional trenching for seismic and other areas as specified, blasting, chiseling or otherwise cutting etc.; Providing trench padding as required with sand/ graded earth approved by Engineer-in-Charge; Carrying out repairs of pipe and coating defects not attributable to Owner; Thorough internal cleaning of all pipes by suitable methods to remove debris, shots, grits etc.; Stringing of line pipes along ROU/ ROW including providing straw bags, soft padding/sand padding; Aligning, bending, cutting and beveling (as required) of pipes for welding and field adjustments, NDT of re-beveled area, welding, carrying out destructive & non- destructive testing of welds required as per approved NDT specifications (including radiography) and providing all requisite equipment, labour, supervision, materials, films, consumables etc.; carrying out repairs of weld joints as required, carrying out re- radiography and other non-destructive tests on repaired joints, etc.; Installation of carrier pipe including concrete coated pipes (wherever required) at all crossings including roads/ canals/ nala/ water crossings etc. (except at crossings those are specifically covered separately in this SOR) by open cut or Jacking/ boring method including pre-testing as required; Carrying out installation of carrier pipe in the casing pipe at cased crossings (excluding supply and installation of casing pipes, covered separately); Coating of all field weld joints, long radius bends, buried fittings etc.(as applicable); Lowering the pipelines in trench including providing sand bag separators for parallel pipelines at the specified spacing (when applicable), adhering to all safety norms implied by the ROU/ ROW authority (as applicable), providing required padding over and around the pipeline with sand/graded material approved by Engineer-In-Charge (in rocky areas), backfilling with available approved excavated material and/or other suitable soil approved by Engineer-In-Charge; Supply and installation of slope breaker as per specifications and drawings in steep slope areas, wherever required; Carrying out hydrostatic testing including air cleaning, flushing, filling, gauging, pressurization of complete pipeline in various test sections as approved by Engineer-In-Charge to the specified test pressure, providing all equipment, pumps, fittings, instruments, dead weight tester, all types of pigs etc., and services, supervision, labour, consumables, arranging adequate quantity of water of suitable quality required for hydrostatic testing including supply of corrosion inhibitor, air, etc. as required, locating of leaks and rectification of defects attributable to Contractor, re-testing after rectification, successful completion of hydro-testing of pipeline (Controlled De-watering etc. covered elsewhere in the SOR); including all tie-in(s) with the pipeline/ piping installed by others including cutting of test header, re- beveling as required; Carrying out all temporary, ancillary, auxiliary works and all incidental works required to make the pipeline ready for pre-commissioning; Repair of defects recorded during EGP/gauge plate run or otherwise including cutting, beveling, welding, NDT (including Radiography/ X-Ray check shots, as applicable), field joint coating etc. as applicable; Final clean-up and restoration of right of use/ right of way including obtaining work permits/ NOC from respective statutory authorities as required and disposal of debris and returning all surplus material to designated disposal areas/Company storage yard, as directed by Engineer-In-Charge; Restoration of land, facilities and boundary wall etc. at associated facilities dismantled/damaged by the Contractor during construction; Obtaining work permits/ NOC from various statutory authorities having jurisdiction and complying with all stipulation/conditions/recommendation of the said authorities; Preparation of as-built drawings, pipe-book and other records. SOR shall be read in conjunction with drawings, scope of work, specifications, standards and other provisions of contract document. All above works for buried pipeline as per following details:
1184.00 | Scope of Work Installation of Pipeline (Line Pipe Free issue from Owner) OFC Conduit to be installed Yes (PL SOR includes trenching works only. OFC works as per Other Department SOR) Pipe Material Grade API 5L Gr. X-70 PSL 2 Pipe OD 355.6 mm Type of External Coating 3LPE Type of Internal Coating Epoxy Type of Soil/ Strata Normal Strata (Soft Soil/ Sand/ Clay/ Silty Sand/ Silty Clay etc.) Type of Restricted ROU Reserve Forest Available Width of RoU 10 m Wall thickness 7.1 mm | 1357.86 | m |  | 2550.00 | 3462543.00 | 3330.00 | 4521673.80 | 5000.00 | 6789300.00 | 4870.00 | 6612778.20 | 4500.00 | 6110370.00 | 4950.00 | 6721407.00 | 4203.00 | 5707085.58 | 6700.00 | 9097662.00 | 3807.71 | 5170337.10 | 3462543.00 | Advance Infrastrurctures Pvt Ltd
1185.00 | Scope of Work Installation of Pipeline (Line Pipe Free issue from Owner) OFC Conduit to be installed Yes (PL SOR includes trenching works only. OFC works as per Other Department SOR) Pipe Material Grade API 5L Gr. X-70 PSL 2 Pipe OD 355.6 mm Type of External Coating 3LPE Type of Internal Coating Epoxy Type of Soil/ Strata Hard Rock Type of Restricted ROU Reserve Forest Available Width of RoU 10 m Wall thickness 7.1 mm | 50.00 | m |  | 2550.00 | 127500.00 | 3350.00 | 167500.00 | 6000.00 | 300000.00 | 6170.00 | 308500.00 | 4500.00 | 225000.00 | 4950.00 | 247500.00 | 4831.00 | 241550.00 | 6900.00 | 345000.00 | 4997.62 | 249881.00 | 127500.00 | Advance Infrastrurctures Pvt Ltd
1186.00 | Scope of Work Installation of Pipeline (Line Pipe Free issue from Owner) OFC Conduit to be installed Yes (PL SOR includes trenching works only. OFC works as per Other Department SOR) Pipe Material Grade API 5L Gr. X-70 PSL 2 Pipe OD 355.6 mm Type of External Coating 3LPE Type of Internal Coating Epoxy Type of Soil/ Strata Hard Rock Type of Restricted ROU Reserve Forest Available Width of RoU 5 m Wall thickness 7.1 mm | 50.00 | m |  | 2550.00 | 127500.00 | 3350.00 | 167500.00 | 7000.00 | 350000.00 | 7330.00 | 366500.00 | 4500.00 | 225000.00 | 5720.00 | 286000.00 | 5073.00 | 253650.00 | 7400.00 | 370000.00 | 5235.60 | 261780.00 | 127500.00 | Advance Infrastrurctures Pvt Ltd
1187.00 | Scope of Work Installation of Pipeline (Line Pipe Free issue from Owner) OFC Conduit to be installed Yes (PL SOR includes trenching works only. OFC works as per Other Department SOR) Pipe Material Grade API 5L Gr. X-70 PSL 2 Pipe OD 355.6 mm Type of External Coating 3LPE Type of Internal Coating Epoxy Type of Soil/ Strata Normal Strata (Soft Soil/ Sand/ Clay/ Silty Sand/ Silty Clay etc.) Type of Restricted ROU Reserve Forest Available Width of RoU 5 m Wall thickness 7.1 mm | 1328.71 | m |  | 2550.00 | 3388210.50 | 3330.00 | 4424604.30 | 6000.00 | 7972260.00 | 6000.00 | 7972260.00 | 4500.00 | 5979195.00 | 5720.00 | 7600221.20 | 4413.00 | 5863597.23 | 7600.00 | 10098196.00 | 4045.69 | 5375548.76 | 3388210.50 | Advance Infrastrurctures Pvt Ltd
1188.00 | Scope of Work Installation of Pipeline (Line Pipe Free issue from Owner) OFC Conduit to be installed Yes (PL SOR includes trenching works only. OFC works as per Other Department SOR) Pipe Material Grade API 5L Gr. X-70 PSL 2 Pipe OD 355.6 mm Type of External Coating 3LPE Type of Internal Coating Epoxy Type of Soil/ Strata Hard Strata (Soft Rock/ Murrum / Laterite / Weathered Rock / Gravels / Pebbles/ Cobbles etc.) Type of Restricted ROU Reserve Forest Available Width of RoU 5 m Wall thickness 7.1 mm | 16.78 | m |  | 2550.00 | 42789.00 | 3330.00 | 55877.40 | 6501.00 | 109086.78 | 6800.00 | 114104.00 | 4500.00 | 75510.00 | 5720.00 | 95981.60 | 4721.00 | 79218.38 | 7600.00 | 127528.00 | 4997.62 | 83860.06 | 42789.00 | Advance Infrastrurctures Pvt Ltd
1189.00 | Scope of Work Installation of Pipeline (Line Pipe Free issue from Owner) OFC Conduit to be installed Yes (PL SOR includes trenching works only. OFC works as per Other Department SOR) Pipe Material Grade API 5L Gr. X-70 PSL 2 Pipe OD 355.6 mm Type of External Coating 3LPE Type of Internal Coating Epoxy Type of Soil/ Strata Hard Strata (Soft Rock/ Murrum / Laterite / Weathered Rock / Gravels / Pebbles/ Cobbles etc.) Type of Restricted ROU Mangrove & CRZ Available Width of RoU 10 m Wall thickness 7.1 mm | 50.00 | m |  | 2550.00 | 127500.00 | 3330.00 | 166500.00 | 15000.00 | 750000.00 | 12500.00 | 625000.00 | 4500.00 | 225000.00 | 4950.00 | 247500.00 | 4496.00 | 224800.00 | 7400.00 | 370000.00 | 5116.61 | 255830.50 | 127500.00 | Advance Infrastrurctures Pvt Ltd
1190.00 | BACKFILLING WITH SELECT SOIL
1191.00 | Unit rate over and above item no. 01PP.1.1.1/ 01PP.2.1.1 (as applicable) for supply of specified and approved quality of sand (for station approaches) or approved quality of cohesion-less soil as backfill material like graded sand, morrum, silty sand etc. (for seismic zones along pipeline route) including supply of sand or approved quality of backfill material like graded sand /other types of soil etc. in place of available excavated material and/ or other suitable soil as per applicable standards/ specifications, including backfilling of excavated trench for specified length after laying of pipeline and optical fiber cables/ cable conduit, including transportation of backfill material over all distances and disposal of surplus excavated soil. All work shall be executed as per following details:
1192.00 | Type of Backfill Seismic Areas Pipe OD 355.6 mm Distance of Transport Within 25km | 450.00 | m³ |  | 750.00 | 337500.00 | 460.00 | 207000.00 | 1800.00 | 810000.00 | 1500.00 | 675000.00 | 400.00 | 180000.00 | 1205.00 | 542250.00 | 2160.00 | 972000.00 | 780.00 | 351000.00 | 813.58 | 366111.00 | 180000.00 | PRATHAM EPC PROJECTS LTD
1193.00 | Type of Backfill Station Approach Pipe OD 355.6 mm Distance of Transport Within 25km | 450.00 | m³ |  | 750.00 | 337500.00 | 460.00 | 207000.00 | 1800.00 | 810000.00 | 1500.00 | 675000.00 | 1200.00 | 540000.00 | 1405.00 | 632250.00 | 2160.00 | 972000.00 | 820.00 | 369000.00 | 2461.65 | 1107742.50 | 207000.00 | JSIW INFRASTRUCTURE PRIVATE LIMITED
1194.00 | Type of Backfill Station Approach Pipe OD 355.6 mm Distance of Transport Beyond 25km | 3000.00 | m³ |  | 100.00 | 300000.00 | 517.50 | 1552500.00 | 1800.00 | 5400000.00 | 2500.00 | 7500000.00 | 1200.00 | 3600000.00 | 900.00 | 2700000.00 | 2400.00 | 7200000.00 | 820.00 | 2460000.00 | 2461.65 | 7384950.00 | 300000.00 | Advance Infrastrurctures Pvt Ltd
1195.00 | Type of Backfill Seismic Areas Pipe OD 355.6 mm Distance of Transport Beyond 25km | 3000.00 | m³ |  | 100.00 | 300000.00 | 517.50 | 1552500.00 | 1800.00 | 5400000.00 | 2500.00 | 7500000.00 | 1200.00 | 3600000.00 | 1100.00 | 3300000.00 | 2400.00 | 7200000.00 | 820.00 | 2460000.00 | 813.58 | 2440740.00 | 300000.00 | Advance Infrastrurctures Pvt Ltd
1196.00 | ANTI-BUOYANCY MEASURES FOR PIPELINE
1197.00 | Unit rate for additional work over and above item no. 01PP.1.1.1/ 01PP.2.1.1 (as applicable) for supply of all consumables and materials and application of continuous concrete weight coating on pipes of all wall thicknesses except weld joints and/or design, manufacture and supply of Non-biodegradable geo-textile bags and installation of geo-textile bags duly filled with gravel/ stone ballast on pipelines of all thicknesses as mentioned below and/or supply of all consumables and materials including supply of 3 mm thick HDPE sheets, fabrication and installation of concrete saddle weights on pipelines of all wall thicknesses as mentioned below in all areas of work except waterbody crossings covered separately, and performing all works as per scope of work, specifications, standards and instructions of Engineer-in-Charge and other provisions of Contract document. All work shall be executed as per following details:
1198.00 | Type of Protection Concrete Weight Coating Pipe OD 355.6 mm Pipe Wall Thickness 7.1 mm Concrete Weight Thickness 55 mm | 528.00 | metre |  | 2200.00 | 1161600.00 | 3000.00 | 1584000.00 | 2500.00 | 1320000.00 | 2800.00 | 1478400.00 | 3000.00 | 1584000.00 | 3230.00 | 1705440.00 | 3000.00 | 1584000.00 | 3200.00 | 1689600.00 | 2092.05 | 1104602.40 | 1104602.40 | KEC Spur Infrastructure Pvt. Ltd.
1199.00 | Type of Protection Concrete Weight Coating Pipe OD 355.6 mm Pipe Wall Thickness 8.7 mm Concrete Weight Thickness 55 mm | 768.00 | metre |  | 2200.00 | 1689600.00 | 3000.00 | 2304000.00 | 2500.00 | 1920000.00 | 2800.00 | 2150400.00 | 3000.00 | 2304000.00 | 3450.00 | 2649600.00 | 3000.00 | 2304000.00 | 3450.00 | 2649600.00 | 2092.05 | 1606694.40 | 1606694.40 | KEC Spur Infrastructure Pvt. Ltd.
1200.00 | Type of Protection Geo-textile Bags Pipe OD 355.6 mm Pipe Wall Thickness 7.1 mm Concrete Weight Thickness Not Applicable (for Geo-textile/Concrete Saddle) mm | 100.00 | metre |  | 450.00 | 45000.00 | 3450.00 | 345000.00 | 3000.00 | 300000.00 | 4000.00 | 400000.00 | 3000.00 | 300000.00 | 3870.00 | 387000.00 | 3000.00 | 300000.00 | 4500.00 | 450000.00 | 14145.61 | 1414561.00 | 45000.00 | Advance Infrastrurctures Pvt Ltd
1201.00 | Type of Protection Geo-textile Bags Pipe OD 355.6 mm Pipe Wall Thickness 8.7 mm Concrete Weight Thickness Not Applicable (for Geo-textile/Concrete Saddle) mm | 100.00 | metre |  | 450.00 | 45000.00 | 3450.00 | 345000.00 | 3000.00 | 300000.00 | 4000.00 | 400000.00 | 3000.00 | 300000.00 | 3870.00 | 387000.00 | 3000.00 | 300000.00 | 4800.00 | 480000.00 | 14145.61 | 1414561.00 | 45000.00 | Advance Infrastrurctures Pvt Ltd
1202.00 | SOIL STABILIZATION
1203.00 | Unit rate for additional works over and above item no. 01PP.1.1.1/ 01PP.2.1.1 (as applicable) for supply, fabrication and installation for protection and stabilization of banks of water crossings or stabilization of soil in hilly areas including supply of all materials, equipment, consumables, manpower and performing works as per drawings, scope of work, specifications, standards and any additional provision specific to job requirements as per instructions of Engineer-in-Charge and provisions of Contract. All work shall be executed as per following details:
1204.00 | Works Related to Bank Stabilization | 3000.00 | sqm |  | 100.00 | 300000.00 | 1700.00 | 5100000.00 | 2250.00 | 6750000.00 | 2500.00 | 7500000.00 | 200.00 | 600000.00 | 465.00 | 1395000.00 | 4800.00 | 14400000.00 | 4500.00 | 13500000.00 | 5272.41 | 15817230.00 | 300000.00 | Advance Infrastrurctures Pvt Ltd
1205.00 | Works Related to Slope Stabilization | 3000.00 | sqm |  | 100.00 | 300000.00 | 1700.00 | 5100000.00 | 2250.00 | 6750000.00 | 2500.00 | 7500000.00 | 200.00 | 600000.00 | 330.00 | 990000.00 | 4200.00 | 12600000.00 | 4500.00 | 13500000.00 | 5272.41 | 15817230.00 | 300000.00 | Advance Infrastrurctures Pvt Ltd
1206.00 | ROCK SHIELDING IN ROCKY AREAS
1207.00 | All works for Supply and installation of Rock Shield mesh around pipeline in rocky areas as per scope of work, provisions of Contract document and as per instructions of Engineer-in-charge
1208.00 | Pipe OD 355.6 mm | 3000.00 | m |  | 300.00 | 900000.00 | 550.00 | 1650000.00 | 750.00 | 2250000.00 | 800.00 | 2400000.00 | 400.00 | 1200000.00 | 385.00 | 1155000.00 | 318.00 | 954000.00 | 2450.00 | 7350000.00 | 161.47 | 484410.00 | 484410.00 | KEC Spur Infrastructure Pvt. Ltd.
1209.00 | INSTALLATION OF CASING PIPE & CS CONDUIT
1210.00 | Installation of Casing pipe & CS Conduit for OFC (Including/ Excluding supply of casing pipe as defined in below & refer SOW for further details) by jacking/ boring or open cut for rail, road, drain, nala or canal crossings wherever required (as defined in SOW) (including 500µm of Epoxy coating on Casing Pipes, vent & drain pipes and CS Conduit as required) in all types of soil/ strata (including Normal Strata/ Hard Strata/ Hard Rock, as defined subsequently) & terrain(s) separately for carrier pipes and fiber optic cable/cable conduit, supply of all other Contractor supplied materials viz. casing insulators and casing end seals, materials for casing vents and drain assemblies etc., including transportation, supply of all other materials, equipment, consumables, man-power, welding including visual inspection of all weld joints, installation of casing insulators, end seals, vents and drain- off pipes, backfilling and restoration as original of the facility crossed and performing all works as per drawings, scope of work, specifications, standards and instructions of Engineer-in-Charge and provisions of Contract document.
1211.00 | Scope of Work Supply & Installation of CS Conduit Pipe OD 168.3 mm Material Grade API 5L Gr. B/ IS 3589 Grade Fe 410/ IS 3589 Grade Fe 450 Method of Crossing Jacking/Boring Type of Soil/Strata Normal Strata (Soft Soil/ Sand/ Clay/ Silty Sand/ Silty Clay etc.) Thickness 6.40 mm | 200.00 | m |  | 3200.00 | 640000.00 | 5000.00 | 1000000.00 | 7500.00 | 1500000.00 | 4200.00 | 840000.00 | 1000.00 | 200000.00 | 11500.00 | 2300000.00 | 5040.00 | 1008000.00 | 3000.00 | 600000.00 | 4164.68 | 832936.00 | 200000.00 | PRATHAM EPC PROJECTS LTD
1212.00 | Scope of Work Supply & Installation of CS Conduit Pipe OD 168.3 mm Material Grade API 5L Gr. B/ IS 3589 Grade Fe 410/ IS 3589 Grade Fe 450 Method of Crossing Jacking/Boring Type of Soil/Strata Hard Strata (Soft Rock/ Murrum / Laterite / Weathered Rock / Gravels / Pebbles/ Cobbles etc.) Thickness 6.40 mm | 200.00 | m |  | 3200.00 | 640000.00 | 8000.00 | 1600000.00 | 7500.00 | 1500000.00 | 6000.00 | 1200000.00 | 1000.00 | 200000.00 | 11500.00 | 2300000.00 | 6480.00 | 1296000.00 | 4000.00 | 800000.00 | 10114.23 | 2022846.00 | 200000.00 | PRATHAM EPC PROJECTS LTD
1213.00 | Scope of Work Supply & Installation of Casing Pipe Pipe OD 508 mm Material Grade API 5L Gr. B/ IS 3589 Grade Fe 410/ IS 3589 Grade Fe 450 Method of Crossing Jacking/Boring Type of Soil/Strata Hard Strata (Soft Rock/ Murrum / Laterite / Weathered Rock / Gravels / Pebbles/ Cobbles etc.) Thickness 8.74 mm | 200.00 | m |  | 18000.00 | 3600000.00 | 28500.00 | 5700000.00 | 30000.00 | 6000000.00 | 24340.00 | 4868000.00 | 1000.00 | 200000.00 | 12500.00 | 2500000.00 | 24960.00 | 4992000.00 | 19000.00 | 3800000.00 | 42241.79 | 8448358.00 | 200000.00 | PRATHAM EPC PROJECTS LTD
1214.00 | Scope of Work Supply & Installation of Casing Pipe Pipe OD 508 mm Material Grade API 5L Gr. B/ IS 3589 Grade Fe 410/ IS 3589 Grade Fe 450 Method of Crossing Jacking/Boring Type of Soil/Strata Normal Strata (Soft Soil/ Sand/ Clay/ Silty Sand/ Silty Clay etc.) Thickness 8.74 mm | 200.00 | m |  | 18000.00 | 3600000.00 | 19500.00 | 3900000.00 | 30000.00 | 6000000.00 | 20340.00 | 4068000.00 | 1000.00 | 200000.00 | 12500.00 | 2500000.00 | 20160.00 | 4032000.00 | 21000.00 | 4200000.00 | 42241.79 | 8448358.00 | 200000.00 | PRATHAM EPC PROJECTS LTD
1215.00 | INSTALLATION OF PIPELINE BY TRENCHLESS TECHNIQUE (USING HORIZONTAL DIRECTIONAL DRILLING)
1216.00 | Complete work for all type of crossings (RIVER/CANAL/ DRAIN/ NALA/ ROAD/ RAILWAY/ UTILITY) (between the limits as indicated in the drawing/ Scope of work) in all types of soil/ strata (including Normal Strata/ Hard Strata/ Hard Rock, as defined subsequently) including all additional drilled lengths necessitated by Contractor's design and based on site conditions, carrying out geo-technical investigation, carrying out topographical and hydrological survey and collection of data to establish the bed of the water body (for River/ Unlined waterbody); calculation of scour depth of water body crossings (for River/ Unlined Waterbody), including construction design calculation and engineering of the crossing for all types of crossings, "Receiving and taking-over", handling, loading, transportation and unloading of externally corrosion coated/ bare line pipes (as applicable) from designated place(s) of issue/ dump site(s) to Contractor's own stock-yard(s)/ work site; mobilization and de- mobilization at site(s), supply of all materials as per "Scope of Supply" all consumables, equipment, manpower, other resources, temporary acquisition of additional land as required for string preparations/ all other works, and execution of, but not limited to, the following works in accordance with specifications, drawings; preparation of all necessary construction drawings for Owner's approval, Preparation of detailed construction method statement, calculations and installation procedures, Strings preparation including welding, NDT of welds and re-beveled areas, radiography, weld repair and re-test, pre-hydro testing of completed string, corrosion coating of field joints with HDD sleeves, inspection of corrosion coating and repair of defects, installation of pipeline string by Horizontal directional drilling, Supply & Installation of 168.3mm size, 6.4 mm thk., API 5L Gr. B/ IS 3589 Fe 410 CS conduit for OFC (including 500µm of epoxy coating on CS Conduit as required) below the lowest level of the crossing including cover by separate horizontal directional drilling to the correct profile as per approved drawings and specification, Post-installation hydrotest including leaks and repair of defects and retesting, etc. for defects attributed to Contractor's faulty work, safe disposal of corrosion Inhibited water and bentonite, Supply, fabrication and construction of protective fencing as required; supply, fabrication and erection of pipeline markers; Restoration and clean-up etc., Preparation of as-built drawings and other records etc. All other works not specifically listed herein, but required as per drawings, scope of work, specifications, standards and provision of contract document, calculations, and instruction of Engineer-in- Charge, leading to successful completion of works. Notes: 1. Length of HDD shall be measured as actual curvilinear length between tie-ins at entry and exit. 2. Payment shall be made on pro rata basis for any Increase/ decrease in HDD length.
1217.00 | Scope of Work Installation of Pipeline (Line Pipe Free issue from Owner) Pipe Material Grade API 5L Gr. X-70 PSL 2 Pipe OD 355.6 mm Type of Crossing Road/ Highway Type of Soil/Strata Normal Strata (Soft Soil/ Sand/ Clay/ Silty Sand/ Silty Clay etc.) Crossing Name National Highway-Bundelkhan Chainage of Crossing 310.49908 km Pipe Wall Thickness 8.7 mm | 250.00 | m |  | 14000.00 | 3500000.00 | 17000.00 | 4250000.00 | 32000.00 | 8000000.00 | 30000.00 | 7500000.00 | 11000.00 | 2750000.00 | 12500.00 | 3125000.00 | 42750.00 | 10687500.00 | 42000.00 | 10500000.00 | 17033.36 | 4258340.00 | 2750000.00 | PRATHAM EPC PROJECTS LTD
1218.00 | Scope of Work Installation of Pipeline (Line Pipe Free issue from Owner) Pipe Material Grade API 5L Gr. X-70 PSL 2 Pipe OD 355.6 mm Type of Crossing Road/ Highway Type of Soil/Strata Normal Strata (Soft Soil/ Sand/ Clay/ Silty Sand/ Silty Clay etc.) Crossing Name National Highway-2 Chainage of Crossing 334.02082 km Pipe Wall Thickness 8.7 mm | 150.00 | m |  | 14000.00 | 2100000.00 | 17000.00 | 2550000.00 | 32000.00 | 4800000.00 | 30000.00 | 4500000.00 | 11000.00 | 1650000.00 | 12500.00 | 1875000.00 | 21875.00 | 3281250.00 | 42000.00 | 6300000.00 | 17033.36 | 2555004.00 | 1650000.00 | PRATHAM EPC PROJECTS LTD
1219.00 | Scope of Work Installation of Pipeline (Line Pipe Free issue from Owner) Pipe Material Grade API 5L Gr. X-70 PSL 2 Pipe OD 355.6 mm Type of Crossing Waterbody Type of Soil/Strata Normal Strata (Soft Soil/ Sand/ Clay/ Silty Sand/ Silty Clay etc.) Crossing Name Lower Ganga Unlined Canal Chainage of Crossing 334.46063 km Pipe Wall Thickness 8.7 mm | 250.00 | m |  | 14000.00 | 3500000.00 | 17000.00 | 4250000.00 | 33000.00 | 8250000.00 | 32000.00 | 8000000.00 | 12000.00 | 3000000.00 | 12500.00 | 3125000.00 | 21875.00 | 5468750.00 | 42000.00 | 10500000.00 | 17033.36 | 4258340.00 | 3000000.00 | PRATHAM EPC PROJECTS LTD
1220.00 | Scope of Work Installation of Pipeline (Line Pipe Free issue from Owner) Pipe Material Grade API 5L Gr. X-70 PSL 2 Pipe OD 355.6 mm Type of Crossing Waterbody Type of Soil/Strata Normal Strata (Soft Soil/ Sand/ Clay/ Silty Sand/ Silty Clay etc.) Crossing Name Yamuna River Chainage of Crossing 327.89326 km Pipe Wall Thickness 8.7 mm | 1500.00 | m |  | 22000.00 | 33000000.00 | 17000.00 | 25500000.00 | 65000.00 | 97500000.00 | 66667.00 | 100000500.00 | 35000.00 | 52500000.00 | 12500.00 | 18750000.00 | 21875.00 | 32812500.00 | 42000.00 | 63000000.00 | 27206.06 | 40809090.00 | 18750000.00 | M/s. Megha Engineering and Infrastructures Ltd
1221.00 | Scope of Work Installation of Pipeline (Line Pipe Free issue from Owner) Pipe Material Grade API 5L Gr. X-70 PSL 2 Pipe OD 355.6 mm Type of Crossing Waterbody Type of Soil/Strata Normal Strata (Soft Soil/ Sand/ Clay/ Silty Sand/ Silty Clay etc.) Crossing Name Sengar River Chainage of Crossing 338.33188 km Pipe Wall Thickness 8.7 mm | 250.00 | m |  | 14000.00 | 3500000.00 | 17000.00 | 4250000.00 | 32000.00 | 8000000.00 | 30000.00 | 7500000.00 | 12000.00 | 3000000.00 | 12500.00 | 3125000.00 | 21875.00 | 5468750.00 | 42000.00 | 10500000.00 | 17033.36 | 4258340.00 | 3000000.00 | PRATHAM EPC PROJECTS LTD
1222.00 | INSTALLATION OF PIPELINE BY TRENCHLESS TECHNIQUE (USING SHALLOW HDD)
1223.00 | Complete work for crossings by shallow Horizontal Directional Drilling method in accordance with specifications, drawings and as per approved Horizontal Directional Drilling Design & Methodology, in concurrence with Site/ Owner siting valid reasons for opting Shallow HDD instead of open cut/ boring as defined in Design Basis, Scope of Work, Drawings etc. Installation of coated pipeline across canal/ drain/ road/ other crossings by shallow horizontal directional drilling method in Normal Strata (Soft Soil/ Sand/ Clay/ Silty Sand/ Silty Clay etc.), including all additional drilled lengths necessitated by Contractor's engineering, design & based on site conditions; Mobilization and demobilization; Trial pit(s) for underground utility identification, Preparation of ramps and temporary launching and receiving pit(s) at entry & exit side of rig & restoration of the same after completion of work, Engineering, Preparation of crossing drawings and detailed construction method statement; supply of all materials as per "Contractor's Scope of Supply, all consumables, equipment, machinery, manpower and other resources; acquiring all additional land required for Contractor's storage, fabrication & construction; Carrying out inspection and repairs including supply of all repair materials; Handling, transportation and unloading of Company supplied coated line pipes; Preparation of string including welding, NDT of welds and re-beveled areas, radiography, weld repair and re-test, pre-post hydro-testing of completed string; Cutting of pipes, if required; including NDT of cut ends, Installation of pipeline and HDPE duct pipe as required by shallow horizontal directional drilling to the specified depth as per approved methodology; Disposal of corrosion inhibited water & bentonite as directed by Engineer In charge; Restoration and clean-up etc.; Preparation of as-built drawings, documents and other records etc.; Obtaining NOCs from relevant authorities & owners; Obtaining approval from Company for the design, engineering, calculations, drawings & documents; Carrying out all works in accordance with Scope of Work/ Standard/ Job specifications, drawings, in compliance to statutory authorities requirement & all provisions of the tender document and as per instructions of Company/ Engineer-In-charge.
1224.00 | Scope of Work Installation of Pipeline (Line Pipe Free issue from Owner) Pipe Material Grade API 5L Gr. X-70 PSL 2 Pipe OD 355.6 mm Pipe Wall thickness 8.7 mm | 1000.00 | m |  | 12500.00 | 12500000.00 | 7000.00 | 7000000.00 | 13500.00 | 13500000.00 | 15000.00 | 15000000.00 | 9000.00 | 9000000.00 | 11000.00 | 11000000.00 | 24500.00 | 24500000.00 | 18000.00 | 18000000.00 | 21291.70 | 21291700.00 | 7000000.00 | JSIW INFRASTRUCTURE PRIVATE LIMITED
1225.00 | PERMANENT MARKERS
1226.00 | Supply, fabrication and installation of following types of permanent markers along the route including all associated civil works such as excavation in all types of soil, construction of pedestals and grouting with concrete, clearing, supply and application of approved color & text and quality of primer and paint, stencil letter cutting for numbers, direction, chainage etc., restoration of area to original condition and performing all works as per drawings, scope of work, specifications, standards and instructions of Engineer-in-Charge. Note: The painting of all markers shall conform to environments specified as per scope of work and protective coating specification.
1227.00 | Type of Marker Aerial Marker | 20.00 | nos |  | 15500.00 | 310000.00 | 8625.00 | 172500.00 | 9000.00 | 180000.00 | 9500.00 | 190000.00 | 5000.00 | 100000.00 | 12100.00 | 242000.00 | 9960.00 | 199200.00 | 8000.00 | 160000.00 | 14528.13 | 290562.60 | 100000.00 | PRATHAM EPC PROJECTS LTD
1228.00 | Type of Marker Direction Marker | 35.00 | nos |  | 11200.00 | 392000.00 | 8050.00 | 281750.00 | 9000.00 | 315000.00 | 9500.00 | 332500.00 | 5000.00 | 175000.00 | 9900.00 | 346500.00 | 9000.00 | 315000.00 | 9000.00 | 315000.00 | 7554.63 | 264412.05 | 175000.00 | PRATHAM EPC PROJECTS LTD
1229.00 | Type of Marker Kilometer Marker | 95.00 | nos |  | 14000.00 | 1330000.00 | 8050.00 | 764750.00 | 9000.00 | 855000.00 | 9500.00 | 902500.00 | 7000.00 | 665000.00 | 10879.00 | 1033505.00 | 9000.00 | 855000.00 | 10000.00 | 950000.00 | 7554.63 | 717689.85 | 665000.00 | PRATHAM EPC PROJECTS LTD
1230.00 | Type of Marker Navigable Waterway Marker | 15.00 | nos |  | 18000.00 | 270000.00 | 51750.00 | 776250.00 | 15000.00 | 225000.00 | 25000.00 | 375000.00 | 12000.00 | 180000.00 | 11000.00 | 165000.00 | 33000.00 | 495000.00 | 15000.00 | 225000.00 | 14528.13 | 217921.95 | 165000.00 | M/s. Megha Engineering and Infrastructures Ltd
1231.00 | Type of Marker Pipeline Warning Marker | 150.00 | nos |  | 11200.00 | 1680000.00 | 8050.00 | 1207500.00 | 8000.00 | 1200000.00 | 9500.00 | 1425000.00 | 5000.00 | 750000.00 | 8250.00 | 1237500.00 | 9000.00 | 1350000.00 | 12000.00 | 1800000.00 | 7554.63 | 1133194.50 | 750000.00 | PRATHAM EPC PROJECTS LTD
1232.00 | Type of Marker ROU Boundary Marker | 755.00 | nos |  | 1580.00 | 1192900.00 | 1380.00 | 1041900.00 | 1600.00 | 1208000.00 | 1500.00 | 1132500.00 | 2000.00 | 1510000.00 | 1540.00 | 1162700.00 | 1800.00 | 1359000.00 | 1000.00 | 755000.00 | 1162.25 | 877498.75 | 755000.00 | AMPSEPC PVT LTD
1233.00 | FABRICATION OF LR BENDS
1234.00 | Transportation of Company supplied free issue or Contractor procured bare line pipes to fabrication shop, fabrication of long radius bends, testing and transportation to worksite(s)/workshop(s) including loading, unloading and handling as per Scope of work and other provisions of the Contract as per the following details
1235.00 | Pipe OD 355.6 mm Angle of Bend 31 to 45 ° Radius of Bend R=6D Pipe Material API 5L Gr. X-70 PSL 2 Wall thickness of Mother Pipe 10.3 mm | 8.00 | nos |  | 67500.00 | 540000.00 | 118396.53 | 947172.24 | 70000.00 | 560000.00 | 64800.00 | 518400.00 | 300000.00 | 2400000.00 | 55000.00 | 440000.00 | 55874.00 | 446992.00 | 80000.00 | 640000.00 | 63923.76 | 511390.08 | 440000.00 | M/s. Megha Engineering and Infrastructures Ltd
1236.00 | Pipe OD 355.6 mm Angle of Bend 46 to 60 ° Radius of Bend R=6D Pipe Material API 5L Gr. X-70 PSL 2 Wall thickness of Mother Pipe 10.3 mm | 8.00 | nos |  | 72000.00 | 576000.00 | 128235.93 | 1025887.44 | 70000.00 | 560000.00 | 70200.00 | 561600.00 | 300000.00 | 2400000.00 | 60500.00 | 484000.00 | 62968.00 | 503744.00 | 80000.00 | 640000.00 | 68572.76 | 548582.08 | 484000.00 | M/s. Megha Engineering and Infrastructures Ltd
1237.00 | Pipe OD 355.6 mm Angle of Bend 61 to 75 ° Radius of Bend R=6D Pipe Material API 5L Gr. X-70 PSL 2 Wall thickness of Mother Pipe 10.3 mm | 10.00 | nos |  | 82500.00 | 825000.00 | 137081.73 | 1370817.30 | 75000.00 | 750000.00 | 76950.00 | 769500.00 | 300000.00 | 3000000.00 | 66000.00 | 660000.00 | 70061.00 | 700610.00 | 80000.00 | 800000.00 | 70897.26 | 708972.60 | 660000.00 | M/s. Megha Engineering and Infrastructures Ltd
1238.00 | Pipe OD 355.6 mm Angle of Bend 76 to 90 ° Radius of Bend R=6D Pipe Material API 5L Gr. X-70 PSL 2 Wall thickness of Mother Pipe 10.3 mm | 10.00 | nos |  | 87000.00 | 870000.00 | 144713.13 | 1447131.30 | 80000.00 | 800000.00 | 87750.00 | 877500.00 | 300000.00 | 3000000.00 | 77000.00 | 770000.00 | 77154.00 | 771540.00 | 80000.00 | 800000.00 | 75546.26 | 755462.60 | 755462.60 | KEC Spur Infrastructure Pvt. Ltd.
1239.00 | REPAIR OF DEFECTS (ATTRIBUTABLE TO OWNER)
1240.00 | Repair of defects in Pipes/ Line Pipes Repair of defects in pipes/ line pipes (by Cutting and re-beveling including NDT of re-beveled area or by Jack out) of all thicknesses and external coating noted at the time of taking delivery by Contractor, including performing all works as per specifications, scope of work, standards and directions of Engineer-In-Charge, supply of all repair material and inspection.
1241.00 | Type of Repair by Cutting and re-beveling including NDT (for dent exceeding 3mm in depth) Pipe OD 355.6 mm | 25.00 | nos |  | 450.00 | 11250.00 | 575.00 | 14375.00 | 25.00 | 625.00 | 50.00 | 1250.00 | 1000.00 | 25000.00 | 550.00 | 13750.00 | 9000.00 | 225000.00 | 550.00 | 13750.00 | 1162.25 | 29056.25 | 625.00 | Om Yash Projects Limited
1242.00 | Type of Repair by Jack out for dents in bevels (for dent between 1 mm and 3 mm in depth) Pipe OD 355.6 mm | 25.00 | nos |  | 550.00 | 13750.00 | 575.00 | 14375.00 | 25.00 | 625.00 | 50.00 | 1250.00 | 1000.00 | 25000.00 | 550.00 | 13750.00 | 3600.00 | 90000.00 | 550.00 | 13750.00 | 139.47 | 3486.75 | 625.00 | Om Yash Projects Limited
1243.00 | Repair of Holiday/ Cosmetic defects in Coating Supply of all coating repair materials as per the requirements of the relevant specifications, supply of all consumables, utilities, equipment, and all manpower required, pipe cleaning and surface preparation, repairing of coating defects (resulting in holiday in coating) and testing including all handling, transportation, etc. for line pipes, performing all works necessary for the completion of the works strictly in accordance with the relevant specifications and instructions of Engineer-in-Charge. This rate shall be applicable per sq. cm of the exposed steel area and/ or damaged coating area, as applicable.
1244.00 | Type of Repair Repair of Cosmetic defects Type of Coating 3LPE | 3000.00 | cm² |  | 20.00 | 60000.00 | 57.50 | 172500.00 | 5.00 | 15000.00 | 2.00 | 6000.00 | 200.00 | 600000.00 | 550.00 | 1650000.00 | 18.00 | 54000.00 | 105.00 | 315000.00 | 2.32 | 6960.00 | 6000.00 | TOLANI PROJECTS PVT LTD
1245.00 | Type of Repair Repair of Holiday Type of Coating 3LPE | 3000.00 | cm² |  | 20.00 | 60000.00 | 57.50 | 172500.00 | 5.00 | 15000.00 | 2.00 | 6000.00 | 200.00 | 600000.00 | 550.00 | 1650000.00 | 18.00 | 54000.00 | 105.00 | 315000.00 | 6.97 | 20910.00 | 6000.00 | TOLANI PROJECTS PVT LTD
1246.00 | LEAKS/ BURSTS (ATTRIBUTABLE TO OWNER)
1247.00 | Repair of Leaks/ Bursts in Pipeline All works for locating any major leak/burst (occurred during hydrostatic testing) or any minor leak by sectionalizing or any other methods which cannot be located by visual means, including necessary repairing/ replacing defective pipe length, including cutting and removing out defective pipes, transportation, pretesting of replacement pipe and welding into mainline, NDT of welds and re-beveled area, repair and re-testing of defective welds, coating/ painting of welded joints, clean-up, retesting the pipeline/ pipe segment including providing all necessary equipment, labour, materials, consumables and inputs other than Owner supplied materials and performing all works as per drawings, scope of work, specifications, standards enclosed with the Contract and directions of Engineer-in-Charge. Note: 1. This rate is applicable for manufacturing defects in Company/ Owner supplied material only.
1248.00 | Type of Leak Major Leak (detected by visual method) Pipe OD 355.6 mm | 30.00 | nos |  | 200.00 | 6000.00 | 28750.00 | 862500.00 | 1500.00 | 45000.00 | 1000.00 | 30000.00 | 1000.00 | 30000.00 | 330.00 | 9900.00 | 240000.00 | 7200000.00 | 850.00 | 25500.00 | 11622.50 | 348675.00 | 6000.00 | Advance Infrastrurctures Pvt Ltd
1249.00 | Type of Leak Minor Leak (detected by sectionalizing) Pipe OD 355.6 mm | 30.00 | nos |  | 200.00 | 6000.00 | 28750.00 | 862500.00 | 1500.00 | 45000.00 | 1000.00 | 30000.00 | 1000.00 | 30000.00 | 330.00 | 9900.00 | 120000.00 | 3600000.00 | 650.00 | 19500.00 | 5811.25 | 174337.50 | 6000.00 | Advance Infrastrurctures Pvt Ltd
1250.00 | Repair of Leak/ Burst in Terminal Piping All works for repair of leak/burst (occurred during hydrostatic testing) by necessary repairing/ replacing defective pipes/ fittings/ flanges etc., including cutting and removing out defective items, transportation, welding, NDT of welds and re-beveled area, repair and re-testing of defective welds, coating/ painting of welded joints, clean-up, retesting the pipe segment including providing all necessary equipment, labour, materials, consumables and inputs other than Owner supplied materials and performing all works as per drawings, scope of work, specifications, standards enclosed with the Contract and directions of Engineer-in-Charge. Note: 1. This rate is applicable for manufacturing defects in Company/ Owner supplied material only. | 200.00 | Inch Mtr |  | 50.00 | 10000.00 | 2875.00 | 575000.00 | 150.00 | 30000.00 | 100.00 | 20000.00 | 1000.00 | 200000.00 | 550.00 | 110000.00 | 4800.00 | 960000.00 | 950.00 | 190000.00 | 232.45 | 46490.00 | 10000.00 | Advance Infrastrurctures Pvt Ltd
1251.00 | IDLE TIME PRESERVATION WORKS
1252.00 | Idle time preservation of Pipeline and Associated facilities: Preservation of complete pipeline and associated facilities and its maintenance by filling and pressurizing with nitrogen including supply and maintenance of nitrogen or by filling and pressurizing with corrosion inhibited water including supply and maintenance of water with regular dosing of inhibitor to maintain the effectiveness of the inhibitor water (along with disposal of corrosion inhibited water at a proper/ suitable location, after due preservation works) and supply of all consumables, all equipment, man- power, etc., complete as per the requirements of specifications, scope of work, standards, other provisions of Contract document and instructions of Engineer-in- Charge as per following details:
1253.00 | Type of Preservation By Filling Nitrogen Pressure (Bar(g)) 2.0 Pipe OD 355.6 mm Period 9 to 12 Month | 93977.00 | metre |  | 5.00 | 469885.00 | 1.00 | 93977.00 | 15.00 | 1409655.00 | 5.00 | 469885.00 | 5.00 | 469885.00 | 14.00 | 1315678.00 | 6.00 | 563862.00 | 22.00 | 2067494.00 | 2.94 | 276292.38 | 93977.00 | JSIW INFRASTRUCTURE PRIVATE LIMITED
1254.00 | Type of Preservation By Filling Nitrogen Pressure (Bar(g)) 2.0 Pipe OD 355.6 mm Period 12 to 18 Month | 93977.00 | metre |  | 5.00 | 469885.00 | 1.00 | 93977.00 | 20.00 | 1879540.00 | 10.00 | 939770.00 | 5.00 | 469885.00 | 17.00 | 1597609.00 | 6.00 | 563862.00 | 25.00 | 2349425.00 | 2.94 | 276292.38 | 93977.00 | JSIW INFRASTRUCTURE PRIVATE LIMITED
1255.00 | Type of Preservation By Filling Nitrogen Pressure (Bar(g)) 2.0 Pipe OD 355.6 mm Period 6 to 9 Month | 93977.00 | metre |  | 5.00 | 469885.00 | 1.00 | 93977.00 | 25.00 | 2349425.00 | 20.00 | 1879540.00 | 5.00 | 469885.00 | 10.00 | 939770.00 | 6.00 | 563862.00 | 24.00 | 2255448.00 | 2.94 | 276292.38 | 93977.00 | JSIW INFRASTRUCTURE PRIVATE LIMITED
1256.00 | Type of Preservation By Filling Nitrogen Pressure (Bar(g)) 2.0 Pipe OD 355.6 mm Period 3 to 6 Month | 93977.00 | metre |  | 15.00 | 1409655.00 | 1.00 | 93977.00 | 30.00 | 2819310.00 | 30.00 | 2819310.00 | 5.00 | 469885.00 | 9.00 | 845793.00 | 12.00 | 1127724.00 | 30.00 | 2819310.00 | 18.38 | 1727297.26 | 93977.00 | JSIW INFRASTRUCTURE PRIVATE LIMITED
1257.00 | Idle time preservation of Terminal and associated facilities: Preservation of complete terminal and associated facilities and its maintenance by filling and pressurizing with nitrogen including supply and maintenance of nitrogen or by filling and pressurizing with corrosion inhibited water including supply and maintenance of water with regular dosing of inhibitor to maintain the effectiveness of the inhibitor water (along with disposal of corrosion inhibited water at a proper/ suitable location, after due preservation works) and supply of all consumables, all equipment, man- power, etc., complete as per the requirements of specifications, scope of work, standards, other provisions of Contract document and instructions of Engineer-in- Charge as per following details
1258.00 | Type of Preservation By filling Nitrogen Pressure (Bar(g)) 2.0 Period 3 to 6 Month | 2000.00 | Inch Mtr |  | 30.00 | 60000.00 | 2.00 | 4000.00 | 30.00 | 60000.00 | 50.00 | 100000.00 | 10.00 | 20000.00 | 79.00 | 158000.00 | 30.00 | 60000.00 | 32.00 | 64000.00 | 183.77 | 367540.00 | 4000.00 | JSIW INFRASTRUCTURE PRIVATE LIMITED
1259.00 | Type of Preservation By filling Nitrogen Pressure (Bar(g)) 2.0 Period Up to 3 Month | 2000.00 | Inch Mtr |  | 50.00 | 100000.00 | 2.00 | 4000.00 | 30.00 | 60000.00 | 50.00 | 100000.00 | 10.00 | 20000.00 | 72.00 | 144000.00 | 30.00 | 60000.00 | 38.00 | 76000.00 | 18.38 | 36760.00 | 4000.00 | JSIW INFRASTRUCTURE PRIVATE LIMITED
1260.00 | Type of Preservation By filling Nitrogen Pressure (Bar(g)) 2.0 Period 6 to 9 Month | 2000.00 | Inch Mtr |  | 30.00 | 60000.00 | 2.00 | 4000.00 | 30.00 | 60000.00 | 50.00 | 100000.00 | 10.00 | 20000.00 | 87.00 | 174000.00 | 30.00 | 60000.00 | 42.00 | 84000.00 | 18.38 | 36760.00 | 4000.00 | JSIW INFRASTRUCTURE PRIVATE LIMITED
1261.00 | Type of Preservation By filling Nitrogen Pressure (Bar(g)) 2.0 Period 9 to 12 Month | 2000.00 | Inch Mtr |  | 30.00 | 60000.00 | 2.00 | 4000.00 | 30.00 | 60000.00 | 50.00 | 100000.00 | 10.00 | 20000.00 | 83.00 | 166000.00 | 30.00 | 60000.00 | 45.00 | 90000.00 | 18.38 | 36760.00 | 4000.00 | JSIW INFRASTRUCTURE PRIVATE LIMITED
1262.00 | PRE-COMMISSIONING AND COMMISSIONING ASSISTANCE FOR PIPELINES
1263.00 | Carrying out pre-commissioning activities and pre-commissioning checks to the specified acceptance criteria, making the entire pipeline system including stations ready for commissioning, providing assistance during the complete duration of commissioning operations, supply of all equipment, man-power, consumables, including all type of pigs and required quantity of nitrogen (if & as required), materials for all temporary works and performing all associated works, complete as per the relevant specifications, scope of work, standards, other provisions of Contract document and instructions of Engineer-in-Charge
1264.00 | Pre-Commissioning Works as per details: Type of Activity Inertisation by Nitrogen Pipe OD 355.6 mm | 93977.00 | m |  | 20.00 | 1879540.00 | 17.25 | 1621103.25 | 30.00 | 2819310.00 | 25.00 | 2349425.00 | 10.00 | 939770.00 | 8.00 | 751816.00 | 22.00 | 2067494.00 | 18.00 | 1691586.00 | 22.05 | 2072192.85 | 751816.00 | M/s. Megha Engineering and Infrastructures Ltd
1265.00 | Pre-Commissioning Works as per details: Type of Activity Dewatering Pipe OD 355.6 mm | 93977.00 | m |  | 5.00 | 469885.00 | 17.25 | 1621103.25 | 30.00 | 2819310.00 | 30.00 | 2819310.00 | 10.00 | 939770.00 | 8.00 | 751816.00 | 22.00 | 2067494.00 | 25.00 | 2349425.00 | 18.38 | 1727297.26 | 469885.00 | Advance Infrastrurctures Pvt Ltd
1266.00 | Pre-Commissioning Works as per details: Type of Activity Drying Pipe OD 355.6 mm | 93977.00 | m |  | 5.00 | 469885.00 | 34.50 | 3242206.50 | 30.00 | 2819310.00 | 40.00 | 3759080.00 | 10.00 | 939770.00 | 8.00 | 751816.00 | 22.00 | 2067494.00 | 65.00 | 6108505.00 | 22.05 | 2072192.85 | 469885.00 | Advance Infrastrurctures Pvt Ltd
1267.00 | Pre-Commissioning Works as per details: Type of Activity Swabbing Pipe OD 355.6 mm | 93977.00 | m |  | 5.00 | 469885.00 | 23.00 | 2161471.00 | 30.00 | 2819310.00 | 40.00 | 3759080.00 | 10.00 | 939770.00 | 8.00 | 751816.00 | 22.00 | 2067494.00 | 27.00 | 2537379.00 | 18.38 | 1727297.26 | 469885.00 | Advance Infrastrurctures Pvt Ltd
1268.00 | Commissioning Assistance : All works for Commissioning assistance as per details below: Pipe OD 355.6 mm | 93977.00 | m |  | 5.00 | 469885.00 | 17.25 | 1621103.25 | 10.00 | 939770.00 | 25.00 | 2349425.00 | 10.00 | 939770.00 | 8.00 | 751816.00 | 12.00 | 1127724.00 | 15.00 | 1409655.00 | 14.70 | 1381461.90 | 469885.00 | Advance Infrastrurctures Pvt Ltd
1269.00 | PIPELINE INFORMATION MANAGEMENT SYSTEM
1270.00 | Execution of all works for Pipeline Information Management System as defined in Scope of Work & specification(s) enclosed with the tender document. Contractor's scope shall be co-ordination with a separate PIMS Contractor including providing all construction, survey, as-built, statutory and other required data in the Company approved formats for uploading in PIMS software by the PIMS Contractor required for real-time construction progress monitoring and for archival purposes. | 93977.00 | metre |  | 26.00 | 2443402.00 | 42.22 | 3967708.94 | 60.00 | 5638620.00 | 65.00 | 6108505.00 | 20.00 | 1879540.00 | 39.00 | 3665103.00 | 48.00 | 4510896.00 | 53.00 | 4980781.00 | 34.87 | 3276977.99 | 1879540.00 | PRATHAM EPC PROJECTS LTD
1271.00 | PIPING WORKS IN DESPATCH/ RECEIPT/ INTERMEDIATE PUMPING/ COMPRESSOR/ INTERMEDIATE PIGGING/ SV/ SLV/ BLOCK VALVE/ TAP OFF STATIONS
1272.00 | FABRICATION, ERECTION, INSTALLATION AND TESTING OF PIPING
1273.00 | All works for installation of all above ground terminal/ station piping at all elevations and below ground at all depths for DT/ RT/ IP/ IPS/ Compressor/ Sectionalizing Valve Station(s)/Station Block Valves/Tap off/Station limit valve (SLV)/ In Stations including tapping(s) inside terminals/ station as indicated in Scope document, in all type of terrain and soil including receiving and taking over of all Owner supplied materials from Owner's designated place(s) of issue, transportation including loading, unloading, handling from Owner's designated place(s) of issue to Contractor's owned/ hired stock yard(s)/ work site(s)/ work shop(s) including arranging all necessary intermediate storage area(s) thereof, as required; supply of all materials (except those specified subsequently in SOR) equipment, consumables etc. as defined in Contractor's scope of supply, and their transportation to the work site(s); performing all above ground/buried piping fabrication works including cutting, edge preparation, (inclusive of grinding the edges of pipes, fittings, flanges etc. to match with the matching edges of uneven/ different thickness wherever required), fit up, bending, pre-heating wherever required, welding, threading etc.; erection of pipes of all types and thickness over sleepers, overhead racks and at all other elevations; hook-up with equipment nozzles; installation and supporting of all type of valves up to size of 1.5" NB, all types of inline/ online instruments such as pressure/thermal safety valves(other than those covered separately in subsequent SOR), fittings of all sizes i.e. flow tees, insulating joints, blow down type QOEC, LR Bends, Pig Signalers, elbows, reducers, tees, 'O' lets, flanges, blind flanges, spectacle blinds, spacers and blinds, tappings for pressure instruments, thermo wells, hoses and hose couplings of all sizes, as applicable, sample connections, flame arrestors as applicable, vents and drains required for process and hydro-testing purposes etc.; fixing of all types of gaskets (including gaskets for RJ flanges), stud bolts and nuts, jack screw etc. of all sizes including torque tightening as applicable; Carrying out all temporary, ancillary & auxiliary piping works; fabrication of strainers of sizes up to 1.5” NB; carrying out non-destructive testing (excluding specific radiography works covered subsequently in SOR) including radiography, magnetic particle/ liquid penetration etc. as required; hook-up with existing piping/pipeline installed by others as per drawings wherever required; weld repairs/retesting; cleaning and flushing by water/ compressed air, carrying out hydrostatic test, pneumatic test, valve functional test and any other type of testing as specified, de-pressurizing, dewatering, drying by compressed air if applicable; pre-commissioning and providing commissioning assistance for process piping and commissioning of non-process piping, if applicable; cutting of mainline/ pipeline/ terminal piping and beveling (if required), tie-in of valve assembly, including NDT of tie-in joints; excavation and filling in all types of soil including soft/hard rock for installation of piping/pipe supports; clean-up and restoration of site, preparation of as built drawings, documents and project records; transportation of surplus free issue materials to Owner's designated place(s); completing all works in all respects as per the IFC drawings, scope of work, specifications, standards and other provisions of Contract and instruction of Engineer-in-Charge. 1. This work is exclusive of all works associated with main pipeline covered above. 2. Installation of valves/ equipment etc. of size 2" NB and above will be paid separately as per items covered herein subsequently. 3. All works for piping supports will be paid separately as per items covered herein subsequently. 4. All others works pertaining to the Station (Architecture/ Civil/ Structural/ Electrical/ Instrumentation works etc.) shall be as per rates indicated elsewhere in the tender document.
1274.00 | Pipe OD 168.3 mm Pipe Material Grade ASTM A 106 GR. B ( Charpy), NACE Installation Above Ground Wall thickness (mm)/ Schedule S120 | 10.00 | m |  | 7225.00 | 72250.00 | 4000.00 | 40000.00 | 3028.00 | 30280.00 | 2340.00 | 23400.00 | 12000.00 | 120000.00 | 3150.00 | 31500.00 | 6480.00 | 64800.00 | 14500.00 | 145000.00 | 2789.40 | 27894.00 | 23400.00 | TOLANI PROJECTS PVT LTD
1275.00 | Pipe OD 60.3 mm Pipe Material Grade ASTM A 106 GR. B ( Charpy), NACE Installation Above Ground Wall thickness (mm)/ Schedule S160 | 10.00 | m |  | 5950.00 | 59500.00 | 2000.00 | 20000.00 | 947.00 | 9470.00 | 780.00 | 7800.00 | 4000.00 | 40000.00 | 1505.35 | 15053.50 | 2160.00 | 21600.00 | 3300.00 | 33000.00 | 1859.60 | 18596.00 | 7800.00 | TOLANI PROJECTS PVT LTD
1276.00 | Pipe OD 60.3 mm Pipe Material Grade ASTM A 106 Gr. B Installation Buried Wall thickness (mm)/ Schedule XS | 12.00 | m |  | 5525.00 | 66300.00 | 2000.00 | 24000.00 | 971.00 | 11652.00 | 780.00 | 9360.00 | 4000.00 | 48000.00 | 2002.00 | 24024.00 | 2160.00 | 25920.00 | 3300.00 | 39600.00 | 1859.60 | 22315.20 | 9360.00 | TOLANI PROJECTS PVT LTD
1277.00 | Pipe OD 88.9 mm Pipe Material Grade ASTM A 106 Gr. B Installation Above Ground Wall thickness (mm)/ Schedule STD | 8.00 | m |  | 6375.00 | 51000.00 | 3000.00 | 24000.00 | 1440.00 | 11520.00 | 1170.00 | 9360.00 | 6000.00 | 48000.00 | 2240.00 | 17920.00 | 3240.00 | 25920.00 | 3500.00 | 28000.00 | 2789.40 | 22315.20 | 9360.00 | TOLANI PROJECTS PVT LTD
1278.00 | Pipe OD 168.3 mm Pipe Material Grade ASTM A 106 Gr. B Installation Above Ground Wall thickness (mm)/ Schedule STD | 12.00 | m |  | 7225.00 | 86700.00 | 6000.00 | 72000.00 | 2907.00 | 34884.00 | 2340.00 | 28080.00 | 12000.00 | 144000.00 | 3080.00 | 36960.00 | 6480.00 | 77760.00 | 14500.00 | 174000.00 | 5578.80 | 66945.60 | 28080.00 | TOLANI PROJECTS PVT LTD
1279.00 | Pipe OD 323.9 mm Pipe Material Grade ASTM A 106 Gr. B Installation Above Ground Wall thickness (mm)/ Schedule STD | 18.00 | m |  | 18700.00 | 336600.00 | 12000.00 | 216000.00 | 5703.00 | 102654.00 | 4680.00 | 84240.00 | 24000.00 | 432000.00 | 5950.00 | 107100.00 | 12960.00 | 233280.00 | 16500.00 | 297000.00 | 11157.60 | 200836.80 | 84240.00 | TOLANI PROJECTS PVT LTD
1280.00 | Pipe OD 355.6 mm Pipe Material Grade ASTM A 106 Gr. B Installation Above Ground Wall thickness (mm)/ Schedule STD | 24.00 | m |  | 19975.00 | 479400.00 | 14000.00 | 336000.00 | 6647.00 | 159528.00 | 5460.00 | 131040.00 | 28000.00 | 672000.00 | 7350.00 | 176400.00 | 15120.00 | 362880.00 | 18500.00 | 444000.00 | 13017.20 | 312412.80 | 131040.00 | TOLANI PROJECTS PVT LTD
1281.00 | Pipe OD 168.3 mm Pipe Material Grade ASTM A 106 Gr. B Installation Buried Wall thickness (mm)/ Schedule STD | 12.00 | m |  | 7225.00 | 86700.00 | 6000.00 | 72000.00 | 2822.00 | 33864.00 | 2340.00 | 28080.00 | 12000.00 | 144000.00 | 3360.00 | 40320.00 | 6480.00 | 77760.00 | 14500.00 | 174000.00 | 5578.80 | 66945.60 | 28080.00 | TOLANI PROJECTS PVT LTD
1282.00 | Pipe OD 355.6 mm Pipe Material Grade ASTM A 106 Gr. B Installation Buried Wall thickness (mm)/ Schedule STD | 12.00 | m |  | 19975.00 | 239700.00 | 14000.00 | 168000.00 | 6601.00 | 79212.00 | 5460.00 | 65520.00 | 24000.00 | 288000.00 | 7560.00 | 90720.00 | 15120.00 | 181440.00 | 18500.00 | 222000.00 | 13017.20 | 156206.40 | 65520.00 | TOLANI PROJECTS PVT LTD
1283.00 | Pipe OD 60.3 mm Pipe Material Grade ASTM A 106 Gr. B (CHARPY) Installation Above Ground Wall thickness (mm)/ Schedule STD | 12.00 | m |  | 5525.00 | 66300.00 | 2000.00 | 24000.00 | 938.00 | 11256.00 | 780.00 | 9360.00 | 4000.00 | 48000.00 | 1610.00 | 19320.00 | 2160.00 | 25920.00 | 3300.00 | 39600.00 | 1859.60 | 22315.20 | 9360.00 | TOLANI PROJECTS PVT LTD
1284.00 | Pipe OD 114.3 mm Pipe Material Grade ASTM A 106 Gr. B (CHARPY) Installation Buried Wall thickness (mm)/ Schedule STD | 12.00 | m |  | 6970.00 | 83640.00 | 4000.00 | 48000.00 | 1977.00 | 23724.00 | 1560.00 | 18720.00 | 8000.00 | 96000.00 | 2695.00 | 32340.00 | 4320.00 | 51840.00 | 3750.00 | 45000.00 | 3719.20 | 44630.40 | 18720.00 | TOLANI PROJECTS PVT LTD
1285.00 | Pipe OD 273 mm Pipe Material Grade API 5L Gr. B PSL 2 Installation Above Ground Wall thickness (mm)/ Schedule STD | 6.00 | m |  | 7820.00 | 46920.00 | 10000.00 | 60000.00 | 4959.00 | 29754.00 | 3900.00 | 23400.00 | 20000.00 | 120000.00 | 5250.00 | 31500.00 | 10800.00 | 64800.00 | 16500.00 | 99000.00 | 7438.40 | 44630.40 | 23400.00 | TOLANI PROJECTS PVT LTD
1286.00 | Pipe OD 323.9 mm Pipe Material Grade API 5L Gr. B PSL 2 Installation Above Ground Wall thickness (mm)/ Schedule 6.35 | 8.00 | m |  | 18700.00 | 149600.00 | 12000.00 | 96000.00 | 6066.00 | 48528.00 | 4680.00 | 37440.00 | 24000.00 | 192000.00 | 5880.00 | 47040.00 | 12960.00 | 103680.00 | 16500.00 | 132000.00 | 11157.60 | 89260.80 | 37440.00 | TOLANI PROJECTS PVT LTD
1287.00 | Pipe OD 323.9 mm Pipe Material Grade API 5L Gr. B PSL 2 Installation Buried Wall thickness (mm)/ Schedule 6.35 | 8.00 | m |  | 18700.00 | 149600.00 | 12000.00 | 96000.00 | 5960.00 | 47680.00 | 4680.00 | 37440.00 | 24000.00 | 192000.00 | 5950.00 | 47600.00 | 12960.00 | 103680.00 | 16500.00 | 132000.00 | 11157.60 | 89260.80 | 37440.00 | TOLANI PROJECTS PVT LTD
1288.00 | Pipe OD 323.9 mm Pipe Material Grade API 5L Gr. B PSL 2 Installation Above Ground Wall thickness (mm)/ Schedule STD | 8.00 | m |  | 18700.00 | 149600.00 | 12000.00 | 96000.00 | 5681.00 | 45448.00 | 4680.00 | 37440.00 | 24000.00 | 192000.00 | 5950.00 | 47600.00 | 12960.00 | 103680.00 | 16500.00 | 132000.00 | 11157.60 | 89260.80 | 37440.00 | TOLANI PROJECTS PVT LTD
1289.00 | Pipe OD 355.6 mm Pipe Material Grade API 5L Gr. B PSL 2 Installation Buried Wall thickness (mm)/ Schedule 6.35 | 8.00 | m |  | 19975.00 | 159800.00 | 14000.00 | 112000.00 | 6594.00 | 52752.00 | 5460.00 | 43680.00 | 28000.00 | 224000.00 | 7560.00 | 60480.00 | 15120.00 | 120960.00 | 18500.00 | 148000.00 | 13017.20 | 104137.60 | 43680.00 | TOLANI PROJECTS PVT LTD
1290.00 | Pipe OD 26.7 mm Pipe Material Grade ASTM A 106 Gr. B Installation Above Ground Wall thickness (mm)/ Schedule XS | 12.00 | m |  | 3570.00 | 42840.00 | 1000.00 | 12000.00 | 374.00 | 4488.00 | 292.00 | 3504.00 | 2000.00 | 24000.00 | 1050.00 | 12600.00 | 1440.00 | 17280.00 | 1850.00 | 22200.00 | 697.35 | 8368.20 | 3504.00 | TOLANI PROJECTS PVT LTD
1291.00 | Pipe OD 26.7 mm Pipe Material Grade ASTM A 106 Gr. B Installation Above Ground Wall thickness (mm)/ Schedule S120 | 12.00 | m |  | 3570.00 | 42840.00 | 1000.00 | 12000.00 | 358.00 | 4296.00 | 292.00 | 3504.00 | 2000.00 | 24000.00 | 1120.00 | 13440.00 | 1440.00 | 17280.00 | 1850.00 | 22200.00 | 697.35 | 8368.20 | 3504.00 | TOLANI PROJECTS PVT LTD
1292.00 | Pipe OD 323.9 mm Pipe Material Grade API 5L Gr. X-52 PSL 2 Installation Above Ground Wall thickness (mm)/ Schedule 11.13 | 12.00 | m |  | 18700.00 | 224400.00 | 12000.00 | 144000.00 | 6068.00 | 72816.00 | 4680.00 | 56160.00 | 24000.00 | 288000.00 | 6160.00 | 73920.00 | 12960.00 | 155520.00 | 16500.00 | 198000.00 | 11157.60 | 133891.20 | 56160.00 | TOLANI PROJECTS PVT LTD
1293.00 | Pipe OD 26.7 mm Pipe Material Grade ASTM A 106 Gr. B IBR Installation Above Ground Wall thickness (mm)/ Schedule S120 | 12.00 | metre |  | 3570.00 | 42840.00 | 1000.00 | 12000.00 | 357.00 | 4284.00 | 292.00 | 3504.00 | 2000.00 | 24000.00 | 1085.00 | 13020.00 | 1440.00 | 17280.00 | 1850.00 | 22200.00 | 697.35 | 8368.20 | 3504.00 | TOLANI PROJECTS PVT LTD
1294.00 | Pipe OD 88.9 mm Pipe Material Grade ASTM A 106 GR.B, BE, SEAMLESS, IBR Installation Above Ground Wall thickness (mm)/ Schedule STD | 1500.00 | metre |  | 6375.00 | 9562500.00 | 3000.00 | 4500000.00 | 1516.00 | 2274000.00 | 1170.00 | 1755000.00 | 1000.00 | 1500000.00 | 2275.00 | 3412500.00 | 1800.00 | 2700000.00 | 3750.00 | 5625000.00 | 2789.40 | 4184100.00 | 1500000.00 | PRATHAM EPC PROJECTS LTD
1295.00 | Pipe OD 33.4 mm Pipe Material Grade ASTM A 312 TP304, PE, SEAMLESS, CRYO, Installation Above Ground Wall thickness (mm)/ Schedule 40S | 24.00 | metre |  | 3825.00 | 91800.00 | 1500.00 | 36000.00 | 835.00 | 20040.00 | 650.00 | 15600.00 | 3000.00 | 72000.00 | 1260.00 | 30240.00 | 6720.00 | 161280.00 | 1850.00 | 44400.00 | 929.80 | 22315.20 | 15600.00 | TOLANI PROJECTS PVT LTD
1296.00 | Pipe OD 60.3 mm Pipe Material Grade ASTM A 312 TP304, PE, SEAMLESS, CRYO, Installation Above Ground Wall thickness (mm)/ Schedule 40S | 12.00 | metre |  | 4080.00 | 48960.00 | 2000.00 | 24000.00 | 1568.00 | 18816.00 | 1300.00 | 15600.00 | 4000.00 | 48000.00 | 1540.00 | 18480.00 | 10800.00 | 129600.00 | 3300.00 | 39600.00 | 1859.60 | 22315.20 | 15600.00 | TOLANI PROJECTS PVT LTD
1297.00 | Pipe OD 168.2 mm Pipe Material Grade ASTM A 312 TP304, PE, SEAMLESS, CRYO, Installation Above Ground Wall thickness (mm)/ Schedule 40S | 12.00 | metre |  | 7225.00 | 86700.00 | 6000.00 | 72000.00 | 4888.00 | 58656.00 | 3900.00 | 46800.00 | 12000.00 | 144000.00 | 3220.00 | 38640.00 | 30240.00 | 362880.00 | 14500.00 | 174000.00 | 5711.57 | 68538.84 | 38640.00 | M/s. Megha Engineering and Infrastructures Ltd
1298.00 | Pipe OD 60.3 mm Pipe Material Grade ASTM A 333 GR.6, BE, SEAMLESS, LT Installation Above Ground Wall thickness (mm)/ Schedule XS | 12.00 | metre |  | 4080.00 | 48960.00 | 2000.00 | 24000.00 | 1167.00 | 14004.00 | 910.00 | 10920.00 | 4000.00 | 48000.00 | 1575.00 | 18900.00 | 10800.00 | 129600.00 | 3300.00 | 39600.00 | 1859.60 | 22315.20 | 10920.00 | TOLANI PROJECTS PVT LTD
1299.00 | Pipe OD 60.3 mm Pipe Material Grade ASTM A 333 GR.6, BE, SEAMLESS, LT Installation Above Ground Wall thickness (mm)/ Schedule S160 | 12.00 | metre |  | 4080.00 | 48960.00 | 2000.00 | 24000.00 | 1158.00 | 13896.00 | 910.00 | 10920.00 | 4000.00 | 48000.00 | 1575.00 | 18900.00 | 10800.00 | 129600.00 | 3300.00 | 39600.00 | 1859.60 | 22315.20 | 10920.00 | TOLANI PROJECTS PVT LTD
1300.00 | Pipe OD 114.3 mm Pipe Material Grade ASTM A 333 GR.6, BE, SEAMLESS, LT Installation Above Ground Wall thickness (mm)/ Schedule XS | 48.00 | metre |  | 6970.00 | 334560.00 | 4000.00 | 192000.00 | 2358.00 | 113184.00 | 1820.00 | 87360.00 | 8000.00 | 384000.00 | 2450.00 | 117600.00 | 5400.00 | 259200.00 | 3750.00 | 180000.00 | 3719.20 | 178521.60 | 87360.00 | TOLANI PROJECTS PVT LTD
1301.00 | Pipe OD 168.2 mm Pipe Material Grade ASTM A 333 GR.6, BE, SEAMLESS, LT Installation Above Ground Wall thickness (mm)/ Schedule XS | 36.00 | metre |  | 7225.00 | 260100.00 | 6000.00 | 216000.00 | 3299.00 | 118764.00 | 2730.00 | 98280.00 | 12000.00 | 432000.00 | 3255.00 | 117180.00 | 6480.00 | 233280.00 | 14500.00 | 522000.00 | 5578.80 | 200836.80 | 98280.00 | TOLANI PROJECTS PVT LTD
1302.00 | Pipe OD 323.8 mm Pipe Material Grade ASTM A 333 GR.6, BE, SEAMLESS, LT Installation Above Ground Wall thickness (mm)/ Schedule 15.9 mm | 18.00 | metre |  | 18700.00 | 336600.00 | 12000.00 | 216000.00 | 7001.00 | 126018.00 | 5460.00 | 98280.00 | 24000.00 | 432000.00 | 6160.00 | 110880.00 | 12960.00 | 233280.00 | 16500.00 | 297000.00 | 11157.60 | 200836.80 | 98280.00 | TOLANI PROJECTS PVT LTD
1303.00 | Pipe OD 323.8 mm Pipe Material Grade ASTM A 333 GR.6, BE, SEAMLESS, LT Installation Above Ground Wall thickness (mm)/ Schedule S100 | 12.00 | metre |  | 18700.00 | 224400.00 | 12000.00 | 144000.00 | 6689.00 | 80268.00 | 5460.00 | 65520.00 | 24000.00 | 288000.00 | 6160.00 | 73920.00 | 13770.00 | 165240.00 | 16500.00 | 198000.00 | 11157.60 | 133891.20 | 65520.00 | TOLANI PROJECTS PVT LTD
1304.00 | Pipe OD 60.3 mm Pipe Material Grade ASTM A 106 GR.B, BE, SEAMLESS, IBR Installation Above Ground Wall thickness (mm)/ Schedule XS | 30.00 | metre |  | 4080.00 | 122400.00 | 2000.00 | 60000.00 | 1153.00 | 34590.00 | 910.00 | 27300.00 | 4000.00 | 120000.00 | 1680.00 | 50400.00 | 10800.00 | 324000.00 | 3300.00 | 99000.00 | 1859.60 | 55788.00 | 27300.00 | TOLANI PROJECTS PVT LTD
1305.00 | Preparation of IBR Package and liaisoning for obtaining approval for the piping systems falling under the purview of IBR LP steam line from the statutory Indian Boiler Regulation (IBR) authority of the state where the plant is situated. Line Sizes: 88.9 mm & 60.3 mm Note:- System isometrics & any other documentation required by the IBR authorities shall be developed by Contractor. | 1.00 | Lumpsum |  | 212500.00 | 212500.00 | 500000.00 | 500000.00 | 608264.00 | 608264.00 | 500000.00 | 500000.00 | 500000.00 | 500000.00 | 20000.00 | 20000.00 | 1200000.00 | 1200000.00 | 1500000.00 | 1500000.00 | 58112.51 | 58112.51 | 20000.00 | M/s. Megha Engineering and Infrastructures Ltd
1306.00 | STEAM JACKETING: All works related to steam jacketing of pipes as per EIL Spec. no. 6-79-0026. Pipe OD: 168.2 Rating: 300# MOC: ASTM A 312 TP304, CRYO | 20.00 | metre |  | 4972.50 | 99450.00 | 6000.00 | 120000.00 | 4335.00 | 86700.00 | 3500.00 | 70000.00 | 5000.00 | 100000.00 | 95000.00 | 1900000.00 | 10800.00 | 216000.00 | 35000.00 | 700000.00 | 29056.25 | 581125.00 | 70000.00 | TOLANI PROJECTS PVT LTD
1307.00 | INSTALLATION OF VALVES/FLOW METERS/ STRAINERS/ SCRAPER TRAPS/ EQUIPMENT/ SKIDS
1308.00 | Receiving and taking over of all Owner supplied/ Free Issued materials, equipment including skids from Owner's designated place(s) of issue, transportation including loading, unloading, handling from Owner's designated place(s) of issue to Contractor's owned/ hired stock yard(s)/ work site(s)/ work shop(s) including arranging all necessary intermediate storage area(s) thereof, as required; supply of all materials, equipment, consumables as defined in Contractor's scope of supply and its transportation to the work site(s);installation of valves, flow meters, strainers, scraper traps including QOEC, equipment, skids etc., supply and fixing of gaskets, stud bolts, nuts of all sizes including torque tightening as applicable, leveling, aligning, installation and assembly of accessories, including accessories for actuators, making electrical/ pneumatic connections for such actuators, if any, by bolting/threading or welding of pipes at all elevations, hook up works with others facilities as necessary as per P&ID, testing, completing all works in all respects as per drawings, scope of work, specifications, standards, other provisions of Contract and directions of the Engineer-in-Charge. For all Instrumentation items, details/ specifications/ datasheets are covered elsewhere in the tender document.
1309.00 | Installation of Scraper Launcher/Receiver as defined below: Item Type Bi-directional Scraper Trap Major Barrel 508 mm Minor Barrel 355.6 mm Rating 600# | 3.00 | nos |  | 140250.00 | 420750.00 | 250000.00 | 750000.00 | 191709.00 | 575127.00 | 150000.00 | 450000.00 | 100000.00 | 300000.00 | 37125.00 | 111375.00 | 336000.00 | 1008000.00 | 270000.00 | 810000.00 | 116225.01 | 348675.03 | 111375.00 | M/s. Megha Engineering and Infrastructures Ltd
1310.00 | Installation of Flow Meter as defined below: Item Type Mass Flow Meter Size 323.9 mm Rating 600# | 2.00 | nos |  | 80750.00 | 161500.00 | 250000.00 | 500000.00 | 92618.00 | 185236.00 | 75000.00 | 150000.00 | 100000.00 | 200000.00 | 11250.00 | 22500.00 | 180000.00 | 360000.00 | 35000.00 | 70000.00 | 29056.25 | 58112.50 | 22500.00 | M/s. Megha Engineering and Infrastructures Ltd
1311.00 | Installation of Valve (Ball/ Plug/ Gate/ Globe/ Check/ PCV/FCV/SDV/Butterfly) as below: Installation Above Ground End Type Flanged Operation Manual Size 88.9 mm Rating 900# | 30.00 | nos |  | 8075.00 | 242250.00 | 3000.00 | 90000.00 | 14989.00 | 449670.00 | 12000.00 | 360000.00 | 30000.00 | 900000.00 | 6270.00 | 188100.00 | 6480.00 | 194400.00 | 150000.00 | 4500000.00 | 3486.75 | 104602.50 | 90000.00 | JSIW INFRASTRUCTURE PRIVATE LIMITED
1312.00 | Installation of Valve (Ball/ Plug/ Gate/ Globe/ Check/ PCV/FCV/SDV/Butterfly) as below: Installation Buried End Type Butt Welded Operation Manual Size 114.3 mm Rating 300# | 20.00 | nos |  | 14025.00 | 280500.00 | 4000.00 | 80000.00 | 7765.00 | 155300.00 | 6000.00 | 120000.00 | 30000.00 | 600000.00 | 6270.00 | 125400.00 | 8640.00 | 172800.00 | 7595.00 | 151900.00 | 4649.00 | 92980.00 | 80000.00 | JSIW INFRASTRUCTURE PRIVATE LIMITED
1313.00 | Installation of Valve (Ball/ Plug/ Gate/ Globe/ Check/ PCV/FCV/SDV/Butterfly) as below: Installation Buried End Type Butt Welded Operation Manual Size 48.3 mm Rating 300# | 30.00 | nos |  | 7225.00 | 216750.00 | 1500.00 | 45000.00 | 2854.00 | 85620.00 | 2250.00 | 67500.00 | 30000.00 | 900000.00 | 3712.50 | 111375.00 | 4320.00 | 129600.00 | 3797.00 | 113910.00 | 1743.38 | 52301.40 | 45000.00 | JSIW INFRASTRUCTURE PRIVATE LIMITED
1314.00 | Installation of Valve (Ball/ Plug/ Gate/ Globe/ Check/ PCV/FCV/SDV/Butterfly) as below: Installation Above Ground End Type Butt Welded Operation Manual Size 114.3 mm Rating 300# | 30.00 | nos |  | 14025.00 | 420750.00 | 4000.00 | 120000.00 | 7440.00 | 223200.00 | 6000.00 | 180000.00 | 30000.00 | 900000.00 | 6187.50 | 185625.00 | 10800.00 | 324000.00 | 7595.00 | 227850.00 | 4649.00 | 139470.00 | 120000.00 | JSIW INFRASTRUCTURE PRIVATE LIMITED
1315.00 | Installation of Valve (Ball/ Plug/ Gate/ Globe/ Check/ PCV/FCV/SDV/Butterfly) as below: Installation Above Ground End Type Flanged Operation Actuated (MOV) Size 219.1 mm Rating 300# | 15.00 | nos |  | 16575.00 | 248625.00 | 4000.00 | 60000.00 | 14824.00 | 222360.00 | 12000.00 | 180000.00 | 35000.00 | 525000.00 | 13612.50 | 204187.50 | 28800.00 | 432000.00 | 3797.00 | 56955.00 | 9298.00 | 139470.00 | 56955.00 | AMPSEPC PVT LTD
1316.00 | Installation of Valve (Ball/ Plug/ Gate/ Globe/ Check/ PCV/FCV/SDV/Butterfly) as below: Installation Above Ground End Type Butt Welded Operation Manual Size 60.3 mm Rating 300# | 30.00 | nos |  | 7225.00 | 216750.00 | 2000.00 | 60000.00 | 3611.00 | 108330.00 | 3000.00 | 90000.00 | 30000.00 | 900000.00 | 7837.50 | 235125.00 | 6000.00 | 180000.00 | 11393.00 | 341790.00 | 2324.50 | 69735.00 | 60000.00 | JSIW INFRASTRUCTURE PRIVATE LIMITED
1317.00 | Installation of Valve (Ball/ Plug/ Gate/ Globe/ Check/ PCV/FCV/SDV/Butterfly) as below: Installation Above Ground End Type Butt Welded Operation Manual Size 219.1 mm Rating 150# | 30.00 | nos |  | 16575.00 | 497250.00 | 8000.00 | 240000.00 | 7734.00 | 232020.00 | 6400.00 | 192000.00 | 30000.00 | 900000.00 | 18150.00 | 544500.00 | 17280.00 | 518400.00 | 22786.00 | 683580.00 | 9298.00 | 278940.00 | 192000.00 | TOLANI PROJECTS PVT LTD
1318.00 | Installation of Valve (Ball/ Plug/ Gate/ Globe/ Check/ PCV/FCV/SDV/Butterfly) as below: Installation Above Ground End Type Flanged Operation Actuated (MOV) Size 114.3 mm Rating 300# | 30.00 | nos |  | 14025.00 | 420750.00 | 8000.00 | 240000.00 | 7719.00 | 231570.00 | 6000.00 | 180000.00 | 30000.00 | 900000.00 | 5437.50 | 163125.00 | 14400.00 | 432000.00 | 22786.00 | 683580.00 | 4649.00 | 139470.00 | 139470.00 | KEC Spur Infrastructure Pvt. Ltd.
1319.00 | Installation of Valve (Ball/ Plug/ Gate/ Globe/ Check/ PCV/FCV/SDV/Butterfly) as below: Installation Above Ground End Type Flanged Operation Actuated (MOV) Size 88.9 mm Rating 300# | 30.00 | nos |  | 8075.00 | 242250.00 | 6000.00 | 180000.00 | 5594.00 | 167820.00 | 4500.00 | 135000.00 | 30000.00 | 900000.00 | 9487.50 | 284625.00 | 10800.00 | 324000.00 | 11393.00 | 341790.00 | 3486.75 | 104602.50 | 104602.50 | KEC Spur Infrastructure Pvt. Ltd.
1320.00 | Installation of Valve (Ball/ Plug/ Gate/ Globe/ Check/ PCV/FCV/SDV/Butterfly) as below: Installation Buried End Type Butt Welded Operation Actuated (MOV) Size 355.6 mm Rating 600# | 12.00 | nos |  | 89250.00 | 1071000.00 | 28000.00 | 336000.00 | 109291.00 | 1311492.00 | 91000.00 | 1092000.00 | 45000.00 | 540000.00 | 26400.00 | 316800.00 | 58800.00 | 705600.00 | 11393.00 | 136716.00 | 16271.50 | 195258.00 | 136716.00 | AMPSEPC PVT LTD
1321.00 | Installation of Valve (Ball/ Plug/ Gate/ Globe/ Check/ PCV/FCV/SDV/Butterfly) as below: Installation Above Ground End Type Butt Welded Operation Actuated (MOV) Size 323.9 mm Rating 600# | 10.00 | nos |  | 89250.00 | 892500.00 | 24000.00 | 240000.00 | 100046.00 | 1000460.00 | 78000.00 | 780000.00 | 45000.00 | 450000.00 | 24337.50 | 243375.00 | 53550.00 | 535500.00 | 7595.00 | 75950.00 | 13947.00 | 139470.00 | 75950.00 | AMPSEPC PVT LTD
1322.00 | Installation of Valve (Ball/ Plug/ Gate/ Globe/ Check/ PCV/FCV/SDV/Butterfly) as below: Installation Above Ground End Type Butt Welded Operation Manual Size 26.7 mm Rating 1500# | 8.00 | nos |  | 3825.00 | 30600.00 | 1000.00 | 8000.00 | 4073.00 | 32584.00 | 3375.00 | 27000.00 | 20000.00 | 160000.00 | 4785.00 | 38280.00 | 3000.00 | 24000.00 | 7595.00 | 60760.00 | 871.69 | 6973.52 | 6973.52 | KEC Spur Infrastructure Pvt. Ltd.
1323.00 | Installation of Valve (Ball/ Plug/ Gate/ Globe/ Check/ PCV/FCV/SDV/Butterfly) as below: Installation Above Ground End Type Butt Welded Operation Manual Size 33.4 mm Rating 1500# | 20.00 | nos |  | 3825.00 | 76500.00 | 1500.00 | 30000.00 | 5699.00 | 113980.00 | 4500.00 | 90000.00 | 20000.00 | 400000.00 | 9322.50 | 186450.00 | 4800.00 | 96000.00 | 3797.00 | 75940.00 | 1743.38 | 34867.60 | 30000.00 | JSIW INFRASTRUCTURE PRIVATE LIMITED
1324.00 | Installation of Valve (Ball/ Plug/ Gate/ Globe/ Check/ PCV/FCV/SDV/Butterfly) as below: Installation Above Ground End Type Butt Welded Operation Actuated (MOV) Size 60.3 mm Rating 300# | 20.00 | nos |  | 4080.00 | 81600.00 | 4000.00 | 80000.00 | 3763.00 | 75260.00 | 3000.00 | 60000.00 | 20000.00 | 400000.00 | 3450.00 | 69000.00 | 10500.00 | 210000.00 | 22786.00 | 455720.00 | 2324.50 | 46490.00 | 46490.00 | KEC Spur Infrastructure Pvt. Ltd.
1325.00 | Installation of Valve (Ball/ Plug/ Gate/ Globe/ Check/ PCV/FCV/SDV/Butterfly) as below: Installation Above Ground End Type Butt Welded Operation Manual Size 168.3 mm Rating 300# | 10.00 | nos |  | 14025.00 | 140250.00 | 6000.00 | 60000.00 | 10941.00 | 109410.00 | 9000.00 | 90000.00 | 35000.00 | 350000.00 | 9375.00 | 93750.00 | 15840.00 | 158400.00 | 19450.00 | 194500.00 | 6973.50 | 69735.00 | 60000.00 | JSIW INFRASTRUCTURE PRIVATE LIMITED
1326.00 | Installation of Valve (Ball/ Plug/ Gate/ Globe/ Check/ PCV/FCV/SDV/Butterfly) as below: Installation Above Ground End Type Flanged Operation Manual Size 323.9 mm Rating 1500# | 8.00 | nos |  | 89250.00 | 714000.00 | 12000.00 | 96000.00 | 66568.00 | 532544.00 | 54000.00 | 432000.00 | 35000.00 | 280000.00 | 25125.00 | 201000.00 | 30600.00 | 244800.00 | 2534.00 | 20272.00 | 13947.00 | 111576.00 | 20272.00 | AMPSEPC PVT LTD
1327.00 | Installation of Valve (Ball/ Plug/ Gate/ Globe/ Check/ PCV/FCV/SDV/Butterfly) as below: Installation Above Ground End Type Flanged Operation Actuated (MOV) Size 60.3 mm Rating 1500# | 2.00 | nos |  | 3825.00 | 7650.00 | 4000.00 | 8000.00 | 11373.00 | 22746.00 | 9000.00 | 18000.00 | 20000.00 | 40000.00 | 6375.00 | 12750.00 | 21000.00 | 42000.00 | 2700.00 | 5400.00 | 2324.50 | 4649.00 | 4649.00 | KEC Spur Infrastructure Pvt. Ltd.
1328.00 | Installation of Valve (Ball/ Plug/ Gate/ Globe/ Check/ PCV/FCV/SDV/Butterfly) as below: Installation Above Ground End Type Butt Welded Operation Actuated (MOV) Size 60.3 mm Rating 600# | 10.00 | nos |  | 4080.00 | 40800.00 | 4000.00 | 40000.00 | 6095.00 | 60950.00 | 5000.00 | 50000.00 | 20000.00 | 200000.00 | 4125.00 | 41250.00 | 7200.00 | 72000.00 | 3797.00 | 37970.00 | 2324.50 | 23245.00 | 23245.00 | KEC Spur Infrastructure Pvt. Ltd.
1329.00 | Installation of Valve (Ball/ Plug/ Gate/ Globe/ Check/ PCV/FCV/SDV/Butterfly) as below: Installation Above Ground End Type Butt Welded Operation Actuated (MOV) Size 168.3 mm Rating 600# | 8.00 | nos |  | 14025.00 | 112200.00 | 12000.00 | 96000.00 | 18313.00 | 146504.00 | 15000.00 | 120000.00 | 45000.00 | 360000.00 | 9375.00 | 75000.00 | 21600.00 | 172800.00 | 11393.00 | 91144.00 | 6973.50 | 55788.00 | 55788.00 | KEC Spur Infrastructure Pvt. Ltd.
1330.00 | Installation of steam traps & drip leg assemblies in line with applicable standards & specifications including provision of pits for safe discharge of steam, supporting, insulation etc. Pipe OD: 60.3 mm Rating: 150# MOC: ASTM A 106 GR.B, IBR | 2.00 | nos |  | 21250.00 | 42500.00 | 5000.00 | 10000.00 | 1937.00 | 3874.00 | 1600.00 | 3200.00 | 100000.00 | 200000.00 | 4875.00 | 9750.00 | 360000.00 | 720000.00 | 50000.00 | 100000.00 | 174337.52 | 348675.04 | 3200.00 | TOLANI PROJECTS PVT LTD
1331.00 | Installation of steam traps & drip leg assemblies in line with applicable standards & specifications including provision of pits for safe discharge of steam, supporting, insulation etc. Pipe OD: 88.9 mm Rating: 150# MOC: ASTM A 106 GR.B, IBR | 6.00 | nos |  | 29750.00 | 178500.00 | 6000.00 | 36000.00 | 3000.00 | 18000.00 | 2400.00 | 14400.00 | 100000.00 | 600000.00 | 6375.00 | 38250.00 | 540000.00 | 3240000.00 | 75000.00 | 450000.00 | 290562.53 | 1743375.18 | 14400.00 | TOLANI PROJECTS PVT LTD
1332.00 | RADIOGRAPHY WORKS
1333.00 | Performance of radiographic inspection of piping of all types, sizes, thickness including providing or hiring of all necessary equipment, supply of all consumables including radiographic films and whatever else even though not expressly mentioned but required to perform the work as per specification and instructions of Engineer-in-Charge. All works shall be done as per details below:
1334.00 | Pipe OD 114.3 mm | 100.00 | nos |  | 935.00 | 93500.00 | 1131.85 | 113185.00 | 661.00 | 66100.00 | 540.00 | 54000.00 | 1500.00 | 150000.00 | 445.50 | 44550.00 | 1350.00 | 135000.00 | 1120.00 | 112000.00 | 1255.23 | 125523.00 | 44550.00 | M/s. Megha Engineering and Infrastructures Ltd
1335.00 | Pipe OD 168.3 mm | 100.00 | nos |  | 1360.00 | 136000.00 | 1211.95 | 121195.00 | 693.00 | 69300.00 | 540.00 | 54000.00 | 1500.00 | 150000.00 | 677.16 | 67716.00 | 1987.00 | 198700.00 | 1750.00 | 175000.00 | 1255.23 | 125523.00 | 54000.00 | TOLANI PROJECTS PVT LTD
1336.00 | Pipe OD 219.1 mm | 100.00 | nos |  | 1870.00 | 187000.00 | 1287.31 | 128731.00 | 808.00 | 80800.00 | 648.00 | 64800.00 | 2000.00 | 200000.00 | 846.45 | 84645.00 | 2550.00 | 255000.00 | 2350.00 | 235000.00 | 1255.23 | 125523.00 | 64800.00 | TOLANI PROJECTS PVT LTD
1337.00 | Pipe OD 88.9 mm | 100.00 | nos |  | 850.00 | 85000.00 | 1094.17 | 109417.00 | 692.00 | 69200.00 | 540.00 | 54000.00 | 1500.00 | 150000.00 | 386.10 | 38610.00 | 1050.00 | 105000.00 | 850.00 | 85000.00 | 1255.23 | 125523.00 | 38610.00 | M/s. Megha Engineering and Infrastructures Ltd
1338.00 | Pipe OD 60.3 mm | 100.00 | nos |  | 722.50 | 72250.00 | 1114.29 | 111429.00 | 680.00 | 68000.00 | 540.00 | 54000.00 | 1500.00 | 150000.00 | 213.84 | 21384.00 | 750.00 | 75000.00 | 650.00 | 65000.00 | 1255.23 | 125523.00 | 21384.00 | M/s. Megha Engineering and Infrastructures Ltd
1339.00 | Pipe OD 323.9 mm | 100.00 | nos |  | 4080.00 | 408000.00 | 1442.78 | 144278.00 | 1046.00 | 104600.00 | 810.00 | 81000.00 | 2500.00 | 250000.00 | 1237.50 | 123750.00 | 3750.00 | 375000.00 | 3350.00 | 335000.00 | 1882.85 | 188285.00 | 81000.00 | TOLANI PROJECTS PVT LTD
1340.00 | Pipe OD 355.6 mm | 50.00 | nos |  | 4080.00 | 204000.00 | 1489.81 | 74490.50 | 1339.00 | 66950.00 | 1060.00 | 53000.00 | 3000.00 | 150000.00 | 1336.50 | 66825.00 | 4200.00 | 210000.00 | 3750.00 | 187500.00 | 1882.85 | 94142.50 | 53000.00 | TOLANI PROJECTS PVT LTD
1341.00 | Pipe OD 48.3 mm | 100.00 | nos |  | 637.50 | 63750.00 | 1114.29 | 111429.00 | 666.00 | 66600.00 | 540.00 | 54000.00 | 1500.00 | 150000.00 | 121.50 | 12150.00 | 450.00 | 45000.00 | 650.00 | 65000.00 | 1255.23 | 125523.00 | 12150.00 | M/s. Megha Engineering and Infrastructures Ltd
1342.00 | Pipe OD 660 mm | 100.00 | nos |  | 552.50 | 55250.00 | 1941.37 | 194137.00 | 2300.00 | 230000.00 | 1890.00 | 189000.00 | 1000.00 | 100000.00 | 2610.00 | 261000.00 | 2063.00 | 206300.00 | 550.00 | 55000.00 | 1255.23 | 125523.00 | 55000.00 | AMPSEPC PVT LTD
1343.00 | Pipe OD 26.7 mm | 100.00 | nos |  | 552.50 | 55250.00 | 1114.29 | 111429.00 | 670.00 | 67000.00 | 540.00 | 54000.00 | 1000.00 | 100000.00 | 84.60 | 8460.00 | 450.00 | 45000.00 | 630.00 | 63000.00 | 1255.23 | 125523.00 | 8460.00 | M/s. Megha Engineering and Infrastructures Ltd
1344.00 | Pipe OD 21.3 mm | 100.00 | nos |  | 467.50 | 46750.00 | 1114.29 | 111429.00 | 689.00 | 68900.00 | 540.00 | 54000.00 | 1000.00 | 100000.00 | 76.50 | 7650.00 | 450.00 | 45000.00 | 550.00 | 55000.00 | 1255.23 | 125523.00 | 7650.00 | M/s. Megha Engineering and Infrastructures Ltd
1345.00 | PAINTING WORKS
1346.00 | Supply of paints, solvents and primers, preparation of surfaces and application of primer and finish paints suitable for Industrial/ Industrial Marine environment for above ground piping including valves & fittings as defined in contract document and as per standard specification for Surface preparation and protective coating, identification, lettering/ numbering, colour coding etc. as specified including rub down and touch up of shop primer or scrapping of shop primer wherever required and providing of scaffolding for all heights, labour, materials, tools and tackles, consumables, supervision etc. to complete the work in all respect as per Standard/ Job Specification, Drawings, Standards and instruction of Engineer-in-Charge. All works shall be done as per details below
1347.00 | Pipe OD 21.3 mm Painting Environment Industrial | 40.00 | m |  | 1785.00 | 71400.00 | 218.70 | 8748.00 | 135.00 | 5400.00 | 112.00 | 4480.00 | 1000.00 | 40000.00 | 346.50 | 13860.00 | 180.00 | 7200.00 | 120.00 | 4800.00 | 348.68 | 13947.20 | 4480.00 | TOLANI PROJECTS PVT LTD
1348.00 | Pipe OD 88.9 mm Painting Environment Industrial | 40.00 | m |  | 2975.00 | 119000.00 | 912.81 | 36512.40 | 561.00 | 22440.00 | 450.00 | 18000.00 | 1000.00 | 40000.00 | 495.00 | 19800.00 | 630.00 | 25200.00 | 210.00 | 8400.00 | 476.52 | 19060.80 | 8400.00 | AMPSEPC PVT LTD
1349.00 | Pipe OD 219.1 mm Painting Environment Industrial | 40.00 | m |  | 3825.00 | 153000.00 | 2249.67 | 89986.80 | 1484.00 | 59360.00 | 1200.00 | 48000.00 | 1000.00 | 40000.00 | 742.50 | 29700.00 | 1530.00 | 61200.00 | 275.00 | 11000.00 | 557.88 | 22315.20 | 11000.00 | AMPSEPC PVT LTD
1350.00 | Pipe OD 273 mm Painting Environment Industrial | 40.00 | m |  | 4080.00 | 163200.00 | 2803.11 | 112124.40 | 1874.00 | 74960.00 | 1500.00 | 60000.00 | 1000.00 | 40000.00 | 945.00 | 37800.00 | 1890.00 | 75600.00 | 255.00 | 10200.00 | 523.01 | 20920.40 | 10200.00 | AMPSEPC PVT LTD
1351.00 | Pipe OD 168.3 mm Painting Environment Industrial | 40.00 | m |  | 3655.00 | 146200.00 | 1728.07 | 69122.80 | 1112.00 | 44480.00 | 900.00 | 36000.00 | 1000.00 | 40000.00 | 693.00 | 27720.00 | 1193.00 | 47720.00 | 145.00 | 5800.00 | 453.28 | 18131.20 | 5800.00 | AMPSEPC PVT LTD
1352.00 | Pipe OD 33.4 mm Painting Environment Industrial | 40.00 | m |  | 2167.50 | 86700.00 | 342.94 | 13717.60 | 181.00 | 7240.00 | 150.00 | 6000.00 | 1000.00 | 40000.00 | 396.00 | 15840.00 | 180.00 | 7200.00 | 165.00 | 6600.00 | 424.22 | 16968.80 | 6000.00 | TOLANI PROJECTS PVT LTD
1353.00 | Pipe OD 48.3 mm Painting Environment Industrial | 40.00 | m |  | 2507.50 | 100300.00 | 495.93 | 19837.20 | 274.00 | 10960.00 | 225.00 | 9000.00 | 1000.00 | 40000.00 | 445.50 | 17820.00 | 270.00 | 10800.00 | 175.00 | 7000.00 | 435.84 | 17433.60 | 7000.00 | AMPSEPC PVT LTD
1354.00 | Pipe OD 60.3 mm Painting Environment Industrial | 40.00 | m |  | 2720.00 | 108800.00 | 619.15 | 24766.00 | 368.00 | 14720.00 | 300.00 | 12000.00 | 1000.00 | 40000.00 | 514.80 | 20592.00 | 450.00 | 18000.00 | 185.00 | 7400.00 | 453.28 | 18131.20 | 7400.00 | AMPSEPC PVT LTD
1355.00 | Pipe OD 114.3 mm Painting Environment Industrial | 40.00 | m |  | 3272.50 | 130900.00 | 1173.61 | 46944.40 | 765.00 | 30600.00 | 600.00 | 24000.00 | 1000.00 | 40000.00 | 594.00 | 23760.00 | 810.00 | 32400.00 | 325.00 | 13000.00 | 499.77 | 19990.80 | 13000.00 | AMPSEPC PVT LTD
1356.00 | Pipe OD 323.9 mm Painting Environment Industrial | 50.00 | m |  | 4632.50 | 231625.00 | 3325.74 | 166287.00 | 2204.00 | 110200.00 | 1800.00 | 90000.00 | 1000.00 | 50000.00 | 891.00 | 44550.00 | 1890.00 | 94500.00 | 375.00 | 18750.00 | 615.99 | 30799.50 | 18750.00 | AMPSEPC PVT LTD
1357.00 | Pipe OD 355.6 mm Painting Environment Industrial | 30.00 | m |  | 4930.00 | 147900.00 | 3651.23 | 109536.90 | 2653.00 | 79590.00 | 2100.00 | 63000.00 | 1000.00 | 30000.00 | 1039.50 | 31185.00 | 2520.00 | 75600.00 | 375.00 | 11250.00 | 674.11 | 20223.30 | 11250.00 | AMPSEPC PVT LTD
1358.00 | PIPE SUPPORT WORKS
1359.00 | Supply of all materials required for fabrication of pipe supports & special supports including supply of bolts, nuts, washers, U Clamps, Wooden Blocks, Teflon Pads, SS Plates (as required) etc. as mentioned in the drawing/ standards and as defined in scope of work document, fabrication and erection of pipe/ equipment supports (for all sizes/ thickness) including shoes, pipes, cradles, turn buckles, T-posts for all types of guides, anchors, special supports for cold/hot insulated pipes etc. if applicable, all necessary equipment, consumables, labour etc. for completing all works, supply and application of paints and primers suitable for painting environment as defined in contract document and as per standard specification for Surface preparation and protective coating and completing the work as per drawings, scope of work, specifications, standards, other provisions of Contract and instruction of Engineer-in-Charge.
1360.00 | CS Structural Steel | 15.00 | MT |  | 106250.00 | 1593750.00 | 100000.00 | 1500000.00 | 154510.00 | 2317650.00 | 120000.00 | 1800000.00 | 125000.00 | 1875000.00 | 96000.00 | 1440000.00 | 126000.00 | 1890000.00 | 135000.00 | 2025000.00 | 117387.26 | 1760808.90 | 1440000.00 | M/s. Megha Engineering and Infrastructures Ltd
1361.00 | Stainless Steel | 6.00 | MT |  | 165750.00 | 994500.00 | 200000.00 | 1200000.00 | 439716.00 | 2638296.00 | 350000.00 | 2100000.00 | 225000.00 | 1350000.00 | 112000.00 | 672000.00 | 705600.00 | 4233600.00 | 275000.00 | 1650000.00 | 139470.01 | 836820.06 | 672000.00 | M/s. Megha Engineering and Infrastructures Ltd
1362.00 | PIPE INSULATION WORKS
1363.00 | Providing hot/ cold insulation as per P&IDs/ standards/ specifications/ job specifications including anti corrosive paint on all pipes laid on sleepers, portals, racks, flanges, fittings, valves, equipment, i.e. scraper traps (including all branch connections), supports at all elevations etc. including supply of insulating, cladding and other ancillary materials, protective coverings, consumables, other necessary materials as required, all tools and tackles, equipment, apparatus etc., labour and supervision, transportation of materials to work site, preparation of mattresses to prescribed thickness and densities, applying on surfaces as specified, including all preparatory works there on, all binding, tie-ing, lacing, stitching and/ or otherwise securing finishing with cladding, providing bolts, rivets and self-tapping screws wherever specified, providing inspection windows, end seals for valves, flanges, fittings etc., providing all necessary scaffolding and completing the work as per drawings, scope of work, specifications, standards, other provisions of Contract and instruction of Engineer-in-Charge. Note:- 1. For valve sizes 1.5 inches and below, the rate for providing hot/ cold insulation will be considered as a part of providing hot/ cold insulation on piping. No extra amount for the same shall be paid.
1364.00 | Cold/ Hot Insulation of Pipes as defined below: Type of Insulation Hot Pipe OD 219.1 mm Insulation thickness 50 mm | 30.00 | m |  | 1275.00 | 38250.00 | 6542.00 | 196260.00 | 1235.00 | 37050.00 | 1000.00 | 30000.00 | 1500.00 | 45000.00 | 1650.00 | 49500.00 | 8288.00 | 248640.00 | 425.00 | 12750.00 | 3691.31 | 110739.30 | 12750.00 | AMPSEPC PVT LTD
1365.00 | Cold/ Hot Insulation of Pipes as defined below: Type of Insulation Hot Pipe OD 60.3 mm Insulation thickness 50 mm | 30.00 | m |  | 1062.50 | 31875.00 | 2624.00 | 78720.00 | 431.00 | 12930.00 | 350.00 | 10500.00 | 1000.00 | 30000.00 | 1650.00 | 49500.00 | 2730.00 | 81900.00 | 375.00 | 11250.00 | 1764.30 | 52929.00 | 10500.00 | TOLANI PROJECTS PVT LTD
1366.00 | Cold/ Hot Insulation of Pipes as defined below: Type of Insulation Hot Pipe OD 88.9 mm Insulation thickness 50 mm | 30.00 | m |  | 1190.00 | 35700.00 | 2975.00 | 89250.00 | 626.00 | 18780.00 | 500.00 | 15000.00 | 1000.00 | 30000.00 | 1650.00 | 49500.00 | 3316.00 | 99480.00 | 1150.00 | 34500.00 | 2110.65 | 63319.50 | 15000.00 | TOLANI PROJECTS PVT LTD
1367.00 | Cold/ Hot Insulation of Pipes as defined below: Type of Insulation Hot Pipe OD 168.3 mm Insulation thickness 50 mm | 30.00 | m |  | 1487.50 | 44625.00 | 4906.50 | 147195.00 | 1252.00 | 37560.00 | 1000.00 | 30000.00 | 1000.00 | 30000.00 | 1650.00 | 49500.00 | 6630.00 | 198900.00 | 1150.00 | 34500.00 | 3074.15 | 92224.50 | 30000.00 | PRATHAM EPC PROJECTS LTD, TOLANI PROJECTS PVT LTD
1368.00 | Cold/ Hot Insulation of Pipes as defined below: Type of Insulation Cold Pipe OD 168.3 mm Insulation thickness 50 mm | 30.00 | m |  | 1487.50 | 44625.00 | 4906.50 | 147195.00 | 999.00 | 29970.00 | 800.00 | 24000.00 | 1000.00 | 30000.00 | 1650.00 | 49500.00 | 3744.00 | 112320.00 | 1150.00 | 34500.00 | 4196.89 | 125906.70 | 24000.00 | TOLANI PROJECTS PVT LTD
1369.00 | Cold/ Hot Insulation of Pipes as defined below: Type of Insulation Cold Pipe OD 60.3 mm Insulation thickness 40 mm | 30.00 | m |  | 1360.00 | 40800.00 | 2624.00 | 78720.00 | 372.00 | 11160.00 | 300.00 | 9000.00 | 1000.00 | 30000.00 | 1650.00 | 49500.00 | 1872.00 | 56160.00 | 175.00 | 5250.00 | 1928.17 | 57845.10 | 5250.00 | AMPSEPC PVT LTD
1370.00 | Cold/ Hot Insulation of Pipes as defined below: Type of Insulation Cold Pipe OD 114.3 mm Insulation thickness 40 mm | 30.00 | m |  | 1275.00 | 38250.00 | 3271.00 | 98130.00 | 668.00 | 20040.00 | 550.00 | 16500.00 | 1000.00 | 30000.00 | 1650.00 | 49500.00 | 3120.00 | 93600.00 | 375.00 | 11250.00 | 2826.59 | 84797.70 | 11250.00 | AMPSEPC PVT LTD
1371.00 | Cold/ Hot Insulation of Pipes as defined below: Type of Insulation Cold Pipe OD 323.9 mm Insulation thickness 50 mm | 30.00 | m |  | 1062.50 | 31875.00 | 9813.00 | 294390.00 | 1891.00 | 56730.00 | 1550.00 | 46500.00 | 2000.00 | 60000.00 | 1650.00 | 49500.00 | 6786.00 | 203580.00 | 510.00 | 15300.00 | 6958.39 | 208751.70 | 15300.00 | AMPSEPC PVT LTD
1372.00 | Cold/ Hot Insulation of Pipes as defined below: Type of Insulation Cold Pipe OD 355.6 mm Insulation thickness 50 mm | 30.00 | m |  | 1275.00 | 38250.00 | 11448.50 | 343455.00 | 2291.00 | 68730.00 | 1800.00 | 54000.00 | 3000.00 | 90000.00 | 1650.00 | 49500.00 | 7020.00 | 210600.00 | 1150.00 | 34500.00 | 7520.92 | 225627.60 | 34500.00 | AMPSEPC PVT LTD
1373.00 | Cold/ Hot Insulation of Pipes as defined below: Type of Insulation Hot Pipe OD 88.9 mm Insulation thickness 40 mm | 1500.00 | m |  | 1275.00 | 1912500.00 | 2975.00 | 4462500.00 | 640.00 | 960000.00 | 500.00 | 750000.00 | 1000.00 | 1500000.00 | 1650.00 | 2475000.00 | 2652.00 | 3978000.00 | 1150.00 | 1725000.00 | 1811.95 | 2717925.00 | 750000.00 | TOLANI PROJECTS PVT LTD
1374.00 | Cold/ Hot Insulation of Pipes as defined below: Type of Insulation Hot Pipe OD 60.3 mm Insulation thickness 40 mm | 30.00 | m |  | 1062.50 | 31875.00 | 2624.00 | 78720.00 | 423.00 | 12690.00 | 350.00 | 10500.00 | 1000.00 | 30000.00 | 1650.00 | 49500.00 | 2184.00 | 65520.00 | 675.00 | 20250.00 | 1484.19 | 44525.70 | 10500.00 | TOLANI PROJECTS PVT LTD
1375.00 | Cold/ Hot Insulation of Pipes as defined below: Type of Insulation Hot Pipe OD 26.7 mm Insulation thickness 40 mm | .50 | m |  | 1360.00 | 680.00 | 2195.00 | 1097.50 | 156.00 | 78.00 | 120.00 | 60.00 | 2500.00 | 1250.00 | 1650.00 | 825.00 | 1560.00 | 780.00 | 650.00 | 325.00 | 1101.81 | 550.91 | 60.00 | TOLANI PROJECTS PVT LTD
1376.00 | Cold/ Hot Insulation of Pipes as defined below: Type of Insulation Hot Pipe OD 48.3 mm Insulation thickness 40 mm | .50 | m |  | 956.25 | 478.13 | 2195.00 | 1097.50 | 322.00 | 161.00 | 250.00 | 125.00 | 2500.00 | 1250.00 | 1650.00 | 825.00 | 1872.00 | 936.00 | 675.00 | 337.50 | 1348.21 | 674.11 | 125.00 | TOLANI PROJECTS PVT LTD
1377.00 | Cold/ Hot Insulation of Valves as defined below: Type of Insulation Hot Pipe OD 60.3 mm Insulation thickness 50 mm | 20.00 | nos |  | 1020.00 | 20400.00 | 2624.00 | 52480.00 | 424.00 | 8480.00 | 350.00 | 7000.00 | 2500.00 | 50000.00 | 1650.00 | 33000.00 | 5460.00 | 109200.00 | 825.00 | 16500.00 | 2835.89 | 56717.80 | 7000.00 | TOLANI PROJECTS PVT LTD
1378.00 | Cold/ Hot Insulation of Valves as defined below: Type of Insulation Hot Pipe OD 88.9 mm Insulation thickness 50 mm | 20.00 | nos |  | 1275.00 | 25500.00 | 2975.00 | 59500.00 | 638.00 | 12760.00 | 500.00 | 10000.00 | 4000.00 | 80000.00 | 1650.00 | 33000.00 | 6630.00 | 132600.00 | 875.00 | 17500.00 | 3341.47 | 66829.40 | 10000.00 | TOLANI PROJECTS PVT LTD
1379.00 | Cold/ Hot Insulation of Valves as defined below: Type of Insulation Hot Pipe OD 168.3 mm Insulation thickness 50 mm | 20.00 | nos |  | 2210.00 | 44200.00 | 4906.50 | 98130.00 | 1230.00 | 24600.00 | 1000.00 | 20000.00 | 4000.00 | 80000.00 | 1650.00 | 33000.00 | 13260.00 | 265200.00 | 550.00 | 11000.00 | 4745.47 | 94909.40 | 11000.00 | AMPSEPC PVT LTD
1380.00 | Cold/ Hot Insulation of Valves as defined below: Type of Insulation Hot Pipe OD 219.1 mm Insulation thickness 50 mm | 20.00 | nos |  | 2380.00 | 47600.00 | 6542.00 | 130840.00 | 1640.00 | 32800.00 | 1300.00 | 26000.00 | 5000.00 | 100000.00 | 1650.00 | 33000.00 | 16577.00 | 331540.00 | 1150.00 | 23000.00 | 5645.05 | 112901.00 | 23000.00 | AMPSEPC PVT LTD
1381.00 | Cold/ Hot Insulation of Valves as defined below: Type of Insulation Cold Pipe OD 168.3 mm Insulation thickness 50 mm | 20.00 | nos |  | 2210.00 | 44200.00 | 4906.50 | 98130.00 | 988.00 | 19760.00 | 800.00 | 16000.00 | 4000.00 | 80000.00 | 1650.00 | 33000.00 | 7488.00 | 149760.00 | 1150.00 | 23000.00 | 6838.68 | 136773.60 | 16000.00 | TOLANI PROJECTS PVT LTD
1382.00 | Cold/ Hot Insulation of Valves as defined below: Type of Insulation Cold Pipe OD 60.3 mm Insulation thickness 40 mm | 20.00 | nos |  | 1020.00 | 20400.00 | 2624.00 | 52480.00 | 387.00 | 7740.00 | 300.00 | 6000.00 | 2500.00 | 50000.00 | 1650.00 | 33000.00 | 3744.00 | 74880.00 | 1150.00 | 23000.00 | 3268.25 | 65365.00 | 6000.00 | TOLANI PROJECTS PVT LTD
1383.00 | Cold/ Hot Insulation of Valves as defined below: Type of Insulation Cold Pipe OD 26.7 mm Insulation thickness 40 mm | 20.00 | nos |  | 811.75 | 16235.00 | 2195.00 | 43900.00 | 151.00 | 3020.00 | 120.00 | 2400.00 | 2500.00 | 50000.00 | 1650.00 | 33000.00 | 3120.00 | 62400.00 | 1150.00 | 23000.00 | 2401.21 | 48024.20 | 2400.00 | TOLANI PROJECTS PVT LTD
1384.00 | Cold/ Hot Insulation of Valves as defined below: Type of Insulation Cold Pipe OD 21.3 mm Insulation thickness 40 mm | 20.00 | nos |  | 811.75 | 16235.00 | 2195.00 | 43900.00 | 154.00 | 3080.00 | 120.00 | 2400.00 | 2500.00 | 50000.00 | 1650.00 | 33000.00 | 3120.00 | 62400.00 | 1150.00 | 23000.00 | 2262.90 | 45258.00 | 2400.00 | TOLANI PROJECTS PVT LTD
1385.00 | Cold/ Hot Insulation of Valves as defined below: Type of Insulation Cold Pipe OD 33.4 mm Insulation thickness 40 mm | 20.00 | nos |  | 811.75 | 16235.00 | 2195.00 | 43900.00 | 184.00 | 3680.00 | 150.00 | 3000.00 | 2500.00 | 50000.00 | 1650.00 | 33000.00 | 3744.00 | 74880.00 | 1150.00 | 23000.00 | 2574.38 | 51487.60 | 3000.00 | TOLANI PROJECTS PVT LTD
1386.00 | Cold/ Hot Insulation of Valves as defined below: Type of Insulation Cold Pipe OD 48.3 mm Insulation thickness 40 mm | 20.00 | nos |  | 977.50 | 19550.00 | 2195.00 | 43900.00 | 273.00 | 5460.00 | 225.00 | 4500.00 | 2500.00 | 50000.00 | 1650.00 | 33000.00 | 3744.00 | 74880.00 | 1150.00 | 23000.00 | 2959.09 | 59181.80 | 4500.00 | TOLANI PROJECTS PVT LTD
1387.00 | Cold/ Hot Insulation of Valves as defined below: Type of Insulation Cold Pipe OD 88.9 mm Insulation thickness 40 mm | 20.00 | nos |  | 1275.00 | 25500.00 | 2975.00 | 59500.00 | 484.00 | 9680.00 | 400.00 | 8000.00 | 2500.00 | 50000.00 | 1650.00 | 33000.00 | 5304.00 | 106080.00 | 1150.00 | 23000.00 | 4006.28 | 80125.60 | 8000.00 | TOLANI PROJECTS PVT LTD
1388.00 | Cold/ Hot Insulation of Valves as defined below: Type of Insulation Cold Pipe OD 114.3 mm Insulation thickness 40 mm | 20.00 | nos |  | 1870.00 | 37400.00 | 3271.00 | 65420.00 | 698.00 | 13960.00 | 550.00 | 11000.00 | 2500.00 | 50000.00 | 1650.00 | 33000.00 | 6240.00 | 124800.00 | 1150.00 | 23000.00 | 4661.79 | 93235.80 | 11000.00 | TOLANI PROJECTS PVT LTD
1389.00 | Cold/ Hot Insulation of Valves as defined below: Type of Insulation Cold Pipe OD 219.1 mm Insulation thickness 50 mm | 8.00 | nos |  | 2380.00 | 19040.00 | 6542.00 | 52336.00 | 1411.00 | 11288.00 | 1100.00 | 8800.00 | 4000.00 | 32000.00 | 1650.00 | 13200.00 | 12480.00 | 99840.00 | 1150.00 | 9200.00 | 8217.11 | 65736.88 | 8800.00 | TOLANI PROJECTS PVT LTD
1390.00 | Cold/ Hot Insulation of Valves as defined below: Type of Insulation Cold Pipe OD 323.9 mm Insulation thickness 50 mm | 15.00 | nos |  | 2975.00 | 44625.00 | 9813.00 | 147195.00 | 2023.00 | 30345.00 | 1600.00 | 24000.00 | 4000.00 | 60000.00 | 1650.00 | 24750.00 | 13572.00 | 203580.00 | 1150.00 | 17250.00 | 11059.97 | 165899.55 | 17250.00 | AMPSEPC PVT LTD
1391.00 | Cold/ Hot Insulation of Valves as defined below: Type of Insulation Cold Pipe OD 355.6 mm Insulation thickness 50 mm | 15.00 | nos |  | 3230.00 | 48450.00 | 11448.50 | 171727.50 | 2324.00 | 34860.00 | 1800.00 | 27000.00 | 4000.00 | 60000.00 | 1650.00 | 24750.00 | 14040.00 | 210600.00 | 1150.00 | 17250.00 | 15892.61 | 238389.15 | 17250.00 | AMPSEPC PVT LTD
1392.00 | Cold/ Hot Insulation of Valves as defined below: Type of Insulation Hot Pipe OD 88.9 mm Insulation thickness 40 mm | 3.00 | nos |  | 1275.00 | 3825.00 | 2975.00 | 8925.00 | 635.00 | 1905.00 | 500.00 | 1500.00 | 4000.00 | 12000.00 | 1650.00 | 4950.00 | 5304.00 | 15912.00 | 1150.00 | 3450.00 | 2834.73 | 8504.19 | 1500.00 | TOLANI PROJECTS PVT LTD
1393.00 | Cold/ Hot Insulation of Valves as defined below: Type of Insulation Hot Pipe OD 26.7 mm Insulation thickness 40 mm | 2.00 | nos |  | 807.50 | 1615.00 | 2195.00 | 4390.00 | 191.00 | 382.00 | 150.00 | 300.00 | 4000.00 | 8000.00 | 1650.00 | 3300.00 | 3120.00 | 6240.00 | 1150.00 | 2300.00 | 1791.03 | 3582.06 | 300.00 | TOLANI PROJECTS PVT LTD
1394.00 | Cold/ Hot Insulation of Valves as defined below: Type of Insulation Hot Pipe OD 60.3 mm Insulation thickness 40 mm | 11.00 | nos |  | 1275.00 | 14025.00 | 2624.00 | 28864.00 | 438.00 | 4818.00 | 350.00 | 3850.00 | 2500.00 | 27500.00 | 1650.00 | 18150.00 | 4368.00 | 48048.00 | 1150.00 | 12650.00 | 2353.56 | 25889.16 | 3850.00 | TOLANI PROJECTS PVT LTD
1395.00 | Cold/ Hot Insulation of Valves as defined below: Type of Insulation Hot Pipe OD 48.3 mm Insulation thickness 40 mm | 2.00 | nos |  | 1100.75 | 2201.50 | 2195.00 | 4390.00 | 331.00 | 662.00 | 260.00 | 520.00 | 2500.00 | 5000.00 | 1650.00 | 3300.00 | 3744.00 | 7488.00 | 1150.00 | 2300.00 | 2152.49 | 4304.98 | 520.00 | TOLANI PROJECTS PVT LTD
1396.00 | SUPPLY OF ASSORTED PIPES
1397.00 | Supply, procurement and transportation to worksite(s)/workshop(s) including loading, unloading and handling for Assorted Pipes to be supplied by Contractor as per the requirement of PMS, data-sheets, scope of work, specifications and applicable addendum (if any), standards, instructions of Owner/ Engineer-in-Charge and other provisions of Contract. Supply of pipes as per EIL Specification No. 6-44-0051 (Technical notes for Pipes) & its addendum (if any), PMS & any other information forming the tender document as per the following details:
1398.00 | Make SMLS Standard ASME B 36.10 Ends Bevel Ended - ASTM Pipe Material Grade ASTM A 106 Gr. B (CHARPY) Pipe OD 60.3 mm Wall thickness (mm) / Schedule XS | 24.00 | m |  | 744.77 | 17874.48 | 831.40 | 19953.60 | 696.00 | 16704.00 | 651.00 | 15624.00 | 1100.00 | 26400.00 | 2640.00 | 63360.00 | 1778.00 | 42672.00 | 950.00 | 22800.00 | 747.33 | 17935.92 | 15624.00 | TOLANI PROJECTS PVT LTD
1399.00 | Make SMLS Standard ASME B 36.10 Ends Bevel Ended - ASTM Pipe Material Grade ASTM A 106 Gr. B (CHARPY) Pipe OD 88.9 mm Wall thickness (mm) / Schedule STD | 18.00 | m |  | 1125.40 | 20257.20 | 1176.85 | 21183.30 | 1044.00 | 18792.00 | 983.00 | 17694.00 | 1781.00 | 32058.00 | 3187.50 | 57375.00 | 2598.00 | 46764.00 | 1350.00 | 24300.00 | 1129.71 | 20334.78 | 17694.00 | TOLANI PROJECTS PVT LTD
1400.00 | Make SMLS Standard ASME B 36.10 Ends Bevel Ended - ASTM Pipe Material Grade ASTM A 106 Gr. B Pipe OD 60.3 mm Wall thickness (mm) / Schedule XS | 36.00 | m |  | 744.60 | 26805.60 | 831.40 | 29930.40 | 695.00 | 25020.00 | 651.00 | 23436.00 | 1100.00 | 39600.00 | 2962.50 | 106650.00 | 1778.00 | 64008.00 | 5800.00 | 208800.00 | 747.33 | 26903.88 | 23436.00 | TOLANI PROJECTS PVT LTD
1401.00 | Make SMLS Standard ASME B 36.10 Ends Bevel Ended - ASTM Pipe Material Grade ASTM A 106 Gr. B (CHARPY) Pipe OD 114.3 mm Wall thickness (mm) / Schedule XS | 36.00 | m |  | 2222.16 | 79997.76 | 2210.32 | 79571.52 | 2144.00 | 77184.00 | 1958.00 | 70488.00 | 2333.00 | 83988.00 | 4125.00 | 148500.00 | 5209.00 | 187524.00 | 10050.00 | 361800.00 | 2248.95 | 80962.20 | 70488.00 | TOLANI PROJECTS PVT LTD
1402.00 | Make SMLS Standard ASME B 36.10 Ends Bevel Ended - ASTM Pipe Material Grade ASTM A 106 Gr. B (CHARPY) Pipe OD 168.3 mm Wall thickness (mm) / Schedule XS | 24.00 | m |  | 4235.47 | 101651.28 | 4091.23 | 98189.52 | 3917.00 | 94008.00 | 3698.00 | 88752.00 | 3508.00 | 84192.00 | 5625.00 | 135000.00 | 9829.00 | 235896.00 | 5800.00 | 139200.00 | 4298.00 | 103152.00 | 84192.00 | PRATHAM EPC PROJECTS LTD
1403.00 | Make SMLS Standard API 5L (& EIL Specification, as applicable) Ends Bevel Ended - ASTM Pipe Material Grade API 5L Gr. B PSL 2 Pipe OD 219.1 mm Wall thickness (mm) / Schedule 6.35 | 12.00 | m |  | 3642.08 | 43704.96 | 4647.40 | 55768.80 | 4425.00 | 53100.00 | 4188.00 | 50256.00 | 4613.00 | 55356.00 | 7875.00 | 94500.00 | 7408.00 | 88896.00 | 1150.00 | 13800.00 | 4867.50 | 58410.00 | 13800.00 | AMPSEPC PVT LTD
1404.00 | Make SMLS Standard ASME B 36.10 Ends Plain Ended - ASME Pipe Material Grade ASTM A 106 Gr. B Pipe OD 33.4 mm Wall thickness (mm) / Schedule S160 | 12.00 | m |  | 1402.50 | 16830.00 | 613.25 | 7359.00 | 684.00 | 8208.00 | 627.00 | 7524.00 | 800.00 | 9600.00 | 1387.50 | 16650.00 | 1129.00 | 13548.00 | 17550.00 | 210600.00 | 540.45 | 6485.40 | 6485.40 | KEC Spur Infrastructure Pvt. Ltd.
1405.00 | Make SMLS Standard API 5L (& EIL Specification, as applicable) Ends Bevel Ended - ASTM Pipe Material Grade API 5L Gr. X-52 PSL 2 Pipe OD 323.9 mm Wall thickness (mm) / Schedule 11.13 | 15.00 | m |  | 22346.42 | 335196.30 | 14906.00 | 223590.00 | 15593.00 | 233895.00 | 14700.00 | 220500.00 | 7023.00 | 105345.00 | 16125.00 | 241875.00 | 19194.00 | 287910.00 | 19550.00 | 293250.00 | 15946.07 | 239191.05 | 105345.00 | PRATHAM EPC PROJECTS LTD
1406.00 | Make SMLS Standard ASME B 36.10 Ends Bevel Ended - ASTM Pipe Material Grade ASTM A 106 Gr. B, IBR Pipe OD 88.9 mm Wall thickness (mm) / Schedule STD | 1500.00 | metre |  | 1126.00 | 1689000.00 | 1176.85 | 1765275.00 | 1044.00 | 1566000.00 | 983.00 | 1474500.00 | 1781.00 | 2671500.00 | 3375.00 | 5062500.00 | 2598.00 | 3897000.00 | 950.00 | 1425000.00 | 1129.71 | 1694565.00 | 1425000.00 | AMPSEPC PVT LTD
1407.00 | Make SMLS Standard ASME B 36.10 Ends Bevel Ended - ASTM Pipe Material Grade ASTM A 106 Gr. B, IBR Pipe OD 26.7 mm Wall thickness (mm) / Schedule S160 | 24.00 | metre |  | 500.57 | 12013.68 | 581.75 | 13962.00 | 477.00 | 11448.00 | 440.00 | 10560.00 | 800.00 | 19200.00 | 1237.50 | 29700.00 | 902.00 | 21648.00 | 10050.00 | 241200.00 | 505.58 | 12133.92 | 10560.00 | TOLANI PROJECTS PVT LTD
1408.00 | Make SMLS Standard ASME B 36.10 Ends Bevel Ended - ASTM Pipe Material Grade ASTM A 333 GR.6, LT Pipe OD 323.8 mm Wall thickness (mm) / Schedule 15.9 | 64.00 | metre |  | 22346.42 | 1430170.88 | 18518.00 | 1185152.00 | 19476.00 | 1246464.00 | 17820.00 | 1140480.00 | 7000.00 | 448000.00 | 16125.00 | 1032000.00 | 33512.00 | 2144768.00 | 10050.00 | 643200.00 | 19944.21 | 1276429.44 | 448000.00 | PRATHAM EPC PROJECTS LTD
1409.00 | Make SMLS Standard ASME B 36.10 Ends Bevel Ended - ASTM Pipe Material Grade ASTM A 333 GR.6, LT Pipe OD 323.8 mm Wall thickness (mm) / Schedule S100 | 24.00 | metre |  | 22346.42 | 536314.08 | 23180.00 | 556320.00 | 23266.00 | 558384.00 | 21600.00 | 518400.00 | 7000.00 | 168000.00 | 16500.00 | 396000.00 | 45190.00 | 1084560.00 | 8500.00 | 204000.00 | 25104.60 | 602510.40 | 168000.00 | PRATHAM EPC PROJECTS LTD
1410.00 | Make SMLS Standard ASME B 36.10 Ends Bevel Ended - ASTM Pipe Material Grade ASTM A 333 GR.6, LT Pipe OD 60.3 mm Wall thickness (mm) / Schedule S120 | 33.00 | metre |  | 744.60 | 24571.80 | 1559.05 | 51448.65 | 1509.00 | 49797.00 | 1391.00 | 45903.00 | 1100.00 | 36300.00 | 2850.00 | 94050.00 | 2942.00 | 97086.00 | 950.00 | 31350.00 | 1552.77 | 51241.41 | 24571.80 | Advance Infrastrurctures Pvt Ltd
1411.00 | Make SMLS Standard ASME B 36.10 Ends Bevel Ended - ASTM Pipe Material Grade ASTM A 333 GR.6, LT Pipe OD 60.3 mm Wall thickness (mm) / Schedule XS | 6.00 | metre |  | 744.60 | 4467.60 | 964.75 | 5788.50 | 829.00 | 4974.00 | 785.00 | 4710.00 | 1100.00 | 6600.00 | 2640.00 | 15840.00 | 2174.00 | 13044.00 | 8500.00 | 51000.00 | 894.93 | 5369.58 | 4467.60 | Advance Infrastrurctures Pvt Ltd
1412.00 | Make SMLS Standard ASME B 36.10 Ends Bevel Ended - ASTM Pipe Material Grade ASTM A 333 GR.6, LT Pipe OD 88.9 mm Wall thickness (mm) / Schedule XS | 10.00 | metre |  | 1125.40 | 11254.00 | 1811.05 | 18110.50 | 1709.00 | 17090.00 | 1607.00 | 16070.00 | 1700.00 | 17000.00 | 3600.00 | 36000.00 | 4408.00 | 44080.00 | 8500.00 | 85000.00 | 1831.71 | 18317.10 | 11254.00 | Advance Infrastrurctures Pvt Ltd
1413.00 | Make SMLS Standard ASME B 36.10 Ends Bevel Ended - ASTM Pipe Material Grade ASTM A 333 GR.6, LT Pipe OD 114.8 mm Wall thickness (mm) / Schedule XS | 8.00 | metre |  | 2221.90 | 17775.20 | 2612.47 | 20899.76 | 2541.00 | 20328.00 | 2363.00 | 18904.00 | 2333.00 | 18664.00 | 4350.00 | 34800.00 | 6395.00 | 51160.00 | 8500.00 | 68000.00 | 2694.10 | 21552.80 | 17775.20 | Advance Infrastrurctures Pvt Ltd
1414.00 | Make SMLS Standard ASME B 36.19 Ends Bevel Ended - ASTM Pipe Material Grade ASTM A 312 TP304, CRYO Pipe OD 33.4 mm Wall thickness (mm) / Schedule 40S | 4.00 | metre |  | 1402.50 | 5610.00 | 1325.15 | 5300.60 | 1221.00 | 4884.00 | 1143.00 | 4572.00 | 800.00 | 3200.00 | 1462.50 | 5850.00 | 1836.00 | 7344.00 | 8500.00 | 34000.00 | 1328.45 | 5313.80 | 3200.00 | PRATHAM EPC PROJECTS LTD
1415.00 | Make SMLS Standard ASME B 36.10 Ends Bevel Ended - ASTM Pipe Material Grade ASTM A 106 Gr. B IBR Pipe OD 60.3 mm Wall thickness (mm) / Schedule XS | 30.00 | metre |  | 744.60 | 22338.00 | 831.40 | 24942.00 | 713.00 | 21390.00 | 651.00 | 19530.00 | 1100.00 | 33000.00 | 2850.00 | 85500.00 | 1255.00 | 37650.00 | 8500.00 | 255000.00 | 747.33 | 22419.90 | 19530.00 | TOLANI PROJECTS PVT LTD
1416.00 | Make SMLS Standard ASME B 36.10 Ends Bevel Ended - ASTM Pipe Material Grade ASTM A 333 GR.6, LT Pipe OD 168.2 mm Wall thickness (mm) / Schedule XS | 14.00 | metre |  | 4235.47 | 59296.58 | 4805.23 | 67273.22 | 4835.00 | 67690.00 | 4463.00 | 62482.00 | 3508.00 | 49112.00 | 5400.00 | 75600.00 | 7782.00 | 108948.00 | 8500.00 | 119000.00 | 5088.33 | 71236.62 | 49112.00 | PRATHAM EPC PROJECTS LTD
1417.00 | Make SMLS Standard ASME B 36.19 Ends Bevel Ended - ASTM Pipe Material Grade ASTM A 312 TP304, CRYO Pipe OD 60.3 mm Wall thickness (mm) / Schedule 40S | 10.00 | metre |  | 744.60 | 7446.00 | 2686.75 | 26867.50 | 2742.00 | 27420.00 | 2494.00 | 24940.00 | 1100.00 | 11000.00 | 2700.00 | 27000.00 | 3835.00 | 38350.00 | 8500.00 | 85000.00 | 2801.02 | 28010.20 | 7446.00 | Advance Infrastrurctures Pvt Ltd
1418.00 | Make SMLS Standard ASME B 36.19 Ends Bevel Ended - ASTM Pipe Material Grade ASTM A 312 TP304, CRYO Pipe OD 114.8 mm Wall thickness (mm) / Schedule 40S | 48.00 | metre |  | 2221.90 | 106651.20 | 7447.72 | 357490.56 | 7732.00 | 371136.00 | 7245.00 | 347760.00 | 2400.00 | 115200.00 | 3900.00 | 187200.00 | 11243.00 | 539664.00 | 8500.00 | 408000.00 | 8046.26 | 386220.48 | 106651.20 | Advance Infrastrurctures Pvt Ltd
1419.00 | Make SMLS Standard ASME B 36.19 Ends Bevel Ended - ASTM Pipe Material Grade ASTM A 312 TP304, CRYO Pipe OD 168.2 mm Wall thickness (mm) / Schedule 40S | 431.00 | metre |  | 4234.70 | 1825155.70 | 13018.33 | 5610900.23 | 14587.00 | 6286997.00 | 13301.00 | 5732731.00 | 3500.00 | 1508500.00 | 5100.00 | 2198100.00 | 19456.00 | 8385536.00 | 8500.00 | 3663500.00 | 14179.45 | 6111342.95 | 1508500.00 | PRATHAM EPC PROJECTS LTD
1420.00 | SUPPLY OF FLANGES
1421.00 | Supply of FLNG.WN, B-16.5, ASTM A 105, 150, RF/125AARH, IBR, 0.75 INCH, S160 | 1.00 | nos |  | 1530.00 | 1530.00 | 365.70 | 365.70 | 189.00 | 189.00 | 178.00 | 178.00 | 15000.00 | 15000.00 | 850.00 | 850.00 | 300.00 | 300.00 | 150000.00 | 150000.00 | 3463.51 | 3463.51 | 178.00 | TOLANI PROJECTS PVT LTD
1422.00 | Supply, procurement and transportation to worksite(s)/workshop(s) including loading, unloading and handling for Flanges to be supplied by Contractor as per the requirement of PMS, data-sheets, scope of work, specifications and applicable addendum (if any), standards, instructions of Owner/ Engineer-in-Charge and other provisions of Contract. Supply of flanges as per EIL Specification No. 6-71-0023, 6-71-0024, 6-44-0053 (Technical Notes for Flanges) & its addendum (if any), PMS & any other information forming the tender document, as per the following details:
1423.00 | Flanges for Pipeline Type Weld neck (WN) Face Raised Face (RF) Standard ASME B 16.5 Finish (AARH) 125-250 Rating 150# Material ASTM A 350 Gr. LF2 Cl. 1 Pipe OD 219.1 mm Wall thickness 6.35 mm | 6.00 | nos |  | 4760.00 | 28560.00 | 4315.26 | 25891.56 | 3429.00 | 20574.00 | 3257.00 | 19542.00 | 12000.00 | 72000.00 | 20500.00 | 123000.00 | 9000.00 | 54000.00 | 3689.40 | 22136.40 | 16852.63 | 101115.78 | 19542.00 | TOLANI PROJECTS PVT LTD
1424.00 | Flanges for Pipeline Type Blind Face Raised Face (RF) Standard ASME B 16.5 Finish (AARH) 125 Rating 150# Material ASTM A 105, IBR Pipe OD 60.3 mm Wall thickness NA | 4.00 | nos |  | 3315.00 | 13260.00 | 637.56 | 2550.24 | 355.00 | 1420.00 | 332.00 | 1328.00 | 12000.00 | 48000.00 | 1850.00 | 7400.00 | 1800.00 | 7200.00 | 48875.97 | 195503.88 | 815.90 | 3263.60 | 1328.00 | TOLANI PROJECTS PVT LTD
1425.00 | supply of FLNG.WN, B-16.5, ASTM A 105, 300, RF/125AARH, IBR, 3.0 INCH, STD | 4.00 | nos |  | 3825.00 | 15300.00 | 2089.32 | 8357.28 | 1137.00 | 4548.00 | 1064.00 | 4256.00 | 12000.00 | 48000.00 | 2250.00 | 9000.00 | 2520.00 | 10080.00 | 11583.00 | 46332.00 | 3573.92 | 14295.68 | 4256.00 | TOLANI PROJECTS PVT LTD
1426.00 | supply of FLNG.WN, B-16.5, ASTM A 182 GR.F304, 300, RF/125AARH, CRYO, 2.0 INCH, 40S | 8.00 | nos |  | 4696.25 | 37570.00 | 2198.34 | 17586.72 | 1597.00 | 12776.00 | 1510.00 | 12080.00 | 12000.00 | 96000.00 | 1650.00 | 13200.00 | 4200.00 | 33600.00 | 8144.57 | 65156.56 | 1493.49 | 11947.92 | 11947.92 | KEC Spur Infrastructure Pvt. Ltd.
1427.00 | supply of FLNG.WN, B-16.5, ASTM A 182 GR.F304, 300, RF/125AARH, CRYO, 4.0 INCH, 40S | 6.00 | nos |  | 12707.50 | 76245.00 | 9465.42 | 56792.52 | 4688.00 | 28128.00 | 4356.00 | 26136.00 | 12000.00 | 72000.00 | 4500.00 | 27000.00 | 8100.00 | 48600.00 | 16291.28 | 97747.68 | 4881.45 | 29288.70 | 26136.00 | TOLANI PROJECTS PVT LTD
1428.00 | supply of FLNG.WN, B-16.5, ASTM A 182 GR.F304, 300, RF/125AARH, CRYO, 6.0 INCH, 40S | 12.00 | nos |  | 21602.75 | 259233.00 | 15266.94 | 183203.28 | 8369.00 | 100428.00 | 7808.00 | 93696.00 | 12000.00 | 144000.00 | 6500.00 | 78000.00 | 36000.00 | 432000.00 | 24437.99 | 293255.88 | 6741.05 | 80892.60 | 78000.00 | M/s. Megha Engineering and Infrastructures Ltd
1429.00 | supply of FLNG.WN, B-16.5, ASTM A 105 (CHARPY), 150, RF/125AARH, 8.0 INCH, 6.35 MM THK | 8.00 | nos |  | 3646.50 | 29172.00 | 4315.26 | 34522.08 | 3247.00 | 25976.00 | 3042.00 | 24336.00 | 12000.00 | 96000.00 | 12500.00 | 100000.00 | 9000.00 | 72000.00 | 32582.55 | 260660.40 | 16852.63 | 134821.04 | 24336.00 | TOLANI PROJECTS PVT LTD
1430.00 | supply of FLNG.WN, B-16.5, ASTM A 350 GR.LF2 CL.1, 1500, RTJ/63AARH, LT, 0.75 INCH, S160 | 6.00 | nos |  | 1049.75 | 6298.50 | 2301.84 | 13811.04 | 594.00 | 3564.00 | 542.00 | 3252.00 | 18000.00 | 108000.00 | 780.00 | 4680.00 | 3600.00 | 21600.00 | 5362.50 | 32175.00 | 464.90 | 2789.40 | 2789.40 | KEC Spur Infrastructure Pvt. Ltd.
1431.00 | supply of FLNG.WN, B-16.5, ASTM A 350 GR.LF2 CL.1, 600, RF/125AARH, LT, 2.0 INCH, XS | 4.00 | nos |  | 1215.50 | 4862.00 | 1291.68 | 5166.72 | 815.00 | 3260.00 | 747.00 | 2988.00 | 12000.00 | 48000.00 | 1650.00 | 6600.00 | 1710.00 | 6840.00 | 8144.57 | 32578.28 | 1493.49 | 5973.96 | 2988.00 | TOLANI PROJECTS PVT LTD
1432.00 | supply of FLNG.WN, B-16.5, ASTM A 350 GR.LF2 CL.1, 1500, RTJ/63AARH, LT, 2.0 INCH, S160 | 6.00 | nos |  | 2762.50 | 16575.00 | 3186.42 | 19118.52 | 2123.00 | 12738.00 | 1962.00 | 11772.00 | 18000.00 | 108000.00 | 1950.00 | 11700.00 | 1710.00 | 10260.00 | 8144.57 | 48867.42 | 1627.15 | 9762.90 | 9762.90 | KEC Spur Infrastructure Pvt. Ltd.
1433.00 | supply of FLNG.WN, B-16.5, ASTM A 350 GR.LF2 CL.1, 600, RF/125AARH, LT, 4.0 INCH, XS | 2.00 | nos |  | 4254.25 | 8508.50 | 4778.94 | 9557.88 | 2963.00 | 5926.00 | 2766.00 | 5532.00 | 12000.00 | 24000.00 | 4200.00 | 8400.00 | 2610.00 | 5220.00 | 16291.28 | 32582.56 | 4881.45 | 9762.90 | 5220.00 | Ace Pipeline Contracts Pvt Ltd
1434.00 | supply of FLNG.WN, B-16.5, ASTM A 350 GR.LF2 CL.1, 600, RF/125AARH, LT, 6.0 INCH, XS | 6.00 | nos |  | 7514.00 | 45084.00 | 10355.52 | 62133.12 | 6300.00 | 37800.00 | 5908.00 | 35448.00 | 12000.00 | 72000.00 | 6200.00 | 37200.00 | 12600.00 | 75600.00 | 24437.99 | 146627.94 | 7205.95 | 43235.70 | 35448.00 | TOLANI PROJECTS PVT LTD
1435.00 | supply of FLNG.WN, B-16.5, ASTM A 350 GR.LF2 CL.1, 1500, RTJ/63AARH, LT, 12.0 INCH, S100 | 8.00 | nos |  | 93096.25 | 744770.00 | 92609.04 | 740872.32 | 90114.00 | 720912.00 | 82555.00 | 660440.00 | 12000.00 | 96000.00 | 23500.00 | 188000.00 | 18000.00 | 144000.00 | 8144.57 | 65156.56 | 14644.35 | 117154.80 | 65156.56 | AMPSEPC PVT LTD
1436.00 | supply of FLNG.SO, B-16.5, ASTM A 105, 150, RF/125AARH, 2.0 INCH | 2.00 | nos |  | 442.00 | 884.00 | 655.50 | 1311.00 | 386.00 | 772.00 | 358.00 | 716.00 | 12000.00 | 24000.00 | 1750.00 | 3500.00 | 1740.00 | 3480.00 | 3689.40 | 7378.80 | 1493.49 | 2986.98 | 716.00 | TOLANI PROJECTS PVT LTD
1437.00 | supply of FLNG.BLIND, B-16.5, ASTM A 105, 150, RF/125AARH, 2.0 INCH | 9.00 | nos |  | 497.25 | 4475.25 | 637.56 | 5738.04 | 364.00 | 3276.00 | 332.00 | 2988.00 | 12000.00 | 108000.00 | 1850.00 | 16650.00 | 1740.00 | 15660.00 | 8144.57 | 73301.13 | 1493.49 | 13441.41 | 2988.00 | TOLANI PROJECTS PVT LTD
1438.00 | supply of FLNG.BLIND, B-16.5, ASTM A 105, 150, RF/125AARH, IBR, 0.75 INCH | 12.00 | nos |  | 497.25 | 5967.00 | 287.04 | 3444.48 | 172.00 | 2064.00 | 162.00 | 1944.00 | 5000.00 | 60000.00 | 580.00 | 6960.00 | 540.00 | 6480.00 | 4372.50 | 52470.00 | 3463.51 | 41562.12 | 1944.00 | TOLANI PROJECTS PVT LTD
1439.00 | supply of FLNG.BLIND, B-16.5, ASTM A 350 GR.LF2 CL.1, 1500, RTJ/63AARH, LT, 0.75 INCH | 8.00 | nos |  | 939.25 | 7514.00 | 1415.88 | 11327.04 | 531.00 | 4248.00 | 499.00 | 3992.00 | 5000.00 | 40000.00 | 900.00 | 7200.00 | 1080.00 | 8640.00 | 13117.50 | 104940.00 | 929.80 | 7438.40 | 3992.00 | TOLANI PROJECTS PVT LTD
1440.00 | supply of FLNG.FIG.8, ASME-B16.48, ASTM A 105, 150, FF/125AARH, 2.0 INCH | 8.00 | nos |  | 718.25 | 5746.00 | 1239.24 | 9913.92 | 1011.00 | 8088.00 | 932.00 | 7456.00 | 5000.00 | 40000.00 | 1650.00 | 13200.00 | 1740.00 | 13920.00 | 1640.10 | 13120.80 | 1493.49 | 11947.92 | 5746.00 | Advance Infrastrurctures Pvt Ltd
1441.00 | supply of FLNG.FIG.8, ASME-B16.48, ASTM A 182 GR.F304, 300, FF/125AARH, CRYO, 6.0 INCH | 6.00 | nos |  | 20497.75 | 122986.50 | 11328.42 | 67970.52 | 10139.00 | 60834.00 | 9231.00 | 55386.00 | 5000.00 | 30000.00 | 7200.00 | 43200.00 | 36000.00 | 216000.00 | 4372.50 | 26235.00 | 7205.95 | 43235.70 | 26235.00 | AMPSEPC PVT LTD
1442.00 | supply of FLNG.FIG.8, ASME-B16.48, ASTM A 350 GR.LF2 CL.1, 1500, RTJ/63AARH, LT, 0.75 INCH | 6.00 | nos |  | 1657.50 | 9945.00 | 4646.46 | 27878.76 | 1423.00 | 8538.00 | 1303.00 | 7818.00 | 5000.00 | 30000.00 | 920.00 | 5520.00 | 1440.00 | 8640.00 | 13117.50 | 78705.00 | 464.90 | 2789.40 | 2789.40 | KEC Spur Infrastructure Pvt. Ltd.
1443.00 | supply of FLNG.FIG.8, ASME-B16.48, ASTM A 350 GR.LF2 CL.1, 1500, RTJ/63AARH, LT, 2.0 INCH | 8.00 | nos |  | 2762.50 | 22100.00 | 11151.78 | 89214.24 | 1639.00 | 13112.00 | 1559.00 | 12472.00 | 3000.00 | 24000.00 | 2400.00 | 19200.00 | 3000.00 | 24000.00 | 26235.00 | 209880.00 | 1493.49 | 11947.92 | 11947.92 | KEC Spur Infrastructure Pvt. Ltd.
1444.00 | supply of FLNG.FIG.8, ASME-B16.48, ASTM A 350 GR.LF2 CL.1, 600, FF/125AARH, LT, 6.0 INCH | 4.00 | nos |  | 7182.50 | 28730.00 | 12391.02 | 49564.08 | 4820.00 | 19280.00 | 4478.00 | 17912.00 | 3000.00 | 12000.00 | 6900.00 | 27600.00 | 8640.00 | 34560.00 | 30607.50 | 122430.00 | 6741.05 | 26964.20 | 12000.00 | PRATHAM EPC PROJECTS LTD
1445.00 | supply of SPCR&BLND, ASME-B16.48, ASTM A 350 GR.LF2 CL.1, 1500, RTJ/63AARH, LT, 12.0 INCH | 7.00 | nos |  | 95582.50 | 669077.50 | 55936.92 | 391558.44 | 49929.00 | 349503.00 | 46357.00 | 324499.00 | 3000.00 | 21000.00 | 1600.00 | 11200.00 | 18000.00 | 126000.00 | 4372.50 | 30607.50 | 14644.35 | 102510.45 | 11200.00 | M/s. Megha Engineering and Infrastructures Ltd
1446.00 | supply of SPCR&BLND, ASME-B16.48, ASTM A 350 GR.LF2 CL.1, 600, FF/125AARH, LT, 14.0 INCH | 2.00 | nos |  | 40387.75 | 80775.50 | 36465.12 | 72930.24 | 22231.00 | 44462.00 | 20848.00 | 41696.00 | 4000.00 | 8000.00 | 38500.00 | 77000.00 | 19800.00 | 39600.00 | 7293.00 | 14586.00 | 29056.25 | 58112.50 | 8000.00 | PRATHAM EPC PROJECTS LTD
1447.00 | Flanges for Pipeline Type Weld neck (WN) Face Raised Face (RF) Standard ASME B 16.5 Finish (AARH) 125 Rating 150# Material ASTM A 105 IBR Pipe OD 60.3 mm Wall thickness/ Sch. XS | 38.00 | nos |  | 4080.00 | 155040.00 | 796.26 | 30257.88 | 542.00 | 20596.00 | 498.00 | 18924.00 | 1500.00 | 57000.00 | 2200.00 | 83600.00 | 1800.00 | 68400.00 | 7293.00 | 277134.00 | 1493.49 | 56752.62 | 18924.00 | TOLANI PROJECTS PVT LTD
1448.00 | SUPPLY OF FITTINGS
1449.00 | Supply, procurement and transportation to worksite(s)/workshop(s) including loading, unloading and handling for Fittings to be supplied by Contractor as per the requirement of PMS, data-sheets, scope of work, specifications and applicable addendum (if any), standards, instructions of Owner/ Engineer-in-Charge and other provisions of Contract. Supply of fittings as per EIL Specification No. 6-71-0023, 6-71-0024, 6-44-0054 (Technical Notes for Fittings) & its addendum (if any), PMS & any other information forming the tender document, as per the following details:
1450.00 | Type SOCKOLET Ends/ Rating Socket Welded / 6000# Standard MSS SP97 Material ASTM A 105 OD1 88.9 mm Wall thickness (mm)/ Schedule 1 NA OD2 26.7 mm Wall thickness (mm)/ Schedule 2 NA | 32.00 | nos |  | 386.75 | 12376.00 | 350.00 | 11200.00 | 369.00 | 11808.00 | 350.00 | 11200.00 | 3000.00 | 96000.00 | 416.00 | 13312.00 | 568.00 | 18176.00 | 3539.25 | 113256.00 | 2092.05 | 66945.60 | 11200.00 | JSIW INFRASTRUCTURE PRIVATE LIMITED, TOLANI PROJECTS PVT LTD
1451.00 | Type ELBOW 90 DEG Ends/ Rating Butt Welded / Not Required Standard ASME B 16.9 Material ASTM A 234 Gr. WPB (CHARPY) OD1 60.3 mm Wall thickness (mm)/ Schedule 1 XS OD2 NA mm Wall thickness (mm)/ Schedule 2 NA | 45.00 | nos |  | 331.50 | 14917.50 | 300.00 | 13500.00 | 318.00 | 14310.00 | 300.00 | 13500.00 | 2000.00 | 90000.00 | 1936.00 | 87120.00 | 378.00 | 17010.00 | 10939.50 | 492277.50 | 348.68 | 15690.60 | 13500.00 | JSIW INFRASTRUCTURE PRIVATE LIMITED, TOLANI PROJECTS PVT LTD
1452.00 | Type ELBOW 90 DEG Ends/ Rating Butt Welded / Not Required Standard ASME B 16.9 Material ASTM A 234 Gr. WPB OD1 60.3 mm Wall thickness (mm)/ Schedule 1 XS OD2 NA mm Wall thickness (mm)/ Schedule 2 NA | 108.00 | nos |  | 221.00 | 23868.00 | 200.00 | 21600.00 | 218.00 | 23544.00 | 200.00 | 21600.00 | 1500.00 | 162000.00 | 2080.00 | 224640.00 | 378.00 | 40824.00 | 4504.50 | 486486.00 | 581.13 | 62762.04 | 21600.00 | JSIW INFRASTRUCTURE PRIVATE LIMITED, TOLANI PROJECTS PVT LTD
1453.00 | Type SOCKOLET Ends/ Rating Socket Welded / 6000# Standard MSS SP97 Material ASTM A 105 OD1 60.3 mm Wall thickness (mm)/ Schedule 1 NA OD2 26.7 mm Wall thickness (mm)/ Schedule 2 NA | 12.00 | nos |  | 386.75 | 4641.00 | 350.00 | 4200.00 | 381.00 | 4572.00 | 350.00 | 4200.00 | 2000.00 | 24000.00 | 360.00 | 4320.00 | 568.00 | 6816.00 | 2574.00 | 30888.00 | 2092.05 | 25104.60 | 4200.00 | JSIW INFRASTRUCTURE PRIVATE LIMITED, TOLANI PROJECTS PVT LTD
1454.00 | Type WELDOLET Ends/ Rating Butt Welded / Not Required Standard MSS SP97 Material ASTM A 105 (CHARPY) OD1 168.3 mm Wall thickness (mm)/ Schedule 1 XS OD2 60.3 mm Wall thickness (mm)/ Schedule 2 XS | 24.00 | nos |  | 1105.00 | 26520.00 | 1000.00 | 24000.00 | 1083.00 | 25992.00 | 1000.00 | 24000.00 | 4000.00 | 96000.00 | 784.00 | 18816.00 | 1702.00 | 40848.00 | 3861.00 | 92664.00 | 58112.51 | 1394700.24 | 18816.00 | M/s. Megha Engineering and Infrastructures Ltd
1455.00 | Type ELBOW 90 DEG Ends/ Rating Butt Welded / Not Required Standard ASME B 16.9 Material ASTM A 234 Gr. WPB (CHARPY) OD1 114.3 mm Wall thickness (mm)/ Schedule 1 XS OD2 NA mm Wall thickness (mm)/ Schedule 2 NA | 48.00 | nos |  | 1049.75 | 50388.00 | 950.00 | 45600.00 | 1036.00 | 49728.00 | 950.00 | 45600.00 | 4500.00 | 216000.00 | 3256.00 | 156288.00 | 1638.00 | 78624.00 | 5577.00 | 267696.00 | 1975.83 | 94839.84 | 45600.00 | JSIW INFRASTRUCTURE PRIVATE LIMITED, TOLANI PROJECTS PVT LTD
1456.00 | Type ELBOW 90 DEG Ends/ Rating Butt Welded / Not Required Standard ASME B 16.9 Material ASTM A 234 Gr. WPB (CHARPY) OD1 168.3 mm Wall thickness (mm)/ Schedule 1 XS OD2 NA mm Wall thickness (mm)/ Schedule 2 NA | 12.00 | nos |  | 3038.75 | 36465.00 | 2750.00 | 33000.00 | 3011.00 | 36132.00 | 2750.00 | 33000.00 | 5000.00 | 60000.00 | 4040.00 | 48480.00 | 3528.00 | 42336.00 | 4826.25 | 57915.00 | 2905.63 | 34867.56 | 33000.00 | JSIW INFRASTRUCTURE PRIVATE LIMITED, TOLANI PROJECTS PVT LTD
1457.00 | Type ELBOW 45 DEG Ends/ Rating Butt Welded / Not Required Standard ASME B 16.9 Material ASTM A 234 Gr. WPB (CHARPY) OD1 88.9 mm Wall thickness (mm)/ Schedule 1 STD OD2 NA mm Wall thickness (mm)/ Schedule 2 NA | 8.00 | nos |  | 386.75 | 3094.00 | 350.00 | 2800.00 | 375.00 | 3000.00 | 350.00 | 2800.00 | 2000.00 | 16000.00 | 2360.00 | 18880.00 | 442.00 | 3536.00 | 6006.00 | 48048.00 | 348.68 | 2789.44 | 2789.44 | KEC Spur Infrastructure Pvt. Ltd.
1458.00 | Type ELBOW 45 DEG Ends/ Rating Butt Welded / Not Required Standard ASME B 16.9 Material ASTM A 234 Gr. WPB (CHARPY) OD1 219.1 mm Wall thickness (mm)/ Schedule 1 6.35 OD2 NA mm Wall thickness (mm)/ Schedule 2 NA | 8.00 | nos |  | 1961.38 | 15691.04 | 1775.00 | 14200.00 | 1866.00 | 14928.00 | 1775.00 | 14200.00 | 4500.00 | 36000.00 | 4280.00 | 34240.00 | 3150.00 | 25200.00 | 9652.50 | 77220.00 | 7787.08 | 62296.64 | 14200.00 | JSIW INFRASTRUCTURE PRIVATE LIMITED, TOLANI PROJECTS PVT LTD
1459.00 | Type ELBOW 45 DEG Ends/ Rating Butt Welded / Not Required Standard ASME B 16.9 Material ASTM A 234 Gr. WPB (CHARPY) OD1 60.3 mm Wall thickness (mm)/ Schedule 1 XS OD2 NA mm Wall thickness (mm)/ Schedule 2 NA | 6.00 | nos |  | 303.88 | 1823.28 | 275.00 | 1650.00 | 295.00 | 1770.00 | 275.00 | 1650.00 | 3000.00 | 18000.00 | 2016.00 | 12096.00 | 378.00 | 2268.00 | 4504.50 | 27027.00 | 348.68 | 2092.08 | 1650.00 | JSIW INFRASTRUCTURE PRIVATE LIMITED, TOLANI PROJECTS PVT LTD
1460.00 | Type ELBOW 45 DEG Ends/ Rating Butt Welded / Not Required Standard ASME B 16.9 Material MSS SP-75 GR.WPHY-52 OD1 323.9 mm Wall thickness (mm)/ Schedule 1 11.13 OD2 NA mm Wall thickness (mm)/ Schedule 2 NA | 8.00 | nos |  | 18232.50 | 145860.00 | 16500.00 | 132000.00 | 17419.00 | 139352.00 | 16500.00 | 132000.00 | 3000.00 | 24000.00 | 8160.00 | 65280.00 | 20160.00 | 161280.00 | 3539.25 | 28314.00 | 13947.00 | 111576.00 | 24000.00 | PRATHAM EPC PROJECTS LTD
1461.00 | Type ELBOW 90 DEG Ends/ Rating Butt Welded / Not Required Standard ASME B 16.9 Material ASTM A 234 Gr. WPB (CHARPY) OD1 88.9 mm Wall thickness (mm)/ Schedule 1 STD OD2 NA mm Wall thickness (mm)/ Schedule 2 NA | 8.00 | nos |  | 497.25 | 3978.00 | 450.00 | 3600.00 | 490.00 | 3920.00 | 450.00 | 3600.00 | 5000.00 | 40000.00 | 2600.00 | 20800.00 | 630.00 | 5040.00 | 9223.50 | 73788.00 | 813.58 | 6508.64 | 3600.00 | JSIW INFRASTRUCTURE PRIVATE LIMITED, TOLANI PROJECTS PVT LTD
1462.00 | Type ELBOW 90 DEG Ends/ Rating Butt Welded / Not Required Standard ASME B 16.9 Material ASTM A 234 Gr. WPB (CHARPY) OD1 219.1 mm Wall thickness (mm)/ Schedule 1 6.35 OD2 NA mm Wall thickness (mm)/ Schedule 2 NA | 6.00 | nos |  | 2431.00 | 14586.00 | 2200.00 | 13200.00 | 2349.00 | 14094.00 | 2200.00 | 13200.00 | 5000.00 | 30000.00 | 3880.00 | 23280.00 | 4914.00 | 29484.00 | 3539.25 | 21235.50 | 11041.38 | 66248.28 | 13200.00 | JSIW INFRASTRUCTURE PRIVATE LIMITED, TOLANI PROJECTS PVT LTD
1463.00 | Type ELBOW 90 DEG Ends/ Rating Butt Welded / Not Required Standard ASME B 16.9 Material MSS SP-75 GR.WPHY-52 OD1 323.9 mm Wall thickness (mm)/ Schedule 1 11.13 OD2 NA mm Wall thickness (mm)/ Schedule 2 NA | 10.00 | nos |  | 24862.50 | 248625.00 | 22500.00 | 225000.00 | 24397.00 | 243970.00 | 22500.00 | 225000.00 | 8000.00 | 80000.00 | 10000.00 | 100000.00 | 23814.00 | 238140.00 | 3539.25 | 35392.50 | 31961.88 | 319618.80 | 35392.50 | AMPSEPC PVT LTD
1464.00 | Type CONCENTRIC REDUCER Ends/ Rating Butt Welded / Not Required Standard ASME B 16.9 Material ASTM A 234 Gr. WPB (CHARPY) OD1 114.3 mm Wall thickness (mm)/ Schedule 1 S10 OD2 88.9 mm Wall thickness (mm)/ Schedule 2 STD | 16.00 | nos |  | 773.50 | 12376.00 | 700.00 | 11200.00 | 759.00 | 12144.00 | 700.00 | 11200.00 | 2000.00 | 32000.00 | 2000.00 | 32000.00 | 882.00 | 14112.00 | 6006.00 | 96096.00 | 5230.13 | 83682.08 | 11200.00 | JSIW INFRASTRUCTURE PRIVATE LIMITED, TOLANI PROJECTS PVT LTD
1465.00 | Type WELDOLET Ends/ Rating Butt Welded / Not Required Standard MSS SP97 Material ASTM A 105 (CHARPY) OD1 323.9 mm Wall thickness (mm)/ Schedule 1 11.13 OD2 60.3 mm Wall thickness (mm)/ Schedule 2 XS | 16.00 | nos |  | 1105.00 | 17680.00 | 1000.00 | 16000.00 | 1096.00 | 17536.00 | 1000.00 | 16000.00 | 3000.00 | 48000.00 | 2240.00 | 35840.00 | 1702.00 | 27232.00 | 9223.50 | 147576.00 | 2324.50 | 37192.00 | 16000.00 | JSIW INFRASTRUCTURE PRIVATE LIMITED, TOLANI PROJECTS PVT LTD
1466.00 | Type UNEQUAL TEE Ends/ Rating Butt Welded / Not Required Standard ASME B 16.9 Material ASTM A 234 Gr. WPB (CHARPY) OD1 114.3 mm Wall thickness (mm)/ Schedule 1 XS OD2 33.4 mm Wall thickness (mm)/ Schedule 2 XS | 15.00 | nos |  | 2762.50 | 41437.50 | 2500.00 | 37500.00 | 2687.00 | 40305.00 | 2500.00 | 37500.00 | 9000.00 | 135000.00 | 3360.00 | 50400.00 | 882.00 | 13230.00 | 1930.50 | 28957.50 | 3254.30 | 48814.50 | 13230.00 | Ace Pipeline Contracts Pvt Ltd
1467.00 | Type CAP Ends/ Rating Butt Welded / Not Required Standard ASME B 16.9 Material ASTM A 420 GR.WPL6, LT OD1 114.3 mm Wall thickness (mm)/ Schedule 1 XS OD2 NA mm Wall thickness (mm)/ Schedule 2 NA | 6.00 | nos |  | 1105.00 | 6630.00 | 1000.00 | 6000.00 | 1089.00 | 6534.00 | 1000.00 | 6000.00 | 4000.00 | 24000.00 | 1840.00 | 11040.00 | 1260.00 | 7560.00 | 3217.50 | 19305.00 | 5811.25 | 34867.50 | 6000.00 | JSIW INFRASTRUCTURE PRIVATE LIMITED, TOLANI PROJECTS PVT LTD
1468.00 | Type HALF COUPLING Ends/ Rating Socket Welded / 6000# Standard ASME B 16.11 Material ASTM ASTM A 105, IBR OD1 26.7 mm Wall thickness (mm)/ Schedule 1 NA OD2 NA mm Wall thickness (mm)/ Schedule 2 NA | 32.00 | nos |  | 1020.00 | 32640.00 | 4400.00 | 140800.00 | 653.00 | 20896.00 | 600.00 | 19200.00 | 1000.00 | 32000.00 | 264.00 | 8448.00 | 252.00 | 8064.00 | 1716.00 | 54912.00 | 290.56 | 9297.92 | 8064.00 | Ace Pipeline Contracts Pvt Ltd
1469.00 | Type HALF COUPLING Ends/ Rating Socket Welded / 3000# Standard ASME B 16.11 Material ASTM A 182 GR.F304, CRYO OD1 26.7 mm Wall thickness (mm)/ Schedule 1 NA OD2 NA mm Wall thickness (mm)/ Schedule 2 NA | 26.00 | nos |  | 1215.50 | 31603.00 | 1100.00 | 28600.00 | 1175.00 | 30550.00 | 1100.00 | 28600.00 | 1000.00 | 26000.00 | 272.00 | 7072.00 | 1890.00 | 49140.00 | 3217.50 | 83655.00 | 290.56 | 7554.56 | 7072.00 | M/s. Megha Engineering and Infrastructures Ltd
1470.00 | Type HALF COUPLING Ends/ Rating Socket Welded / 3000# Standard ASME B 16.11 Material ASTM A 182 GR.F304 OD1 33.4 mm Wall thickness (mm)/ Schedule 1 NA OD2 NA mm Wall thickness (mm)/ Schedule 2 NA | 24.00 | nos |  | 1381.25 | 33150.00 | 1250.00 | 30000.00 | 1368.00 | 32832.00 | 1250.00 | 30000.00 | 1000.00 | 24000.00 | 352.00 | 8448.00 | 2520.00 | 60480.00 | 13942.50 | 334620.00 | 348.68 | 8368.32 | 8368.32 | KEC Spur Infrastructure Pvt. Ltd.
1471.00 | Type ELBOW 45 DEG Ends/ Rating Butt Welded / Not Required Standard ASME B 16.9 Material ASTM A 234 Gr. WPB, IBR OD1 88.9 mm Wall thickness (mm)/ Schedule 1 STD OD2 NA mm Wall thickness (mm)/ Schedule 2 NA | 6.00 | nos |  | 1572.50 | 9435.00 | 2000.00 | 12000.00 | 748.00 | 4488.00 | 682.00 | 4092.00 | 1000.00 | 6000.00 | 3600.00 | 21600.00 | 442.00 | 2652.00 | 13942.50 | 83655.00 | 929.80 | 5578.80 | 2652.00 | Ace Pipeline Contracts Pvt Ltd
1472.00 | Type ELBOW 45 DEG Ends/ Rating Butt Welded / Not Required Standard ASME B 16.9 Material ASTM A 403 GR.WP304-S, CRYO OD1 114.3 mm Wall thickness (mm)/ Schedule 1 40S | 10.00 | nos |  | 4972.50 | 49725.00 | 4500.00 | 45000.00 | 4781.00 | 47810.00 | 4500.00 | 45000.00 | 5000.00 | 50000.00 | 3840.00 | 38400.00 | 13200.00 | 132000.00 | 13942.50 | 139425.00 | 1975.83 | 19758.30 | 19758.30 | KEC Spur Infrastructure Pvt. Ltd.
1473.00 | Type ELBOW 45 DEG Ends/ Rating Butt Welded / Not Required Standard ASME B 16.9 Material ASTM A 403 GR.WP304-S, CRYO OD1 168.2 mm Wall thickness (mm)/ Schedule 1 40S | 12.00 | nos |  | 9945.00 | 119340.00 | 9000.00 | 108000.00 | 9489.00 | 113868.00 | 9000.00 | 108000.00 | 9000.00 | 108000.00 | 4400.00 | 52800.00 | 21000.00 | 252000.00 | 4826.25 | 57915.00 | 2905.63 | 34867.56 | 34867.56 | KEC Spur Infrastructure Pvt. Ltd.
1474.00 | Type ELBOW 45 DEG Ends/ Rating Butt Welded / Not Required Standard ASME B 16.9 Material ASTM A 420 GR.WPL6, LT OD1 323.8 mm Wall thickness (mm)/ Schedule 1 15.9 mm | 8.00 | nos |  | 18232.50 | 145860.00 | 16500.00 | 132000.00 | 17738.00 | 141904.00 | 16500.00 | 132000.00 | 12000.00 | 96000.00 | 7600.00 | 60800.00 | 20160.00 | 161280.00 | 6006.00 | 48048.00 | 13947.00 | 111576.00 | 48048.00 | AMPSEPC PVT LTD
1475.00 | Type ELBOW 45 DEG Ends/ Rating Butt Welded / Not Required Standard ASME B 16.9 Material ASTM A 420 GR.WPL6, LT OD1 323.8 mm Wall thickness (mm)/ Schedule 1 S100 | 8.00 | nos |  | 29282.50 | 234260.00 | 26500.00 | 212000.00 | 29038.00 | 232304.00 | 26500.00 | 212000.00 | 12000.00 | 96000.00 | 7600.00 | 60800.00 | 20160.00 | 161280.00 | 4086.23 | 32689.84 | 14179.45 | 113435.60 | 32689.84 | AMPSEPC PVT LTD
1476.00 | Type ELBOW 45 DEG Ends/ Rating Butt Welded / Not Required Standard ASME B 16.9 Material ASTM A 420 GR.WPL6, LT OD1 60.3 mm Wall thickness (mm)/ Schedule 1 S160 | 10.00 | nos |  | 1049.75 | 10497.50 | 950.00 | 9500.00 | 1021.00 | 10210.00 | 950.00 | 9500.00 | 4000.00 | 40000.00 | 2848.00 | 28480.00 | 384.00 | 3840.00 | 5362.50 | 53625.00 | 348.68 | 3486.80 | 3486.80 | KEC Spur Infrastructure Pvt. Ltd.
1477.00 | Type ELBOW 45 DEG Ends/ Rating Butt Welded / Not Required Standard ASME B 16.9 Material ASTM A 420 GR.WPL6, LT OD1 168.2 mm Wall thickness (mm)/ Schedule 1 XS | 12.00 | nos |  | 2320.50 | 27846.00 | 2100.00 | 25200.00 | 2296.00 | 27552.00 | 2100.00 | 25200.00 | 5000.00 | 60000.00 | 4040.00 | 48480.00 | 4200.00 | 50400.00 | 30030.00 | 360360.00 | 2905.63 | 34867.56 | 25200.00 | JSIW INFRASTRUCTURE PRIVATE LIMITED, TOLANI PROJECTS PVT LTD
1478.00 | Type ELBOW 90 DEG Ends/ Rating 3000# Socket Welded / Not Required Standard ASME B 16.11 Material ASTM A 234 GR.WPB, IBR OD1 88.9 mm Wall thickness (mm)/ Schedule 1 | 8.00 | nos |  | 2176.00 | 17408.00 | 2000.00 | 16000.00 | 3255.00 | 26040.00 | 3000.00 | 24000.00 | 4000.00 | 32000.00 | 3360.00 | 26880.00 | 630.00 | 5040.00 | 5362.50 | 42900.00 | 929.80 | 7438.40 | 5040.00 | Ace Pipeline Contracts Pvt Ltd
1479.00 | Type ELBOW 90 DEG Ends/ Rating Butt Welded / Not Required Standard ASME B 16.9 Material ASTM A 403 GR.WP304-S, CRYO OD1 60.3 mm Wall thickness (mm)/ Schedule 1 40S | 6.00 | nos |  | 1105.00 | 6630.00 | 1000.00 | 6000.00 | 1079.00 | 6474.00 | 1000.00 | 6000.00 | 2000.00 | 12000.00 | 2560.00 | 15360.00 | 6300.00 | 37800.00 | 6006.00 | 36036.00 | 1046.03 | 6276.18 | 6000.00 | JSIW INFRASTRUCTURE PRIVATE LIMITED, TOLANI PROJECTS PVT LTD
1480.00 | Type ELBOW 90 DEG Ends/ Rating Butt Welded / Not Required Standard ASME B 16.9 Material ASTM A 403 GR.WP304-S, CRYO OD1 114.3 mm Wall thickness (mm)/ Schedule 1 40S | 8.00 | nos |  | 6077.50 | 48620.00 | 5500.00 | 44000.00 | 5915.00 | 47320.00 | 5500.00 | 44000.00 | 6000.00 | 48000.00 | 4400.00 | 35200.00 | 36000.00 | 288000.00 | 30030.00 | 240240.00 | 1743.38 | 13947.04 | 13947.04 | KEC Spur Infrastructure Pvt. Ltd.
1481.00 | Type ELBOW 90 DEG Ends/ Rating Butt Welded / Not Required Standard ASME B 16.9 Material ASTM A 403 GR.WP304-S, CRYO OD1 168.3 mm Wall thickness (mm)/ Schedule 1 40S | 12.00 | nos |  | 14917.50 | 179010.00 | 13500.00 | 162000.00 | 14838.00 | 178056.00 | 13500.00 | 162000.00 | 6000.00 | 72000.00 | 5440.00 | 65280.00 | 69300.00 | 831600.00 | 30030.00 | 360360.00 | 2905.63 | 34867.56 | 34867.56 | KEC Spur Infrastructure Pvt. Ltd.
1482.00 | Type ELBOW 90 DEG Ends/ Rating Butt Welded / Not Required Standard ASME B 16.9 Material ASTM A 420 GR.WPL6, LT OD1 323.8 mm Wall thickness (mm)/ Schedule 1 15.9 | 18.00 | /Weld Jt |  | 23757.50 | 427635.00 | 21500.00 | 387000.00 | 23025.00 | 414450.00 | 21500.00 | 387000.00 | 12000.00 | 216000.00 | 9200.00 | 165600.00 | 28577.00 | 514386.00 | 6006.00 | 108108.00 | 25569.50 | 460251.00 | 108108.00 | AMPSEPC PVT LTD
1483.00 | Type ELBOW 90 DEG Ends/ Rating Butt Welded / Not Required Standard ASME B 16.9 Material ASTM A 420 GR.WPL6, LT OD1 323.8 mm Wall thickness (mm)/ Schedule 1 S100 | 12.00 | nos |  | 39227.50 | 470730.00 | 35500.00 | 426000.00 | 37354.00 | 448248.00 | 35500.00 | 426000.00 | 12000.00 | 144000.00 | 9440.00 | 113280.00 | 28577.00 | 342924.00 | 7293.00 | 87516.00 | 25801.95 | 309623.40 | 87516.00 | AMPSEPC PVT LTD
1484.00 | Type ELBOW 90 DEG Ends/ Rating Butt Welded / Not Required Standard ASME B 16.9 Material ASTM A 420 GR.WPL6, LT OD1 60.3 mm Wall thickness (mm)/ Schedule 1 S160 | 28.00 | nos |  | 1215.50 | 34034.00 | 1100.00 | 30800.00 | 1164.00 | 32592.00 | 1100.00 | 30800.00 | 2000.00 | 56000.00 | 3040.00 | 85120.00 | 568.00 | 15904.00 | 7293.00 | 204204.00 | 348.68 | 9763.04 | 9763.04 | KEC Spur Infrastructure Pvt. Ltd.
1485.00 | Type ELBOW 90 DEG Ends/ Rating Butt Welded / Not Required Standard ASME B 16.9 Material ASTM A 420 GR.WPL6, LT OD1 60.3 mm Wall thickness (mm)/ Schedule 1 XS | 48.00 | nos |  | 331.50 | 15912.00 | 300.00 | 14400.00 | 328.00 | 15744.00 | 300.00 | 14400.00 | 2000.00 | 96000.00 | 2880.00 | 138240.00 | 568.00 | 27264.00 | 27885.00 | 1338480.00 | 406.79 | 19525.92 | 14400.00 | JSIW INFRASTRUCTURE PRIVATE LIMITED, TOLANI PROJECTS PVT LTD
1486.00 | Type ELBOW 90 DEG Ends/ Rating Butt Welded / Not Required Standard ASME B 16.9 Material ASTM A 420 GR.WPL6, LT OD1 168.3 mm Wall thickness (mm)/ Schedule 1 XS | 36.00 | nos |  | 3370.25 | 121329.00 | 3050.00 | 109800.00 | 3250.00 | 117000.00 | 3050.00 | 109800.00 | 9000.00 | 324000.00 | 4960.00 | 178560.00 | 4234.00 | 152424.00 | 21450.00 | 772200.00 | 2905.63 | 104602.68 | 104602.68 | KEC Spur Infrastructure Pvt. Ltd.
1487.00 | Type ELBOW 90 DEG Ends/ Rating Butt Welded / Not Required Standard ASME B 16.9 Material ASTM A 420 GR.WPL6, LT OD1 114.3 mm Wall thickness (mm)/ Schedule 1 XS | 48.00 | nos |  | 1326.00 | 63648.00 | 1200.00 | 57600.00 | 1295.00 | 62160.00 | 1200.00 | 57600.00 | 9000.00 | 432000.00 | 3400.00 | 163200.00 | 1966.00 | 94368.00 | 1320.00 | 63360.00 | 1975.83 | 94839.84 | 57600.00 | JSIW INFRASTRUCTURE PRIVATE LIMITED, TOLANI PROJECTS PVT LTD
1488.00 | Type CONCENTRIC REDUCER Ends/ Rating Butt Welded / Not Required Standard ASME B 16.9 Material ASTM A 234 Gr. WPB (CHARPY) OD1 219 mm Wall thickness (mm)/ Schedule 1 6.35 mm OD2 114.3 mm Wall thickness (mm)/ Schedule 2 STD | 4.00 | nos |  | 2486.25 | 9945.00 | 2250.00 | 9000.00 | 2473.00 | 9892.00 | 2250.00 | 9000.00 | 11000.00 | 44000.00 | 1760.00 | 7040.00 | 3402.00 | 13608.00 | 1650.00 | 6600.00 | 4067.88 | 16271.52 | 6600.00 | AMPSEPC PVT LTD
1489.00 | Type CONCENTRIC REDUCER Ends/ Rating Butt Welded / Not Required Standard ASME B 16.9 Material ASTM A 234 GR.WPB, IBR OD1 88.9 mm Wall thickness (mm)/ Schedule 1 STD OD2 60.3 mm Wall thickness (mm)/ Schedule 2 XS | 6.00 | nos |  | 1275.00 | 7650.00 | 4000.00 | 24000.00 | 702.00 | 4212.00 | 647.00 | 3882.00 | 12000.00 | 72000.00 | 680.00 | 4080.00 | 882.00 | 5292.00 | 1320.00 | 7920.00 | 1743.38 | 10460.28 | 3882.00 | TOLANI PROJECTS PVT LTD
1490.00 | Type CONCENTRIC REDUCER Ends/ Rating Butt Welded / Not Required Standard ASME B 16.9 Material ASTM A 234 GR.WPB, IBR OD1 168.3 mm Wall thickness (mm)/ Schedule 1 STD OD2 88.9 mm Wall thickness (mm)/ Schedule 2 STD | 6.00 | nos |  | 2380.00 | 14280.00 | 8000.00 | 48000.00 | 2208.00 | 13248.00 | 2030.00 | 12180.00 | 12000.00 | 72000.00 | 1480.00 | 8880.00 | 2520.00 | 15120.00 | 1980.00 | 11880.00 | 6043.70 | 36262.20 | 8880.00 | M/s. Megha Engineering and Infrastructures Ltd
1491.00 | Type CONCENTRIC REDUCER Ends/ Rating Butt Welded / Not Required Standard ASME B 16.9 Material ASTM A 420 GR.WPL6, LT OD1 323.8 mm Wall thickness (mm)/ Schedule 1 S100 OD2 168.3 mm Wall thickness (mm)/ Schedule 2 XS | 6.00 | nos |  | 23757.50 | 142545.00 | 21500.00 | 129000.00 | 23243.00 | 139458.00 | 21500.00 | 129000.00 | 12000.00 | 72000.00 | 2800.00 | 16800.00 | 12600.00 | 75600.00 | 2475.00 | 14850.00 | 9879.13 | 59274.78 | 14850.00 | AMPSEPC PVT LTD
1492.00 | Type CONCENTRIC REDUCER Ends/ Rating Butt Welded / Not Required Standard ASME B 16.9 Material ASTM A 420 GR.WPL6, LT OD1 323.8 mm Wall thickness (mm)/ Schedule 1 S100 OD2 219 mm Wall thickness (mm)/ Schedule 2 S100 | 6.00 | nos |  | 19337.50 | 116025.00 | 17500.00 | 105000.00 | 18521.00 | 111126.00 | 17500.00 | 105000.00 | 12000.00 | 72000.00 | 3040.00 | 18240.00 | 15000.00 | 90000.00 | 3465.00 | 20790.00 | 10111.58 | 60669.48 | 18240.00 | M/s. Megha Engineering and Infrastructures Ltd
1493.00 | Type CONCENTRIC REDUCER Ends/ Rating Butt Welded / Not Required Standard ASME B 16.9 Material ASTM A 420 GR.WPL6, LT OD1 168.3 mm Wall thickness (mm)/ Schedule 1 XS OD2 114.3 mm Wall thickness (mm)/ Schedule 2 XS | 4.00 | nos |  | 2265.25 | 9061.00 | 2050.00 | 8200.00 | 2239.00 | 8956.00 | 2050.00 | 8200.00 | 12000.00 | 48000.00 | 2560.00 | 10240.00 | 252.00 | 1008.00 | 3465.00 | 13860.00 | 6043.70 | 24174.80 | 1008.00 | Ace Pipeline Contracts Pvt Ltd
1494.00 | Type WELDOLET Ends/ Rating Butt Welded / Not Required Standard MSS SP97 Material ASTM A 350 Gr. LF2 Cl. 1, LT OD1 323.9 mm Wall thickness (mm)/ Schedule 1 15.88 OD2 60.3 mm Wall thickness (mm)/ Schedule 2 XXS | 4.00 | nos |  | 1381.25 | 5525.00 | 1250.00 | 5000.00 | 1318.00 | 5272.00 | 1250.00 | 5000.00 | 12000.00 | 48000.00 | 760.00 | 3040.00 | 1702.00 | 6808.00 | 4125.00 | 16500.00 | 8135.75 | 32543.00 | 3040.00 | M/s. Megha Engineering and Infrastructures Ltd
1495.00 | Type WELDOLET Ends/ Rating Butt Welded / Not Required Standard MSS SP97 Material ASTM A 350 Gr. LF2 Cl. 1, LT OD1 323.9 mm Wall thickness (mm)/ Schedule 1 S100 OD2 26.7 mm Wall thickness (mm)/ Schedule 2 S160 | 8.00 | nos |  | 497.25 | 3978.00 | 450.00 | 3600.00 | 495.00 | 3960.00 | 450.00 | 3600.00 | 6000.00 | 48000.00 | 200.00 | 1600.00 | 960.00 | 7680.00 | 3135.00 | 25080.00 | 2324.50 | 18596.00 | 1600.00 | M/s. Megha Engineering and Infrastructures Ltd
1496.00 | Type WELDOLET Ends/ Rating Butt Welded / Not Required Standard MSS SP97 Material ASTM A 350 Gr. LF2 Cl. 1, LT OD1 323.9 mm Wall thickness (mm)/ Schedule 1 S100 OD2 60.3 mm Wall thickness (mm)/ Schedule 2 S100 | 8.00 | nos |  | 1381.25 | 11050.00 | 1250.00 | 10000.00 | 1346.00 | 10768.00 | 1250.00 | 10000.00 | 6000.00 | 48000.00 | 736.00 | 5888.00 | 1702.00 | 13616.00 | 3795.00 | 30360.00 | 2556.95 | 20455.60 | 5888.00 | M/s. Megha Engineering and Infrastructures Ltd
1497.00 | Type WELDOLET Ends/ Rating Butt Welded / Not Required Standard MSS SP97 Material ASTM A 350 Gr. LF2 Cl. 1, LT OD1 323.9 mm Wall thickness (mm)/ Schedule 1 S100 OD2 114.8 mm Wall thickness (mm)/ Schedule 2 XS | 8.00 | nos |  | 4420.00 | 35360.00 | 4000.00 | 32000.00 | 4290.00 | 34320.00 | 4000.00 | 32000.00 | 6000.00 | 48000.00 | 1000.00 | 8000.00 | 4410.00 | 35280.00 | 20418.75 | 163350.00 | 8135.75 | 65086.00 | 8000.00 | M/s. Megha Engineering and Infrastructures Ltd
1498.00 | Type EQUAL TEE Ends/ Rating Butt Welded / Not Required Standard ASME B 16.9 Material ASTM A 234 Gr. WPB, IBR OD1 88.9 mm Wall thickness (mm)/ Schedule 1 STD OD2 NA Wall thickness (mm)/ Schedule 2 NA | 8.00 | nos |  | 1530.00 | 12240.00 | 10000.00 | 80000.00 | 2446.00 | 19568.00 | 2310.00 | 18480.00 | 6000.00 | 48000.00 | 1456.00 | 11648.00 | 3402.00 | 27216.00 | 20418.75 | 163350.00 | 2324.50 | 18596.00 | 11648.00 | M/s. Megha Engineering and Infrastructures Ltd
1499.00 | Type EQUAL TEE Ends/ Rating Butt Welded / Not Required Standard ASME B 16.9 Material ASTM A 403 GR.WP304-S, CRYO OD1 114.3 mm Wall thickness (mm)/ Schedule 1 40S | 13.00 | nos |  | 9392.50 | 122102.50 | 8500.00 | 110500.00 | 9173.00 | 119249.00 | 8500.00 | 110500.00 | 7000.00 | 91000.00 | 1936.00 | 25168.00 | 882.00 | 11466.00 | 20418.75 | 265443.75 | 4067.88 | 52882.44 | 11466.00 | Ace Pipeline Contracts Pvt Ltd
1500.00 | Type EQUAL TEE Ends/ Rating Butt Welded / Not Required Standard ASME B 16.9 Material ASTM A 403 GR.WP304-S, CRYO OD1 168.2 mm Wall thickness (mm)/ Schedule 1 40S | 21.00 | nos |  | 18232.50 | 382882.50 | 16500.00 | 346500.00 | 17974.00 | 377454.00 | 16500.00 | 346500.00 | 7000.00 | 147000.00 | 3232.00 | 67872.00 | 26460.00 | 555660.00 | 3465.00 | 72765.00 | 5230.13 | 109832.73 | 67872.00 | M/s. Megha Engineering and Infrastructures Ltd
1501.00 | Type EQUAL TEE Ends/ Rating Butt Welded / Not Required Standard ASME B 16.9 Material ASTM A 403 GR.WP304-S, CRYO OD1 168.2 mm Wall thickness (mm)/ Schedule 1 80S | 38.00 | nos |  | 42542.50 | 1616615.00 | 38500.00 | 1463000.00 | 41844.00 | 1590072.00 | 38500.00 | 1463000.00 | 7000.00 | 266000.00 | 3600.00 | 136800.00 | 31752.00 | 1206576.00 | 2475.00 | 94050.00 | 5462.58 | 207578.04 | 94050.00 | AMPSEPC PVT LTD
1502.00 | Type EQUAL TEE Ends/ Rating Butt Welded / Not Required Standard ASME B 16.9 Material ASTM A 420 GR.WPL6, LT OD1 323.8 mm Wall thickness (mm)/ Schedule 1 S100 | 20.00 | nos |  | 43647.50 | 872950.00 | 39500.00 | 790000.00 | 41878.00 | 837560.00 | 39500.00 | 790000.00 | 7000.00 | 140000.00 | 4320.00 | 86400.00 | 38430.00 | 768600.00 | 1980.00 | 39600.00 | 25569.50 | 511390.00 | 39600.00 | AMPSEPC PVT LTD
1503.00 | Type EQUAL TEE Ends/ Rating Butt Welded / Not Required Standard ASME B 16.9 Material ASTM A 420 GR.WPL6, LT OD1 60.3 mm Wall thickness (mm)/ Schedule 1 XS | 48.00 | nos |  | 1105.00 | 53040.00 | 1000.00 | 48000.00 | 1100.00 | 52800.00 | 1000.00 | 48000.00 | 2000.00 | 96000.00 | 1136.00 | 54528.00 | 882.00 | 42336.00 | 1980.00 | 95040.00 | 1743.38 | 83682.24 | 42336.00 | Ace Pipeline Contracts Pvt Ltd
1504.00 | Type EQUAL TEE Ends/ Rating Butt Welded / Not Required Standard ASME B 16.9 Material ASTM A 420 GR.WPL6, LT OD1 114.3 mm Wall thickness (mm)/ Schedule 1 XS | 48.00 | nos |  | 3149.25 | 151164.00 | 2850.00 | 136800.00 | 3019.00 | 144912.00 | 2850.00 | 136800.00 | 2000.00 | 96000.00 | 1960.00 | 94080.00 | 522.00 | 25056.00 | 4620.00 | 221760.00 | 4067.88 | 195258.24 | 25056.00 | Ace Pipeline Contracts Pvt Ltd
1505.00 | Type REDUCING TEE Ends/ Rating Butt Welded / Not Required Standard ASME B 16.9 Material ASTM A 420 GR.WPL6, LT OD1 323.8 mm Wall thickness (mm)/ Schedule 1 15.9 mm OD2 168.2 mm Wall thickness (mm)/ Schedule 2 XS | 6.00 | nos |  | 30387.50 | 182325.00 | 27500.00 | 165000.00 | 29893.00 | 179358.00 | 27500.00 | 165000.00 | 12000.00 | 72000.00 | 4280.00 | 25680.00 | 38430.00 | 230580.00 | 4785.00 | 28710.00 | 25569.50 | 153417.00 | 25680.00 | M/s. Megha Engineering and Infrastructures Ltd
1506.00 | Type REDUCING TEE Ends/ Rating Butt Welded / Not Required Standard ASME B 16.9 Material ASTM A 420 GR.WPL6, LT OD1 323.8 mm Wall thickness (mm)/ Schedule 1 S100 OD2 168.2 mm Wall thickness (mm)/ Schedule 2 XS | 4.00 | nos |  | 43647.50 | 174590.00 | 39500.00 | 158000.00 | 42590.00 | 170360.00 | 39500.00 | 158000.00 | 12000.00 | 48000.00 | 4320.00 | 17280.00 | 38430.00 | 153720.00 | 5280.00 | 21120.00 | 25569.50 | 102278.00 | 17280.00 | M/s. Megha Engineering and Infrastructures Ltd
1507.00 | Type REDUCING TEE Ends/ Rating Butt Welded / Not Required Standard ASME B 16.9 Material ASTM A 420 GR.WPL6, LT OD1 114.3 mm Wall thickness (mm)/ Schedule 1 XS OD2 60.3 mm Wall thickness (mm)/ Schedule 2 XS | 6.00 | nos |  | 3149.25 | 18895.50 | 2850.00 | 17100.00 | 3106.00 | 18636.00 | 2850.00 | 17100.00 | 3000.00 | 18000.00 | 2560.00 | 15360.00 | 882.00 | 5292.00 | 5280.00 | 31680.00 | 3254.30 | 19525.80 | 5292.00 | Ace Pipeline Contracts Pvt Ltd
1508.00 | Type REDUCING TEE Ends/ Rating Butt Welded / Not Required Standard ASME B 16.9 Material ASTM A 420 GR.WPL6, LT OD1 168.3 mm Wall thickness (mm)/ Schedule 1 XS OD2 114.3 mm Wall thickness (mm)/ Schedule 2 XS | 4.00 | nos |  | 5469.75 | 21879.00 | 4950.00 | 19800.00 | 5312.00 | 21248.00 | 4950.00 | 19800.00 | 2000.00 | 8000.00 | 3232.00 | 12928.00 | 5292.00 | 21168.00 | 5280.00 | 21120.00 | 17433.75 | 69735.00 | 8000.00 | PRATHAM EPC PROJECTS LTD
1509.00 | Type SOCKOLET Ends/ Rating Socket Welded / 6000# Standard MSS SP97 Material ASTM A 350 Gr. LF2 Cl. 1, LT OD1 114.3 mm Wall thickness (mm)/ Schedule 1 NA OD2 26.7 mm Wall thickness (mm)/ Schedule 2 NA | 12.00 | nos |  | 497.25 | 5967.00 | 450.00 | 5400.00 | 490.00 | 5880.00 | 450.00 | 5400.00 | 2000.00 | 24000.00 | 2048.00 | 24576.00 | 630.00 | 7560.00 | 5280.00 | 63360.00 | 3254.30 | 39051.60 | 5400.00 | JSIW INFRASTRUCTURE PRIVATE LIMITED, TOLANI PROJECTS PVT LTD
1510.00 | Type SOCKOLET Ends/ Rating Socket Welded / 6000# Standard MSS SP97 Material ASTM A 350 Gr. LF2 Cl. 1, LT OD1 168.2 mm Wall thickness (mm)/ Schedule 1 NA OD2 26.7 mm Wall thickness (mm)/ Schedule 2 NA | 18.00 | nos |  | 497.25 | 8950.50 | 450.00 | 8100.00 | 495.00 | 8910.00 | 450.00 | 8100.00 | 2000.00 | 36000.00 | 2280.00 | 41040.00 | 630.00 | 11340.00 | 5280.00 | 95040.00 | 17433.75 | 313807.50 | 8100.00 | JSIW INFRASTRUCTURE PRIVATE LIMITED, TOLANI PROJECTS PVT LTD
1511.00 | Type SOCKOLET Ends/ Rating Socket Welded / 6000# Standard MSS SP97 Material ASTM A 350 Gr. LF2 Cl. 1, LT OD1 323.8 mm Wall thickness (mm)/ Schedule 1 NA OD2 26.7 mm Wall thickness (mm)/ Schedule 2 NA | 10.00 | nos |  | 497.25 | 4972.50 | 450.00 | 4500.00 | 478.00 | 4780.00 | 450.00 | 4500.00 | 2000.00 | 20000.00 | 3240.00 | 32400.00 | 630.00 | 6300.00 | 5280.00 | 52800.00 | 22082.75 | 220827.50 | 4500.00 | JSIW INFRASTRUCTURE PRIVATE LIMITED, TOLANI PROJECTS PVT LTD
1512.00 | Type ELBOW 90 DEG Ends/ Rating Butt Welded / Not Required Standard ASME B 16.9 Material ASTM A 234 Gr. WPB IBR OD1 60.3 mm Wall thickness (mm)/ Schedule 1 XS OD2 NA Wall thickness (mm)/ Schedule 2 NA | 10.00 | nos |  | 1572.50 | 15725.00 | 1200.00 | 12000.00 | 605.00 | 6050.00 | 560.00 | 5600.00 | 2000.00 | 20000.00 | 7600.00 | 76000.00 | 442.00 | 4420.00 | 5280.00 | 52800.00 | 581.13 | 5811.30 | 4420.00 | Ace Pipeline Contracts Pvt Ltd
1513.00 | Type ELBOW 45 DEG Ends/ Rating Butt Welded / Not Required Standard ASME B 16.9 Material ASTM A 234 Gr. WPB IBR OD1 60.3 mm Wall thickness (mm)/ Schedule 1 XS OD2 NA Wall thickness (mm)/ Schedule 2 NA | 10.00 | nos |  | 1572.50 | 15725.00 | 1200.00 | 12000.00 | 398.00 | 3980.00 | 367.00 | 3670.00 | 2000.00 | 20000.00 | 1320.00 | 13200.00 | 316.00 | 3160.00 | 5280.00 | 52800.00 | 581.13 | 5811.30 | 3160.00 | Ace Pipeline Contracts Pvt Ltd
1514.00 | Type EQUAL TEE Ends/ Rating Butt Welded / Not Required Standard ASME B 16.9 Material ASTM A 234 Gr. WPB IBR OD1 60.3 mm Wall thickness (mm)/ Schedule 1 XS OD2 NA Wall thickness (mm)/ Schedule 2 NA | 10.00 | nos |  | 1687.25 | 16872.50 | 2000.00 | 20000.00 | 1486.00 | 14860.00 | 1400.00 | 14000.00 | 2000.00 | 20000.00 | 1480.00 | 14800.00 | 882.00 | 8820.00 | 5280.00 | 52800.00 | 697.35 | 6973.50 | 6973.50 | KEC Spur Infrastructure Pvt. Ltd.
1515.00 | SUPPLY OF VALVES
1516.00 | Supply, procurement and transportation to worksite(s)/workshop(s) including loading, unloading and handling for Valves to be supplied by Contractor as per the requirement of PMS, data-sheets, scope of work, specifications and applicable addendum (if any), standards, instructions of Owner/ Engineer-in-Charge and other provisions of Contract. Supply of valves (including commissioning spares (as applicable)) as per EIL Specification No. 6-71-0014 (Specification for Ball Valves), 6-71-0016 (Specification for Plug Valves), 6-71-0017 (Specification for Check Valves), 6-44-0052 (Technical notes for valves) & their addendum (if any), Job Specifications, Datasheets, VMS, PMS & any other information forming the tender document, as per the following details
1517.00 | Type Ball Valve Ends Socket Welded Standard BS EN 17292 Rating 800# Operation Manual Installation Above Ground Size 26.7 mm Datasheet No. C007-000-83-44-DS-0050 | 24.00 | nos |  | 6800.00 | 163200.00 | 8355.33 | 200527.92 | 7046.00 | 169104.00 | 6605.00 | 158520.00 | 9000.00 | 216000.00 | 2500.00 | 60000.00 | 7800.00 | 187200.00 | 5850.00 | 140400.00 | 8135.75 | 195258.00 | 60000.00 | M/s. Megha Engineering and Infrastructures Ltd
1518.00 | Type Gate Valve Ends Socket Welded Standard BS EN 15761 Rating 600# Operation Manual Installation Above Ground Size 26.7 mm Datasheet No. C007-000-83-44-DS-0063 | 18.00 | nos |  | 5950.00 | 107100.00 | 7641.87 | 137553.66 | 6525.00 | 117450.00 | 6041.00 | 108738.00 | 9000.00 | 162000.00 | 1500.00 | 27000.00 | 7440.00 | 133920.00 | 6250.00 | 112500.00 | 5811.25 | 104602.50 | 27000.00 | M/s. Megha Engineering and Infrastructures Ltd
1519.00 | Type Ball Valve Ends Socket Welded Standard BS EN 15761 Rating 800# Operation Manual Installation Above Ground Size 33.4 mm Datasheet No. C007-000-83-44-DS-0055 | 32.00 | nos |  | 17425.00 | 557600.00 | 35154.35 | 1124939.20 | 30553.00 | 977696.00 | 27790.00 | 889280.00 | 11000.00 | 352000.00 | 3200.00 | 102400.00 | 9000.00 | 288000.00 | 6450.00 | 206400.00 | 11622.50 | 371920.00 | 102400.00 | M/s. Megha Engineering and Infrastructures Ltd
1520.00 | Type Globe Valve Ends Socket Welded Standard API 602 Rating 800# Operation Manual Installation Above Ground Size 21.3 mm Datasheet No. C007-000-83-44-DS-0062 | 23.00 | nos |  | 17425.00 | 400775.00 | 26255.08 | 603866.84 | 21822.00 | 501906.00 | 20755.00 | 477365.00 | 9000.00 | 207000.00 | 1500.00 | 34500.00 | 7200.00 | 165600.00 | 5950.00 | 136850.00 | 25569.50 | 588098.50 | 34500.00 | M/s. Megha Engineering and Infrastructures Ltd
1521.00 | Supply of Steam Traps & drip leg assemblies as per EIL Std. drawings & Steam Trap Schedule for LP Steam line attached with the tender document. Line size: 60.3 mm Rating: 150#, IBR | 2.00 | nos |  | 22865.00 | 45730.00 | 106260.00 | 212520.00 | 54135.00 | 108270.00 | 50000.00 | 100000.00 | 30000.00 | 60000.00 | 4500.00 | 9000.00 | 360000.00 | 720000.00 | 25000.00 | 50000.00 | 1784864.35 | 3569728.70 | 9000.00 | M/s. Megha Engineering and Infrastructures Ltd
1522.00 | Supply of Steam Traps & drip leg assemblies as per EIL Std. drawings & Steam Trap Schedule for LP Steam line attached with the tender document. Line size: 88.9 mm Rating: 300#, IBR | 6.00 | nos |  | 21760.00 | 130560.00 | 159390.00 | 956340.00 | 81773.00 | 490638.00 | 75000.00 | 450000.00 | 30000.00 | 180000.00 | 6500.00 | 39000.00 | 540000.00 | 3240000.00 | 25000.00 | 150000.00 | 2905625.29 | 17433751.74 | 39000.00 | M/s. Megha Engineering and Infrastructures Ltd
1523.00 | SUPPLY OF GASKETS
1524.00 | supply of GASKET, B-16.20-ANSI B16.5, SP.WND SS316+GRAFIL+ I RING, SPIRAL, 600, LT, 4.0 INCH | 4.00 | nos |  | 895.00 | 3580.00 | 330.63 | 1322.52 | 280.00 | 1120.00 | 260.00 | 1040.00 | 300.00 | 1200.00 | 380.00 | 1520.00 | 364.00 | 1456.00 | 5950.00 | 23800.00 | 58112.51 | 232450.04 | 1040.00 | TOLANI PROJECTS PVT LTD
1525.00 | Supply, procurement and transportation to worksite(s)/workshop(s) including loading, unloading and handling for Gaskets to be supplied by Contractor as per the requirement of PMS, data-sheets, scope of work, specifications and applicable addendum (if any), standards, instructions of Owner/ Engineer-in-Charge and other provisions of Contract. Supply of Gaskets as per EIL Specification no. 6-44-0056 (Technical Notes for Gaskets), PMS & any other information forming part of the tender document, as per the following details:
1526.00 | Type Spiral Wound Standard ASME B 16.5 & ASME B 16.20 Material Spiral Wound SS 316 + GRAFIL + Internal Ring Size 60.3 mm Rating 600# | 12.00 | nos |  | 103.87 | 1246.44 | 113.74 | 1364.88 | 114.00 | 1368.00 | 106.00 | 1272.00 | 300.00 | 3600.00 | 158.95 | 1907.40 | 140.00 | 1680.00 | 250.00 | 3000.00 | 83.68 | 1004.16 | 1004.16 | KEC Spur Infrastructure Pvt. Ltd.
1527.00 | SUPPLY OF GASKET, B-16.20-ANSI B16.5, SP.WND SS316+GRAFIL+ I RING, SPIRAL, 150, 2.0 INCH | 72.00 | nos |  | 92.82 | 6683.04 | 93.90 | 6760.80 | 106.00 | 7632.00 | 99.00 | 7128.00 | 200.00 | 14400.00 | 127.50 | 9180.00 | 132.00 | 9504.00 | 250.00 | 18000.00 | 324.27 | 23347.44 | 6683.04 | Advance Infrastrurctures Pvt Ltd
1528.00 | supply of GASKET, B-16.20-ANSI B16.5, SP.WND SS316+GRAFIL+ I RING, SPIRAL, 600, LT, 6.0 INCH | 12.00 | nos |  | 375.70 | 4508.40 | 589.84 | 7078.08 | 465.00 | 5580.00 | 436.00 | 5232.00 | 400.00 | 4800.00 | 486.20 | 5834.40 | 576.00 | 6912.00 | 250.00 | 3000.00 | 41.84 | 502.08 | 502.08 | KEC Spur Infrastructure Pvt. Ltd.
1529.00 | supply of GASKET, B-16.20-ANSI B16.5, SP.WND SS316+GRAFIL+ I RING, SPIRAL, 600, LT, 14.0 INCH | 2.00 | nos |  | 877.37 | 1754.74 | 1506.33 | 3012.66 | 1220.00 | 2440.00 | 1113.00 | 2226.00 | 1000.00 | 2000.00 | 1309.00 | 2618.00 | 2005.00 | 4010.00 | 250.00 | 500.00 | 156.90 | 313.80 | 313.80 | KEC Spur Infrastructure Pvt. Ltd.
1530.00 | supply of GASKET, B-16.20-ANSI B16.5, SS316+GRAFIL+SS316 I/O RING, SPIRAL, 300, CRYO, 2.0 INCH | 18.00 | nos |  | 103.87 | 1869.66 | 113.74 | 2047.32 | 172.00 | 3096.00 | 160.00 | 2880.00 | 1500.00 | 27000.00 | 182.75 | 3289.50 | 403.00 | 7254.00 | 250.00 | 4500.00 | 94.14 | 1694.52 | 1694.52 | KEC Spur Infrastructure Pvt. Ltd.
1531.00 | supply of GASKET, B-16.20-ANSI B16.5, SS316+GRAFIL+SS316 I/O RING, SPIRAL, 300, CRYO, 4.0 INCH | 12.00 | nos |  | 235.37 | 2824.44 | 301.53 | 3618.36 | 410.00 | 4920.00 | 375.00 | 4500.00 | 2000.00 | 24000.00 | 357.00 | 4284.00 | 1392.00 | 16704.00 | 250.00 | 3000.00 | 219.67 | 2636.04 | 2636.04 | KEC Spur Infrastructure Pvt. Ltd.
1532.00 | supply of GASKET, B-16.20-ANSI B16.5, SS316+GRAFIL+SS316 I/O RING, SPIRAL, 300, CRYO, 6.0 INCH | 13.00 | nos |  | 375.70 | 4884.10 | 423.20 | 5501.60 | 667.00 | 8671.00 | 620.00 | 8060.00 | 2500.00 | 32500.00 | 493.00 | 6409.00 | 2208.00 | 28704.00 | 250.00 | 3250.00 | 373.08 | 4850.04 | 3250.00 | AMPSEPC PVT LTD
1533.00 | supply of GASKET, B-16.20-ANSI B16.5, SOFT IRON, OCT-RING, 1500, LT, 0.75 INCH | 12.00 | nos |  | 88.40 | 1060.80 | 132.25 | 1587.00 | 118.00 | 1416.00 | 110.00 | 1320.00 | 1000.00 | 12000.00 | 127.50 | 1530.00 | 360.00 | 4320.00 | 250.00 | 3000.00 | 815.90 | 9790.80 | 1060.80 | Advance Infrastrurctures Pvt Ltd
1534.00 | supply of GASKET, B-16.20-ANSI B16.5, SOFT IRON, OCT-RING, 1500, LT, 2.0 INCH | 34.00 | nos |  | 134.81 | 4583.54 | 198.38 | 6744.92 | 190.00 | 6460.00 | 180.00 | 6120.00 | 1000.00 | 34000.00 | 276.25 | 9392.50 | 594.00 | 20196.00 | 250.00 | 8500.00 | 282.43 | 9602.62 | 4583.54 | Advance Infrastrurctures Pvt Ltd
1535.00 | supply of GASKET, B-16.20-ANSI B16.5, SOFT IRON, OCT-RING, 1500, LT, 12.0 INCH | 14.00 | nos |  | 2663.05 | 37282.70 | 2409.60 | 33734.40 | 2852.00 | 39928.00 | 2675.00 | 37450.00 | 1000.00 | 14000.00 | 2167.50 | 30345.00 | 3636.00 | 50904.00 | 250.00 | 3500.00 | 659.00 | 9226.00 | 3500.00 | AMPSEPC PVT LTD
1536.00 | supply of GASKET, B-16.21-ANSI B16.5, NONASBESTOS BS7531 GR X, RING, 150, 2.0 INCH, 2 MM | 28.00 | nos |  | 134.30 | 3760.40 | 113.74 | 3184.72 | 28.00 | 784.00 | 25.00 | 700.00 | 1000.00 | 28000.00 | 212.50 | 5950.00 | 144.00 | 4032.00 | 250.00 | 7000.00 | 1119.25 | 31339.00 | 700.00 | TOLANI PROJECTS PVT LTD
1537.00 | supply of GASKET, B-16.20-ANSI B16.5, SP.WND SS316+GRAFIL, SPIRAL, 150, 8.0 INCH | 2.00 | nos |  | 534.82 | 1069.64 | 396.75 | 793.50 | 440.00 | 880.00 | 405.00 | 810.00 | 1000.00 | 2000.00 | 892.50 | 1785.00 | 1128.00 | 2256.00 | 250.00 | 500.00 | 177.82 | 355.64 | 355.64 | KEC Spur Infrastructure Pvt. Ltd.
1538.00 | supply of GASKET, B-16.20-ANSI B16.5, SP.WND SS316+GRAFIL+ I RING, SPIRAL, 150, 0.75 INCH | 25.00 | nos |  | 127.50 | 3187.50 | 63.48 | 1587.00 | 36.00 | 900.00 | 33.00 | 825.00 | 1000.00 | 25000.00 | 80.75 | 2018.75 | 120.00 | 3000.00 | 250.00 | 6250.00 | 271.97 | 6799.25 | 825.00 | TOLANI PROJECTS PVT LTD
1539.00 | supply of GASKET, B-16.20-ANSI B16.5, SP.WND SS316+GRAFIL+ I RING, SPIRAL, 150, 3.0 INCH | 28.00 | nos |  | 131.75 | 3689.00 | 158.70 | 4443.60 | 152.00 | 4256.00 | 144.00 | 4032.00 | 100.00 | 2800.00 | 263.50 | 7378.00 | 324.00 | 9072.00 | 250.00 | 7000.00 | 4184.10 | 117154.80 | 2800.00 | PRATHAM EPC PROJECTS LTD
1540.00 | SUPPLY OF FASTENERS
1541.00 | supply of BOLT.STUD WITH 2 NUTS, B-18.2, A193 GR.B7, A194 GR.2H, 0.75 INCH X 4.25 INCH | 224.00 | nos |  | 85.09 | 19060.16 | 172.98 | 38747.52 | 78.00 | 17472.00 | 74.00 | 16576.00 | 300.00 | 67200.00 | 84.15 | 18849.60 | 92.00 | 20608.00 | 350.00 | 78400.00 | 113.90 | 25513.60 | 16576.00 | TOLANI PROJECTS PVT LTD
1542.00 | supply of BOLT.STUD WITH 2 NUTS, B-18.2, A193 GR.B7, A194 GR.2H, 0.75 INCH X 4.25 INCH | 16.00 | nos |  | 85.09 | 1361.44 | 172.98 | 2767.68 | 79.00 | 1264.00 | 74.00 | 1184.00 | 300.00 | 4800.00 | 84.15 | 1346.40 | 92.00 | 1472.00 | 350.00 | 5600.00 | 113.90 | 1822.40 | 1184.00 | TOLANI PROJECTS PVT LTD
1543.00 | supply of BOLT.STUD WITH 2 NUTS, B-18.2, A320 GR.B8CL.2, A194 GR.8, CRYO, 0.625 INCH X 3.5 INCH | 144.00 | nos |  | 166.86 | 24027.84 | 248.19 | 35739.36 | 197.00 | 28368.00 | 181.00 | 26064.00 | 300.00 | 43200.00 | 49.30 | 7099.20 | 840.00 | 120960.00 | 350.00 | 50400.00 | 435.84 | 62760.96 | 7099.20 | M/s. Megha Engineering and Infrastructures Ltd
1544.00 | supply of BOLT.STUD WITH 2 NUTS, B-18.2, A320 GR.B8CL.2, A194 GR.8, CRYO, 0.75 INCH X 5.75 INCH | 12.00 | nos |  | 314.93 | 3779.16 | 521.46 | 6257.52 | 349.00 | 4188.00 | 330.00 | 3960.00 | 300.00 | 3600.00 | 57.80 | 693.60 | 1590.00 | 19080.00 | 350.00 | 4200.00 | 1028.59 | 12343.08 | 693.60 | M/s. Megha Engineering and Infrastructures Ltd
1545.00 | supply of BOLT.STUD WITH 2 NUTS, B-18.2, A320 GR.B8CL.2, A194 GR.8, CRYO, 0.75 INCH X 4.5 INCH | 96.00 | nos |  | 283.99 | 27263.04 | 438.73 | 42118.08 | 309.00 | 29664.00 | 290.00 | 27840.00 | 300.00 | 28800.00 | 91.80 | 8812.80 | 1440.00 | 138240.00 | 350.00 | 33600.00 | 877.50 | 84240.00 | 8812.80 | M/s. Megha Engineering and Infrastructures Ltd
1546.00 | supply of BOLT.STUD WITH 2 NUTS, B-18.2, A320 GR.B8CL.2, A194 GR.8, CRYO, 0.75 INCH X 5.0 INCH | 132.00 | nos |  | 297.50 | 39270.00 | 453.77 | 59897.64 | 323.00 | 42636.00 | 306.00 | 40392.00 | 300.00 | 39600.00 | 102.00 | 13464.00 | 1500.00 | 198000.00 | 350.00 | 46200.00 | 942.58 | 124420.56 | 13464.00 | M/s. Megha Engineering and Infrastructures Ltd
1547.00 | supply of BOLT.STUD WITH 2 NUTS, B-18.2, A320 GR.L7, A194 GR.4, LT, 0.625 INCH X 4.25 INCH | 96.00 | nos |  | 250.75 | 24072.00 | 117.83 | 11311.68 | 94.00 | 9024.00 | 88.00 | 8448.00 | 300.00 | 28800.00 | 59.50 | 5712.00 | 78.00 | 7488.00 | 350.00 | 33600.00 | 56.95 | 5467.20 | 5467.20 | KEC Spur Infrastructure Pvt. Ltd.
1548.00 | supply of BOLT.STUD WITH 2 NUTS, B-18.2, A320 GR.L7, A194 GR.4, LT, 0.75 INCH X 4.5 INCH | 24.00 | nos |  | 250.75 | 6018.00 | 181.76 | 4362.24 | 235.00 | 5640.00 | 218.00 | 5232.00 | 300.00 | 7200.00 | 91.80 | 2203.20 | 128.00 | 3072.00 | 350.00 | 8400.00 | 102.28 | 2454.72 | 2203.20 | M/s. Megha Engineering and Infrastructures Ltd
1549.00 | supply of BOLT.STUD WITH 2 NUTS, B-18.2, A320 GR.L7, A194 GR.4, LT, 0.75 INCH X 5.75 INCH | 12.00 | nos |  | 250.75 | 3009.00 | 210.59 | 2527.08 | 253.00 | 3036.00 | 231.00 | 2772.00 | 300.00 | 3600.00 | 110.50 | 1326.00 | 144.00 | 1728.00 | 350.00 | 4200.00 | 119.71 | 1436.52 | 1326.00 | M/s. Megha Engineering and Infrastructures Ltd
1550.00 | supply of BOLT.STUD WITH 2 NUTS, B-18.2, A320 GR.L7, A194 GR.4, LT, 0.875 INCH X 7.25 INCH | 128.00 | nos |  | 467.50 | 59840.00 | 335.94 | 43000.32 | 176.00 | 22528.00 | 165.00 | 21120.00 | 300.00 | 38400.00 | 127.50 | 16320.00 | 218.00 | 27904.00 | 350.00 | 44800.00 | 173.18 | 22167.04 | 16320.00 | M/s. Megha Engineering and Infrastructures Ltd
1551.00 | supply of BOLT.STUD WITH 2 NUTS, B-18.2, A320 GR.L7, A194 GR.4, LT, 0.875 INCH X 5.75 INCH | 32.00 | nos |  | 423.30 | 13545.60 | 293.32 | 9386.24 | 155.00 | 4960.00 | 145.00 | 4640.00 | 300.00 | 9600.00 | 114.75 | 3672.00 | 190.00 | 6080.00 | 350.00 | 11200.00 | 151.09 | 4834.88 | 3672.00 | M/s. Megha Engineering and Infrastructures Ltd
1552.00 | supply of BOLT.STUD WITH 2 NUTS, B-18.2, A320 GR.L7, A194 GR.4, LT, 0.875 INCH X 5.75 INCH | 16.00 | nos |  | 423.30 | 6772.80 | 293.32 | 4693.12 | 160.00 | 2560.00 | 145.00 | 2320.00 | 300.00 | 4800.00 | 114.75 | 1836.00 | 190.00 | 3040.00 | 350.00 | 5600.00 | 151.09 | 2417.44 | 1836.00 | M/s. Megha Engineering and Infrastructures Ltd
1553.00 | supply of BOLT.STUD WITH 3 NUTS, B-18.2, A320 GR.L7, A194 GR.4, LT, 1.0 INCH X 7.75 INCH | 120.00 | nos |  | 590.75 | 70890.00 | 561.57 | 67388.40 | 304.00 | 36480.00 | 279.00 | 33480.00 | 500.00 | 60000.00 | 187.00 | 22440.00 | 367.00 | 44040.00 | 350.00 | 42000.00 | 219.67 | 26360.40 | 22440.00 | M/s. Megha Engineering and Infrastructures Ltd
1554.00 | supply of BOLT.STUD WITH 3 NUTS, B-18.2, A320 GR.L7, A194 GR.4, LT, 1.0 INCH X 8.75 INCH | 12.00 | nos |  | 837.25 | 10047.00 | 601.68 | 7220.16 | 312.00 | 3744.00 | 296.00 | 3552.00 | 800.00 | 9600.00 | 212.50 | 2550.00 | 390.00 | 4680.00 | 350.00 | 4200.00 | 237.10 | 2845.20 | 2550.00 | M/s. Megha Engineering and Infrastructures Ltd
1555.00 | supply of BOLT.STUD WITH 3 NUTS, B-18.2, A320 GR.L7, A194 GR.4, LT, 1.375 INCH X 12.75 INCH | 20.00 | nos |  | 1062.50 | 21250.00 | 1606.99 | 32139.80 | 859.00 | 17180.00 | 786.00 | 15720.00 | 800.00 | 16000.00 | 977.50 | 19550.00 | 1020.00 | 20400.00 | 350.00 | 7000.00 | 771.73 | 15434.60 | 7000.00 | AMPSEPC PVT LTD
1556.00 | supply of BOLT.STUD WITH 3 NUTS, B-18.2, A320 GR.L7, A194 GR.4, LT, 2.0 INCH X 21.5 INCH | 112.00 | nos |  | 2762.50 | 309400.00 | 5334.90 | 597508.80 | 2721.00 | 304752.00 | 2508.00 | 280896.00 | 2000.00 | 224000.00 | 2142.00 | 239904.00 | 3504.00 | 392448.00 | 350.00 | 39200.00 | 2361.69 | 264509.28 | 39200.00 | AMPSEPC PVT LTD
1557.00 | supply of BOLT.M/C WITH 1 NUTS, B-18.2, A307 GR.B, A563 GR.B, 0.625 INCH X 2.75 INCH | 80.00 | nos |  | 335.75 | 26860.00 | 175.49 | 14039.20 | 67.00 | 5360.00 | 62.00 | 4960.00 | 800.00 | 64000.00 | 49.30 | 3944.00 | 78.00 | 6240.00 | 350.00 | 28000.00 | 41.84 | 3347.20 | 3347.20 | KEC Spur Infrastructure Pvt. Ltd.
1558.00 | supply of BOLT.M/C WITH 1 NUTS, B-18.2, A307 GR.B, A563 GR.B, 0.625 INCH X 3.25 INCH | 16.00 | nos |  | 327.25 | 5236.00 | 195.55 | 3128.80 | 68.00 | 1088.00 | 64.00 | 1024.00 | 500.00 | 8000.00 | 52.70 | 843.20 | 144.00 | 2304.00 | 350.00 | 5600.00 | 45.33 | 725.28 | 725.28 | KEC Spur Infrastructure Pvt. Ltd.
1559.00 | supply of BOLT.STUD WITH 2 NUTS, B-18.2, A193 GR.B7, A194 GR.2H, 0.5 INCH X 2.5 INCH | 100.00 | nos |  | 310.25 | 31025.00 | 65.18 | 6518.00 | 56.00 | 5600.00 | 51.00 | 5100.00 | 500.00 | 50000.00 | 68.00 | 6800.00 | 32.00 | 3200.00 | 350.00 | 35000.00 | 24.41 | 2441.00 | 2441.00 | KEC Spur Infrastructure Pvt. Ltd.
1560.00 | SUPPY OF BOLT.STUD WITH 2 NUTS, B-18.2, A193 GR.B7, A194 GR.2H, 0.625 INCH X 3.5 INCH | 350.00 | nos |  | 327.25 | 114537.50 | 107.80 | 37730.00 | 50.00 | 17500.00 | 47.00 | 16450.00 | 500.00 | 175000.00 | 55.25 | 19337.50 | 54.00 | 18900.00 | 350.00 | 122500.00 | 58.11 | 20338.50 | 16450.00 | TOLANI PROJECTS PVT LTD
1561.00 | HYDRAULIC BOLT TENSIONING
1562.00 | Carrying out tensioning of bolted joints on all types of piping as per specification (EIL Specification no. 6-76-0002 or any other job specification, as included in tender document) including supply of all materials, recording devices, instruments etc.; providing all specialized equipment, skilled/ unskilled man power, specialist, supervisory staff and completing the work in all respects as per scope of work, specifications, provisions of Contract document and instructions of engineer-in-charge for following details
1563.00 | Joint Size 323.9 mm Rating 600# | 10.00 | nos |  | 4250.00 | 42500.00 | 2760.00 | 27600.00 | 4985.00 | 49850.00 | 4000.00 | 40000.00 | 10000.00 | 100000.00 | 1100.00 | 11000.00 | 15600.00 | 156000.00 | 2250.00 | 22500.00 | 7554.63 | 75546.30 | 11000.00 | M/s. Megha Engineering and Infrastructures Ltd
1564.00 | Joint Size 355.6 mm Rating 600# | 10.00 | nos |  | 4250.00 | 42500.00 | 3220.00 | 32200.00 | 5460.00 | 54600.00 | 4500.00 | 45000.00 | 10000.00 | 100000.00 | 1320.00 | 13200.00 | 16800.00 | 168000.00 | 2750.00 | 27500.00 | 8135.75 | 81357.50 | 13200.00 | M/s. Megha Engineering and Infrastructures Ltd
1565.00 | SUPPLY & INSTALLATION OF PIPE SLEEVE FOR PIPING UNDER ROAD/ DYKES
1566.00 | Supply & Installation of pipe sleeve by open cut for road/ dyke crossings wherever required in all type of soils inside the terminal/ stations as per standard no. 7-44-0404. Sleeve thickness & size shall be as per standard no. 7-44-0404.
1567.00 | Pipe OD 508 mm | 50.00 | m |  | 7650.00 | 382500.00 | 26697.25 | 1334862.50 | 44520.00 | 2226000.00 | 35000.00 | 1750000.00 | 2000.00 | 100000.00 | 1650.00 | 82500.00 | 9000.00 | 450000.00 | 4500.00 | 225000.00 | 7554.63 | 377731.50 | 82500.00 | M/s. Megha Engineering and Infrastructures Ltd
1568.00 | TRANSPORTATION OF SURPLUS ITEMS TO OWNER'S DESIGNATED STORAGE YARD/ DUMPSITE (AFTER COMPLETION OF INSTALLATION WORKS)
1569.00 | Loading, transportation including all works necessary for transportation, loading, unloading, handling, stacking etc. of all surplus piping/ pipeline material from Contractor’s storage yard/ worksite/ temporary storage facility including arrangement of all handling equipment such as trailers, trucks, cranes etc, carrying out inspection of surplus material & recording of pipe & coating defects & any other defects in the surplus material at the time of handing over in the presence of Company's representative at Owner designated storage yard/ dump site & as per the Scope of work, other provisions of the Contract and instructions of Engineer-in-Charge.
1570.00 | Approximate Distance of transport 250 km | 10.00 | MT |  | 17000.00 | 170000.00 | 17250.00 | 172500.00 | 80420.00 | 804200.00 | 62500.00 | 625000.00 | 100000.00 | 1000000.00 | 70000.00 | 700000.00 | 4050.00 | 40500.00 | 12500.00 | 125000.00 | 2673.18 | 26731.80 | 26731.80 | KEC Spur Infrastructure Pvt. Ltd.
1571.00 | POSITIVE MATERIAL IDENTIFICATION
1572.00 | Mobilization and demobilization of Alloy Analyzers with necessary accessories for Positive Material Identification (PMI) at site/ field, carrying out PMI of base metal, weld ments and deposited weld metal for above ground Stainless Steel (SS) Piping at all elevations as per the requirement of scope of work, Standard Specification no. 6-82-0002, instructions of Owner / Engineer-in-Charge and other provisions of Contract | 2.00 | nos |  | 21250.00 | 42500.00 | 115000.00 | 230000.00 | 123395.00 | 246790.00 | 100000.00 | 200000.00 | 50000.00 | 100000.00 | 40000.00 | 80000.00 | 60000.00 | 120000.00 | 45000.00 | 90000.00 | 58112.51 | 116225.02 | 42500.00 | Advance Infrastrurctures Pvt Ltd
1573.00 | VIDEO FILM & PHOTOGRAPHY OF CONSTRUCTION ACTIVITIES
1574.00 | Preparation of high resolution video films using drones or equivalent equipment as required (for minim 1 hr.) with audio commentary and Industrial photography covering all aspects/activities of pipeline construction annotated as required, conversion of same to video DVD/ Blue Ray/ USB Drive format, submitting three (3) sets of the same as per details in scope of work document. | 1.00 | Lumpsum |  | 500000.00 | 500000.00 | 1081000.00 | 1081000.00 | 851072.00 | 851072.00 | 657839.00 | 657839.00 | 500000.00 | 500000.00 | 1100000.00 | 1100000.00 | 960000.00 | 960000.00 | 550000.00 | 550000.00 | 581125.06 | 581125.06 | 500000.00 | Advance Infrastrurctures Pvt Ltd, PRATHAM EPC PROJECTS LTD
1575.00 | HDD AT ANY OTHER LOCATION (AS PER DIRECTIONS OF ENGINEER-IN-CHARGE)
1576.00 | Complete work for all type of crossings at multiple location other than listed HDDs (between the limits as established at Site) in all types of soil/ strata (including Normal Strata/ Hard Strata/ Hard Rock, as defined subsequently) including all additional drilled lengths necessitated by Contractor's design and based on site conditions, carrying out geo-technical investigation, carrying out topographical and hydrological survey and collection of data to establish the bed of the crossing (as applicable); calculation of scour depth of water body crossings (as applicable), including construction design calculation and engineering of the crossing for all types of crossings, "Receiving and taking-over", handling, loading, transportation and unloading of externally corrosion coated/ bare line pipes (as applicable) from designated place(s) of issue/ dump site(s) to Contractor's own stock-yard(s)/ work site; mobilization and de- mobilization at site(s), supply of all materials as per "Scope of Supply" all consumables, equipment, manpower, other resources, temporary acquisition of additional land as required for string preparations/ all other works, and execution of, but not limited to, the following works in accordance with specifications, drawings; preparation of all necessary construction drawings for Owner's approval, Preparation of detailed construction method statement, calculations and installation procedures, Strings preparation including welding, NDT of welds and re-beveled areas, radiography, weld repair and re-test, pre-hydro testing of completed string, corrosion coating of field joints with HDD sleeves, inspection of corrosion coating and repair of defects, installation of pipeline string by Horizontal directional drilling, Supply & Installation of 168.3mm size, 6.4 mm thk., API 5L Gr. B/ IS 3589 Fe 410 CS conduit for OFC (including 500µm of epoxy coating on CS Conduit as required) below the lowest level of the crossing including cover by separate horizontal directional drilling to the correct profile as per approved drawings and specification, Post-installation hydrotest including leaks and repair of defects and retesting, etc. for defects attributed to Contractor's faulty work, safe disposal of corrosion Inhibited water and bentonite, Supply, fabrication and construction of protective fencing as required; supply, fabrication and erection of pipeline markers; Restoration and clean-up etc., Preparation of as-built drawings and other records etc. All other works not specifically listed herein, but required as per drawings, scope of work, specifications, standards and provision of contract document, calculations, and instruction of Engineer-in- Charge, leading to successful completion of works. Notes: 1. Length of HDD shall be measured as actual curvilinear length between tie-ins at entry and exit. Length of HDD shall be kept as minimum. 2. Individual length of HDD can go up to a maximum length of 500m. 3. Rate against this item shall not exceed rates quoted against SOR item no. 01PP.9 & its sub-items
1577.00 | Scope of Work Installation of Pipeline (Line Pipe Free issue from Owner) Pipe Material Grade API 5L Gr. X-70 PSL 2 Pipe OD (mm) 355.6 Type of Soil/ Strata Normal Strata (Soft Soil/ Sand/ Clay/ Silty Sand/ Silty Clay etc.) Wall Thickness (Pipe) 8.7 mm | 300.00 | m |  | 14000.00 | 4200000.00 | 8000.00 | 2400000.00 | 15000.00 | 4500000.00 | 18000.00 | 5400000.00 | 15000.00 | 4500000.00 | 13200.00 | 3960000.00 | 20160.00 | 6048000.00 | 38000.00 | 11400000.00 | 17134.70 | 5140410.00 | 2400000.00 | JSIW INFRASTRUCTURE PRIVATE LIMITED
1578.00 | Scope of Work Installation of Pipeline (Line Pipe Free issue from Owner) Pipe Material Grade API 5L Gr. X-70 PSL 2 Pipe OD (mm) 355.6 Type of Soil/ Strata Hard Strata (Soft Rock/ Murrum / Weathered Rock etc.) Wall Thickness (Pipe) 8.7 mm | 700.00 | m |  | 18000.00 | 12600000.00 | 15000.00 | 10500000.00 | 25000.00 | 17500000.00 | 27000.00 | 18900000.00 | 15000.00 | 10500000.00 | 27500.00 | 19250000.00 | 30240.00 | 21168000.00 | 38000.00 | 26600000.00 | 37482.15 | 26237505.00 | 10500000.00 | PRATHAM EPC PROJECTS LTD, JSIW INFRASTRUCTURE PRIVATE LIMITED
1579.00 | Total amount excluding GST for Section-4
1580.00 | GST (CGST&SGST/UTGST or IGST) in percentage (%) on Net Total Amount | 1.00 | percentage |  | 18.00 | 193816583.76 | 18.00 | 167586569.74 | 18.00 | 186666505.55 | 18.00 | 185334105.35 | 18.00 | 221478079.86 | 18.00 | 168525567.17 | 18.00 | 252581602.17 | 18.00 | 223535780.62 | 18.00 | 210817097.98 | 167586569.74 | JSIW INFRASTRUCTURE PRIVATE LIMITED
| Total in Figures |  |  |  |  | 1270575382.40 |  | 1098623068.29 |  | 1223702647.51 |  | 1214968023.95 |  | 1451911856.86 |  | 1104778718.14 |  | 1655812725.32 |  | 1465401228.50 |  | 1382023197.89
Lowest Amount Quoted BY: JSIW INFRASTRUCTURE PRIVATE LIMITED(1098623068.29)

## BOQ Summary
BOQ Summary Details Tender Title: PIPELINE LAYING AND ASSOCIATED WORKS FOR C2/C3 PIPELINE PROJECT FROM VIJAIPUR TO PATA Tender ID: 2025_GAIL_229266_1
Sheet Name | Sl.No | Bidder Name | Amount | Bid Rank
BoQ1 | 1 | Ace Pipeline Contracts Pvt Ltd (BID ID -841328) | 0.00 | L1
| 2 | JSIW INFRASTRUCTURE PRIVATE LIMITED (BID ID -843936) | 801972021.21 | L2
| 3 | M/s. Megha Engineering and Infrastructures Ltd (BID ID -838182) | 987433380.47 | L3
| 4 | KEC Spur Infrastructure Pvt. Ltd. (BID ID -844412) | 1012015148.55 | L4
| 5 | TOLANI PROJECTS PVT LTD (BID ID -844391) | 1047797166.02 | L5
| 6 | Om Yash Projects Limited (BID ID -839550) | 1052150979.03 | L6
| 7 | AMPSEPC PVT LTD (BID ID -843529) | 1099567447.34 | L7
| 8 | Advance Infrastrurctures Pvt Ltd (BID ID -838351) | 1129963825.58 | L8
| 9 | PRATHAM EPC PROJECTS LTD (BID ID -839201) |  | No Rank
BoQ2 | 1 | M/s. Megha Engineering and Infrastructures Ltd (BID ID -838182) | 810180648.99 | L1
| 2 | JSIW INFRASTRUCTURE PRIVATE LIMITED (BID ID -843936) | 854214963.48 | L2
| 3 | TOLANI PROJECTS PVT LTD (BID ID -844391) | 1058603598.33 | L3
| 4 | Om Yash Projects Limited (BID ID -839550) | 1063060580.34 | L4
| 5 | KEC Spur Infrastructure Pvt. Ltd. (BID ID -844412) | 1070896176.10 | L5
| 6 | AMPSEPC PVT LTD (BID ID -843529) | 1114892319.41 | L6
| 7 | Advance Infrastrurctures Pvt Ltd (BID ID -838351) | 1259135880.30 | L7
| 8 | PRATHAM EPC PROJECTS LTD (BID ID -839201) | 1280569682.51 | L8
| 9 | Ace Pipeline Contracts Pvt Ltd (BID ID -841328) | 1381032693.32 | L9
BoQ3 | 1 | JSIW INFRASTRUCTURE PRIVATE LIMITED (BID ID -843936) | 866601538.91 | L1
| 2 | TOLANI PROJECTS PVT LTD (BID ID -844391) | 871383442.39 | L2
| 3 | Om Yash Projects Limited (BID ID -839550) | 879795998.60 | L3
| 4 | M/s. Megha Engineering and Infrastructures Ltd (BID ID -838182) | 888277281.45 | L4
| 5 | Advance Infrastrurctures Pvt Ltd (BID ID -838351) | 952546727.53 | L5
| 6 | AMPSEPC PVT LTD (BID ID -843529) | 999230681.76 | L6
| 7 | KEC Spur Infrastructure Pvt. Ltd. (BID ID -844412) | 1040217869.74 | L7
| 8 | Ace Pipeline Contracts Pvt Ltd (BID ID -841328) | 1279076258.73 | L8
| 9 | PRATHAM EPC PROJECTS LTD (BID ID -839201) |  | No Rank
BoQ4 | 1 | JSIW INFRASTRUCTURE PRIVATE LIMITED (BID ID -843936) | 1098623068.29 | L1
| 2 | M/s. Megha Engineering and Infrastructures Ltd (BID ID -838182) | 1104778718.14 | L2
| 3 | TOLANI PROJECTS PVT LTD (BID ID -844391) | 1214968023.95 | L3
| 4 | Om Yash Projects Limited (BID ID -839550) | 1223702647.51 | L4
| 5 | Advance Infrastrurctures Pvt Ltd (BID ID -838351) | 1270575382.40 | L5
| 6 | KEC Spur Infrastructure Pvt. Ltd. (BID ID -844412) | 1382023197.89 | L6
| 7 | PRATHAM EPC PROJECTS LTD (BID ID -839201) | 1451911856.86 | L7
| 8 | AMPSEPC PVT LTD (BID ID -843529) | 1465401228.50 | L8
| 9 | Ace Pipeline Contracts Pvt Ltd (BID ID -841328) | 1655812725.32 | L9

## Preferential Bidder BOQ Summary
Preferential Bidder Non-Itemwise BOQ Summary Details Tender Title: PIPELINE LAYING AND ASSOCIATED WORKS FOR C2/C3 PIPELINE PROJECT FROM VIJAIPUR TO PATA Tender ID: 2025_GAIL_229266_1
Sheet Name | Sl.No | Bidder Name | Amount | Difference Amount from L1 | Difference Percentage from L1 | Tolerance Percentage | Preference Category
BoQ1 | 1 | Ace Pipeline Contracts Pvt Ltd (BID ID -841328) | 0.00
| 2 | JSIW INFRASTRUCTURE PRIVATE LIMITED (BID ID -843936) | 801972021.21
| 3 | M/s. Megha Engineering and Infrastructures Ltd (BID ID -838182) | 987433380.47
| 4 | KEC Spur Infrastructure Pvt. Ltd. (BID ID -844412) | 1012015148.55 | 1012015148.55 | 9223372036854775807.00% | 20.00% | Make in India
| 5 | TOLANI PROJECTS PVT LTD (BID ID -844391) | 1047797166.02
| 6 | Om Yash Projects Limited (BID ID -839550) | 1052150979.03 | 1052150979.03 | 9223372036854775807.00% | 20.00% | Make in India
| 7 | AMPSEPC PVT LTD (BID ID -843529) | 1099567447.34
| 8 | Advance Infrastrurctures Pvt Ltd (BID ID -838351) | 1129963825.58
| 9 | PRATHAM EPC PROJECTS LTD (BID ID -839201)
BoQ2 | 1 | M/s. Megha Engineering and Infrastructures Ltd (BID ID -838182) | 810180648.99
| 2 | JSIW INFRASTRUCTURE PRIVATE LIMITED (BID ID -843936) | 854214963.48
| 3 | TOLANI PROJECTS PVT LTD (BID ID -844391) | 1058603598.33
| 4 | Om Yash Projects Limited (BID ID -839550) | 1063060580.34 | 252879931.35 | 31.21% | 20.00% | Make in India
| 5 | KEC Spur Infrastructure Pvt. Ltd. (BID ID -844412) | 1070896176.10 | 260715527.11 | 32.18% | 20.00% | Make in India
| 6 | AMPSEPC PVT LTD (BID ID -843529) | 1114892319.41
| 7 | Advance Infrastrurctures Pvt Ltd (BID ID -838351) | 1259135880.30
| 8 | PRATHAM EPC PROJECTS LTD (BID ID -839201) | 1280569682.51
| 9 | Ace Pipeline Contracts Pvt Ltd (BID ID -841328) | 1381032693.32
BoQ3 | 1 | JSIW INFRASTRUCTURE PRIVATE LIMITED (BID ID -843936) | 866601538.91
| 2 | TOLANI PROJECTS PVT LTD (BID ID -844391) | 871383442.39
| 3 | Om Yash Projects Limited (BID ID -839550) | 879795998.60 | 13194459.69 | 1.52% | 20.00% | Make in India
| 4 | M/s. Megha Engineering and Infrastructures Ltd (BID ID -838182) | 888277281.45
| 5 | Advance Infrastrurctures Pvt Ltd (BID ID -838351) | 952546727.53
| 6 | AMPSEPC PVT LTD (BID ID -843529) | 999230681.76
| 7 | KEC Spur Infrastructure Pvt. Ltd. (BID ID -844412) | 1040217869.74 | 173616330.83 | 20.03% | 20.00% | Make in India
| 8 | Ace Pipeline Contracts Pvt Ltd (BID ID -841328) | 1279076258.73
| 9 | PRATHAM EPC PROJECTS LTD (BID ID -839201)
BoQ4 | 1 | JSIW INFRASTRUCTURE PRIVATE LIMITED (BID ID -843936) | 1098623068.29
| 2 | M/s. Megha Engineering and Infrastructures Ltd (BID ID -838182) | 1104778718.14
| 3 | TOLANI PROJECTS PVT LTD (BID ID -844391) | 1214968023.95
| 4 | Om Yash Projects Limited (BID ID -839550) | 1223702647.51 | 125079579.22 | 11.39% | 20.00% | Make in India
| 5 | Advance Infrastrurctures Pvt Ltd (BID ID -838351) | 1270575382.40
| 6 | KEC Spur Infrastructure Pvt. Ltd. (BID ID -844412) | 1382023197.89 | 283400129.60 | 25.80% | 20.00% | Make in India
| 7 | PRATHAM EPC PROJECTS LTD (BID ID -839201) | 1451911856.86
| 8 | AMPSEPC PVT LTD (BID ID -843529) | 1465401228.50
| 9 | Ace Pipeline Contracts Pvt Ltd (BID ID -841328) | 1655812725.32