## BoQ1
Government eProcurement System Created By: Vikesh Punj Created Date/Time: 10-Jun-2025 05:11 PM Tender Title: COMPOSITE WORKS FOR SMALL SCALE NG LIQUEFACTION PLANT AT SANGRUR DISTRICT IN THE STATE OF PUNJAB OF GAIL (INDIA) LIMITED Tender ID: 2025_GAIL_230538_1
Tender Inviting Authority: Owner: GAIL (India) LIMITED.; EPMC- MECON Ltd.
Name of Work: COMPOSITE WORKS FOR SMALL SCALE NG LIQUEFACTION PLANT AT SANGRUR FOR M/s. GAIL( INDIA) LIMITED
Tender No: Tender ID: 2025_GAIL_230538_1 Bid Document No.: 05/51/E0044/GAIL/001(i)-R
SCHEDULE OF WORK / ITEM(S)
Sl.No | Description of Work / Item(s) | No.of Qty | Units | Estimated Rate | VISHNU SARAN AND COMPANY (GSTN-09AACFV9187H1ZJ) BID ID -840725 |  | Kuldeep Kumar Contractor (GSTN-06AAPFK3009G1ZG) BID ID -840886 |  | SANMARG Projects Pvt. Ltd. (GSTN-NA) BID ID -843434
[5 empty] | Rate | Amount | Rate | Amount | Rate | Amount | L1 Amount | L1 Vendor
1.00 | SECTION:A- MECHANICAL WORKS
2.00 | PLANT PIPING (ABOVEGROUND AND UNDER GROUND)
3.00 | Transportation including loading, unloading & handling of all piping items from Owner's and/ or Contractor's storage point to work site/ workshop as applicable, complete work of fabrication, erection, painting, testing of pipes, flanges and fittings and making ready for further Commissioning / Start-up of carbon steel piping of all sizes and ratings including supply of all consumables, equipment, manpower and other resources and execution of, but not limited to, the following works in accordance with relevant specifications & scope of work, drawings, specification and instructions of Engineer-in-charge and as per all provisions of the CONTRACT DOCUMENT.
4.00 | Fabrication including cutting, edge preparation, inclusive of grinding the edges of pipes, fittings, flanges etc. to match with the matching edges of uneven/different thickness wherever required, welding, attachment of all pipe fittings like elbows, tees, reducers. Supply of nipples, couplings,caps, plugs, gasket, stud bolts, nuts, U Clamps etc. as required for completion of job.
5.00 | Fixing/ Installation of weldolets, sockolets, flanges, vent and drain point connection etc., including providing stub-in connections, fabricated fittings and reinforcement pads etc., as required.
6.00 | Erection including prior cleaning, lifting, placing on pipe sleepers and supports, overhead on racks, skids and at all elevations including installation and carrying out connected activities for all types of valves including supply and fixing of gaskets, studs/ bolts, nuts wherever required for all sizes, levelling, aligning, joining of flanges, blind flanges, connecting with equipment, nozzles, strainers, tie-in with existing piping/facilities, etc. tapping for inline instruments like pressure gauges, thermowells, sample connection, etc.
7.00 | Preparation of final bill of material based on piping GADs.
8.00 | Preparation of isometric and fabrication drawings.
9.00 | Carrying out Non-destructive testing as required .
10.00 | Surface preparation before application of primer by means of sand blasting including supply of approved quality of sand, manpower, machineries, tools & tackles to achieve required roughness as per specification and as per instruction of Engineer-in-charge.
11.00 | Painting of entire system (including aboveground all pipes fittings, flanges and accessories) as per specification MEC/S/05/21/07 suitable for corrosive area environment including supply of approved paints and primers, application of primer and paints, indentification lettering/ numbering, colour coding, etc. as specified including rub down & touch up of shop primer or scrapping of shop primer wherever required by COMPANY and providing scafolding for all heights etc.
12.00 | Underground portion of piping system shall be protected from external corrosion by providing wrapping / coating of the pipes and pipe fittings such as elbows, reducers, etc with 2 mm wrapping material in two layers as per IS : 10221 (total 4 mm thk.) a and application of the same shall be extended upto 500 mm above FGL/ plant area NGL, whichever is higher.
13.00 | Cleaning and flushing by water/ compressed air, testing of the systems including hydrostatic, pneumatic and any other type of testing as specified, draining, drying by compressed air/other methods approved by COMPANY.
14.00 | Precommissioning & making operational all piping system and equipments and provide all necessary assistance in term of supply of man-power, equipment, tools and tackles required amount of nitrogen for purging of entire terminal piping system including equipments etc. to the company during commissioning activities.
15.00 | Clean-up and restoration of site, preparation of as built drawings, documents and project records; transportation of surplus free issue material to Owner's designated place(s); completing all works in all respects as per the AFC drawing, specifications, standards and other provisions of Contract and instruction of Engineer-in-charge.
16.00 | Completion of all such work in all respects as per scope of work and as per drawings, specifications and instructions of the COMPANY and keeping the system ready in all respects for further commissioning and start up.
17.00 | Hook-up works including making provision for hooking up and carrying out shutdown activities at consumer location/other location if necessary.
18.00 | Complete Carbon Steel Piping Work with painting including all fittings, flanges and supply of all required gaskets, studs bolts & nuts etc. as described above
19.00 | B1A
20.00 | 4" NB, ASTM A106, Gr. B (Charpy), Seamless, BE , Sch.-S40 | 320.00 | Meter |  | 5600.00 | 1792000.00 | 2500.00 | 800000.00 | 5328.00 | 1704960.00 | 800000.00 | Kuldeep Kumar Contractor
21.00 | 3" NB, ASTM A106, Gr. B (Charpy), Seamless, BE , Sch.-STD | 24.00 | Meter |  | 3650.00 | 87600.00 | 2000.00 | 48000.00 | 4582.00 | 109968.00 | 48000.00 | Kuldeep Kumar Contractor
22.00 | 2" NB, ASTM A106, Gr. B (Charpy), Seamless, BE , Sch.-XS | 72.00 | Meter |  | 2650.00 | 190800.00 | 2000.00 | 144000.00 | 3065.00 | 220680.00 | 144000.00 | Kuldeep Kumar Contractor
23.00 | 3/4" NB, ASTM A106, Gr. B, Seamless, PE , Sch.-S160 | 6.00 | Meter |  | 1380.00 | 8280.00 | 1000.00 | 6000.00 | 1578.00 | 9468.00 | 6000.00 | Kuldeep Kumar Contractor
24.00 | A1A
25.00 | 8" NB, API 5L, Gr. B PSL-2 , Seamless, BE , Sch.-20 | 96.00 | Meter |  | 9600.00 | 921600.00 | 3000.00 | 288000.00 | 10513.00 | 1009248.00 | 288000.00 | Kuldeep Kumar Contractor
26.00 | 1" NB, ASTM A106, Gr. B, Seamless, PE , Sch.-XS | 96.00 | Meter |  | 1950.00 | 187200.00 | 2000.00 | 192000.00 | 1890.00 | 181440.00 | 181440.00 | SANMARG Projects Pvt. Ltd.
27.00 | 1/2" NB, ASTM A106, Gr. B, Seamless, PE , Sch.-160 | 6.00 | Meter |  | 1250.00 | 7500.00 | 2000.00 | 12000.00 | 1578.00 | 9468.00 | 7500.00 | VISHNU SARAN AND COMPANY
28.00 | A4A
29.00 | 2" NB, ASTM A333 Gr-6, Seamless, BE , Sch.-XS | 96.00 | Meter |  | 2700.00 | 259200.00 | 2000.00 | 192000.00 | 3065.00 | 294240.00 | 192000.00 | Kuldeep Kumar Contractor
30.00 | 1" NB, ASTM A333 Gr-6, Seamless, PE , Sch.-XS | 48.00 | Meter |  | 1950.00 | 93600.00 | 2000.00 | 96000.00 | 1890.00 | 90720.00 | 90720.00 | SANMARG Projects Pvt. Ltd.
31.00 | Note : 1) Pipe Specification and thickness may vary depending upon availability of pipe. No extra payment shall be made for this. 2) All butt welded fittings end shall generally match with connecting pipe wall thickness. However, in case of misalignment, Contractor shall have to do end preparation without any extra cost. 3) All coupling, nipples etc. as required shall be suplied by contractor but no separate payments shall be made as it is covered under erection rate. 4) NDT of Joints below 2" is to be included in above rate. However, payment of radiography of joints (2" and above) shall be paid seperately under SOR item for RADIOGRAPHY mentioned elsewhere in this SOR. 5) Underground portion of piping system shall be protected from external corrosion by providing wrapping / coating of the pipes and pipe fittings. The rate for coating by sleeve/ coal tape is included in above item rate. Contractor have to quote accordingly.
32.00 | SUPPLY OF ASSORTED PIPE
33.00 | Handling including lifting, transportation from Contractor Stores to CONTRACTOR's workshop for fabrication and/ or to work site for field fabrication and erection for all piping items supplied by Contractor.
34.00 | CARBON STEEL PIPES
35.00 | B1A
36.00 | 4" NB, ASTM A106, Gr. B (Charpy), Seamless, BE , Sch.-S40 | 320.00 | Meter |  | 4200.00 | 1344000.00 | 3000.00 | 960000.00 | 2689.00 | 860480.00 | 860480.00 | SANMARG Projects Pvt. Ltd.
37.00 | 3" NB, ASTM A106, Gr. B (Charpy), Seamless, BE , Sch.-STD | 24.00 | Meter |  | 2900.00 | 69600.00 | 2000.00 | 48000.00 | 1889.00 | 45336.00 | 45336.00 | SANMARG Projects Pvt. Ltd.
38.00 | 2" NB, ASTM A106, Gr. B (Charpy), Seamless, BE , Sch.-XS | 72.00 | Meter |  | 1900.00 | 136800.00 | 2000.00 | 144000.00 | 2172.00 | 156384.00 | 136800.00 | VISHNU SARAN AND COMPANY
39.00 | 3/4" NB, ASTM A106, Gr. B, Seamless, PE , Sch.-S160 | 6.00 | Meter |  | 1100.00 | 6600.00 | 1500.00 | 9000.00 | 879.00 | 5274.00 | 5274.00 | SANMARG Projects Pvt. Ltd.
40.00 | A1A
41.00 | 8" NB, API 5L, Gr. B PSL-2 , Seamless, BE , Sch.-20 | 96.00 | Meter |  | 12560.00 | 1205760.00 | 5000.00 | 480000.00 | 7765.00 | 745440.00 | 480000.00 | Kuldeep Kumar Contractor
42.00 | 1" NB, ASTM A106, Gr. B, Seamless, PE , Sch.-XS | 96.00 | Meter |  | 1450.00 | 139200.00 | 2000.00 | 192000.00 | 944.00 | 90624.00 | 90624.00 | SANMARG Projects Pvt. Ltd.
43.00 | 1/2" NB, ASTM A106, Gr. B, Seamless, PE , Sch.-160 | 6.00 | Meter |  | 900.00 | 5400.00 | 1000.00 | 6000.00 | 668.00 | 4008.00 | 4008.00 | SANMARG Projects Pvt. Ltd.
44.00 | A4A
45.00 | 2" NB, ASTM A333 Gr-6, Seamless, BE , Sch.-XS | 96.00 | Meter |  | 2400.00 | 230400.00 | 2000.00 | 192000.00 | 2187.00 | 209952.00 | 192000.00 | Kuldeep Kumar Contractor
46.00 | 1" NB, ASTM A333 Gr-6, Seamless, PE , Sch.-XS | 48.00 | Meter |  | 1500.00 | 72000.00 | 1500.00 | 72000.00 | 936.00 | 44928.00 | 44928.00 | SANMARG Projects Pvt. Ltd.
47.00 | SUPPLY OF FITTINGS
48.00 | Complete work of supply of flanges and fittings including all taxes, duties, transportation and inspection charges but not limited to, the following items in accordance with relevant specifications indicated in scope of work indicated in SCC, drawings, specification and instructions of Engineer-in-charge and as per all provisions of the CONTRACT DOCUMENT. Handling including lifting, transportation from Contractor Stores to CONTRACTOR's workshop for fabrication and/ or to work site for field fabrication and erection for all piping items supplied by Contractor.
49.00 | FLANGES
50.00 | Weld Neck (ASTM A 105 (Charpy) B-16.5, 125 AARH, RF), 4", 300# | 4.00 | Nos. |  | 4400.00 | 17600.00 | 3000.00 | 12000.00 | 12572.00 | 50288.00 | 12000.00 | Kuldeep Kumar Contractor
51.00 | (End Thickness to match pipe thickness)
52.00 | Weld Neck (ASTM A 105 (Charpy) B-16.5, 125 AARH, RF), 3", 300# | 2.00 | Nos. |  | 2800.00 | 5600.00 | 2000.00 | 4000.00 | 8870.00 | 17740.00 | 4000.00 | Kuldeep Kumar Contractor
53.00 | (End Thickness to match pipe thickness)
54.00 | Weld Neck (ASTM A 105 (Charpy) B-16.5, 125 AARH, RF), 2", 300# | 10.00 | Nos. |  | 1650.00 | 16500.00 | 1000.00 | 10000.00 | 4401.00 | 44010.00 | 10000.00 | Kuldeep Kumar Contractor
55.00 | (End Thickness to match pipe thickness)
56.00 | Weld Neck (ASTM A 105 (Charpy) B-16.5, 125 AARH, RF), 2", 150# | 6.00 | Nos. |  | 1300.00 | 7800.00 | 1000.00 | 6000.00 | 3502.00 | 21012.00 | 6000.00 | Kuldeep Kumar Contractor
57.00 | (End Thickness to match pipe thickness)
58.00 | Socket Welded (B-16.5, ASTM A105, 125 AARH,RF, SW, 1.5", 300# | 1.00 | Nos. |  | 1150.00 | 1150.00 | 1000.00 | 1000.00 | 3959.00 | 3959.00 | 1000.00 | Kuldeep Kumar Contractor
59.00 | Weld Neck (ASTM A 105 (Charpy) B-16.5, 125 AARH, RF), 8", 150# | 3.00 | Nos. |  | 7000.00 | 21000.00 | 5000.00 | 15000.00 | 31105.00 | 93315.00 | 15000.00 | Kuldeep Kumar Contractor
60.00 | (End Thickness to match pipe thickness)
61.00 | Weld Neck (ASTM A 350 Gr- LF-2 Cl-I B-16.5, 125 AARH, RF), 2", 150# | 12.00 | Nos. |  | 980.00 | 11760.00 | 2000.00 | 24000.00 | 2833.00 | 33996.00 | 11760.00 | VISHNU SARAN AND COMPANY
62.00 | (End Thickness to match pipe thickness)
63.00 | Weld Neck (ASTM A 105 B-16.5, 125 AARH, RF), 1", 150# | 4.00 | Nos. |  | 500.00 | 2000.00 | 1000.00 | 4000.00 | 1527.00 | 6108.00 | 2000.00 | VISHNU SARAN AND COMPANY
64.00 | (End Thickness to match pipe thickness)
65.00 | Socket Welded (B-16.5, ASTM A105, 125 AARH, SW, 3/4", 300# | 4.00 | Nos. |  | 600.00 | 2400.00 | 1000.00 | 4000.00 | 2106.00 | 8424.00 | 2400.00 | VISHNU SARAN AND COMPANY
66.00 | (End Thickness to match pipe thickness)
67.00 | Socket Welded (B-16.5, ASTM A105, 125 AARH, SW, 1/2", 300# | 6.00 | Nos. |  | 500.00 | 3000.00 | 800.00 | 4800.00 | 1859.00 | 11154.00 | 3000.00 | VISHNU SARAN AND COMPANY
68.00 | (End Thickness to match pipe thickness)
69.00 | BLIND FLANGE
70.00 | Blind Flange (ASTM A 105 (Charpy) B-16.5, 125 AARH, RF), 4", 300# | 1.00 | Nos. |  | 3750.00 | 3750.00 | 3000.00 | 3000.00 | 7308.00 | 7308.00 | 3000.00 | Kuldeep Kumar Contractor
71.00 | Blind Flange (ASTM A 105 (Charpy) B-16.5, 125 AARH, RF), 3", 300# | 1.00 | Nos. |  | 2400.00 | 2400.00 | 2200.00 | 2200.00 | 6594.00 | 6594.00 | 2200.00 | Kuldeep Kumar Contractor
72.00 | Blind Flange (ASTM A 105 (Charpy) B-16.5, 125 AARH, RF), 8", 150# | 1.00 | Nos. |  | 6000.00 | 6000.00 | 4500.00 | 4500.00 | 18714.00 | 18714.00 | 4500.00 | Kuldeep Kumar Contractor
73.00 | Blind Flange (ASTM A 105 (Charpy) B-16.5, 125 AARH, RF), 2", 150# | 1.00 | Nos. |  | 900.00 | 900.00 | 1500.00 | 1500.00 | 3288.00 | 3288.00 | 900.00 | VISHNU SARAN AND COMPANY
74.00 | Blind Flange (ASTM A 350 Gr- LF-2, CL-I , B-16.5, 125 AARH, RF), 2", 150# | 2.00 | Nos. |  | 1000.00 | 2000.00 | 2000.00 | 4000.00 | 3571.00 | 7142.00 | 2000.00 | VISHNU SARAN AND COMPANY
75.00 | Socket Welded (B-16.5, ASTM A105, 125 AARH, RF,SW, 1", 150# | 2.00 | Nos. |  | 625.00 | 1250.00 | 1000.00 | 2000.00 | 2407.00 | 4814.00 | 1250.00 | VISHNU SARAN AND COMPANY
76.00 | SPECTACLE BLIND
77.00 | Weld Neck (ASTM A 105 (Charpy) B-16.48, 125 AARH, RF), 8", 150# | 1.00 | Nos. |  | 6500.00 | 6500.00 | 9600.00 | 9600.00 | 22314.00 | 22314.00 | 6500.00 | VISHNU SARAN AND COMPANY
78.00 | Weld Neck (ASTM A 105 (Charpy) B-16.48, 125 AARH, RF), 4", 300# | 1.00 | Nos. |  | 5000.00 | 5000.00 | 3200.00 | 3200.00 | 8637.00 | 8637.00 | 3200.00 | Kuldeep Kumar Contractor
79.00 | Weld Neck (ASTM A 105 (Charpy) B-16.48, 125 AARH, RF), 2", 300# | 2.00 | Nos. |  | 1650.00 | 3300.00 | 2000.00 | 4000.00 | 5480.00 | 10960.00 | 3300.00 | VISHNU SARAN AND COMPANY
80.00 | Weld Neck (ASTM A 105 (Charpy) B-16.48, 125 AARH, RF), 2", 150# | 1.00 | Nos. |  | 1450.00 | 1450.00 | 1800.00 | 1800.00 | 4385.00 | 4385.00 | 1450.00 | VISHNU SARAN AND COMPANY
81.00 | Weld Neck (ASTM A 105 ) B-16.48, 125 AARH, RF), 1", 150# | 1.00 | Nos. |  | 1250.00 | 1250.00 | 1500.00 | 1500.00 | 2807.00 | 2807.00 | 1250.00 | VISHNU SARAN AND COMPANY
82.00 | ELBOW
83.00 | 90° Elbow (A234, Gr. WPB (Charpy) , B-16.9, 1.5D), BW, 8", Sch.-20 | 4.00 | Nos. |  | 5600.00 | 22400.00 | 3500.00 | 14000.00 | 22456.00 | 89824.00 | 14000.00 | Kuldeep Kumar Contractor
84.00 | 90° Elbow (A234, Gr. WPB (Charpy) , B-16.9, 1.5D), BW, 4", Sch.-40 | 12.00 | Nos. |  | 1620.00 | 19440.00 | 1500.00 | 18000.00 | 8866.00 | 106392.00 | 18000.00 | Kuldeep Kumar Contractor
85.00 | 90° Elbow (A234, Gr. WPB (Charpy) , B-16.9, 1.5D), BW, 3", Sch.-STD | 2.00 | Nos. |  | 750.00 | 1500.00 | 1250.00 | 2500.00 | 6714.00 | 13428.00 | 1500.00 | VISHNU SARAN AND COMPANY
86.00 | 90° Elbow (ASTM A234, Gr. WPB (Charpy), B-16.9, 1.5D), BW, 2", Sch.-XS | 12.00 | Nos. |  | 540.00 | 6480.00 | 500.00 | 6000.00 | 5149.00 | 61788.00 | 6000.00 | Kuldeep Kumar Contractor
87.00 | 90° Elbow (ASTM A 420, Gr. WPL-6 , B-16.9, 1.5D), BW, 2", Sch.-XS | 10.00 | Nos. |  | 630.00 | 6300.00 | 800.00 | 8000.00 | 5314.00 | 53140.00 | 6300.00 | VISHNU SARAN AND COMPANY
88.00 | 90° Elbow (ASTM A105 , B-16.11), 1", Sch.-XS | 6.00 | Nos. |  | 520.00 | 3120.00 | 250.00 | 1500.00 | 2407.00 | 14442.00 | 1500.00 | Kuldeep Kumar Contractor
89.00 | 90° Elbow (ASTM A105 , B-16.11), 1/2", Sch.-160 | 8.00 | Nos. |  | 520.00 | 4160.00 | 250.00 | 2000.00 | 1576.00 | 12608.00 | 2000.00 | Kuldeep Kumar Contractor
90.00 | TEE
91.00 | Equal Tee (A234, Gr. WPB (Charpy), B-16.9, 1.5D), BW,2", Sch.-XS | 6.00 | Nos. |  | 1200.00 | 7200.00 | 1500.00 | 9000.00 | 1978.00 | 11868.00 | 7200.00 | VISHNU SARAN AND COMPANY
92.00 | Unequal Tee (A234, Gr. WPB (Charpy), B-16.9, 1.5D), BW, 8" x 4", Sch. 20 x STD | 1.00 | Nos. |  | 8700.00 | 8700.00 | 5000.00 | 5000.00 | 6394.00 | 6394.00 | 5000.00 | Kuldeep Kumar Contractor
93.00 | Unequal Tee (A234, Gr. WPB (Charpy), B-16.9, 1.5D), BW, 4" x 2", Sch. 40 x XS | 4.00 | Nos. |  | 4800.00 | 19200.00 | 2800.00 | 11200.00 | 4318.00 | 17272.00 | 11200.00 | Kuldeep Kumar Contractor
94.00 | Unequal Tee (A234, Gr. WPB (Charpy), B-16.9, 1.5D), BW, 4" x 3", Sch. STD x XS | 2.00 | Nos. |  | 3450.00 | 6900.00 | 1500.00 | 3000.00 | 5564.00 | 11128.00 | 3000.00 | Kuldeep Kumar Contractor
95.00 | Unequal Tee (ASTM A105), B-16.11), SW, 2" x 1", Sch.-XS x XS | 3.00 | Nos. |  | 1550.00 | 4650.00 | 1800.00 | 5400.00 | 1576.00 | 4728.00 | 4650.00 | VISHNU SARAN AND COMPANY
96.00 | Unequal Tee (ASTM A105), B-16.11), SW, 2" x 1.5", Sch.-XS x XS | 1.00 | Nos. |  | 1050.00 | 1050.00 | 1800.00 | 1800.00 | 2179.00 | 2179.00 | 1050.00 | VISHNU SARAN AND COMPANY
97.00 | Unequal Tee (ASTM A105), B-16.11), SW, 2" x 3/4", Sch.-XS x Sch.160 | 2.00 | Nos. |  | 1200.00 | 2400.00 | 1800.00 | 3600.00 | 2214.00 | 4428.00 | 2400.00 | VISHNU SARAN AND COMPANY
98.00 | SOCKOLET
99.00 | (ASTM A105, SW) MSS - SP 97, 4" x 1.5", 3000# | 1.00 | Nos. |  | 1250.00 | 1250.00 | 1200.00 | 1200.00 | 1245.00 | 1245.00 | 1200.00 | Kuldeep Kumar Contractor
100.00 | (ASTM A105, SW) MSS - SP 97, 4" x 3/4", 6000# | 2.00 | Nos. |  | 500.00 | 1000.00 | 1200.00 | 2400.00 | 1245.00 | 2490.00 | 1000.00 | VISHNU SARAN AND COMPANY
101.00 | (ASTM A105, SW) MSS - SP 97, 8" x 3/4", 6000# | 2.00 | Nos. |  | 500.00 | 1000.00 | 1200.00 | 2400.00 | 829.00 | 1658.00 | 1000.00 | VISHNU SARAN AND COMPANY
102.00 | REDUCER
103.00 | 4" x 2" (A 234 Gr. WPB (Charpy), BW) ,S40 x STD | 1.00 | Nos. |  | 1450.00 | 1450.00 | 1500.00 | 1500.00 | 1743.00 | 1743.00 | 1450.00 | VISHNU SARAN AND COMPANY
104.00 | 4" x 2" (A 234 Gr. WPB (Charpy), BW) ,S40 x XS | 2.00 | Nos. |  | 1450.00 | 2900.00 | 1500.00 | 3000.00 | 1743.00 | 3486.00 | 2900.00 | VISHNU SARAN AND COMPANY
105.00 | 4" x 2" (A 234 Gr. WPB (Charpy), BW) ,S40 x STD | 1.00 | Nos. |  | 1450.00 | 1450.00 | 1500.00 | 1500.00 | 1743.00 | 1743.00 | 1450.00 | VISHNU SARAN AND COMPANY
106.00 | Note: a) All butt welded fittings end shall generally match with connecting pipe wall thickness however in case of misalignment Contractor shall have to do end preparation without any extra cost. b) All coupling, nipples etc. as required shall be supplied by contractor but no separate payments shall be made as it is covered under erection rate.
107.00 | SUPPLY OF VALVES
108.00 | Complete work of supply of valves including all taxes,duties,transportation and inspection charges but not limited to ,the following items in accordance with relevant Specifications & relevant Data Sheets indicated in scope of work indicated in SCC, drawings, specification and instructions of EIC and as perall provisions of the CONTRACT DOCUMENT.
109.00 | Ball Valves
110.00 | 4", 300#, FE, RB | 2.00 | Nos. |  | 82500.00 | 165000.00 | 70000.00 | 140000.00 | 275840.00 | 551680.00 | 140000.00 | Kuldeep Kumar Contractor
111.00 | 2", 300#, FE | 4.00 | Nos. |  | 36900.00 | 147600.00 | 50000.00 | 200000.00 | 92160.00 | 368640.00 | 147600.00 | VISHNU SARAN AND COMPANY
112.00 | 8", 150#, FE, RB | 1.00 | Nos. |  | 365500.00 | 365500.00 | 100000.00 | 100000.00 | 678400.00 | 678400.00 | 100000.00 | Kuldeep Kumar Contractor
113.00 | 4", 150#, FE, RB | 1.00 | Nos. |  | 59000.00 | 59000.00 | 70000.00 | 70000.00 | 240640.00 | 240640.00 | 59000.00 | VISHNU SARAN AND COMPANY
114.00 | 4", 150#, BW | 1.00 | Nos. |  | 62500.00 | 62500.00 | 70000.00 | 70000.00 | 236160.00 | 236160.00 | 62500.00 | VISHNU SARAN AND COMPANY
115.00 | 2", 150#, FE | 8.00 | Nos. |  | 18550.00 | 148400.00 | 50000.00 | 400000.00 | 78720.00 | 629760.00 | 148400.00 | VISHNU SARAN AND COMPANY
116.00 | 2", 150#, BW | 2.00 | Nos. |  | 21500.00 | 43000.00 | 50000.00 | 100000.00 | 74240.00 | 148480.00 | 43000.00 | VISHNU SARAN AND COMPANY
117.00 | Sockolet Welded Valve (Ball / Plug/PSV/NRV)
118.00 | Ball Valves
119.00 | 1", 800#, SW | 2.00 | Nos. |  | 9500.00 | 19000.00 | 20000.00 | 40000.00 | 28800.00 | 57600.00 | 19000.00 | VISHNU SARAN AND COMPANY
120.00 | 1", 800#, FE | 3.00 | Nos. |  | 8560.00 | 25680.00 | 20000.00 | 60000.00 | 30720.00 | 92160.00 | 25680.00 | VISHNU SARAN AND COMPANY
121.00 | 3/4", 800#, SW | 2.00 | Nos. |  | 7550.00 | 15100.00 | 20000.00 | 40000.00 | 23680.00 | 47360.00 | 15100.00 | VISHNU SARAN AND COMPANY
122.00 | Plug Valves
123.00 | 1", 800#, FE | 1.00 | Nos. |  | 6800.00 | 6800.00 | 20000.00 | 20000.00 | 32640.00 | 32640.00 | 6800.00 | VISHNU SARAN AND COMPANY
124.00 | Non Return Valve
125.00 | 2", 150#,FE | 5.00 | Nos. |  | 25900.00 | 129500.00 | 40000.00 | 200000.00 | 61824.00 | 309120.00 | 129500.00 | VISHNU SARAN AND COMPANY
126.00 | Pressure Safety Valve
127.00 | 150#,FE ( inlet size 2'' & below) | 1.00 | Nos. |  | 38500.00 | 38500.00 | 40000.00 | 40000.00 | 281600.00 | 281600.00 | 38500.00 | VISHNU SARAN AND COMPANY
128.00 | Note : Type of valve & its quantity mentioned above has been worked-out based on priliminary drawing for subject tender. It may increase/ decrease/ delete or change based on site requirement.
129.00 | ERECTION OF VALVES ( As per P & ID/PFD ), ABOVEGROUND & UNDERGROUND
130.00 | Handling including lifting and transportation from COMPANY's warehouse to CONTRACTOR'S Stores and/or work site and installation of all types of valves including assembly of valve accessories, (if any) by bolting, threading or welding, supply and insertion of gaskets, nuts & bolts, nipples, etc. at all elevations of pipe sleepers, supports or overhead on racks, equipments nozzle, skid & painting etc. supply of all consumables, manpower, equipment, etc. for completion of all works as per scope of work and as per drawings, specifications and instructions of Engineer-in-charge including servicing/ cleaning of valve wherever requried.
131.00 | Flanged/ Welded Valves (Full Bore/ Reduced Bore)
132.00 | 8", 300# / 150# FE , RB | 1.00 | Nos. |  | 12500.00 | 12500.00 | 5000.00 | 5000.00 | 48640.00 | 48640.00 | 5000.00 | Kuldeep Kumar Contractor
133.00 | 4", 150# / 300# FE , RB | 1.00 | Nos. |  | 8500.00 | 8500.00 | 5000.00 | 5000.00 | 7040.00 | 7040.00 | 5000.00 | Kuldeep Kumar Contractor
134.00 | 4", 150# / 300# BW , RB | 1.00 | Nos. |  | 8500.00 | 8500.00 | 5000.00 | 5000.00 | 7040.00 | 7040.00 | 5000.00 | Kuldeep Kumar Contractor
135.00 | 2", 150# / 300# FE , FB | 7.00 | Nos. |  | 3850.00 | 26950.00 | 5000.00 | 35000.00 | 3968.00 | 27776.00 | 26950.00 | VISHNU SARAN AND COMPANY
136.00 | 2", 150# / 300# BW , FB | 4.00 | Nos. |  | 3850.00 | 15400.00 | 5000.00 | 20000.00 | 3968.00 | 15872.00 | 15400.00 | VISHNU SARAN AND COMPANY
137.00 | Sockolet Welded Valve (Ball / Plug/PSV/NRV)
138.00 | 1", 800#, SW,FB | 4.00 | Nos. |  | 1250.00 | 5000.00 | 5000.00 | 20000.00 | 2816.00 | 11264.00 | 5000.00 | VISHNU SARAN AND COMPANY
139.00 | 1", 800#, FE | 1.00 | Nos. |  | 2200.00 | 2200.00 | 5000.00 | 5000.00 | 2816.00 | 2816.00 | 2200.00 | VISHNU SARAN AND COMPANY
140.00 | ¾", 800#, SW,FB | 1.00 | Nos. |  | 1000.00 | 1000.00 | 5000.00 | 5000.00 | 2304.00 | 2304.00 | 1000.00 | VISHNU SARAN AND COMPANY
141.00 | ¾", 800#, SW,FB | 1.00 | Nos. |  | 1000.00 | 1000.00 | 5000.00 | 5000.00 | 2304.00 | 2304.00 | 1000.00 | VISHNU SARAN AND COMPANY
142.00 | RADIOGRAPHY
143.00 | Performance of radiographic inspection by gamma radiation as per scope of work and as per specifications in piping of all types and thickness including providing/hiring of all necessary equipments, supply of all consumables, and whatever else even though not expressely mentioned but required to perform the work as per specifications and instructions of Engineer-in-Charge (full circle re-radiography of the repaired joint and additional radiography necessitated due to poor performance of contractor's welder shall be carried out by the Contractor at his own cost and shall not be paid extra by Company). Radiographs shall be submitted to the Engineer-in-Charge for acceptance, whose decision shall be final and binding.
144.00 | 8'' | 20.00 | Nos. of Joint |  | 5000.00 | 100000.00 | 2000.00 | 40000.00 | 5632.00 | 112640.00 | 40000.00 | Kuldeep Kumar Contractor
145.00 | 4'' | 60.00 | Nos. of Joint |  | 4800.00 | 288000.00 | 1500.00 | 90000.00 | 2816.00 | 168960.00 | 90000.00 | Kuldeep Kumar Contractor
146.00 | 2'' | 60.00 | Nos. of Joint |  | 4100.00 | 246000.00 | 1000.00 | 60000.00 | 1408.00 | 84480.00 | 60000.00 | Kuldeep Kumar Contractor
147.00 | Note : NDT for below 2'' is inbuilt in fabrication rate in above item code no.: A001000
148.00 | ERECTION OF ZPTS, CRYO, SKID & OTHER EQUIPMENTS
149.00 | Unloading, Handling, including lifting from Company's stores to Contractor's work-shop for fabrication or/ and to worksite for field fabrication, assembly of parts/ sub-assemblies erection for all type of ZPTS/ Cryo box/ Skid/ DRS & Other equipments supplied by company above ground/ underground at all elevation/ depth, fixing of foundation bolts welding wherever required, alinging, grouting, hooking-up, cleaning and flushing by water draining, drying by compressed air providing all mountings, ancilliary, enabling works as required and completing in all respect as per drawings, specification and instruction of Engineer-in-charge. Contractor's scope shall include supply of all material and accessories including but not limited to any fixtures, clamps, gasket, nut bolts, finish coat of painting including rub down & touch up of shop primer/ paint scrapping of shop primer/ paint and further their painting after application of primer as per specification, wherever required by Company.
150.00 | Details of equipment are as under
151.00 | Erection/ Installation of ZPTS along with accessories and other associated eqipments (ZPTS Size 11.0 m X 2.7 m X 2.5 m) & wt Approx. 20.5 Ton each, ) | 42.00 | MT |  | 58000.00 | 2436000.00 | 10000.00 | 420000.00 | 84375.00 | 3543750.00 | 420000.00 | Kuldeep Kumar Contractor
152.00 | Erection/ Installation of CRYO Box along with accessories and other eqipments (CRYO Size 13.7 m X 2.5 m X 2.5 m & wt Approx. 31.5 Ton ) | 32.00 | MT |  | 56000.00 | 1792000.00 | 10000.00 | 320000.00 | 99375.00 | 3180000.00 | 320000.00 | Kuldeep Kumar Contractor
153.00 | Erection/ Installation of Metering skid , Air Compressor,Bio-Gas Compressor, Propane/Freon tank and other eqipments | 8.00 | MT |  | 42500.00 | 340000.00 | 10000.00 | 80000.00 | 73600.00 | 588800.00 | 80000.00 | Kuldeep Kumar Contractor
154.00 | Pneumatic Testing of ZPTS & CRYO by Nitrogen at the pressure of 7.0 Kg/cm2 | 1.00 | LS |  | 260000.00 | 260000.00 | 50000.00 | 50000.00 | 663040.00 | 663040.00 | 50000.00 | Kuldeep Kumar Contractor
155.00 | Commissioning Assistance for ZPTS , CRYO System & Metering skid | 1.00 | LS |  | 450000.00 | 450000.00 | 50000.00 | 50000.00 | 284160.00 | 284160.00 | 50000.00 | Kuldeep Kumar Contractor
156.00 | Unloading of ZPTS , Cryo Box and Associated Equipments
157.00 | Unloading of ZPTS and Cryo Box Equipments at Work Site | 1.00 | LS |  | 80000.00 | 80000.00 | 50000.00 | 50000.00 | 2604800.00 | 2604800.00 | 50000.00 | Kuldeep Kumar Contractor
158.00 | REPAIR OF DEFECT IN PIPES (NOT ATTRIBUTED TO CONTRACTOR)
159.00 | Repair of defects on Owner's existing pipeline/existing station piping system of all grades and wall thickness as specified & conifrmed by Engineer-in-charge.
160.00 | Cutting and rebevelling for dents in bevels exceeding 3 mm in depth for pipe sizes:
161.00 | Specified OD, mm
162.00 | 219.1 (For 8 inch Pipeline) | 1.00 | Nos. |  | 8800.00 | 8800.00 | 10000.00 | 10000.00 | 56250.00 | 56250.00 | 8800.00 | VISHNU SARAN AND COMPANY
163.00 | 114.3 (For 4 inch Pipeline) | 1.00 | Nos. |  | 4800.00 | 4800.00 | 10000.00 | 10000.00 | 40625.00 | 40625.00 | 4800.00 | VISHNU SARAN AND COMPANY
164.00 | 60.3 (For 2 inch Pipeline) | 1.00 | Nos. |  | 3500.00 | 3500.00 | 10000.00 | 10000.00 | 18750.00 | 18750.00 | 3500.00 | VISHNU SARAN AND COMPANY
165.00 | LEAK / BURST (ATTRIBUTABLE TO OWNER)
166.00 | All works for locating leak / burst (occurred during hydro-static testing) including necessary repair/replacement defective pipe lengths including cutting and out and removing the defective pipes,welding,NDT of weld, repair and retesting of defective welds, coating/painting of replacement pipe/joint,cleanup,re-hydotesting of pipe segments including cost of all labour materials, consumables and inputs other than the owner supplied materialand performing all work as per drawings specification enclosed with the contract and direction of engineer incharge.
167.00 | For 8 inch Pipeline | 8.00 | inch dia |  | 2850.00 | 22800.00 | 1000.00 | 8000.00 | 10625.00 | 85000.00 | 8000.00 | Kuldeep Kumar Contractor
168.00 | For 4 inch Pipeline | 4.00 | inch dia |  | 2250.00 | 9000.00 | 1000.00 | 4000.00 | 13125.00 | 52500.00 | 4000.00 | Kuldeep Kumar Contractor
169.00 | For 2 inch Pipeline | 2.00 | inch dia |  | 1650.00 | 3300.00 | 1000.00 | 2000.00 | 13125.00 | 26250.00 | 2000.00 | Kuldeep Kumar Contractor
170.00 | Note: This rate shall be applicable for owner supplied material/existing pipeline system
171.00 | PRE-COMMISSIONING AND ASSISTANCE IN COMMISSIONING OF PIPING SYSTEM
172.00 | Purging with nitrogen of the complete pipeline network and the associated facilities being installed to the specified acceptance criteria, carrying out pre-commissioning works, providing assistance during the complete duration of commissioning operations for entire pipeline network system including supply of all equipment, man-power, consumables (including pigs & nitrogen required for purging ) materials for all temporary works and performing all associated works, complete as per the relevant specifications, other provisions of Contract document and instructions of Engineer-in-charge. | 1.00 | LS |  | 500000.00 | 500000.00 | 100000.00 | 100000.00 | 573750.00 | 573750.00 | 100000.00 | Kuldeep Kumar Contractor
173.00 | PURGING/ FILLING WITH NITROGEN FOR PIPELINE SYSTEM
174.00 | Purging/filling of Nitrogen for existing underground / Above Ground pipeline to the specified acceptance criteria, carrying out shutdown/hotwork, providing assistance during the complete duration of shutdown/hotwork operations for entire pipeline network system including supply of all equipment, man-power, consumables (including pigs & nitrogen required for purging/filling ) materials for all temporary works and performing all associated works, complete as per the relevant specifications, other provisions of Contract document and instructions of Engineer-in-charge.
175.00 | For 8" NB Pipeline | 500.00 | Meter |  | 10500.00 | 5250000.00 | 500.00 | 250000.00 | 578.00 | 289000.00 | 250000.00 | Kuldeep Kumar Contractor
176.00 | For 4" NB Pipeline | 60.00 | Meter |  | 8500.00 | 510000.00 | 500.00 | 30000.00 | 166.00 | 9960.00 | 9960.00 | SANMARG Projects Pvt. Ltd.
177.00 | Note: Length mentioned are tentative & may be executed as per requirement.
178.00 | PIPE SUPPORTS & OTHER STRUCTURES
179.00 | Supply, fabrication and erection of all types of pipe supports like clamps, saddle, guide stops, cradles, turn buckles, anchors, T-posts; stockade/ trestle and pipe bridge for overhead piping; frames for canopy, approach ladders and platforms, crossover, cable tray supports, etc. including painting suitable for highly corrosive area as per specification, labour and supervision & complete work as per drawings, specifications and instruction of Engineer-in-charge. (Bolts, nuts, washers, U-clamps etc. for supporting shall be supplied by the Contractor within the rates quoted. These items will not be measured and will not be paid seperately). The work is to be completed in all respect as per scope of work and specification. | .50 | MT |  | 150000.00 | 75000.00 | 115000.00 | 57500.00 | 166400.00 | 83200.00 | 57500.00 | Kuldeep Kumar Contractor
180.00 | RECEIVING & TAKING OVER , HANDLING, TRANSPORTATION OF MATERIAL
181.00 | The contractor shall receive & take over owner supplied bare / Coated pipe / Metering Skids / Ball Valves / Equipment / any other material from GAIL's store (other than designated Project store , inspection of material at despatch point as well as destination point, and its transportation (including transit insurance) to GAIL's store / contractor's own stock yard near work site(s) / return of project surplus / sparable material from Project site / Contractor's store to GAIL's store / warehouse including loading on trucks / trailers, transportation, unloading & stacking on wooden sleepers at contractor's own stock yard near work site(s) / GAIL store (as applicable), including arrangement of truck / trailors / cranes / other material / machinery / man-power / consumables. Above work shall be carried out as per standard drawing, specification, instruction of Owner and other provision of contract document.
182.00 | Transportation by Trailer | 5000.00 | MT- KM |  | 410.00 | 2050000.00 | 200.00 | 1000000.00 | 76.00 | 380000.00 | 380000.00 | SANMARG Projects Pvt. Ltd.
183.00 | Transportation by Truck | 5000.00 | MT- KM |  | 360.00 | 1800000.00 | 100.00 | 500000.00 | 64.00 | 320000.00 | 320000.00 | SANMARG Projects Pvt. Ltd.
184.00 | Note :
185.00 | (i) Unit of Measurement MT - Km is product of Weight (in MT) of Material to be transported & road distance (in Kilometers) between dispatch point & destination point. Accordingly , Unit rate will be in Rs / MT-Km
186.00 | ii) The quantities given in above item no. are tentative only and shall not be considered to be binding. The quantities may be increased, decreased or deleted as per the actual site requirement and instructions / recommendations of Owner. The unit rate shall be operated to work out the final payment to the contractor.
187.00 | iii) Above price shall be inclusive of all type of taxes & duties, transit insurance during transportation & other insurance etc. including all financial & commercial implication as per the tender document. No other payment except as per quoted unit rate & executed quantities will be payable by the Owner.
188.00 | iv) The quantities given in above item no. are tentative only and shall not be considered to be binding. The quantities may be increased, decreased or deleted as per the actual site requirement and instructions / recommendations of Owner. The unit rate shall be operated to work out the final payment to the contractor.
189.00 | SECTION:B- ELECTRICAL WORKS
190.00 | HT Cable termination work in Existing Compact Substation at 11kV voltage level, to receive power from Customer's 11kV panel/RMU/CSS, as per scope of work, datasheet, specification and directions of the Engineer-in-Charge. | 2.00 | Nos. |  | 250000.00 | 500000.00 | 10000.00 | 20000.00 | 43635.00 | 87270.00 | 20000.00 | Kuldeep Kumar Contractor
191.00 | HT Cable : Supply of 11kV (UE) grade XLPE insulated FRLS power cable (conforming to IS:7098 and specification) of 1Runx3CX300sqmm A2XFY size. | 800.00 | Mtr. |  | 2590.00 | 2072000.00 | 2500.00 | 2000000.00 | 7162.00 | 5729600.00 | 2000000.00 | Kuldeep Kumar Contractor
192.00 | HT Cable : Laying, termination, testing and commissioning of 11kV (UE) grade XLPE insulated FRLS power cable (conforming to IS:7098 and specification) of 1Run x 3C X 300sqmm A2XFY size , from Existing Compact Substation (CSS) to Transformer area near SSLNG Plant, in trenches/ excavated under ground trench /trays, pulling through pipes and its proper sealing, cutting of paved area, roads etc, as per scope of work, datasheets,specifications, IFC drawings and directions of the Engineer-in-Charge. | 800.00 | Mtr. |  | 910.00 | 728000.00 | 500.00 | 400000.00 | 1145.00 | 916000.00 | 400000.00 | Kuldeep Kumar Contractor
193.00 | HT Cable termination kit : Supply of HT Cable termination kit ,heat shrinkable type, ISI marked, Indoor/Outdoor connection type, complete with all accessories including lugs (as required), suitable for termination of HT Cable of 11kV (UE) grade, XLPE insulated FRLS power cable of size 1Run x 3C X 300sqmm A2XFY cable. | 8.00 | Nos. |  | 12500.00 | 100000.00 | 15000.00 | 120000.00 | 40435.00 | 323480.00 | 100000.00 | VISHNU SARAN AND COMPANY
194.00 | HT Cable termination kit :Installation, testing & commissioning of HT Cable termination kit, heat shrinkable type, ISI marked, Indoor/Outdoor connection type, complete with all accessories including lugs (as required), suitable for termination of HT Cable of 11kV (UE) grade, XLPE insulated FRLS power cable of size 1Run x 3C X 300sqmm A2XFY cable. | 8.00 | Nos. |  | 3500.00 | 28000.00 | 5000.00 | 40000.00 | 11321.00 | 90568.00 | 28000.00 | VISHNU SARAN AND COMPANY
195.00 | HT Cable straight though Jointing kit : Supply of HT Cable stright through joinint kit ,heat shrinkable type, ISI marked, Indoor/Outdoor connection type, complete with all accessories for joinitng of HT Cable of 11kV (UE) grade, XLPE insulated FRLS power cable of size 1Run x 3C X 300sqmm A2XFY cable. | 2.00 | Nos. |  | 16500.00 | 33000.00 | 10000.00 | 20000.00 | 60710.00 | 121420.00 | 20000.00 | Kuldeep Kumar Contractor
196.00 | HT Cable straight though Jointing kit : Installation, testing & commissioning of HT Cable stright through joinint kit ,heat shrinkable type, ISI marked, Indoor/Outdoor connection type, complete with all accessories for joinitng of HT Cable of 11kV (UE) grade, XLPE insulated FRLS power cable of size 1Run x 3C X 300sqmm A2XFY cable. | 2.00 | Nos. |  | 5500.00 | 11000.00 | 5000.00 | 10000.00 | 16998.00 | 33996.00 | 10000.00 | Kuldeep Kumar Contractor
197.00 | 11kV RMU Unit : Design, Detail Engineering, Manufacturing, Inspection/FAT (Factory acceptance test), Packing, Supply, Insurance, Transportation & Delivery at site of Outdoor duty Ring Main Unit (RMU) panel of 11kV,630A,21kA/3sec, with 2nos Load break isolator & 2 nos. VCBs, earth switch, using SF6 Gas as insulating and arc quenching medium, enclosure with IP54 degree of protection, Multi function meter, Cable Boxes, Protection & metering system, including Mandatory spares, Special tools, Pre-commissioning / commissioning spares etc, as perscope of work, datasheets,specifications, SLD no. MEC/E0043/05/E9/E/1081A and directions of the Engineer-in-Charge. | 1.00 | No. |  | 2165000.00 | 2165000.00 | 1500000.00 | 1500000.00 | 3063060.00 | 3063060.00 | 1500000.00 | Kuldeep Kumar Contractor
198.00 | 11kV RMU Unit : Installation, testing & commissioning of Outdoor duty Ring Main Unit (RMU) panel of 11kV,630A,21kA/3sec, with 2nos Load break isolator & 2 nos. VCBs, earth switch, using SF6 Gas as insulating and arc quenching medium, enclosure with IP54 degree of protection, Multi function meter, Cable Boxes, Protection & metering system, including Mandatory spares, Special tools, Pre-commissioning / commissioning spares etc, as perscope of work, datasheets,specifications, SLD no. MEC/E0043/05/E9/E/1081A and directions of the Engineer-in-Charge. Complete activity shall be performed in supervision of RMU OEM and as per and as per the instructions of PMC/Client. Any miscellaneous work as required for successful commissioning of the RMU is deemed to be included in scope. | 1.00 | No. |  | 175000.00 | 175000.00 | 25000.00 | 25000.00 | 452390.00 | 452390.00 | 25000.00 | Kuldeep Kumar Contractor
199.00 | Energy Meter : Supply of Energy Meter (Type Premier 300 E3T055 of M/s Secure make or equivalent) 3ph, 4wire system, class-0.5s or better for Energy consumption measurement, as per Scope of work & directions of the Engineer-in-Charge. | 2.00 | Nos. |  | 14900.00 | 29800.00 | 50000.00 | 100000.00 | 15724.00 | 31448.00 | 29800.00 | VISHNU SARAN AND COMPANY
200.00 | Energy Meter : Installation, testing & commissioning of Energy Meter (Type Premier 300 E3T055 of M/s Secure make or equivalent) 3ph, 4wire system, class-0.5s or better for Energy consumption measurement, as per Scope of work & directions of the Engineer-in-Charge. | 2.00 | Nos. |  | 3000.00 | 6000.00 | 5000.00 | 10000.00 | 2816.00 | 5632.00 | 5632.00 | SANMARG Projects Pvt. Ltd.
201.00 | Transformer : Storage, loading/unloading, assembly, erection, Installation, testing & commissioning of Distribution Transformer (Outdoor Type) of rating 2000KVA {3-Phase, 11/0.433kV, 50 Hz, Z-6.25%, Dyn11 Vector Group, ONAN, Copper Wound, Min. Energy Efficiency Level-2, with Off-Circuit Tap Changer (in steps as per IS), Marshalling box, Conservator, Breather, HV Cable termination box & Bushing, LV side termination box suitable for busduct connection, with all bottom support structure for HV & LV termination boxes, Protection and Indicator for Oil Level, Oil Temperature, Winding Temperature, Buchholz Relay, mounting wheels, Silica Gel, Level Indicator Gauge, Neutral CT, Terminal Box, Valves, Transformer Oil including all accessories} including interconnecting cabling work of control cables to/from upstream &/or LT Breaker Panel as required, doing interconnection of Transformer Neutral & Body Earthing with earth pits and earth strips as per IS 3043, as specified in attached Scope of Work, datasheet, specifications and QAP and directions of the Engineer-in-Charge. Complete activity shall be performed in supervision of transformer OEM and as per and as per the instructions of PMC/Client. Any miscellaneous work as required for successful commissioning of the transformer is deemed to be included in scope. Note : Transformer alongwith its accessories, will be a Free issue item to Contractor, from M/s Gail. | 2.00 | Nos. |  | 450000.00 | 900000.00 | 500000.00 | 1000000.00 | 1008000.00 | 2016000.00 | 900000.00 | VISHNU SARAN AND COMPANY
202.00 | 415V Busduct : Design, Detail Engineering, Manufacturing, Inspection/FAT (Factory acceptance test), Packing, Supply, Insurance, Transportation & Delivery at site of 415V, 4000A, TPN, 50Hz, 50kA for 1 sec, Al busbar, Non segregated, Sandwich type, metal enclosed Bus duct with its necessary accessories (bends, Seal-off bushing, Flexible copper braids, Flexible joints, Wall frame assembly etc.) including Mandatory spares, Special tools, Pre-commissioning / commissioning spares. The length and bend indicated herein are approximate only. Qty tolerance on running length is +/- 10%. | 40.00 | Mtr. |  | 95000.00 | 3800000.00 | 25000.00 | 1000000.00 | 54720.00 | 2188800.00 | 1000000.00 | Kuldeep Kumar Contractor
203.00 | 415V Busduct : Installation, testing & commissioning of 415V, 4000A, TPN, 50Hz, 50kA for 1 sec, Al busbar, Non segregated, Sandwich type, metal enclosed Bus duct with its necessary accessories (bends, Seal-off bushing, Flexible copper braids, Flexible joints, Wall frame assembly etc.). The length and bend indicated herein are approximate only. Qty tolerance on running length is +/- 10%. Complete activity shall be performed in supervision of Busduct OEM and as per and as per the instructions of PMC/Client. Any miscellaneous work as required for successful commissioning of the Busduct is deemed to be included in scope. | 40.00 | Mtr. |  | 9500.00 | 380000.00 | 2500.00 | 100000.00 | 19151.00 | 766040.00 | 100000.00 | Kuldeep Kumar Contractor
204.00 | PMCC Panel : Design, Detail Engineering, Manufacturing, Inspection/FAT (Factory acceptance test), Packing, Supply, Insurance, Transportation & Delivery at site of 415 V,4000Amp (50 KA/1sec) single front type indoor PMCC panel with 2 incomers & 1 bus-coupler scheme as per SLD,IEC 61439 compliant TTA Panel, to receive input power at SSLNG station consisting of bus bar chamber, cable alley, 2nos. 4000 Amp incomer ACB (with LSIG & Shunt trip) from 2000kVA transformer secondary, 1no. Bus-coupler with 4000A ACB and Outgoings as 2nos. 1250Amp ACB, 3 nos. 800 Amp ACB, 4nos. 400A TPN MCCB, 3nos. 250A TPN MCCB, 5 nos. 100 Amp TPN MCCB, 5nos. 63Amp TPN MCCB, 5 nos. 32 Amp TPN MCB & 6 Nos 20/16 Amp DP MCB outgoing & 2nos. Control Transformer (2.0kVA, 415V/240V) complete with wiring, relays, indication lamp, ammeter, voltmeter, MFM (Multi Function Meter) etc including all labour and materials with operating mechanism, all accessories, mandatory spares as per specification, auxiliaries etc complete in all respects as specified in scope of work,technical specification, data sheet & SLD no. MEC/E0043/05/E9/E/1081B. | 1.00 | No. |  | 6750000.00 | 6750000.00 | 6000000.00 | 6000000.00 | 8270929.00 | 8270929.00 | 6000000.00 | Kuldeep Kumar Contractor
205.00 | PMCC Panel : Installation, testing & commissioning of 415 V,4000Amp (50 KA/1sec) single front type indoor PMCC panel with 2 incomers & 1 bus-coupler scheme as per SLD,IEC 61439 compliant TTA Panel, to receive input power at SSLNG station consisting of bus bar chamber, cable alley, 2nos. 4000 Amp incomer ACB (with LSIG & Shunt trip) from 2000kVA transformer secondary, 1no. Bus-coupler with 4000A ACB and Outgoings as 2nos. 1250Amp ACB, 3 nos. 800 Amp ACB, 4nos. 400A TPN MCCB, 3nos. 250A TPN MCCB, 5 nos. 100 Amp TPN MCCB, 5nos. 63Amp TPN MCCB, 5 nos. 32 Amp TPN MCB & 6 Nos 20/16 Amp DP MCB outgoing & 2nos. Control Transformer (2.0kVA, 415V/240V) complete with wiring, relays, indication lamp, ammeter, voltmeter, MFM (Multi Function Meter) etc including all labour and materials with operating mechanism, all accessories, mandatory spares as per specification, auxiliaries etc complete in all respects as specified in scope of work,technical specification, data sheet & SLD no. MEC/E0043/05/E9/E/1081B. Complete activity shall be performed in supervision of PMCC Panel OEM and as per and as per the instructions of PMC/Client. Any miscellaneous work as required for successful commissioning of the PMCC Panel is deemed to be included in scope. | 1.00 | No. |  | 250000.00 | 250000.00 | 25000.00 | 25000.00 | 703028.00 | 703028.00 | 25000.00 | Kuldeep Kumar Contractor
206.00 | CRYOBOX Panel : Storage, loading/unloading, assembly, erection, Installation, testing & commissioning of Existing Cryobox panel, including alignment, assembling of various shipping sections, connection of inter-panel bus-bars, inter-panel wiring, and installation of relays / meters supplied separately (as required), Base Frame welding, panel fixing by bolts or weld, grouting of panel fixing bolts & other associated civil work (including chipping of concrete (as required) and making good), all labour and materials, all accessories, auxiliaries etc complete in all respects as specified in attached Scope of Work, datasheet, specifications and QAP and directions of the Engineer-in-Charge. Complete activity shall be performed in supervision and as per the instructions of PMC/Client. Any miscellaneous work as required for successful commissioning of the Cryobox Panel is deemed to be included in scope. Note : Cryobox panel alongwith its accessories, will be a Free issue item to Contractor, from M/s Gail. | 1.00 | No. |  | 100000.00 | 100000.00 | 50000.00 | 50000.00 | 352000.00 | 352000.00 | 50000.00 | Kuldeep Kumar Contractor
207.00 | Existing ZPTS Panel : Storage, loading/unloading, assembly, erection, Installation, testing & commissioning of Existing ZPTS panel, including alignment, assembling of various shipping sections, connection of inter-panel bus-bars, inter-panel wiring, and installation of relays / meters supplied separately (as required), Base Frame welding, panel fixing by bolts or weld, grouting of panel fixing bolts & other associated civil work (including chipping of concrete (as required) and making good), all labour and materials, all accessories, auxiliaries etc complete in all respects as specified in attached Scope of Work, datasheet, specifications and QAP and directions of the Engineer-in-Charge. Complete activity shall be performed in supervision and as per the instructions of PMC/Client. Any miscellaneous work as required for successful commissioning of the ZPTS Panel is deemed to be included in scope. Note : ZPTS panel alongwith its accessories, will be a Free issue item to Contractor, from M/s Gail. | 1.00 | No. |  | 100000.00 | 100000.00 | 20000.00 | 20000.00 | 352000.00 | 352000.00 | 20000.00 | Kuldeep Kumar Contractor
208.00 | New ZPTS Panel : Storage, loading/unloading, assembly, erection, Installation, testing & commissioning of New ZPTS panel, including alignment, assembling of various shipping sections, connection of inter-panel bus-bars, inter-panel wiring, and installation of relays / meters supplied separately (as required), Base Frame welding, panel fixing by bolts or weld, grouting of panel fixing bolts & other associated civil work (including chipping of concrete (as required) and making good), all labour and materials, all accessories, auxiliaries etc complete in all respects as specified in attached Scope of Work, datasheet, specifications and QAP and directions of the Engineer-in-Charge. Complete activity shall be performed in supervision and as per the instructions of PMC/Client. Any miscellaneous work as required for successful commissioning of the ZPTS Panel is deemed to be included in scope. Note : ZPTS panel alongwith its accessories, will be a Free issue item to Contractor, from M/s Gail. | 1.00 | No. |  | 100000.00 | 100000.00 | 20000.00 | 20000.00 | 352000.00 | 352000.00 | 20000.00 | Kuldeep Kumar Contractor
209.00 | APFC Panel : Design, Detail Engineering, Manufacturing, Inspection/FAT (Factory acceptance test), Packing, Supply, Insurance, Transportation & Delivery at site of APFC Panel (200kVAR, 415V, 50kA/1Sec) with detuned filters in steps as per SLD with automatic correction of Power factor. MCCBs shall be fixed type with single front type indoor with operating mechanism , all accessories, auxiliaries etc complete in all respect as specified in technical specification, datasheet & SLD no. MEC/E0043/05/E9/E/1081C. | 2.00 | Nos. |  | 597000.00 | 1194000.00 | 700000.00 | 1400000.00 | 1002840.00 | 2005680.00 | 1194000.00 | VISHNU SARAN AND COMPANY
210.00 | APFC Panel : Installation, testing & commissioning of APFC Panel (200kVAR, 415V, 50kA/1Sec) with detuned filters in steps as per SLD with automatic correction of Power factor. MCCBs shall be fixed type with single front type indoor with operating mechanism , all accessories, auxiliaries etc complete in all respect as specified in technical specification, datasheet & SLD no. MEC/E0043/05/E9/E/1081C. | 2.00 | Nos. |  | 15000.00 | 30000.00 | 10000.00 | 20000.00 | 140397.00 | 280794.00 | 20000.00 | Kuldeep Kumar Contractor
211.00 | UPS Panel : Design, Detail Engineering, Manufacturing, Inspection/FAT (Factory acceptance test), Packing, Supply, Insurance, Transportation & Delivery at site of UPS system of following rating : 5 KVA, 230 V Single phase, 50 Hz, single industrial type, UPS system suitable for input Power supply voltage of 320V-460V-TPN with healthy single-Phase Selection, Output 230V +/-1%, AC with Bypass supply, Battery Bank, ACDB (Incomer 32A DP MCB & Outgoing 12 Nos. 6A/10A DP MCB), DCDB (24V DC, 200W) and 8.0 hrs. Battery backup (VRLA, 12V) and battery capacity shall not be less than 65.0 KVAh (where KVAH = battery AH x 12 V x No. of Batteries) & Charger rating shall not be lless than 18kW, as per enclosed Specification, Block diagram & Data sheet and shall be complete in all respect, including All interconnecting cables among UPS, Rectifier, battery stand, ACDB, DCDB etc (30 mtr shall be considered between battery bank and UPS panel, 30 mtr cable shall be considered between ACDB/DCDB and UPS panel. | 1.00 | Set |  | 2650000.00 | 2650000.00 | 1400000.00 | 1400000.00 | 3095007.00 | 3095007.00 | 1400000.00 | Kuldeep Kumar Contractor
212.00 | UPS Panel : Installation, testing & commissioning of UPS system of following rating : 5 KVA, 230 V Single phase, 50 Hz, single industrial type, UPS system suitable for input Power supply voltage of 320V-460V-TPN with healthy single-Phase Selection, Output 230V +/-1%, AC with Bypass supply, Battery Bank, ACDB (Incomer 32A DP MCB & Outgoing 12 Nos. 6A/10A DP MCB), DCDB (24V DC, 200W) and 8.0 hrs. Battery backup (VRLA, 12V) and battery capacity shall not be less than 65.0 KVAh (where KVAH = battery AH x 12 V x No. of Batteries) & Charger rating shall not be lless than 18kW, as per enclosed Specification, Block diagram & Data sheet and shall be complete in all respect, including All interconnecting cables among UPS, Rectifier, battery stand, ACDB, DCDB etc (30 mtr shall be considered between battery bank and UPS panel, 30 mtr cable shall be considered between ACDB/DCDB and UPS panel. Complete activity shall be performed in supervision of UPS system OEM and as per the instructions of PMC/Client. Any miscellaneous work as required for successful commissioning of the UPS system is deemed to be included in scope. | 1.00 | Set |  | 250000.00 | 250000.00 | 50000.00 | 50000.00 | 340449.00 | 340449.00 | 50000.00 | Kuldeep Kumar Contractor
213.00 | OLDB Panel : Design, Detail Engineering, Manufacturing, Inspection/FAT (Factory acceptance test), Packing, Supply, Insurance, Transportation & Delivery at site of Wall mounted Outdoor Lighting Panel (OLDB) consisting of 63 Amp (30mA sensitivity) 4 Pole RCBO as incomer and 8 nos. 20/16A TPN MCBs & 4 nos. 20A DP MCBs as out goings complete with Contactor, timer, A/M switch, PB with timer and 4 Nos. 20/16 Amp DP MCB, 2 Nos. 20A TPN MCB without timer etc indication lamp. Refer SLD no.MEC/E0043/05/E9/E/1081D,as per scope of work, datasheets,specifications etc.. | 1.00 | No. |  | 240000.00 | 240000.00 | 200000.00 | 200000.00 | 124031.00 | 124031.00 | 124031.00 | SANMARG Projects Pvt. Ltd.
214.00 | OLDB Panel : Installation, testing & commissioning of Wall mounted Outdoor Lighting Panel (OLDB) consisting of 63 Amp (30mA sensitivity) 4 Pole RCBO as incomer and 8 nos. 20/16A TPN MCBs & 4 nos. 20A DP MCBs as out goings complete with Contactor, timer, A/M switch, PB with timer and 4 Nos. 20/16 Amp DP MCB, 2 Nos. 20A TPN MCB without timer etc indication lamp. Refer SLD no.MEC/E0043/05/E9/E/1081D,as per scope of work, datasheets,specifications etc. | 1.00 | No. |  | 12000.00 | 12000.00 | 10000.00 | 10000.00 | 5314.00 | 5314.00 | 5314.00 | SANMARG Projects Pvt. Ltd.
215.00 | MLDB Panel : Design, Engineering, Manufacturing, Testing at shop and at site, Packing, Supply, Delivery at site of Wall mounted Main Lighting Distribution Board Panel (MLDB panel) for Building Lighting & Power points consisting of 1 no. 100 Amp (100mA sensitivity) 4 Pole RCCO as incomer with Cu busbar and 10 Nos. 20A DP MCBs, 10 Nos. 16A DP MCBs & 10 Nos. 10A DP MCBs as out goings complete with ammeter ,indication lamp etc. Refer SLD no.MEC/E0043/05/E9/E/1081E. | 1.00 | No. |  | 380000.00 | 380000.00 | 200000.00 | 200000.00 | 105603.00 | 105603.00 | 105603.00 | SANMARG Projects Pvt. Ltd.
216.00 | MLDB Panel : Installation, testing & commissioning of Wall mounted Main Lighting Distribution Board Panel (MLDB panel) for Building Lighting & Power points consisting of 1 no. 100 Amp (100mA sensitivity) 4 Pole RCCO as incomer with Cu busbar and 10 Nos. 20A DP MCBs, 10 Nos. 16A DP MCBs & 10 Nos. 10A DP MCBs as out goings complete with ammeter ,indication lamp etc. Refer SLD no.MEC/E0043/05/E9/E/1081E. | 1.00 | No. |  | 12000.00 | 12000.00 | 10000.00 | 10000.00 | 5314.00 | 5314.00 | 5314.00 | SANMARG Projects Pvt. Ltd.
217.00 | Power & Control Cables : Supply of 1.1kV grade XLPE insulated, PVC sheathed, FRLS power and control cables (conforming to IS:7098 and specification) of following sizes:
218.00 | 3.5Cx 400 mm2 2XFY | 120.00 | Mtr. |  | 3840.00 | 460800.00 | 2400.00 | 288000.00 | 4501.00 | 540120.00 | 288000.00 | Kuldeep Kumar Contractor
219.00 | 3Cx240mm2 2XFY | 180.00 | Mtr. |  | 2190.00 | 394200.00 | 1500.00 | 270000.00 | 24057.00 | 4330260.00 | 270000.00 | Kuldeep Kumar Contractor
220.00 | 4Cx70mm2 2XFY | 350.00 | Mtr. |  | 940.00 | 329000.00 | 1000.00 | 350000.00 | 9204.00 | 3221400.00 | 329000.00 | VISHNU SARAN AND COMPANY
221.00 | 4Cx50mm2 2XFY | 100.00 | Mtr. |  | 690.00 | 69000.00 | 1000.00 | 100000.00 | 6048.00 | 604800.00 | 69000.00 | VISHNU SARAN AND COMPANY
222.00 | 3.5Cx 25 mm2 2XFY | 50.00 | Mtr. |  | 375.00 | 18750.00 | 500.00 | 25000.00 | 2888.00 | 144400.00 | 18750.00 | VISHNU SARAN AND COMPANY
223.00 | 4Cx16mm2 2XFY | 750.00 | Mtr. |  | 310.00 | 232500.00 | 350.00 | 262500.00 | 2076.00 | 1557000.00 | 232500.00 | VISHNU SARAN AND COMPANY
224.00 | 3.5Cx 185 mm2 A2XFY | 300.00 | Mtr. |  | 1950.00 | 585000.00 | 1400.00 | 420000.00 | 2408.00 | 722400.00 | 420000.00 | Kuldeep Kumar Contractor
225.00 | 3.5Cx 150 mm2 A2XFY | 230.00 | Mtr. |  | 1545.00 | 355350.00 | 1500.00 | 345000.00 | 1914.00 | 440220.00 | 345000.00 | Kuldeep Kumar Contractor
226.00 | 3.5Cx 70 mm2 A2XFY | 250.00 | Mtr. |  | 830.00 | 207500.00 | 700.00 | 175000.00 | 1007.00 | 251750.00 | 175000.00 | Kuldeep Kumar Contractor
227.00 | 3.5Cx 35 mm2 A2XFY | 250.00 | Mtr. |  | 460.00 | 115000.00 | 400.00 | 100000.00 | 583.00 | 145750.00 | 100000.00 | Kuldeep Kumar Contractor
228.00 | 2C x 10mm2 2XWY | 300.00 | Mtr. |  | 590.00 | 177000.00 | 400.00 | 120000.00 | 789.00 | 236700.00 | 120000.00 | Kuldeep Kumar Contractor
229.00 | 4Cx 6 mm2 2XWY | 150.00 | Mtr. |  | 670.00 | 100500.00 | 500.00 | 75000.00 | 866.00 | 129900.00 | 75000.00 | Kuldeep Kumar Contractor
230.00 | 14Cx2.5 mm2 2XWY | 200.00 | Mtr. |  | 1000.00 | 200000.00 | 1500.00 | 300000.00 | 1282.00 | 256400.00 | 200000.00 | VISHNU SARAN AND COMPANY
231.00 | 7Cx 2.5mm2 2XWY | 200.00 | Mtr. |  | 530.00 | 106000.00 | 800.00 | 160000.00 | 698.00 | 139600.00 | 106000.00 | VISHNU SARAN AND COMPANY
232.00 | 4Cx 2.5 mm2 2XWY | 2000.00 | Mtr. |  | 330.00 | 660000.00 | 220.00 | 440000.00 | 409.00 | 818000.00 | 440000.00 | Kuldeep Kumar Contractor
233.00 | 3Cx1.5mm2 2XWY | 400.00 | Mtr. |  | 180.00 | 72000.00 | 200.00 | 80000.00 | 238.00 | 95200.00 | 72000.00 | VISHNU SARAN AND COMPANY
234.00 | Power & Control Cables : Laying, termination, testing and commissioning of 1.1kV grade XLPE insulated, PVC sheathed, FRLS power and control cables (conforming to IS:7098 and specification) of following sizes in trenches/ excavated under ground trench /trays, including making of end termination with Nickel plated brass double compression gland and aluminium/tinned copper lugs, including reducer/expander (as required), pulling through pipes and its proper sealing, cutting of paved area, roads etc.
235.00 | 3.5Cx 400 mm2 2XFY | 120.00 | Mtr. |  | 990.00 | 118800.00 | 250.00 | 30000.00 | 275.00 | 33000.00 | 30000.00 | Kuldeep Kumar Contractor
236.00 | 3Cx240mm2 2XFY | 180.00 | Mtr. |  | 900.00 | 162000.00 | 150.00 | 27000.00 | 207.00 | 37260.00 | 27000.00 | Kuldeep Kumar Contractor
237.00 | 4Cx70mm2 2XFY | 350.00 | Mtr. |  | 600.00 | 210000.00 | 100.00 | 35000.00 | 76.00 | 26600.00 | 26600.00 | SANMARG Projects Pvt. Ltd.
238.00 | 4Cx50mm2 2XFY | 100.00 | Mtr. |  | 500.00 | 50000.00 | 100.00 | 10000.00 | 72.00 | 7200.00 | 7200.00 | SANMARG Projects Pvt. Ltd.
239.00 | 3.5Cx 25 mm2 2XFY | 50.00 | Mtr. |  | 500.00 | 25000.00 | 100.00 | 5000.00 | 76.00 | 3800.00 | 3800.00 | SANMARG Projects Pvt. Ltd.
240.00 | 4Cx16mm2 2XFY | 750.00 | Mtr. |  | 500.00 | 375000.00 | 100.00 | 75000.00 | 72.00 | 54000.00 | 54000.00 | SANMARG Projects Pvt. Ltd.
241.00 | 3.5Cx 185 mm2 A2XFY | 300.00 | Mtr. |  | 800.00 | 240000.00 | 100.00 | 30000.00 | 167.00 | 50100.00 | 30000.00 | Kuldeep Kumar Contractor
242.00 | 3.5Cx 150 mm2 A2XFY | 230.00 | Mtr. |  | 700.00 | 161000.00 | 100.00 | 23000.00 | 99.00 | 22770.00 | 22770.00 | SANMARG Projects Pvt. Ltd.
243.00 | 3.5Cx 70 mm2 A2XFY | 250.00 | Mtr. |  | 600.00 | 150000.00 | 100.00 | 25000.00 | 76.00 | 19000.00 | 19000.00 | SANMARG Projects Pvt. Ltd.
244.00 | 3.5Cx 35 mm2 A2XFY | 250.00 | Mtr. |  | 500.00 | 125000.00 | 100.00 | 25000.00 | 72.00 | 18000.00 | 18000.00 | SANMARG Projects Pvt. Ltd.
245.00 | 2C x 10mm2 2XWY | 300.00 | Mtr. |  | 400.00 | 120000.00 | 100.00 | 30000.00 | 60.00 | 18000.00 | 18000.00 | SANMARG Projects Pvt. Ltd.
246.00 | 4Cx 6 mm2 2XWY | 150.00 | Mtr. |  | 400.00 | 60000.00 | 100.00 | 15000.00 | 60.00 | 9000.00 | 9000.00 | SANMARG Projects Pvt. Ltd.
247.00 | 14Cx2.5 mm2 2XWY | 200.00 | Mtr. |  | 600.00 | 120000.00 | 100.00 | 20000.00 | 72.00 | 14400.00 | 14400.00 | SANMARG Projects Pvt. Ltd.
248.00 | 7Cx 2.5mm2 2XWY | 200.00 | Mtr. |  | 500.00 | 100000.00 | 100.00 | 20000.00 | 64.00 | 12800.00 | 12800.00 | SANMARG Projects Pvt. Ltd.
249.00 | 4Cx 2.5 mm2 2XWY | 2000.00 | Mtr. |  | 400.00 | 800000.00 | 100.00 | 200000.00 | 56.00 | 112000.00 | 112000.00 | SANMARG Projects Pvt. Ltd.
250.00 | 3Cx1.5mm2 2XWY | 400.00 | Mtr. |  | 400.00 | 160000.00 | 100.00 | 40000.00 | 53.00 | 21200.00 | 21200.00 | SANMARG Projects Pvt. Ltd.
251.00 | Supply of following Electrical items for Control Room building ;
252.00 | Surface mounted LED light fixrure with LED lamp (type LCTLS-18 -CDL of CG make or equivalent). | 10.00 | Nos. |  | 3600.00 | 36000.00 | 10000.00 | 100000.00 | 7324.00 | 73240.00 | 36000.00 | VISHNU SARAN AND COMPANY
253.00 | Recess mounted LED light fixrure with LED lamp (type LCTLR-18 -CDL of CG make or equivalent). | 10.00 | Nos. |  | 3000.00 | 30000.00 | 10000.00 | 100000.00 | 7592.00 | 75920.00 | 30000.00 | VISHNU SARAN AND COMPANY
254.00 | Surface mounted LED light fixrure with LED lamp (type LCTLS-36 -CDL of CG make or equivalent). | 20.00 | Nos. |  | 7200.00 | 144000.00 | 10000.00 | 200000.00 | 8533.00 | 170660.00 | 144000.00 | VISHNU SARAN AND COMPANY
255.00 | Recess mounted LED light fixrure with LED lamp (type LCTLR-36 -CDL of CG make or equivalent). | 10.00 | Nos. |  | 6000.00 | 60000.00 | 10000.00 | 100000.00 | 8802.00 | 88020.00 | 60000.00 | VISHNU SARAN AND COMPANY
256.00 | Surface mounted type LED Emergency lights of 18 watt with 3 hours battery back up for emergency operation (type - Prolite make 18W LED NM RDL CR or PEL LED M/SQ 300MM or Equivalent) | 8.00 | Nos. |  | 8990.00 | 71920.00 | 25000.00 | 200000.00 | 9743.00 | 77944.00 | 71920.00 | VISHNU SARAN AND COMPANY
257.00 | Recessed mounted type LED Emergency lights of 18 watt with 3 hours battery back up for emergency operation (type - Prolite make 18W LED NM RDL CR or or PEL LED M/SQ 300MM or Equivalent) | 4.00 | Nos. |  | 7990.00 | 31960.00 | 25000.00 | 100000.00 | 10080.00 | 40320.00 | 31960.00 | VISHNU SARAN AND COMPANY
258.00 | Emergency LED Exit Light For Emergency Evacuation and Fire Purpose with 3 hours battery backup (type -Prolite make LED E/M(S)MU(V) or Equivalent) | 6.00 | Nos. |  | 4600.00 | 27600.00 | 25000.00 | 150000.00 | 10483.00 | 62898.00 | 27600.00 | VISHNU SARAN AND COMPANY
259.00 | Industrial Flame proof fluorescent lamp fitting with LED lamp (type EXTN2LT8-20 of CG make or equivalent). | 2.00 | Nos. |  | 13020.00 | 26040.00 | 20000.00 | 40000.00 | 19488.00 | 38976.00 | 26040.00 | VISHNU SARAN AND COMPANY
260.00 | Surface mounted typ, industrial flameproof type, LED Emergency lights of 18 watt with 2 hours battery back up for emergency operation (type - Prolite make 18W LED, PEL LED M/FP or Equivalent). | 2.00 | Nos. |  | 8990.00 | 17980.00 | 20000.00 | 40000.00 | 10684.00 | 21368.00 | 17980.00 | VISHNU SARAN AND COMPANY
261.00 | Non flame proof bracket mounted integral LED lighting fixture on building, lighting fixture type : LSTP-45-CDL of M/s CG make or equivalent | 4.00 | Nos. |  | 4020.00 | 16080.00 | 20000.00 | 80000.00 | 9676.00 | 38704.00 | 16080.00 | VISHNU SARAN AND COMPANY
262.00 | Exhaust fan (Industrial type 300 mm sweep) with louvers,950 rpm,55watt. | 4.00 | Nos. |  | 4350.00 | 17400.00 | 10000.00 | 40000.00 | 6248.00 | 24992.00 | 17400.00 | VISHNU SARAN AND COMPANY
263.00 | Exhaust fan (Industrial type 450 mm sweep) with louvers,950 rpm,145watt. | 1.00 | Nos. |  | 6850.00 | 6850.00 | 10000.00 | 10000.00 | 8668.00 | 8668.00 | 6850.00 | VISHNU SARAN AND COMPANY
264.00 | Flame Proof (CMIFR approved) 12" Exhaust Fan.0.25HP motor,1440 rpm. (Preferred Make: Baliga, FCG, CGL, Prompt) | 2.00 | Nos. |  | 27500.00 | 55000.00 | 15000.00 | 30000.00 | 18144.00 | 36288.00 | 30000.00 | Kuldeep Kumar Contractor
265.00 | Socket outlet (5/15 Amp combination) of ANCHOR ROMA make or equivalent | 10.00 | Nos. |  | 750.00 | 7500.00 | 1000.00 | 10000.00 | 395.00 | 3950.00 | 3950.00 | SANMARG Projects Pvt. Ltd.
266.00 | 20 Amp sheet steel enclosed industrial type socket with 20 Amp DP MCB for AC. | 4.00 | Nos. |  | 2900.00 | 11600.00 | 1500.00 | 6000.00 | 2620.00 | 10480.00 | 6000.00 | Kuldeep Kumar Contractor
267.00 | Ceiling fan with electronic regulator ( Energy efficent, 50W, 1200 mm sweep) | 5.00 | Nos. |  | 2550.00 | 12750.00 | 5000.00 | 25000.00 | 3560.00 | 17800.00 | 12750.00 | VISHNU SARAN AND COMPANY
268.00 | Wall mounted fan with electronic regulator ( Energy efficent, 50W, 400 mm sweep, 1300 rpm) etc complete in all respect for wall mounting | 6.00 | Nos. |  | 3200.00 | 19200.00 | 6500.00 | 39000.00 | 3695.00 | 22170.00 | 19200.00 | VISHNU SARAN AND COMPANY
269.00 | Lighting Switchboard unit - pre wired , flush mounted with thick bakelite cover with conduit knock outs on the sides & having 240V, 5A switches – 8 Nos. & 5A Switch Sockets – Min. 2 Nos. or as per requirement/construction drawings. | 10.00 | Nos. |  | 1600.00 | 16000.00 | 1500.00 | 15000.00 | 1948.00 | 19480.00 | 15000.00 | Kuldeep Kumar Contractor
270.00 | Lighting Switchboard unit - pre wired , flush mounted with thick bakelite cover with conduit knock outs on the sides & having 240V, 5A switches – 4 Nos. & 5A Switch Sockets – Min. 1 Nos. or as per requirement/construction drawings. | 2.00 | Nos. |  | 1000.00 | 2000.00 | 1500.00 | 3000.00 | 1410.00 | 2820.00 | 2000.00 | VISHNU SARAN AND COMPANY
271.00 | Installation, testing & commissioning of point wiring in Control room building, as per details in construction drawing & specification, includes PVC conduits in ceiling, complete wiring including flexible wire (FRLSH PVC) &/or Multi strand Flexible FRLSH PVC insulated copper conductor wires/cables for following items (Conduiting & Wiring from OLDB/MLDB to Lighting Switchboard unit/ Socket outlet/MCB for AC etc to points (i.e. Lighting fixture/Ceiling or Wall mounted Fan/Exhaust fan is included in the point wiring)-
272.00 | Surface mounted LED light fixrure with LED lamp (type LCTLS-18 -CDL of CG make or equivalent). | 10.00 | Nos. |  | 1150.00 | 11500.00 | 2000.00 | 20000.00 | 200.00 | 2000.00 | 2000.00 | SANMARG Projects Pvt. Ltd.
273.00 | Recess mounted LED light fixrure with LED lamp (type LCTLR-18 -CDL of CG make or equivalent). | 10.00 | Nos. |  | 1150.00 | 11500.00 | 2000.00 | 20000.00 | 200.00 | 2000.00 | 2000.00 | SANMARG Projects Pvt. Ltd.
274.00 | Surface mounted LED light fixrure with LED lamp (type LCTLS-36 -CDL of CG make or equivalent). | 20.00 | Nos. |  | 1150.00 | 23000.00 | 2000.00 | 40000.00 | 200.00 | 4000.00 | 4000.00 | SANMARG Projects Pvt. Ltd.
275.00 | Recess mounted LED light fixrure with LED lamp (type LCTLR-36 -CDL of CG make or equivalent). | 10.00 | Nos. |  | 1150.00 | 11500.00 | 2000.00 | 20000.00 | 200.00 | 2000.00 | 2000.00 | SANMARG Projects Pvt. Ltd.
276.00 | Surface mounted type LED Emergency lights of 18 watt with 3 hours battery back up for emergency operation (type - Prolite make 18W LED NM RDL CR or PEL LED M/SQ 300MM or Equivalent) | 8.00 | Nos. |  | 1150.00 | 9200.00 | 2000.00 | 16000.00 | 335.00 | 2680.00 | 2680.00 | SANMARG Projects Pvt. Ltd.
277.00 | Recessed mounted type LED Emergency lights of 18 watt with 3 hours battery back up for emergency operation (type - Prolite make 18W LED NM RDL CR or or PEL LED M/SQ 300MM or Equivalent) | 4.00 | Nos. |  | 1150.00 | 4600.00 | 2000.00 | 8000.00 | 335.00 | 1340.00 | 1340.00 | SANMARG Projects Pvt. Ltd.
278.00 | Emergency LED Exit Light For Emergency Evacuation and Fire Purpose with 3 hours battery backup (type -Prolite make LED E/M(S)MU(V) or Equivalent) | 6.00 | Nos. |  | 1200.00 | 7200.00 | 2000.00 | 12000.00 | 335.00 | 2010.00 | 2010.00 | SANMARG Projects Pvt. Ltd.
279.00 | Industrial Flame proof fluorescent lamp fitting with LED lamp (type EXTN2LT8-20 of CG make or equivalent). | 2.00 | Nos. |  | 1500.00 | 3000.00 | 2000.00 | 4000.00 | 1141.00 | 2282.00 | 2282.00 | SANMARG Projects Pvt. Ltd.
280.00 | Surface mounted typ, industrial flameproof type, LED Emergency lights of 18 watt with 2 hours battery back up for emergency operation (type - Prolite make 18W LED, PEL LED M/FP or Equivalent). | 2.00 | Nos. |  | 1500.00 | 3000.00 | 2000.00 | 4000.00 | 335.00 | 670.00 | 670.00 | SANMARG Projects Pvt. Ltd.
281.00 | Non flame proof bracket mounted integral LED lighting fixture on building, lighting fixture type : LSTP-45-CDL of M/s CG make or equivalent | 4.00 | Nos. |  | 1200.00 | 4800.00 | 2000.00 | 8000.00 | 1544.00 | 6176.00 | 4800.00 | VISHNU SARAN AND COMPANY
282.00 | Exhaust fan (Industrial type 300 mm sweep) with louvers,950 rpm,55watt. | 4.00 | Nos. |  | 2200.00 | 8800.00 | 2000.00 | 8000.00 | 469.00 | 1876.00 | 1876.00 | SANMARG Projects Pvt. Ltd.
283.00 | Exhaust fan (Industrial type 450 mm sweep) with louvers,950 rpm,145watt. | 1.00 | Nos. |  | 2500.00 | 2500.00 | 2000.00 | 2000.00 | 604.00 | 604.00 | 604.00 | SANMARG Projects Pvt. Ltd.
284.00 | Flame Proof (CMIFR approved) 12" Exhaust Fan.0.25HP motor,1440 rpm. (Preferred Make: Baliga, FCG, CGL, Prompt) | 2.00 | Nos. |  | 1500.00 | 3000.00 | 2000.00 | 4000.00 | 1141.00 | 2282.00 | 2282.00 | SANMARG Projects Pvt. Ltd.
285.00 | Socket outlet (5/15 Amp combination) of ANCHOR ROMA make or equivalent | 10.00 | Nos. |  | 2600.00 | 26000.00 | 2000.00 | 20000.00 | 200.00 | 2000.00 | 2000.00 | SANMARG Projects Pvt. Ltd.
286.00 | 20 Amp sheet steel enclosed industrial type socket with 20 Amp DP MCB for AC. | 4.00 | Nos. |  | 3350.00 | 13400.00 | 2000.00 | 8000.00 | 1007.00 | 4028.00 | 4028.00 | SANMARG Projects Pvt. Ltd.
287.00 | Ceiling fan with electronic regulator ( Energy efficent, 50W, 1200 mm sweep) | 5.00 | Nos. |  | 1850.00 | 9250.00 | 2000.00 | 10000.00 | 200.00 | 1000.00 | 1000.00 | SANMARG Projects Pvt. Ltd.
288.00 | Wall mounted fan with electronic regulator ( Energy efficent, 50W, 400 mm sweep, 1300 rpm) etc complete in all respect for wall mounting | 6.00 | Nos. |  | 1600.00 | 9600.00 | 2000.00 | 12000.00 | 268.00 | 1608.00 | 1608.00 | SANMARG Projects Pvt. Ltd.
289.00 | Lighting Switchboard unit - pre wired , flush mounted with thick bakelite cover with conduit knock outs on the sides & having 240V, 5A switches – 8 Nos. & 5A Switch Sockets – Min. 2 Nos. or as per requirement/construction drawings. | 10.00 | Nos. |  | 500.00 | 5000.00 | 2000.00 | 20000.00 | 382.00 | 3820.00 | 3820.00 | SANMARG Projects Pvt. Ltd.
290.00 | Lighting Switchboard unit - pre wired , flush mounted with thick bakelite cover with conduit knock outs on the sides & having 240V, 5A switches – 4 Nos. & 5A Switch Sockets – Min. 1 Nos. or as per requirement/construction drawings. | 2.00 | Nos. |  | 500.00 | 1000.00 | 2000.00 | 4000.00 | 302.00 | 604.00 | 604.00 | SANMARG Projects Pvt. Ltd.
291.00 | Outdoor Lighting system : Supply of following lighting fixtures/street light poles, complete with mounting bracket, flame proof/non flame proof, control gear box as per the type of fixture, lamps, 4 way junction boxes etc. as per datasheet, specifications, drawings and instruction of Engineer-in-charge.
292.00 | Integral LED Post top lantern Non flame proof luminaire (lighting fixture : Type LPTO-40/CDL of M/s CG make or equivalent on post top at Main Enterance gate of plant/station with all mounting aggangements. | 4.00 | Nos. |  | 6200.00 | 24800.00 | 10000.00 | 40000.00 | 16800.00 | 67200.00 | 24800.00 | VISHNU SARAN AND COMPANY
293.00 | Street lighting, integral flame proof well glass fixture (CMIFR approved for Zone-1/2 gas group IIA & IIB) with 72 W LED luminaire with flame proof control gear Model no. FLPW-1095 of Baliga make or equivalent) | 15.00 | Nos. |  | 8600.00 | 129000.00 | 15000.00 | 225000.00 | 21032.00 | 315480.00 | 129000.00 | VISHNU SARAN AND COMPANY
294.00 | Street lighting Non flame proof luminaire (lighting fixture : Type LSTP-45-CDL of M/s CG make or equivalent, with 45W LED). | 10.00 | Nos. |  | 4420.00 | 44200.00 | 3000.00 | 30000.00 | 9676.00 | 96760.00 | 30000.00 | Kuldeep Kumar Contractor
295.00 | Flame proof Integral flood lighting fixture (for 150W LED) on structure/pole, lighting fixture type : FLPW-2595 of M/s Baliga make or equivalent | 5.00 | Nos. |  | 15750.00 | 78750.00 | 25000.00 | 125000.00 | 16800.00 | 84000.00 | 78750.00 | VISHNU SARAN AND COMPANY
296.00 | Street lighting pole of 6mtr height, Hot dip galvanized, GI octagonal pole (Type BOP-6030 of Bajaj make or equivalent) complete with bracket, GI clamps, FLP Cable glands, flame proof & weather proof (IP-55) junction boxes (4 way) etc, suitable for mounting of Lighting fixture (FLP/Non-FLP type), as per standard drawing & specification. | 30.00 | Nos. |  | 19750.00 | 592500.00 | 20000.00 | 600000.00 | 24998.00 | 749940.00 | 592500.00 | VISHNU SARAN AND COMPANY
297.00 | Outdoor Lighting system : Installation, testing, commissioning of following lighting fixtures/street light poles, complete with mounting bracket, flame proof/non flame proof, control gear box as per the type of fixture, lamps, 4 way junction boxes etc. including civil foundation work for poles with pipe inserts for cables and connecting work, with all material and labour as per specifications, drawings and instruction of Engineer-in-charge. The work shall be complete in all respect.
298.00 | Integral LED Post top lantern Non flame proof luminaire (lighting fixture : Type LPTO-40/CDL of M/s CG make or equivalent on post top at Main Enterance gate of plant/station with all mounting aggangements. | 4.00 | Nos. |  | 400.00 | 1600.00 | 5000.00 | 20000.00 | 6048.00 | 24192.00 | 1600.00 | VISHNU SARAN AND COMPANY
299.00 | Street lighting, integral flame proof well glass fixture (CMIFR approved for Zone-1/2 gas group IIA & IIB) with 72 W LED luminaire with flame proof control gear Model no. FLPW-1095 of Baliga make or equivalent) | 15.00 | Nos. |  | 900.00 | 13500.00 | 5000.00 | 75000.00 | 4704.00 | 70560.00 | 13500.00 | VISHNU SARAN AND COMPANY
300.00 | Street lighting Non flame proof luminaire (lighting fixture : Type LSTP-45-CDL of M/s CG make or equivalent, with 45W LED). | 10.00 | Nos. |  | 400.00 | 4000.00 | 5000.00 | 50000.00 | 1679.00 | 16790.00 | 4000.00 | VISHNU SARAN AND COMPANY
301.00 | Flame proof Integral flood lighting fixture (for 150W LED) on structure/pole, lighting fixture type : FLPW-2595 of M/s Baliga make or equivalent | 5.00 | Nos. |  | 900.00 | 4500.00 | 5000.00 | 25000.00 | 2485.00 | 12425.00 | 4500.00 | VISHNU SARAN AND COMPANY
302.00 | Street lighting pole of 6mtr height, Hot dip galvanized, GI octagonal pole (Type BOP-6030 of Bajaj make or equivalent) complete with bracket, GI clamps, FLP Cable glands, flame proof & weather proof (IP-55) junction boxes (4 way) etc, suitable for mounting of Lighting fixture (FLP/Non-FLP type), as per standard drawing & specification. | 30.00 | Nos. |  | 5250.00 | 157500.00 | 5000.00 | 150000.00 | 12768.00 | 383040.00 | 150000.00 | Kuldeep Kumar Contractor
303.00 | Earthing & Lightning Protection system : Supply of the following earthing and lightning protection system materials as per specification, approved drawings & directions of the Engineer-in-Charge :
304.00 | Earth Pits- GI PIPE Electrode with 6 mm thick chequered plate cover | 20.00 | Nos. |  | 16950.00 | 339000.00 | 20000.00 | 400000.00 | 19151.00 | 383020.00 | 339000.00 | VISHNU SARAN AND COMPANY
305.00 | Earth Pits- Copper plate Electrode with 6 mm thick chequered plate cover | 3.00 | Nos. |  | 49750.00 | 149250.00 | 30000.00 | 90000.00 | 32928.00 | 98784.00 | 90000.00 | Kuldeep Kumar Contractor
306.00 | GI Strip (50X6) mm | 250.00 | Mtr |  | 280.00 | 70000.00 | 350.00 | 87500.00 | 382.00 | 95500.00 | 70000.00 | VISHNU SARAN AND COMPANY
307.00 | GI Strip (25X3) mm | 800.00 | Mtr |  | 100.00 | 80000.00 | 150.00 | 120000.00 | 221.00 | 176800.00 | 80000.00 | VISHNU SARAN AND COMPANY
308.00 | Copper Strip (25X3) mm | 150.00 | Mtr |  | 850.00 | 127500.00 | 1000.00 | 150000.00 | 933.00 | 139950.00 | 127500.00 | VISHNU SARAN AND COMPANY
309.00 | GI Wire (8mm- solid), Cu- wire rope (Min 8 mm dia solid) and all balance earthing material including copper strip (50 mm x 2 mm thick) jumper for flanges etc. as per the specification for all stations. | 1.00 | Lot |  | 15000.00 | 15000.00 | 10000.00 | 10000.00 | 50400.00 | 50400.00 | 10000.00 | Kuldeep Kumar Contractor
310.00 | GI lightning rod 16 mm dia. 3000 mm long air termination road including supply of all mounting hardware (IEC 62305 approved) etc. complete as per approved drawings, specifications and directions of Engineer-In-Charge. | 2.00 | Set |  | 6500.00 | 13000.00 | 5000.00 | 10000.00 | 5644.00 | 11288.00 | 10000.00 | Kuldeep Kumar Contractor
311.00 | 25 sq mm green fexible copper wire(Approx 10mtrs) along with two nos Clamps harware etc shall be complete including mettalic cover box(suitable for outdoor) ,size 400X400X200 in all respect to earthing/ground of LCV at two points | 2.00 | Set |  | 9500.00 | 19000.00 | 5000.00 | 10000.00 | 43680.00 | 87360.00 | 10000.00 | Kuldeep Kumar Contractor
312.00 | Earthing & Lightning Protection system : Installation, testing, commissioning of the complete earthing and lightning protection system including following items & earth electrodes/ pit, earth main ring, earthing of electrical equipments, instrument panels, field instruments, process equipments and pipes/ flanges including all associated civil work with all material and labour as per Scope of work, specification, approved/construction drawings & directions of the Engoineer-in-Charge :
313.00 | Earth Pits- GI PIPE Electrode with 6 mm thick chequered plate cover | 20.00 | Nos. |  | 2500.00 | 50000.00 | 5000.00 | 100000.00 | 7324.00 | 146480.00 | 50000.00 | VISHNU SARAN AND COMPANY
314.00 | Earth Pits- Copper plate Electrode with 6 mm thick chequered plate cover | 3.00 | Nos. |  | 3500.00 | 10500.00 | 5000.00 | 15000.00 | 8736.00 | 26208.00 | 10500.00 | VISHNU SARAN AND COMPANY
315.00 | GI Strip (50X6) mm | 250.00 | Mtr |  | 150.00 | 37500.00 | 120.00 | 30000.00 | 46.00 | 11500.00 | 11500.00 | SANMARG Projects Pvt. Ltd.
316.00 | GI Strip (25X3) mm | 800.00 | Mtr |  | 100.00 | 80000.00 | 100.00 | 80000.00 | 33.00 | 26400.00 | 26400.00 | SANMARG Projects Pvt. Ltd.
317.00 | Copper Strip (25X3) mm | 150.00 | Mtr |  | 100.00 | 15000.00 | 100.00 | 15000.00 | 33.00 | 4950.00 | 4950.00 | SANMARG Projects Pvt. Ltd.
318.00 | GI Wire (8mm- solid), Cu- wire rope (Min 8 mm dia solid) and all balance earthing material including copper strip (50 mm x 2 mm thick) jumper for flanges etc. as per the specification for all stations. | 1.00 | Lot |  | 3000.00 | 3000.00 | 5000.00 | 5000.00 | 16800.00 | 16800.00 | 3000.00 | VISHNU SARAN AND COMPANY
319.00 | GI lightning rod 16 mm dia. 3000 mm long air termination road including supply of all mounting hardware (IEC 62305 approved) etc. complete as per approved drawings, specifications and directions of Engineer-In-Charge. | 2.00 | Set |  | 1000.00 | 2000.00 | 5000.00 | 10000.00 | 13103.00 | 26206.00 | 2000.00 | VISHNU SARAN AND COMPANY
320.00 | 25 sq mm green fexible copper wire(Approx 10mtrs) along with two nos Clamps harware etc shall be complete including mettalic cover box(suitable for outdoor) ,size 400X400X200 in all respect to earthing/ground of LCV at two points | 2.00 | Set |  | 5000.00 | 10000.00 | 5000.00 | 10000.00 | 4232.00 | 8464.00 | 8464.00 | SANMARG Projects Pvt. Ltd.
321.00 | Air Conditioners : Supply of min. 2.0T Industrial split AC, latest model (5 stars BEE certified inverter AC) complete with remote, stablizer, MS Stand for outdoor unit etc. | 4.00 | Nos. |  | 75000.00 | 300000.00 | 100000.00 | 400000.00 | 100128.00 | 400512.00 | 300000.00 | VISHNU SARAN AND COMPANY
322.00 | Air Conditioners : Installation, testing and commissioning of min. 2.0T Industrial split AC, latest model (5 stars BEE certified inverter AC) complete with remote, stablizer, MS Stand for outdoor unit etc. | 4.00 | Nos. |  | 5000.00 | 20000.00 | 10000.00 | 40000.00 | 20160.00 | 80640.00 | 20000.00 | VISHNU SARAN AND COMPANY
323.00 | Flame Proof Welding Socket : Supply of Flame proof type 63 Amp. Welding socket | 2.00 | Nos. |  | 19750.00 | 39500.00 | 5000.00 | 10000.00 | 22176.00 | 44352.00 | 10000.00 | Kuldeep Kumar Contractor
324.00 | Flame Proof Welding Socket : Erection and commissioning of Flame proof type 63 Amp. Welding socket | 2.00 | Nos. |  | 1500.00 | 3000.00 | 1000.00 | 2000.00 | 4636.00 | 9272.00 | 2000.00 | Kuldeep Kumar Contractor
325.00 | Flame proof type Torch : Supply of flame proof type portable type emergency light fed by a self- contained SMF battery and charger operating on input supply 240 V AC. (Type: RVL/2C/181 of Sudhir make or equivalent) | 1.00 | Nos. |  | 15750.00 | 15750.00 | 20000.00 | 20000.00 | 22176.00 | 22176.00 | 15750.00 | VISHNU SARAN AND COMPANY
326.00 | Insulating Mats : Supply of Insulating Mats 11kV grade (as per IS:15652 - 2006) of 1000mm width, 2.5mm thick, class-B rating. | 40.00 | Mtr |  | 1450.00 | 58000.00 | 1000.00 | 40000.00 | 2351.00 | 94040.00 | 40000.00 | Kuldeep Kumar Contractor
327.00 | Insulating Mats : Laying of Insulating Mats 11kV grade (as per IS:15652 - 2006) of 1000mm width, 2.5mm thick, class-B rating, required for maintenance of electrical equipment in substation/Control room building, as required, including cutting to required shape in running length and including all labour and materials etc. complete and as per directions of Engineer-In-Charge, as per applicable Indian or International standards and Indian Electricity Rules. | 40.00 | Mtr |  | 1750.00 | 70000.00 | 100.00 | 4000.00 | 2351.00 | 94040.00 | 4000.00 | Kuldeep Kumar Contractor
328.00 | Ladder : Supply of rust, fire & dust proof free standing IA type, Heavy duty, Slip-resistant foot pads, rung space less than 300mm, aluminium step ladder with insulators and Lock-In System, suitable for working on 6Mtr street light pole. | 1.00 | No. |  | 145000.00 | 145000.00 | 20000.00 | 20000.00 | 43680.00 | 43680.00 | 20000.00 | Kuldeep Kumar Contractor
329.00 | Cable Tray : Supply of following Hot Dip Galvanized Ladder/Perforated Type cable trays (as per IS 2629) including bends, tee, crosses,horizontal and vertical splices etc. including supply of all G.I hardwares, all labour and material as required as per standard drawings, specification and direction of Engineer-in-charge
330.00 | Ladder type, made from 50mm height and 2.5 mm thick sheet steel & galvanized (86 microns) of following sizes.
331.00 | 150 mm wide | 100.00 | Mtr |  | 1500.00 | 150000.00 | 800.00 | 80000.00 | 624.00 | 62400.00 | 62400.00 | SANMARG Projects Pvt. Ltd.
332.00 | 300 mm wide | 200.00 | Mtr |  | 2500.00 | 500000.00 | 1200.00 | 240000.00 | 879.00 | 175800.00 | 175800.00 | SANMARG Projects Pvt. Ltd.
333.00 | Perforated type, made from 50mm height and 2.5 mm thick sheet steel & galvanized (86 microns) of following sizes.
334.00 | 150mm wide | 100.00 | Mtr |  | 1500.00 | 150000.00 | 700.00 | 70000.00 | 872.00 | 87200.00 | 70000.00 | Kuldeep Kumar Contractor
335.00 | 300mm wide | 200.00 | Mtr |  | 2500.00 | 500000.00 | 1100.00 | 220000.00 | 1370.00 | 274000.00 | 220000.00 | Kuldeep Kumar Contractor
336.00 | Cable Tray : Installation & Erection of following Hot Dip Galvanized Ladder/Perforated Type cable trays (as per IS 2629) including bends, tee, crosses,horizontal and vertical splices , all G.I hardwares, all labour and material as required as per standard drawings, specification and direction of Engineer-in-charge
337.00 | Ladder type, made from 50mm height and 2.5 mm thick sheet steel & galvanized (86 microns) of following sizes.
338.00 | 150 mm wide | 100.00 | Mtr |  | 500.00 | 50000.00 | 200.00 | 20000.00 | 60.00 | 6000.00 | 6000.00 | SANMARG Projects Pvt. Ltd.
339.00 | 300 mm wide | 50.00 | Mtr |  | 750.00 | 37500.00 | 200.00 | 10000.00 | 72.00 | 3600.00 | 3600.00 | SANMARG Projects Pvt. Ltd.
340.00 | Perforated type, made from 50mm height and 2.5 mm thick sheet steel & galvanized (86 microns) of following sizes.
341.00 | 150mm wide | 100.00 | Mtr |  | 500.00 | 50000.00 | 200.00 | 20000.00 | 60.00 | 6000.00 | 6000.00 | SANMARG Projects Pvt. Ltd.
342.00 | 300mm wide | 50.00 | Mtr |  | 750.00 | 37500.00 | 200.00 | 10000.00 | 72.00 | 3600.00 | 3600.00 | SANMARG Projects Pvt. Ltd.
343.00 | Telephone & LAN : Supply of following items, as per specification, drawings & directions of the Engineer-in-Charge -
344.00 | Telephone sockets (Piano reed Type) | 4.00 | Nos. |  | 200.00 | 800.00 | 1000.00 | 4000.00 | 436.00 | 1744.00 | 800.00 | VISHNU SARAN AND COMPANY
345.00 | LAN sockets (Piano reed Type) | 4.00 | Nos. |  | 300.00 | 1200.00 | 1000.00 | 4000.00 | 436.00 | 1744.00 | 1200.00 | VISHNU SARAN AND COMPANY
346.00 | 10 pairs, jelly filled/aerial self supporting armoured Telephone Cable, including accessories etc as required. | 100.00 | Mtr. |  | 260.00 | 26000.00 | 1000.00 | 100000.00 | 395.00 | 39500.00 | 26000.00 | VISHNU SARAN AND COMPANY
347.00 | 2 pairs, jelly filled/aerial self supporting un-armoured Telephone Cable, including accessories etc as required. | 100.00 | Mtr. |  | 80.00 | 8000.00 | 1000.00 | 100000.00 | 221.00 | 22100.00 | 8000.00 | VISHNU SARAN AND COMPANY
348.00 | UTP cable (CAT 6), Make : D Link/Amp/Lucent | 100.00 | Mtr. |  | 80.00 | 8000.00 | 200.00 | 20000.00 | 87.00 | 8700.00 | 8000.00 | VISHNU SARAN AND COMPANY
349.00 | Main Distribution Frame - 10 pair | 1.00 | Nos. |  | 9000.00 | 9000.00 | 1000.00 | 1000.00 | 4367.00 | 4367.00 | 1000.00 | Kuldeep Kumar Contractor
350.00 | Managed LAN switch with single incomer and 8 nos out going port, complete in all respect. | 1.00 | Nos. |  | 24900.00 | 24900.00 | 1000.00 | 1000.00 | 46368.00 | 46368.00 | 1000.00 | Kuldeep Kumar Contractor
351.00 | Telephone & LAN : Installation, testing & commissioning of following items, as per specification, drawings & directions of the Engineer-in-Charge - (Conduiting work from MDF/LAN Switch to Telephone & Lan socket etc is demeed to be included in the Contractor's scope of work)
352.00 | Telephone sockets (Piano reed Type) in recess PVC conduit including PVC conduit,telephone socket,cable,accessories etc as required. | 4.00 | Nos. |  | 200.00 | 800.00 | 100.00 | 400.00 | 161.00 | 644.00 | 400.00 | Kuldeep Kumar Contractor
353.00 | LAN sockets (Piano reed Type) in recess PVC conduit including PVC conduit,LAN socket,cable,accessories etc as required. | 4.00 | Nos. |  | 200.00 | 800.00 | 100.00 | 400.00 | 161.00 | 644.00 | 400.00 | Kuldeep Kumar Contractor
354.00 | Laying of 10 pairs, jelly filled/aerial self supporting armoured Telephone Cable, including accessories etc as required. | 100.00 | Mtr. |  | 200.00 | 20000.00 | 100.00 | 10000.00 | 72.00 | 7200.00 | 7200.00 | SANMARG Projects Pvt. Ltd.
355.00 | Laying of 2 pairs, jelly filled/aerial self supporting un-armoured Telephone Cable, including accessories etc as required. | 100.00 | Mtr. |  | 20.00 | 2000.00 | 100.00 | 10000.00 | 46.00 | 4600.00 | 2000.00 | VISHNU SARAN AND COMPANY
356.00 | Laying of UTP cable (CAT 6), Make : D Link/Amp/Lucent | 100.00 | Mtr. |  | 40.00 | 4000.00 | 100.00 | 10000.00 | 19.00 | 1900.00 | 1900.00 | SANMARG Projects Pvt. Ltd.
357.00 | Main Distribution Frame - 10 pair | 1.00 | Nos. |  | 1000.00 | 1000.00 | 100.00 | 100.00 | 872.00 | 872.00 | 100.00 | Kuldeep Kumar Contractor
358.00 | Managed LAN switch with single incomer and 8 nos out going port complete in all respect. | 1.00 | Nos. |  | 1000.00 | 1000.00 | 100.00 | 100.00 | 2888.00 | 2888.00 | 100.00 | Kuldeep Kumar Contractor
359.00 | Burried Trench : Excavation to required width and depth (in all types of soil including rock cutting, jungle / debris clearing wherever required along the cable route) filling with 150 mm sand above and below cables and good quality approved bricks (75 mm thick) covering the cables through out the trench, back filling (after cable laying), and finally compacting as per tender specification and approved drawings, including one run of warning tape.
360.00 | 600mm wide x 1000mm depth | 400.00 | Mtr. |  | 600.00 | 240000.00 | 1000.00 | 400000.00 | 624.00 | 249600.00 | 240000.00 | VISHNU SARAN AND COMPANY
361.00 | 1000mm wide x 1000mm depth | 300.00 | Mtr. |  | 1000.00 | 300000.00 | 1500.00 | 450000.00 | 866.00 | 259800.00 | 259800.00 | SANMARG Projects Pvt. Ltd.
362.00 | 1000mm wide x 1500mm depth | 300.00 | Mtr. |  | 1500.00 | 450000.00 | 2000.00 | 600000.00 | 1108.00 | 332400.00 | 332400.00 | SANMARG Projects Pvt. Ltd.
363.00 | Supply of Tools and Instrument, as per Annexure -A, mentioned in scope of work. | 1.00 | Lot |  | 75000.00 | 75000.00 | 200000.00 | 200000.00 | 181440.00 | 181440.00 | 75000.00 | VISHNU SARAN AND COMPANY
364.00 | Supply and installation of the following including the supply of necessary clamp, bolts, rawl plugs etc. breaking and making good of walls, if required , and including all labour and materials complete as per directions of Engineer-In-Charge, applicable standards and Indian Electricity rules.
365.00 | Shock hazard charts complete in glass frame of A1 size | 2.00 | Nos. |  | 2500.00 | 5000.00 | 100.00 | 200.00 | 4367.00 | 8734.00 | 200.00 | Kuldeep Kumar Contractor
366.00 | Caution boards (Danger, High Volatage) including supply of necessary clamps, bolts and other hardware, as per directions of the Engineer-in-Charge. | 2.00 | No. |  | 450.00 | 900.00 | 500.00 | 1000.00 | 1679.00 | 3358.00 | 900.00 | VISHNU SARAN AND COMPANY
367.00 | Overall As-built Single Line Diagram complete in glass frame of A0 size. | 2.00 | Nos. |  | 3500.00 | 7000.00 | 1000.00 | 2000.00 | 4360.00 | 8720.00 | 2000.00 | Kuldeep Kumar Contractor
368.00 | Supply and installation of electrical accessories including, cable tags, cable marker, MCT blocks of suitable size for cable entry in Electrical rooms/building, nickle plated lugs, double compressed brass cable glands,brass adaptar/reducers/nipples, fixing of metallic anchor fasteners for supporting of cable trays and misc. electrical switchgear including all labour and materials complete as required and as per directions of Engineer-In-Charge. | 1.00 | Lot |  | 200000.00 | 200000.00 | 50000.00 | 50000.00 | 62496.00 | 62496.00 | 50000.00 | Kuldeep Kumar Contractor
369.00 | Erection Material : Supply, Fabrication and errection of MS base frame support for switch gear and bracket for misc. electrical equipment, cable and cable tray support out of rolled MS section,pipes,plates etc including welding, bolting, reveting, supply of necessary anchor bolts and grouting etc supply of paints applying one coat of anti rust primer two finish coats of approved synthetic enamel paints including bracking walls, floors etc for structure as required including supply of all GI hardware materials including all labour and materials complete as required and the direction of Engineer-in-charge. | 1.00 | Lot |  | 625000.00 | 625000.00 | 80000.00 | 80000.00 | 60480.00 | 60480.00 | 60480.00 | SANMARG Projects Pvt. Ltd.
370.00 | Statutory Approvals : All works relating to statutory approvals, laisioning from competent authority like Electrical Inspectorate, CEA, SEB etc including carrying out of all required modifications in design / Manufacturer / Installation to meet the requirement of Indian Electricity rules and other statutory regulations in force, carrying out necessary paper work and liasion with the authorities to obtain all necessary clearances for charging of installation as per relevant national standards. However, any official fee paid to competent authority like Electrical Inspectorate, CEA, SEB etc, towards the approvals shall be reimbursed by the client on submission of bills alongwith documentary evidence.. | 1.00 | LS |  | 300000.00 | 300000.00 | 500000.00 | 500000.00 | 436800.00 | 436800.00 | 300000.00 | VISHNU SARAN AND COMPANY
371.00 | SECTION:C- INSTRUMENTATION WORKS
372.00 | Supply of Pressure Gauges as per tender document (inclusive of supply of necessary piping materials/tubings, alongwith all necessary valves & fittings, impulse lines/manifolds as per installation standard) | 1.00 | Nos. |  | 5000.00 | 5000.00 | 10000.00 | 10000.00 | 40398.00 | 40398.00 | 5000.00 | VISHNU SARAN AND COMPANY
373.00 | Installation, testing, calibration and commissioning of Pressure Gauges as per tender document (inclusive of necessary piping materials/tubings, alongwith all necessary valves & fittings, impulse lines/manifolds as per installation standard) | 1.00 | Nos. |  | 1000.00 | 1000.00 | 1500.00 | 1500.00 | 17718.00 | 17718.00 | 1000.00 | VISHNU SARAN AND COMPANY
374.00 | Supply of Pressure Transmitters as per tender document (inclusive of supply of yoke, supports for impulse lines (wherever required), SS manifolds/ SS impulse lines & SS valves & fittings with supports, as per installation std.) | 1.00 | Nos. |  | 22500.00 | 22500.00 | 45000.00 | 45000.00 | 111273.00 | 111273.00 | 22500.00 | VISHNU SARAN AND COMPANY
375.00 | Installation, testing, calibration and commissioning of Pressure Transmitters as per tender document (inclusive of yoke, supports for impulse lines (wherever required), SS manifolds/ SS impulse lines & SS valves & fittings with supports, as per installation std.) | 1.00 | Nos. |  | 2500.00 | 2500.00 | 2500.00 | 2500.00 | 17718.00 | 17718.00 | 2500.00 | VISHNU SARAN AND COMPANY, Kuldeep Kumar Contractor
376.00 | Supply of Temperature Transmitters as per tender document (inclusive of supply of yoke, supports, etc) | 1.00 | Nos. |  | 22500.00 | 22500.00 | 40000.00 | 40000.00 | 91428.00 | 91428.00 | 22500.00 | VISHNU SARAN AND COMPANY
377.00 | Installation, testing, calibration and commissioning of Temperature Transmitters as per tender document (inclusive of yoke, supports, etc) | 1.00 | Nos. |  | 2500.00 | 2500.00 | 1500.00 | 1500.00 | 13891.00 | 13891.00 | 1500.00 | Kuldeep Kumar Contractor
378.00 | Supply of RTD with flanged thermowell inclusive of other necessary items as per installation standard | 1.00 | Nos. |  | 22500.00 | 22500.00 | 34500.00 | 34500.00 | 37563.00 | 37563.00 | 22500.00 | VISHNU SARAN AND COMPANY
379.00 | Installation, Calibration, Testing & Commissioning of RTD with flanged thermowell inclusive of other necessary items as per installation standard | 1.00 | Nos. |  | 2500.00 | 2500.00 | 1500.00 | 1500.00 | 13891.00 | 13891.00 | 1500.00 | Kuldeep Kumar Contractor
380.00 | Installation of Junction Boxes including Supply of Junction Boxes with Glands, plugs for unused entries, supply, fabrication and installation of supports, plugging of unused entries and painting.
381.00 | Supply of Explosionproof electrical junction boxes along with supply of yoke, support , Stand, Glands, plugs, etc. for 6 pair cable entry | 1.00 | Nos. |  | 9500.00 | 9500.00 | 5000.00 | 5000.00 | 32928.00 | 32928.00 | 5000.00 | Kuldeep Kumar Contractor
382.00 | Installation, testing and commissioning of Explosionproof electrical junction boxes along with yoke, support , Stand, Glanding, Termination & loop checking for 6 pair cable entry | 1.00 | Nos. |  | 1000.00 | 1000.00 | 1000.00 | 1000.00 | 19488.00 | 19488.00 | 1000.00 | VISHNU SARAN AND COMPANY, Kuldeep Kumar Contractor
383.00 | Supply of Canopies fabricated out of powder coated MS for electronic transmitters including supply, fabrication of support and reflective painting. | 2.00 | Nos. |  | 3500.00 | 7000.00 | 5000.00 | 10000.00 | 22176.00 | 44352.00 | 7000.00 | VISHNU SARAN AND COMPANY
384.00 | Installation, testing and commissioning of Canopies fabricated out of powder coated MS for electronic transmitters including installation of canopy with support and reflective painting. | 2.00 | Nos. |  | 1000.00 | 2000.00 | 1000.00 | 2000.00 | 8736.00 | 17472.00 | 2000.00 | VISHNU SARAN AND COMPANY, Kuldeep Kumar Contractor
385.00 | Supply, laying, testing of FRLS cables including supply of all required cable glands (Explosion proof double compression type) and consumables like ferrules, clamps, PVC tubes, aluminium/SS tag plates etc., clamping , ferruling, glanding of the cables, termination at both ends, including shield/drain/ communication wire, providing/fixing of identifying tags and megger testing and loop testing . Supply and installation of GI pipes / Hume pipes (in road crossings, buildings, etc.) and PVC pipes (for crossing of electrical cables) is included in the scope of cable laying but exclusive of supply & erection of GI Perforated tray. Suitable adaptor (reducer / expander) alongwith cable gland shall be provided at both ends of each cable run to match selected cable dia. with that of cable entry size available in free issue / existing system.
386.00 | Supply of 1 P x 1.5 mm² (Type I), Signal Cable | 100.00 | Mtrs. |  | 250.00 | 25000.00 | 420.00 | 42000.00 | 239.00 | 23900.00 | 23900.00 | SANMARG Projects Pvt. Ltd.
387.00 | Laying, testing and commissioning of 1 P x 1.5 mm² (Type I), Signal Cable | 100.00 | Mtrs. |  | 100.00 | 10000.00 | 50.00 | 5000.00 | 76.00 | 7600.00 | 5000.00 | Kuldeep Kumar Contractor
388.00 | Supply of 6 P x 1.5 mm² (Type II) Signal Cable | 800.00 | Mtrs. |  | 350.00 | 280000.00 | 525.00 | 420000.00 | 637.00 | 509600.00 | 280000.00 | VISHNU SARAN AND COMPANY
389.00 | Laying, testing and commissioning of 6 P x 1.5 mm² (Type II) Signal Cable | 800.00 | Mtrs. |  | 100.00 | 80000.00 | 50.00 | 40000.00 | 85.00 | 68000.00 | 40000.00 | Kuldeep Kumar Contractor
390.00 | Supply of 4C x 1.5 mm² - Quad Cable (Type-I) , RTD Cables | 30.00 | Mtrs. |  | 350.00 | 10500.00 | 210.00 | 6300.00 | 302.00 | 9060.00 | 6300.00 | Kuldeep Kumar Contractor
391.00 | Laying, testing and commissioning of 4C x 1.5 mm² - Quad Cable (Type-I) , RTD Cables | 30.00 | Mtrs. |  | 100.00 | 3000.00 | 50.00 | 1500.00 | 83.00 | 2490.00 | 1500.00 | Kuldeep Kumar Contractor
392.00 | Supply of Armoured RS-485 Cable | 200.00 | Mtrs. |  | 250.00 | 50000.00 | 180.00 | 36000.00 | 211.00 | 42200.00 | 36000.00 | Kuldeep Kumar Contractor
393.00 | Laying, testing and commissioning of Armoured RS-485 Cable | 200.00 | Mtrs. |  | 175.00 | 35000.00 | 50.00 | 10000.00 | 69.00 | 13800.00 | 10000.00 | Kuldeep Kumar Contractor
394.00 | Supply of Armoured Ethernet Cable | 400.00 | Mtrs. |  | 250.00 | 100000.00 | 210.00 | 84000.00 | 166.00 | 66400.00 | 66400.00 | SANMARG Projects Pvt. Ltd.
395.00 | Laying, testing and commissioning of Armoured Ethernet Cable | 400.00 | Mtrs. |  | 175.00 | 70000.00 | 50.00 | 20000.00 | 69.00 | 27600.00 | 20000.00 | Kuldeep Kumar Contractor
396.00 | Supply and erection of prefabricated perforated GI trays of thickness 2 mm including tees, bends and elbows, supply, fabrication and erection of required supports and painting of supports with one coat of primer as per IS:2074 and 2 coats of finished paint including supply of paint as per std. and direction of Engineer In-Charge.
397.00 | Supply of 60 mm wide X 20 mm high | 20.00 | Mtrs. |  | 300.00 | 6000.00 | 199.00 | 3980.00 | 469.00 | 9380.00 | 3980.00 | Kuldeep Kumar Contractor
398.00 | Installation, testing and commissioning of 60 mm wide X 20 mm high | 20.00 | Mtrs. |  | 200.00 | 4000.00 | 100.00 | 2000.00 | 161.00 | 3220.00 | 2000.00 | Kuldeep Kumar Contractor
399.00 | Supply of 150 mm wide X 30 mm high | 20.00 | Mtrs. |  | 600.00 | 12000.00 | 1080.00 | 21600.00 | 779.00 | 15580.00 | 12000.00 | VISHNU SARAN AND COMPANY
400.00 | Installation, testing and commissioning of 150 mm wide X 30 mm high | 20.00 | Mtrs. |  | 200.00 | 4000.00 | 100.00 | 2000.00 | 200.00 | 4000.00 | 2000.00 | Kuldeep Kumar Contractor
401.00 | Supply of 300 mm wide X 30 mm high | 50.00 | Mtrs. |  | 1200.00 | 60000.00 | 1230.00 | 61500.00 | 1040.00 | 52000.00 | 52000.00 | SANMARG Projects Pvt. Ltd.
402.00 | Installation, testing and commissioning of 300 mm wide X 30 mm high | 50.00 | Mtrs. |  | 400.00 | 20000.00 | 100.00 | 5000.00 | 261.00 | 13050.00 | 5000.00 | Kuldeep Kumar Contractor
403.00 | Supply of Air Compressor (MAWP : 8 Bar, free air delivery : min. 52 CFM) with air receiver (MAWP : 8 Bar, capacity : min. 500 Ltrs.), dryer (capacity : min. 80 CFM), filtration, etc. as per site requirement inclusive of supply of necessary accessories. | 2.00 | Nos. |  | 275000.00 | 550000.00 | 150000.00 | 300000.00 | 315925.00 | 631850.00 | 300000.00 | Kuldeep Kumar Contractor
404.00 | Installation, testing and commissioning of Air Compressor (MAWP : 8 Bar, free air delivery : min. 52 CFM) with air receiver (MAWP : 8 Bar, capacity : min. 500 Ltrs.), dryer (capacity : min. 80 CFM), filtration, etc. as per site requirement. | 2.00 | Nos. |  | 15000.00 | 30000.00 | 20000.00 | 40000.00 | 69502.00 | 139004.00 | 30000.00 | VISHNU SARAN AND COMPANY
405.00 | EARTHING
406.00 | Supply, Laying, testing and Termination of 6 sqmm Copper Wire for instrumentation earthing (in tray and conduits as required) as per site requirement. | 50.00 | Mtrs. |  | 95.00 | 4750.00 | 100.00 | 5000.00 | 163.00 | 8150.00 | 4750.00 | VISHNU SARAN AND COMPANY
407.00 | Laying, testing and commissioning of free issued cables upto 8P/16C/8T as per site requirement & tender document | 300.00 | Mtrs. |  | 200.00 | 60000.00 | 20.00 | 6000.00 | 85.00 | 25500.00 | 6000.00 | Kuldeep Kumar Contractor
408.00 | Laying, testing and commissioning of free issued cables upto 16P/32C/16T as per site requirement & tender document | 300.00 | Mtrs. |  | 300.00 | 90000.00 | 20.00 | 6000.00 | 85.00 | 25500.00 | 6000.00 | Kuldeep Kumar Contractor
409.00 | Laying, testing and commissioning of free issued cables upto 24P/48C/24T as per site requirement & tender document | 300.00 | Mtrs. |  | 400.00 | 120000.00 | 20.00 | 6000.00 | 85.00 | 25500.00 | 6000.00 | Kuldeep Kumar Contractor
410.00 | Excavation of trenches for burying the cables (for all the items being supplied by the bidder, free issued to the bidder), preparation of same for laying of cable, filling with river sand before and after cable laying, laying of brick, back filling and compacting of the excavated earth, cable route markers, etc. as per specifications including supply of sand and bricks and removal of surplus earth as per instructions of Engineer-in-Charge. Size of Trench : minimum 600 mm (Width) X 800 mm ( Depth) | 100.00 | Mtrs. |  | 400.00 | 40000.00 | 3000.00 | 300000.00 | 906.00 | 90600.00 | 40000.00 | VISHNU SARAN AND COMPANY
411.00 | Start up & Commissioning of complete terminal instruments as per tender, including all labour, test equipments and other auxiliaries as required, tagging of all the instrumentation items including cables, etc., complete in all respects as per specifications/ drawings/ directions of Engineer-in-Charge. All necessary Testing and commissioning reports, as-built drawings etc., shall also be prepared and to be submitted to the purchaser/consultant | 1.00 | Lumpsum |  | 325000.00 | 325000.00 | 100000.00 | 100000.00 | 183750.00 | 183750.00 | 100000.00 | Kuldeep Kumar Contractor
412.00 | SECTION:D- STRUCTURAL WORKS
413.00 | Supply, fabrication & erection of Steel structure
414.00 | Supply, fabrication and erection of column, rafter, purlins, runners, bracings, beam for monorail, pipes supports, portals, platforms, crossover structure, walkways, stairs, ladders, handrails, gratings, chequered plate, or any other structures required for completion of works, etc. including surface preparation, painting as per specification, including loading, transportation and unloading delivery at erection site of all fabricated structures, storage and handling at site, site assembly and finally erection of structures at appropriate location, alignment and welding of all structures true to line, level, plumb and dimension. The work shall be completed in all respect as per drawings, technical specification and direction of the Engineer-in-Charge. (The cost & weight of MS bolts and nuts (permanent and service), washers, electrodes, putty, gases, shims, packs, cost of straightening of raw materials, Built up section at any shape, cutting of flats from plates and providing splices, paints, tools, plants, testing of materials, etc and all other consumables as required for the work shall be deemed to be included in the quoted rates.) | 12200.00 | KG |  | 195.00 | 2379000.00 | 110.00 | 1342000.00 | 162.00 | 1976400.00 | 1342000.00 | Kuldeep Kumar Contractor
415.00 | Supply and erection of Zincalume high tensile colour coated sheet on roof and sides:
416.00 | Supply and erection of 0.5mm TCT zincalume high tensile colour coated steel sheets (fy=550MPa) conforming to IS:15961 having trapezoidal profile with a cover width of 930-1020 mm and 28-32 mm deep crest at pitch of 186-250mmc/c with minimum two ribs at centre for stiffening. with zincalume coating 150gsm. The sheet shall have a total coating thickness of 35 micron,super durable polyester colorbond XRW quality paint system of 20 microns on exposed surface and 5 micron reverse polyester coat on back surface over 5 micron primer coat on both side surface as per IS:15965. The paint system should have stable resin & inorganic pigments for paint durability and lead free for water harvesting. The sheet shall have anti-capillary groove to avoid any seepage of water through lateral over lap, compatible flashing, Trims, ridge panel and fixtures, accessories, sealing tape etc., including transportation and delivery at site, storage and handling at site, cutting and bending of sheets to required shapes and sizes and erecting them on roof and sides using self-drilling, self-tapping fasteners which shall be hot dip galvanized with Xylon coated with EPDM Seals conforming to AS:3566 class 3 at proper position. Roof sheet shall be laid in colours as per approved colours scheme. All works shall be completed in all respect as per specification, scope and description of works and as per direction of the Engineer-In-Charge. Mode of measurement shall be total covering area of sheeting. Lapping of sheets, ridges and flashes shall not be paid extra. (Only net laid area to be measured for payment) | 155.00 | Sq-M |  | 2700.00 | 418500.00 | 1400.00 | 217000.00 | 1638.00 | 253890.00 | 217000.00 | Kuldeep Kumar Contractor
417.00 | Providing and fixing of chain link fencing
418.00 | Supply, fabrication and erection of structures such as angle iron post, Channel post, Strainer and strut, etc. with necessary holes for fixing the chain link fencing, site assembly and finally erection of structures at appropriate location including surface prepartion with painting as per specification, including 2.4m high G.I. Chain link fabric fencing mesh size 50x50x3.15 mm dia, fixed on angle iron posts with GI staples, turn buckles, all necessary fitting etc, including strengthening with 4 mm dia wire Nuts bolts and washer complete in all respects.All work as per Specification and drawings and as direction of the Engineer-In-Charge. (excluding foundation) | 265.00 | R-M |  | 12500.00 | 3312500.00 | 1000.00 | 265000.00 | 5093.00 | 1349645.00 | 265000.00 | Kuldeep Kumar Contractor
419.00 | Providing and fixing of chain link Fencing Gates
420.00 | Supply, fabrication & fixing of fencing Mild steel gate 2.4m high with Chain link fencing mesh (as per detail in chain link fencing item above) including all fixtures like MS Pivot, locking arrangement, tower bolt etc., complete in all respects including surface prepartion, painting as per specification. The work is to be completed in all respect as per drawings, technical specification and direction of the Engineer-In-Charge (excluding foundations)
421.00 | a) 4m Wide Gate | 2.00 | Nos. |  | 75000.00 | 150000.00 | 50000.00 | 100000.00 | 38572.00 | 77144.00 | 77144.00 | SANMARG Projects Pvt. Ltd.
422.00 | Supply, fabrication & erection of MS Gate
423.00 | Supply, fabrication and fixing in position steel entrance gate (as per the design shown in the tender drawing) supply of raw materials, transportation and delivery at site, unloading, storage and handling at site, site assembly and finally erection at appropriate locations. Gates shall be fabricated out of channel and Sq Bar with all fixtures like MS Pivot, M.S sheet boxing, locking arrangement, MS tower bolts, gate stopper, hold fast, MS wheel with ball bearing, MS tee bend to shape and embedded in the road surface for gate opening track, etc. including painting as per specification. The work is to be completed in all respect as per drawings, technical specification and direction of the Engineer-in-Charge
424.00 | a) 6.0m clear opening width of gate in two panels with 1.2m wide wicket gate | 2.00 | Nos. |  | 320000.00 | 640000.00 | 35000.00 | 70000.00 | 219919.00 | 439838.00 | 70000.00 | Kuldeep Kumar Contractor
425.00 | Note:
426.00 | The quantities indicated are estimated values and hence are approximate. Final payment will be made based on actual quantities to be certified by the Purchaser.
427.00 | The cost & weight of MS bolts (permanent and service), washers, electrodes, putty, gases, cost of straightening the raw materials, cutting of flats from plates and providing splices, paints, tools, plants, electric power,water.other consumables, as required for the work shall be deemed to be included in the quoted rates.
428.00 | All handling and transport charges of raw materials and fabricated structures including double handling, as required, for completion of work in accordance with time schedule, are deemed be included in the quoted rates
429.00 | (i) The bidder must indicate currency(ies) against each quoted item of the SOR.
430.00 | (ii) The total amount shall also be given by the bidder in the quoted currency(ies).
431.00 | SECTION:E- FIRE PROTECTION SYSTEM
432.00 | MECHANICAL WORKS
433.00 | PLANT PIPING (ABOVEGROUND) SUPPLY, FABRICATION, ERECTION, INSTALLATION, PAINTING AND TESTING OF PIPING :
434.00 | SUPPLY OF PIPES: Complete work of supply of ERW pipes with fittings, Flanges etc., including all taxes, duties, transportation and inspection charges but not limited to, the following items in accordance with relevant specifications , drawings, specification and instructions of Engineer-in-charge and as per all provisions of the CONTRACT DOCUMENT.
435.00 | FABRICATION, ERECTION, INSTALLATION, PAINTING AND TESTING OF Above Ground pipes: Receiving and taking over / handling of all supplied materials from Contractor's / Owner's designated place(s), transportation including loading, unloading, handling from Contractor's /Owner's designated place(s) to Contractor's own stock yard(s)/ work site(s)/ work shop(s) including arranging all necessary storage area(s) thereof, as required; supply of all balance materials (except supply of those specified subsequently in SOR), equipment, consumables as defined in Contractor's scope of supply and their transportation to the work site(s); performing all above ground piping fabrication works including cutting,edge preparation (inclusive of grinding the edges of pipes, fittings etc. to match with the matching edges of uneven/ different thickness wherever required) including, fit up, bending, pre-heating wherever required, welding, threading etc.; fabrication of fittings like miter bends, tees, reducers etc other than those in the scope of contractor and erection of the same, erection of pipes of all types and thickness over sleepers, overhead on racks and at all elevations; hook-up with, existing header, equipments etc, fittings of all sizes i.e.elbows, reducers, tees, 'blind flanges, including fixing of all types of gaskets , bolts, studs and nuts of all sizes; cleaning and flushing, carrying out hydrostatic test at 15 kg/cm2 (g) (minimum 1.50 times the design pressure) ,carrying out 10% non-destructive testing of each size such as radiography by gamma ray, magnetic particle, liquid penetration etc., pre-commissioning and commissioning; surface preparation, primer, painting complete of pipeline with fittings as per MECON painting specification no. MEC/S/05/21/07, Painting to be done by spray only, clean-up and restoration of site, preparation of as built drawings, documents and project records; transportation of surplus free issue materials to Owner's designated place(s); completing all works in all respects as per the AFC drawings, specifications, standards and other provisions of Contract and instruction of Engineer-in-Charge. Supply of paints, solvents and primers , preparation of surfaces by sand/grit blasting using one of the abrasives and application of Zinc Ethyl Silicate Primer (P1- One coat @ 75 microns DFT / coat), Two pack epoxy – polyamid mio Intermediate / undercoat paint (U1- One coat @ 100 microns DFT/coat minimum) and Two pack aliphatic acrylic polyurethane finish paint ( F2-Two Coats @ 40 microns DFT /coat minimum) suitable for normal corrosive painting environment as defined in contract document. Identification, lettering/ numbering, colour coding and colour bands as per Industry Quality Control manual etc. as specified including rub down and touch up of shop primer or scrapping of shop primer wherever required and providing of scaffolding for all heights, labour, materials, tools and tackles, consumables, supervision etc. to complete the work in all respect as per Specification, Drawings,Standards and instruction of Engineer-in-Charge. Painting shall be done by spray only.
436.00 | 10 INCH, IS: 3589,Thk.-7.1 mm | 20.00 | RM |  | 14750.00 | 295000.00 | 6500.00 | 130000.00 | 11325.00 | 226500.00 | 130000.00 | Kuldeep Kumar Contractor
437.00 | 8 INCH, IS: 3589,Thk.-6.3 mm | 30.00 | RM |  | 8750.00 | 262500.00 | 4000.00 | 120000.00 | 8785.00 | 263550.00 | 120000.00 | Kuldeep Kumar Contractor
438.00 | 6 INCH, IS: 1239,Thk.- Heavy | 450.00 | RM |  | 4680.00 | 2106000.00 | 3000.00 | 1350000.00 | 5102.00 | 2295900.00 | 1350000.00 | Kuldeep Kumar Contractor
439.00 | 4 INCH, IS: 1239,Thk.- Heavy | 60.00 | RM |  | 4250.00 | 255000.00 | 2000.00 | 120000.00 | 3942.00 | 236520.00 | 120000.00 | Kuldeep Kumar Contractor
440.00 | 3 INCH, IS: 1239,Thk.- Heavy | 12.00 | RM |  | 3550.00 | 42600.00 | 1500.00 | 18000.00 | 2859.00 | 34308.00 | 18000.00 | Kuldeep Kumar Contractor
441.00 | 2 INCH, IS: 1239,Thk.- Heavy | 12.00 | RM |  | 3250.00 | 39000.00 | 1000.00 | 12000.00 | 1809.00 | 21708.00 | 12000.00 | Kuldeep Kumar Contractor
442.00 | 1 INCH, IS: 1239,Thk.- Heavy | 12.00 | RM |  | 2950.00 | 35400.00 | 600.00 | 7200.00 | 916.00 | 10992.00 | 7200.00 | Kuldeep Kumar Contractor
443.00 | 3/4 INCH, IS: 1239,Thk.- Heavy | 6.00 | RM |  | 2650.00 | 15900.00 | 500.00 | 3000.00 | 916.00 | 5496.00 | 3000.00 | Kuldeep Kumar Contractor
444.00 | PLANT PIPING (UNDER GROUND) SUPPLY, FABRICATION, ERECTION, INSTALLATION, WRAPPING & COATING AND TESTING OF PIPING :
445.00 | SUPPLY OF PIPES: Complete work of supply of ERW pipes with fittings, flanges etc., including all taxes, duties, transportation and inspection charges but not limited to, the following items in accordance with relevant specifications indicated in scope of work indicated in SCC, drawings, specification and instructions of Engineer-in-charge and as per all provisions of the CONTRACT DOCUMENT.
446.00 | FABRICATION, ERECTION, INSTALLATION, PAINTING AND TESTING OF Under Ground pipes: Receiving and taking over of all Owner supplied materials from Owner's designated place(s) of issue, transportation including loading, unloading, handling from Owner's designated place(s) of issue to Contractor's own stock yard(s)/ work site(s)/ work shop(s) including arranging all necessary storage area(s) thereof, as required; supply of all balance materials (except those specified subsequently in SOR), equipment, consumables as defined in Contractor's scope of supply and their transportation to the work site(s); performing all under ground piping fabrication works including cutting,edge preparation (inclusive of grinding the edges of pipes, fittings etc. to match with the matching edges of uneven/ different thickness wherever required) including, fit up, bending, pre-heating wherever required, welding, threading /tapping etc.,; hook-up with, existing header, equipments etc, fittings of all sizes i.e.elbows, reducers, tees, 'blind flanges, including fixing of all types of gaskets , bolts, studs and nuts of all sizes;
447.00 | Cleaning and flushing, carrying out hydrostatic test at 15 kg/cm2 (g) (minimum 1.50 times the design pressure) ,carrying out 10% non-destructive testing of each size such as radiography by gamma ray, magnetic particle, liquid penetration etc., pre-commissioning and commissioning; clean-up and restoration of site, preparation of as built drawings, documents and project records; transportation of surplus free issue materials to Owner's designated place(s); completing all works in all respects as per the AFC drawings, specifications, standards and other provisions of Contract and instruction of Engineer-in-Charge. Job also includes trenching to all types of soil to specified depth, laying the already wrapped and coated pipes, back filling the trenches with available approved soil and also laying the pipes through hume pipes/culverts. Cost of wrapping as per IS: 10221 to be included in the cost including supply of wrapping materials. Cost of supply of hume pipes for road crossing also to be included.
448.00 | 8 INCH, IS: 3589,Thk.-6.3 mm,A33A, | 6.00 | RM |  | 8750.00 | 52500.00 | 6000.00 | 36000.00 | 12704.00 | 76224.00 | 36000.00 | Kuldeep Kumar Contractor
449.00 | 6 INCH, IS: 1239,Thk.- Heavy, A33A | 30.00 | RM |  | 4680.00 | 140400.00 | 5000.00 | 150000.00 | 9786.00 | 293580.00 | 140400.00 | VISHNU SARAN AND COMPANY
450.00 | 4 INCH, IS: 1239,Thk.- Heavy, A33A | 30.00 | RM |  | 4250.00 | 127500.00 | 3500.00 | 105000.00 | 7287.00 | 218610.00 | 105000.00 | Kuldeep Kumar Contractor
451.00 | SUPPLY AND ERECTION OF VALVES Complete work of supply & erection of valves including Design, Engineering, Manufacturing, Testing, Inspection, Packaging, Forwarding, Transportation to store, supply and erection of matching companion flanges, gaskets, fasteners, nuts & studs, etc. but not limited to, the following items in accordance with relevant specifications indicated in scope of work, drawings, specification and instructions of Engineer-in-charge and as per all provisions of the CONTRACT DOCUMENT.Handling including lifting and transportation from Owner's/ Contractor's own storage yard to work site and installation of all types of valve by bolting, threading or welding,including supply of gaskets, nuts & studs, etc. and insertion/ erection of the same on either side of flanged valve at all elevations of pipe sleepers, supports or overhead on racks, equipments nozzle, pumps & painting etc. supply of all consumables, manpower, equipment, etc. for completion of all works as per scope of work and as per drawings, specifications and instructions of Engineer-in-charge including servicing/ cleaning of valves wherever requried.
452.00 | Gate Valves as per details below:
453.00 | Size - 10 INCH, Rating - 150 | 2.00 | Nos. |  | 121000.00 | 242000.00 | 150000.00 | 300000.00 | 82560.00 | 165120.00 | 165120.00 | SANMARG Projects Pvt. Ltd.
454.00 | Size - 8 INCH, Rating - 150 | 2.00 | Nos. |  | 82500.00 | 165000.00 | 65000.00 | 130000.00 | 59008.00 | 118016.00 | 118016.00 | SANMARG Projects Pvt. Ltd.
455.00 | Size - 6 INCH, Rating - 150 | 2.00 | Nos. |  | 64500.00 | 129000.00 | 50000.00 | 100000.00 | 38462.00 | 76924.00 | 76924.00 | SANMARG Projects Pvt. Ltd.
456.00 | Size - 4 INCH, Rating - 150 | 2.00 | Nos. |  | 46750.00 | 93500.00 | 40000.00 | 80000.00 | 27264.00 | 54528.00 | 54528.00 | SANMARG Projects Pvt. Ltd.
457.00 | Size - 3 INCH, Rating - 150 | 4.00 | Nos. |  | 35060.00 | 140240.00 | 35000.00 | 140000.00 | 21888.00 | 87552.00 | 87552.00 | SANMARG Projects Pvt. Ltd.
458.00 | Size - 2 INCH, Rating - 150 | 1.00 | Nos. |  | 24890.00 | 24890.00 | 30000.00 | 30000.00 | 12288.00 | 12288.00 | 12288.00 | SANMARG Projects Pvt. Ltd.
459.00 | Tripple Offset Butterfly Valves as per details below:
460.00 | Size - 6 INCH, Rating - 150 | 2.00 | Nos. |  | 48950.00 | 97900.00 | 65000.00 | 130000.00 | 47360.00 | 94720.00 | 94720.00 | SANMARG Projects Pvt. Ltd.
461.00 | Size - 4 INCH, Rating - 150 | 15.00 | Nos. |  | 34550.00 | 518250.00 | 50000.00 | 750000.00 | 33024.00 | 495360.00 | 495360.00 | SANMARG Projects Pvt. Ltd.
462.00 | Ball Valves as per details below:
463.00 | Size - 2 INCH, Rating - 150 | 1.00 | Nos |  | 14500.00 | 14500.00 | 50000.00 | 50000.00 | 17152.00 | 17152.00 | 14500.00 | VISHNU SARAN AND COMPANY
464.00 | Size - 1 INCH, Rating - 150 | 2.00 | Nos |  | 9800.00 | 19600.00 | 20000.00 | 40000.00 | 11776.00 | 23552.00 | 19600.00 | VISHNU SARAN AND COMPANY
465.00 | Size - 3/4 INCH, Rating - 150 | 5.00 | Nos |  | 8900.00 | 44500.00 | 15000.00 | 75000.00 | 9856.00 | 49280.00 | 44500.00 | VISHNU SARAN AND COMPANY
466.00 | Size - 1/2 INCH, Rating - 150 | 2.00 | Nos |  | 8300.00 | 16600.00 | 12000.00 | 24000.00 | 7424.00 | 14848.00 | 14848.00 | SANMARG Projects Pvt. Ltd.
467.00 | Non Return Valves as per details below
468.00 | Size - 6 INCH, Rating - 150 | 2.00 | Nos. |  | 48950.00 | 97900.00 | 80000.00 | 160000.00 | 43200.00 | 86400.00 | 86400.00 | SANMARG Projects Pvt. Ltd.
469.00 | Size - 3 INCH, Rating - 150 | 1.00 | Nos. |  | 31550.00 | 31550.00 | 70000.00 | 70000.00 | 19520.00 | 19520.00 | 19520.00 | SANMARG Projects Pvt. Ltd.
470.00 | Size - 2 INCH, Rating - 150 | 1.00 | Nos. |  | 18500.00 | 18500.00 | 50000.00 | 50000.00 | 13056.00 | 13056.00 | 13056.00 | SANMARG Projects Pvt. Ltd.
471.00 | Pressure Safety Valve (Max pressure=10 kg/cm2)
472.00 | Size - 6 INCH, Rating - 150 | 1.00 | Nos |  | 34500.00 | 34500.00 | 80000.00 | 80000.00 | 328320.00 | 328320.00 | 34500.00 | VISHNU SARAN AND COMPANY
473.00 | Expansion Bellow as per details below:-
474.00 | Size - 6 INCH, Rating - 150 | 2.00 | Nos. |  | 29890.00 | 59780.00 | 75000.00 | 150000.00 | 15966.00 | 31932.00 | 31932.00 | SANMARG Projects Pvt. Ltd.
475.00 | Size - 2 INCH, Rating - 150 | 1.00 | Nos. |  | 9850.00 | 9850.00 | 50000.00 | 50000.00 | 6287.00 | 6287.00 | 6287.00 | SANMARG Projects Pvt. Ltd.
476.00 | SUPPLY & ERECTION OF Y /T TYPE STRAINER Design, Engineering, Manufacturing, Testing, Inspection, supply & erection including Packaging, Forwarding, Transportation, supply and erection of matching companion flanges, gaskets, fasteners, nuts & Stud , etc. to store of "Y / T" type strainer with cast Steel body & SS strainer as per approved Drg.,/ Data Sheet/ PJS etc but not limited to, the following in accordance with relevant specifications , drawings, specification and instructions of Engineer-in-charge and as per all provisions of the CONTRACT DOCUMENT as per details below. Handling including lifting and transportation from Owner's/ Contractor's own storage yard to work site and installation & commissioning of "Y / T" type strainer with cast Steel body & SS strainer by bolting, threading or welding,including supply of gaskets, nuts & bolts, etc. and insertion/ erection of the same on either side of flanged valve at all elevations of pipe sleepers, supports or overhead on racks,pumps & painting etc. supply of all consumables, manpower, equipment, etc. for completion of all works as per scope of work and as per drawings, specifications and instructions of Engineer-in-charge including servicing/ cleaning wherever requried as per details below.
477.00 | 8" T/Y Type Strainer - 150# | 2.00 | Nos. |  | 48950.00 | 97900.00 | 200000.00 | 400000.00 | 48468.00 | 96936.00 | 96936.00 | SANMARG Projects Pvt. Ltd.
478.00 | 4" T/Y Type Strainer - 150# | 2.00 | Nos. |  | 29500.00 | 59000.00 | 100000.00 | 200000.00 | 23892.00 | 47784.00 | 47784.00 | SANMARG Projects Pvt. Ltd.
479.00 | 3" T/Y Type Strainer - 150# | 1.00 | Nos. |  | 24500.00 | 24500.00 | 80000.00 | 80000.00 | 16896.00 | 16896.00 | 16896.00 | SANMARG Projects Pvt. Ltd.
480.00 | HYDRANT SYSTEM Complete work of supply & erection including Design, Engineering, Manufacturing, Testing, Inspection, Packaging, Forwarding, Transportation to store, gaskets, fasteners, nuts & bolts, etc but not limited to, the following items in accordance with relevant specifications indicated in scope of work, SCC, drawings, specification and instructions of Engineer-in-charge and as per all provisions of the CONTRACT DOCUMENT.
481.00 | Supply & Erection of stand post type hydrant with single outlet 3" inlet bronze landing valve (conforming to IS : 5290 : 1993 ) with matching flanges (Conforming to IS : 6392 Table-17 / ANSI B 16.5), with control fitted with 63 mm dia instantaneous female coupling on the outlet complete with orifice flange as required for network pressure ranging from 9 to 10.5 Kg/cm2, blank cap and chain. bolts, nuts and gaskets, etc., complete as per data sheet & technical specification . (1 set consists of 1 no. of single valves with stand post & matching flange, gaskets, nut & bolt all complete). The assembly shall be suitable for direct erection over companion flange on branch outlet from main header. Handling including lifting and transportation from Owner's/ Contractor's own storage yard to work site and installation by bolting, threading or welding,including insertion/ erection of matching companion flanges, gaskets, fasteners, nuts & bolts, etc supply of all consumables, manpower, equipment, etc. for completion of all works as per scope of work and as per drawings, specifications and instructions of Engineer-in-charge including servicing/ cleaning wherever requried. | 8.00 | Set |  | 19400.00 | 155200.00 | 50000.00 | 400000.00 | 18656.00 | 149248.00 | 149248.00 | SANMARG Projects Pvt. Ltd.
482.00 | Supply & Erection of 1750 LPM stand post type water cum foam monitor (UL Listed / FM Approved) as per Data sheet & Technical Specification with jet / spray nozzle with drain provision and all other accessories including suitable orifice plate for network pressure ranging from 8 to 10.5 Kg/cm2 and matching flanges of 4" size confirming to IS: 6392 Table - 17, bolts, nuts and gaskets complete including painting as specified & directed by EIC. Handling including lifting and transportation from Owner's/ Contractor's own storage yard to work site and Erection by bolting, threading or welding,including insertion/ erection of matching companion flanges, gaskets, fasteners, nuts & bolts etc supply of all consumables, manpower, equipment, etc. for completion of all works as per scope of work and as per drawings, specifications and instructions of Engineer-in-charge including servicing/ cleaning wherever requried. | 3.00 | Nos. |  | 123000.00 | 369000.00 | 200000.00 | 600000.00 | 112172.00 | 336516.00 | 336516.00 | SANMARG Projects Pvt. Ltd.
483.00 | Supply & Erection of FRP fire hose cabinet suitable for accommodating 2 nos of 15 mtrs long canvas hose with coupling, branch pipe and nozzle for external hydrants with double glass door, lock & key including outdoor mounting arrangement complete as specified. Necessary hangers and brackets for hose, nozzle and branch pipe or universal branch pipe to be provided within the cabinet. Provision for putting key of the cabinet shall also be provided.Handling including lifting and transportation from Owner's/ Contractor's own storage yard to work site and Erection of FRP fire hose cabinet including supply of all consumables, manpower, equipment, etc. for completion of all works as per scope of work and as per drawings, specifications and instructions of Engineer-in-charge including servicing/ cleaning wherever requried. | 8.00 | Nos. |  | 9600.00 | 76800.00 | 50000.00 | 400000.00 | 10823.00 | 86584.00 | 76800.00 | VISHNU SARAN AND COMPANY
484.00 | Supply of 63 mm dia 15 m long RRL Hose including gunmetal male and female instanteneous type coupling , machine wound with GI wire complete in all respects. Hose to IS:636 type A, UL Listed / FM Approved and coupling to IS:903:1984 with ISI certification. (One set consists of 2 nos each of 15m length) | 8.00 | Set |  | 14100.00 | 112800.00 | 14000.00 | 112000.00 | 14336.00 | 114688.00 | 112000.00 | Kuldeep Kumar Contractor
485.00 | Supply of Jet Nozzle with branch pipe ( IS 903) | 10.00 | Nos. |  | 2250.00 | 22500.00 | 7500.00 | 75000.00 | 4760.00 | 47600.00 | 22500.00 | VISHNU SARAN AND COMPANY
486.00 | 4 way Fire Brigade Inlet | 1.00 | Nos. |  | 15600.00 | 15600.00 | 25000.00 | 25000.00 | 11855.00 | 11855.00 | 11855.00 | SANMARG Projects Pvt. Ltd.
487.00 | HIGH EXPANSION FOAM GENERATORS
488.00 | Complete work comprising of Design, Engineering, Supply, Inspection, Erection, testing & commissioning of Water Turbine Powered based High Expansion Foam Generators (Fixed Type) with by-pass system along with inlet coupling & pressure gauge, Fixed Inline foam Inductor ,Foam pick up tube, strainer & ball valve complete as per the technical specificatrion . The Generator shall meet the stipulations of OISD / technical specification . | 1.00 | Nos |  | 570000.00 | 570000.00 | 700000.00 | 700000.00 | 300800.00 | 300800.00 | 300800.00 | SANMARG Projects Pvt. Ltd.
489.00 | Complete work comprising of Design, Engineering, Supply, Inspection, Erection, testing & commissioning of Water Turbine Powered based High Expansion Foam Generators (Portable Type) along with by-pass system inlet coupling, portable type Inline Foam Inductor, Foam pick up tube, strainer & ball valve complete as per the technical specificatrion . The Generator shall meet the stipulations of OISD / technical specification. | 1.00 | Nos |  | 570000.00 | 570000.00 | 700000.00 | 700000.00 | 268800.00 | 268800.00 | 268800.00 | SANMARG Projects Pvt. Ltd.
490.00 | SUPPLY & ERECTION OF ITEMS/COMPONENTS RELATED TO FIXED FOAM SYSTEM
491.00 | Foam Solution per tender spec. confirming to IS-4989 Part-II & UL listed, 3% concentrate filled in 200/210 ltr HDPE barrels. | 400.00 | Ltrs |  | 425.00 | 170000.00 | 200.00 | 80000.00 | 320.00 | 128000.00 | 80000.00 | Kuldeep Kumar Contractor
492.00 | Foam Solution per tender spec. confirming to IS-4989 Part-II & UL listed, 3% concentrate filled in 1000 ltr HDPE Tote. The outer frame shall be Rigid welded hot dipped galvanized tubular steel cage. Bottom plate shall be galvanized steel base shaped for inner container support and stability. | 2000.00 | Ltrs |  | 425.00 | 850000.00 | 500.00 | 1000000.00 | 345.00 | 690000.00 | 690000.00 | SANMARG Projects Pvt. Ltd.
493.00 | ROTATING EQUIPMENT WORKS - MECHANICAL WORKS (SUPPLY & ERECTION)
494.00 | DIESEL ENGINE DRIVEN FIRE MAIN PUMP
495.00 | Design, Engineering, Manufacturing, Supply, Installation and commissioning (including packaging and forwarding, insurance, handling and unloading at GAIL Sangrur of Diesel engine driven Horizontal centrifugal pumping set, Horizontal Split casing pump (Conforming to MECON TS No. MEC/TS/05/28/081/05) with bronze impeller with C.I. Body and pump accessories complete and connected by a flexible coupling to a water cooled diesel engine (Conforming to IS : 10002) mounted on a common structural base plate, complete with panels, dry type batteries (including one spare battery) battery charging, cooling system, fuel tank, fuel system, automatic starting arrangement, exhaust pipe (with mineral wool/ rock wool insulation of specified thickness as per EIC) of required length to discharge at suitable height as per MECON TS No. MEC/TS/05/28/081/05 with muffler to meet latest environmental norms, day oil tank (storage of 8 hrs. running capacity) mounted on suitable structural/Civil supports, matching flanges (conforming to IS:6392 table - 17), SS bolts, nuts, gaskets, common base plate, flexible coupling, coupling guard, power and control cable, consumables, compulsory erection & commissioning spares, first fill of lubricants, Special Tools Tackles etc., Configuration, Interfacing, assistance in erection at site, Integrated Testing & Commissioning as per Job specifications and Special Instructions enclosed. The diesel driven pump shall be started automatically through a pressure transmitter and stopped manually. Provision of signal output to control room shall be there in the pump panel to be installed in pump house. The work shall be carried out as per MECON TS No. MEC/TS/05/28/081/05 for pumps and MEC/TS/05/28/081/09 for Diesel Engines. The main pump shall be started automatically through a pressure transmitter and stopped manually. Provision of signal output to control room shall be there in the pump panel to be installed in pump house. The work shall be carried out as per direction of Engineer in Charge. Capacity of Pump : 75 m3/hr. Head : 88 mwc Engine BHP : Suitable size to be furnished by the bidder with sizing calculation. | 1.00 | Nos. |  | 635000.00 | 635000.00 | 700000.00 | 700000.00 | 858919.00 | 858919.00 | 635000.00 | VISHNU SARAN AND COMPANY
496.00 | ELECTRICAL MOTOR DRIVEN MAIN FIRE PUMP.
497.00 | Design, Engineering, Manufacturing, Supply , Installation and commissioning (including packaging and forwarding, insurance, handling and unloading at Sangarur as elaborated in tender and elsewhere) of Electirc motor driven Vertical Turbine single outlet pumping set including electric motor, Cable, common base frame, matching flanges (conforming to IS:6392 table - 17), SS bolts, nuts, gaskets, coupling, coupling guard, foundation bolts, nuts and gaskets, electrics, instrumentation, cable laying, starting panels with soft starter, consumables, compulsory erection & commissioning spares, first fill of lubricants, special tools tackles, configuration, interfacing, integrated testing & commissioning as per job specifications and special instructions enclosed. The main pump shall be started automatically through a pressure transmitter and stopped manually. Provision of signal output to control room shall be there in the pump panel to be installed in pump house. The work shall be carried out as per direction of Engineer in Charge. Capacity of Pump : 75 m3/hr Head : 80 mwc Motor KW : Suitable size to be furnished by bidder with sizing calculation | 1.00 | Nos. |  | 312000.00 | 312000.00 | 500000.00 | 500000.00 | 497064.00 | 497064.00 | 312000.00 | VISHNU SARAN AND COMPANY
498.00 | ELECTRIC MOTOR JOCKEY PUMP
499.00 | Design, Engineering, Manufacturing, Supply and commissioning (including packaging and forwarding, insurance, handling and unloading at Sangarur as elaborated in tender and elsewhere) of Vertical Turbine Jockey pump. including electric motor,VFD (Varaiable frequency drive ), Cable, common base frame, matching flanges (conforming to IS:6392 table - 17), SS bolts, nuts, gaskets, coupling, coupling guard, foundation bolts, nuts and gaskets, electrics, instrumentation, cable laying, starting panels with soft starter, consumables, compulsory erection & commissioning spares, first fill of lubricants, special tools tackles, configuration, interfacing, integrated testing & commissioning as per job specifications and special instructions enclosed. The Jockey pump shall be started and stopped automatically through pressure transmitter. Provision of signal output to control room shall be there in the pump panel to be installed in pump house. The work shall be carried out as per direction of Engineer in Charge. Fire Jockey Pump Capacity of Pump : 10 m3/hr Head : 88 mwc Motor KW : Suitable size to be furnished by bidder with sizing calculation | 1.00 | Nos. |  | 153000.00 | 153000.00 | 125000.00 | 125000.00 | 166924.00 | 166924.00 | 125000.00 | Kuldeep Kumar Contractor
500.00 | NOTES: 1. Price for Erection and Commissioning spares (As per Vendor’s recommendation) is to be included in the above mentioned SOR Items of Pumps. 2. Bidder shall also furnish details of special tools and tackles considered by them. Rates for all these items shall be included in the quoted rates for Pumps and shall not be paid separately. 3. The Vendor shall be completely responsible for the design, materials, manufacture & fabrication, testing, inspection, preparation for shipment,transport of the above equipment, erection, testing & commissioning strictly in accordance with the SOR and all attachment thereto. All items shall be provided with test certificates. 4. Inspection shall also be performed by Owner’s delegate, as set out and specified in the codes and particular documents forming part of this SOR
501.00 | Supply, fabrication and erection of steel Structures for Crossovers & Structural works in & around Fire Water Pump House
502.00 | Prepartion of fabrication drawings including bill of materials, getting approval from consultant including supply of raw materials, fabrication of steel structures such as columns, column bracings, roof girder/truss, roof bracings, struts, roof purlins, side girts, sag angles/rods, monorail beams, stair cases, ladders, crossover,valve operting platforms, handrailing, pipe supports, gratings, chequred plate, etc to complete the terminal work including surface preparation by sand blasting confirming to Swedish Standard SA 2½ for painting, supply and application of 1st coat of Inorganic Zinc Silicate 75 microns DFT , 2nd coat of Intermediate of Epoxy High Build Micaceous Iron Oxide(MIO) 100 microns DFT, 3rd coat Finishing paint of Acrylic Polyurethane 40 microns DFT and 4th coat Finishing Paint of Acrylic Polyurethane 40 microns DFT(Total DFT=255 microns minimum) of approved colour .Finishing coat shall be applied one before erection and one coat after erection, including loading, transportation and unloading delivery at erection site, of all fabricated structures ,storage and handling at site, site assembly and finally erection of structures at appropriate location, alignment and welding of all structures true to line, level, plumb and dimension.The work shall be completed in all respect as per drawings ,technical specification and direction of the Engineer-in-Charge. | 2.00 | MT |  | 200000.00 | 400000.00 | 150000.00 | 300000.00 | 166400.00 | 332800.00 | 300000.00 | Kuldeep Kumar Contractor
503.00 | Design, Engineering, Manufacturing, Testing, Inspection, Supply, erection testing & commissioning including Packaging, Forwarding, Transportation to store of Monorail with Guided Chain pulley block & Trolley of 5T capacity as per approved Drg.,/ Data Sheet/ PJS etc in accordance with relevant specifications indicated in PJS, drawings, specification and instructions of Engineer-in-charge and as per all provisions of the CONTRACT DOCUMENT. | 1.00 | Nos. |  | 375000.00 | 375000.00 | 625000.00 | 625000.00 | 179200.00 | 179200.00 | 179200.00 | SANMARG Projects Pvt. Ltd.
504.00 | INSTRUMENTATION WORKS (FOR FIRE PROTECTION SYSTEM) Complete Instrumentation work comprising of Design, Engineering, supply, erection, testing, commissioning, Inspection, Packaging, Forwarding, Transportation etc for the complete fire protection system which includes instruments (not limited to P&ID, piping GAD & other relevant documents), FRLS cables, Ex-proof JBs, Ex-proof glands,Pressure Guages,Pressure Transmiiters, Pressure Switches,Level Transmitters, SOVs. cable tray, U/G cable trench, canopies, earthing wire/ strip, logic / graphics development / modification as per site requirement in the PLC (common for plant & fire fighting system), etc. as per site requirement. | 1.00 | Lumpsum |  | 195000.00 | 195000.00 | 1000000.00 | 1000000.00 | 716800.00 | 716800.00 | 195000.00 | VISHNU SARAN AND COMPANY
505.00 | ELECTRICAL WORKS (FOR FIRE PROTECTION SYSTEM) Complete Electrical work comprising of Design, Engineering, supply, erection, testing, commissioning, Inspection, Packaging, Forwarding, Transportation etc for the complete fire protection system which includes instruments (not limited to P&ID, piping GAD & other relevant documents), cables, LT Panel, Ex-proof glands, cable tray, U/G cable trench, canopies, earthing wire/ strip etc. as per site requirement to complete the project in all respect. | 1.00 | Lumpsum |  | 585000.00 | 585000.00 | 1000000.00 | 1000000.00 | 1228800.00 | 1228800.00 | 585000.00 | VISHNU SARAN AND COMPANY
506.00 | FIRE ALARM, CO2 FLOODING SYSTEM & CLEAN AGENT SYSTEM
507.00 | DESIGN, ENGINEERING, SUPPLY, HANDLING, TRANSPORTATION, INSTALLATION, TESTING & COMMISSIONING OF HIGH PRESSURE CLEAN AGENT (INERT GAS) FIRE SUPPRESSION SYSTEM Clean Gas Fire Suppression Centralised System (Inert Gas High Pressure) complete with required accessories with main and standby bank of cylinders & each cylinder filled with Clean agent Fire extinguishing Agent (Inert Gas) as Main Bank and Standby Bank (As per NFPA 2001 & UL Listed / FM / VDS / LPCB approved) with Pressure Switch & Locking Device, Discharge Nozzles designed to provide the proper flow rate and distribution of Clean Agent to total flood the hazard area: 180 deg. / 360 deg. ( As per NFPA 2001 & UL Listed / FM / VDS / LPCB approved ), ASTM A106 Gr. B Piping, fittings & supports, etc. , Manifold fabricated from seamless pipe, A106 Gr. B having inlets with supports etc. with activation through intelligent addressable Fire Detection and Alarm System panels after receiving signals from detectors, response indicators etc. all complete supply as per approved scheme & Tender and instructions of Engineer-in-charge. The bidder shall include mandatory spares as described in PJS along with recommended list of spares required for 2 years trouble free operation. Inert gas shall be used as Clean Gas Agent. Complete work of supply, installation, testing, commissioning includes Handling including lifting and transportation from Owner's / Contractor's own storage yard to work site and inspection charges, installation, testing, commissioning & handing over in accordance with relevant Specifications & relevant Data Sheets indicated in PJS, scope of work, SCC, drawings, specification and instructions of EIC and as per all provisions of the CONTRACT DOCUMENT. The areas of rooms to be protected are listed below:
508.00 | Control Room building comprising of control room of size 4 m X4 m X 4 m (h) + 10 m X4 m X 4 m (h), Electrical Room of Size 12 m X 10 m X 4m (h) AND Battery room of size 4 m X 4 m X 4 m (h) | 1.00 | L.S. |  | 4985000.00 | 4985000.00 | 2000000.00 | 2000000.00 | 3968000.00 | 3968000.00 | 2000000.00 | Kuldeep Kumar Contractor
509.00 | Note - 1. Design shall be done based on largest room size with provision to discharge gas in affected room through directional valves including Room void, Ceiling Void & Floor void/ Cable trenches. Balancing of gas discharge in rooms shall be done keeping in NOAEL level as per NFPA2001.
510.00 | DESIGN, ENGINEERING, SUPPLY, ERECTION, TESTING & COMMISSIONING OF FIRE DETECTION & ALARM SYSTEM FOR CONTROL ROOM BUILDING Intelligent addressable Fire Detection and Alarm System with fire alarm cum gas release panels which will also have provision to receive signals from LHS system in cable trenches, detectors, response indicators, cabling , cable trays, manual gas release switch , manual gas abort switch, hooter with flasher, manual call points etc. all complete as per approved scheme & enclosed drawings. Work shall be carried out as per direction of EIC. Manual call points shall be installed at strategic operating locations. Provision of AC / Exhaust Tripping alongwith supply of cables, relays, glands etc. also be considred under this scope. Complete work of supply includes transportation to store and inspection charges but not limited to, the following items in accordance with relevant Specifications & relevant Data Sheets indicated in scope of work, SCC, drawings, specification and instructions of EIC and as per all provisions of the CONTRACT DOCUMENT. Handling including lifting and transportation from Owner's/ Contractor's own storage yard to work site and installation & commissioning of FIRE DETECTION & ALARM SYSTEM including performance testing of the system, painting etc. supply of all consumables, manpower, equipment, etc. for completion of all works as per scope of work and as per drawings, specifications and instructions of Engineer-in-charge including servicing/ cleaning wherever required. The area of control room buildings to be protected are listed below:
511.00 | Control Room building comprising of control room of size 4 m X4 m X 4 m (h) + 10 m X4 m X 4 m (h), Electrical Room of Size 12 m X 10 m X 4m (h), Battery room of size 4 m X 4 m X 4 m (h) and Fire Fighting Room of size 5 m X 4 m X 4 m (h) | 1.00 | L.S. |  | 1550000.00 | 1550000.00 | 2000000.00 | 2000000.00 | 3200000.00 | 3200000.00 | 1550000.00 | VISHNU SARAN AND COMPANY
512.00 | Note: Fire Alarm Panel & Gas Release Panel shall have provision to work on 230 V AC / 24VDC (Input Power supply ) as per availabilty of Input power at Stations.
513.00 | DESIGN, ENGINEERING, SUPPLY, INSTALLATION, TESTING & COMMISSIONING OF LINEAR HEAT SENSING CABLE FOR CABLE TRENCHES Design, supply, installation & commissioning of Linear Heat sensors for cable trenches & below false flooring comprising of linear type heat sensor cable, integration with smoke detectors & fire alarm cum gas release panel all complete as per approved scheme & enclosed drawing. Complete work of supply includes transportation to store and inspection charges but not limited to, the following items in accordance with relevant Specifications & relevant Data Sheets indicated in PJS, scope of work, SCC, drawings, specification and instructions of EIC and as per all provisions of the CONTRACT DOCUMENT. LHS shall be used for detecting heat from a fire over its entire length. The sensor cable shall consist of a twisted pair of copper coated steel conductors covered by a temperature sensitive insulation. The LHS shall be UL/FM/LPCB/VDS approved and shall be designed for open area as well as proximity detection. LHS shall be compatible with any fire control panel that is capable of accepting contact closure type initiating devices. Linear Heat Detection System shall be used for effective activation of a warning or alarm signal indicating a condition of excessive heat or fire. In this system, each discrete addressable LHS cable zone shall report an individual alarm to the addressable fire control panel.The detector unit shall send fault signal when the LHS is damaged (Cut or damaged). Bidder has to submit the data sheet of LHS for approval of MECON during detailed engineering. Qty. of LHS shall be considered as per approved engineering drg. The areas of cable trenches/below false flooring to be protected are listed below:
514.00 | Cable trenches of Control Room building as per enclosed drawing of size 29m X 14.35m comprising Telecom / Scada Room of size 9.75 m X 6m X 4m (h), Control Room of size 10 m X 6m X 4m (h), Electrical Room of Size 8m X 6m X 4m (h) & Battery Room of Size 7m X 6m X 4m (h). | 50.00 | Mtrs |  | 2500.00 | 125000.00 | 5000.00 | 250000.00 | 7464.00 | 373200.00 | 125000.00 | VISHNU SARAN AND COMPANY
515.00 | Design, Engineering, Supply, installation, testing & commissioning of automatic CO2 Flooding System for 1 no. ZPTS & 1 no. CRYOBOX comprising of Seamless cylinder of 22.5 KG Cap. filled with CO2 gas (CCOE approved) consisting main bank and standby bank of Master Cylinders (2 nos. Main & 2 Nos. Standby) and Slave cylinders ( 5 nos. Main & 5 Nos. Standby) complete with valve assembly with a safety burst disc and a safety cap, discharge valve (Master & slave) with electrical actuator, Manual Ball Valve, manifold, Discharge hose, Hose Pipe for interconnection (min. 600 mm long), Master & Slave NRV, Safety Valve with Coupling, Pressure Switch with coupling, Pressure Gauges, Wieght Monitoring System, Horn Type Discharge Nozzles 360° of SS 316 / Brass, Gas release Panel, MS seamless SCH 80 ASTM A-106 grade B pipes & fittings, MS Stand and Frame for cylinders, 2 core 1.5 mm FRLS Cables, Hooter cum Beacons, Manual Abort & Release, canopy, nuts, bolts, washers etc all comlete work as per scope of work and direction of Engineer in charge. The cylinder bank for each ZTPS shall be 1 master & 2 slave cylinders as main & 1 master & 2 slave cylinders as standby & for each CRYOBOX shall be 1 master & 3 slave cylinders as main & 1 master & 3 slave cylinders as standby. All the electrical devices in and around process units shall be explosion proof (Ex'i'). Contractor has to furnish flow calculations through nozzles and submit all the drawings, documents for approval. The cylinder bank shall be kept near ZTPS/Cryobox and Gas relaese panel shall be placed in the control room. Provision for Online Weight Monitoring system for CO2 System shall be kept in fire alarm panel for low weight indication siren. Integration of Gas relaese Panel with Fire Alarm Panel to be considred in this item. The Gas release Panel shall be actauted through fire alarm system , detectors manual call points etc. Necessary configuration in the Gas release Panel for actuation of CO2 flooding with individual smoke detection to be considered. Gas release Panel shall be placed in the control room and accordingly cables to be considered by the contractor. | 1.00 | LS |  | 1050000.00 | 1050000.00 | 500000.00 | 500000.00 | 921600.00 | 921600.00 | 500000.00 | Kuldeep Kumar Contractor
516.00 | MANUAL CALL POINTS Complete work of Design, Engineering, Supply, Handling, Transportation, Installation, Testing & Commissioning of Exproof & IP 67 Manual Call Points. The MCP shall be break Glass Type in Red Colour and are located at the following locations in the LCNG Terminal Area: (i) Security room,(ii) Loading /unloading Pump area, (iii) Truck Unloading area (iv) Outside the Dyke area towards LCNG storage tank. These manual call points shall be hard wired to PLC.The scope of work also includes supply,inspection,laying,termination & testing of required quantities of cable as per MCP location along with necessary hardware or other accessories required to enhance the functionality,operation of the complete system. | 4.00 | Nos |  | 14500.00 | 58000.00 | 35800.00 | 143200.00 | 5376.00 | 21504.00 | 21504.00 | SANMARG Projects Pvt. Ltd.
517.00 | SUPPLY OF SAFETY EQUIPMENTS & HAND APPLIANCES
518.00 | DRY CHEMICAL POWDER TYPE FIRE EXTINGUISHER (STORED PRESSURE TYPE) Supply & Installation of Dry Chemical Powder type fire extinguisher as per IS: 15683-2006 & MECON TS no. MEC/TS/05/28/081/26 suitable for inverted operation with anticorrosive treatment and hydraulically tested to a pressure of 25 kg/ sq.cm . Extinguishers externally painted with red enamel and fixed to wall with brackets complete with internal charge and spanner complete. Complete work of supply includes transportation to store and inspection charges but not limited to, the following items in accordance with relevant Specifications & relevant Data Sheets indicated in scope of work,SCC, drawings, specification and instructions of EIC and as per all provisions of the CONTRACT DOCUMENT
519.00 | 4 Kg Capacity | 4.00 | Nos. |  | 12500.00 | 50000.00 | 5000.00 | 20000.00 | 5440.00 | 21760.00 | 20000.00 | Kuldeep Kumar Contractor
520.00 | 9 Kg Capacity | 2.00 | Nos. |  | 25600.00 | 51200.00 | 15000.00 | 30000.00 | 19840.00 | 39680.00 | 30000.00 | Kuldeep Kumar Contractor
521.00 | 25 Kg Capacity (Trolley mounted) | 2.00 | Nos. |  | 64500.00 | 129000.00 | 20000.00 | 40000.00 | 33743.00 | 67486.00 | 40000.00 | Kuldeep Kumar Contractor
522.00 | CO2 TYPE FIRE EXTINGUISHERS Supply & Installation of CO2 type fire extinguishers with steel cylinder with dischange valve as per MECON TS no. MEC/TS/05/28/081/25 and conforming to IS:15683. Extinguisher shall be painted with red enamel paint. Complete work of supply includes transportation to store and inspection charges but not limited to, the following items in accordance with relevant Specifications & relevant Data Sheets indicated in scope of work,SCC, drawings, specification and instructions of EIC and as per all provisions of the CONTRACT DOCUMENT
523.00 | Capacity 4.5 kg. | 2.00 | Nos. |  | 11500.00 | 23000.00 | 10000.00 | 20000.00 | 21632.00 | 43264.00 | 20000.00 | Kuldeep Kumar Contractor
524.00 | MECHANICAL FOAM TYPE FIRE EXTINGUISHER Supply & Installation of Portable fire extinguisher mechanical form (Gas cartridge) type of 9 litres capacity with initial charge manufactured as per IS 15683 with ISI mark.The refills shall be manufactured as per IS 4989 (Part-II)- 1984 with ISI marked. The cartridge shall be manufactured as per IS:4947- 1985 with ISI mark. The extinguisher will be painted with fire red colour and will be provided with all accessories, wall mounting brackets and screws. Complete work of supply includes transportation to store and inspection charges but not limited to, the following items in accordance with relevant Specifications & relevant Data Sheets indicated in scope of work,SCC, drawings, specification and instructions of EIC and as per all provisions of the CONTRACT DOCUMENT
525.00 | Capacity 9 Ltr | 2.00 | Nos. |  | 18700.00 | 37400.00 | 15000.00 | 30000.00 | 13440.00 | 26880.00 | 26880.00 | SANMARG Projects Pvt. Ltd.
526.00 | FIRE BUCKETS Supply and installation of galvenised steel set of 4 fire buckets (9 Ltrs. Cap) as per technical specification no. MEC/TS/05/28/081/03 and confirming to IS: 2546-1974 RA2000.Buckets shall be painted with red enamel paint and fixed to suitable location . Complete work of supply includes transportation to store and inspection charges but not limited to, the following items in accordance with relevant Specifications & relevant Data Sheets indicated in scope of work,SCC, drawings, specification and instructions of EIC and as per all provisions of the CONTRACT DOCUMENT | 2.00 | Nos. |  | 9500.00 | 19000.00 | 10000.00 | 20000.00 | 5760.00 | 11520.00 | 11520.00 | SANMARG Projects Pvt. Ltd.
527.00 | EYE WASH SHOWER (STAINLESS STEEL) Complete work of supply & installation including Design, Engineering, Manufacturing, Testing, Inspection, Packaging, Forwarding, Transportation to store, of Eye Wash shower pedestal mounted along with supply & laying of required GI Heavy Pipes, fittings Isolation valves , etc but not limited to, the following items in accordance with relevant specifications indicated in scope of work, SCC, drawings, specification and instructions of Engineer-in-charge and as per all provisions of the CONTRACT DOCUMENT. Supply & laying of GI Pipe (Heavy Grade ) of Size (25 NB) minimum,Fittings,isolation valves for water connection to the Eye Wash Shower (Near Odorising Skid) from the avaialable nearest tapping point of Portable water are deemed to be included in the quoted price. | 1.00 | Nos |  | 28000.00 | 28000.00 | 35800.00 | 35800.00 | 45440.00 | 45440.00 | 28000.00 | VISHNU SARAN AND COMPANY
528.00 | SUPPLY OF SAFETY EQUIPMENT Complete work of supply includes transportation to store and inspection charges but not limited to, the following items in accordance with relevant Specifications & relevant Data Sheets indicated in scope of work,SCC, drawings, specification and instructions of EIC and as per all provisions of the CONTRACT DOCUMENT
529.00 | Goggles for Eye Protection from LNG Spray | 2.00 | Nos. |  | 4200.00 | 8400.00 | 5000.00 | 10000.00 | 1536.00 | 3072.00 | 3072.00 | SANMARG Projects Pvt. Ltd.
530.00 | Protective Apron for cryogenic liquid handling | 2.00 | Nos. |  | 4500.00 | 9000.00 | 18500.00 | 37000.00 | 40960.00 | 81920.00 | 9000.00 | VISHNU SARAN AND COMPANY
531.00 | Safety Helmet with GAIL Logo - IS-2925-1984 RA2000 | 10.00 | Nos. |  | 1000.00 | 10000.00 | 150.00 | 1500.00 | 358.00 | 3580.00 | 1500.00 | Kuldeep Kumar Contractor
532.00 | Gumboots for protection during LNG Spillage | 2.00 | Set |  | 6000.00 | 12000.00 | 1580.00 | 3160.00 | 1536.00 | 3072.00 | 3072.00 | SANMARG Projects Pvt. Ltd.
533.00 | Stretcher with blanket- IS-4037-1967 RA-2001. | 1.00 | Nos. |  | 18600.00 | 18600.00 | 15200.00 | 15200.00 | 16000.00 | 16000.00 | 15200.00 | Kuldeep Kumar Contractor
534.00 | First Aid Box | 1.00 | Nos. |  | 2500.00 | 2500.00 | 5000.00 | 5000.00 | 1920.00 | 1920.00 | 1920.00 | SANMARG Projects Pvt. Ltd.
535.00 | Supply,Installation,Testing and Commissioining of Electrical Siren (1 Km Diametrical range) & Interfacing with Fire Alarm Panel/Gas Release Panel | 1.00 | Nos. |  | 62000.00 | 62000.00 | 12360.00 | 12360.00 | 7040.00 | 7040.00 | 7040.00 | SANMARG Projects Pvt. Ltd.
536.00 | Hand operated siren (1 Km Diametrical range) IS-6194-1971 RA- 2006 | 1.00 | Nos. |  | 46000.00 | 46000.00 | 13260.00 | 13260.00 | 4480.00 | 4480.00 | 4480.00 | SANMARG Projects Pvt. Ltd.
537.00 | Portable Gas Detectors / Explosive meter | 2.00 | Nos. |  | 65700.00 | 131400.00 | 35000.00 | 70000.00 | 83200.00 | 166400.00 | 70000.00 | Kuldeep Kumar Contractor
538.00 | Wind Shock | 1.00 | Nos. |  | 5000.00 | 5000.00 | 3250.00 | 3250.00 | 4480.00 | 4480.00 | 3250.00 | Kuldeep Kumar Contractor
539.00 | Note:
540.00 | (i) The bidder must indicate currency(ies) against each quoted item of the SOR.
541.00 | (ii) The total amount shall also be given by the bidder in the quoted currency(ies).
542.00 | Kindly quote in Percentage in M column on total Estimate Amount of Percentage part (Civil Work SOR Sheet-1 (item G001000 to G0044000) refer sheet -1. Note: Bidders shall quote percentage in plus ( '+ ') or minus (' - ') in column M by which total estimated price in the Sheet1 shall be increased or decreased to arrive at bidder‘s quoted price (excluding GST) for Sheet1. Bidder's quoted item rates shall be arrived by applying offered percentage on estimated rates of all BoQ items given in Sheet1. | 1.00 | Lumpsum | 38595000.00 | .10 | 42454500.00 | .12 | 43226400.00 | .18 | 45445612.50 | 42454500.00 | VISHNU SARAN AND COMPANY
| Total in Figures |  |  |  |  | 132612120.00 |  | 102104510.00 |  | 149325389.50
Lowest Amount Quoted BY: Kuldeep Kumar Contractor(102104510.00)

## BOQ Summary
BOQ Summary Details Tender Title: COMPOSITE WORKS FOR SMALL SCALE NG LIQUEFACTION PLANT AT SANGRUR DISTRICT IN THE STATE OF PUNJAB OF GAIL (INDIA) LIMITED Tender ID: 2025_GAIL_230538_1
Sheet Name | Sl.No | Bidder Name | Amount | Bid Rank
BoQ1 | 1 | Kuldeep Kumar Contractor (BID ID -840886) | 102104510.00 | L1
| 2 | VISHNU SARAN AND COMPANY (BID ID -840725) | 132612120.00 | L2
| 3 | SANMARG Projects Pvt. Ltd. (BID ID -843434) | 149325389.50 | L3