## BoQ1
Government eProcurement System Created By: ALLAN TOMY Created Date/Time: 12-Feb-2026 11:40 AM Tender Title: LAYING AND ASSOCIATED WORKS FOR GAIL-VIJAIPUR TO NFL-VIJAIPUR PIPELINE Tender ID: 2025_GAIL_256651_1
Tender Inviting Authority: GAIL India Ltd
Name of Work: PIPELINE LAYING AND ASSOCIATED WORKS FOR GAIL VIJAIPUR TO NFL VIJAIPUR PIPELINE PROJECT
Tender Document No. GAIL/NOID/CNP/PJ/NFL/LAY/25-64
SCHEDULE OF WORK / ITEM(S)
Sl.No | Description of Work / Item(s) | No.of Qty | Units | Estimated Rate | Mansi Ganga Builders and Engineers Pvt Ltd (GSTN-09AABCM4255F1ZK) BID ID -944211 |  | PRATHAM EPC PROJECTS LTD (GSTN-NA) BID ID -943663 |  | Enprocon Enterprise Limited (GSTN-NA) BID ID -938822 |  | JSIW INFRASTRUCTURE PRIVATE LIMITED (GSTN-NA) BID ID -944314 |  | mastek engineering private limited (GSTN-NA) BID ID -944512
[5 empty] | Rate | Amount | Rate | Amount | Rate | Amount | Rate | Amount | Rate | Amount | L1 Amount | L1 Vendor
1.00 | SECTION-A
2.00 | PART-A -24" PIPELINE LAYING BY OPENCUT/ HDD/ RAILWAY CROSSING
3.00 | PIPELINE LAYING /INSTALLATION BY OPEN CUT METHOD
4.00 | Laying/ installation of CARRIER coated line pipe, associated fittings and accessories, etc. as per specifications, drawings, other provisions of Contract and instructions of Engineer-in-Charge, including but not limited to carrying out the following: "Receiving and taking over" of "free issue" Line pipes from Trailers received from Supplier's / Dump Yard location in Vijaipur; Carrying out inspection of Line pipes at the time of receiving and taking-over, recording of pipe & coating defects at the time of taking over in the presence of Owner's representative, handling, hauling and transportation from designated place of issue to Contractor's storage and/or Worksite (s); including arranging all equipments, trailers, trucks & manpower; fabrication, consumables, equipment, labour, etc.; Stacking and installation of construction markers, Carrying out repairs of pipe and coating defects not attributable to Owner; thorough internal cleaning of all pipes by suitable methods to remove debris, shots, grits etc.; Clearning of the ROU, cutting the shrubs, grading, removal of unwanted material from ROU, trial pits for locating the existing pipeline/utilities/cablings, Stringing of line pipes along ROU including providing straw bags, soft padding/sand padding; Aligning, fabrication and installation cold field bending, cutting and beveling (as required) of pipes for welding and field adjustments, NDT & NDT of re-beveled area, welding, carrying out destructive & non- destructive testing of welds required as per approved NDT specifications (including PAUT + TOFD), 100% radiography of weld joint and providing all requisite equipment, labour, supervision, materials, consumables etc.; carrying out repairs of weld joints as required, carrying out Re- PAUT+TOFD and other non-destructive tests on repaired joints, etc. At the descretion of Owner/EPCM,in place of (PAUT + TOFD), RT may also be opted as per need or actual site condition/requirement without any extra cost implication to Owner. Contractor has to maintain the record of DGPS coordinates of each weld joints (including tie-in joints),Bends and including the same in field inspection reports in the section in a prescribed format and will submit the same to EPCM/Owner for review/approval. Also the GPS coordinate of all the crossing, HDD, Railways, Water body, reference locations and any other point as directed by EIC to be recorded and included in the format and report. Carrying out air cleaning, pigging, flushing, cleaning and hydrostatic testing of complete pipeline including pre-testing of designated sections complete as per specification and approved by Owner/ EPCM to specified pressures indicated elsewhere and duration after stabilization as per specification, providing all equipment, pumps, fittings, instruments, dead weight tester, pressure recorder, thermocouples etc., and services, supervision, labour, consumables, water including supply of corrosion inhibitor, air, etc. as required, locating of leaks and rectification of defects, re-testing after rectification, dewatering, swabbing, drying after successful completion of hydrotesting of entire section and as approved by Owner/ Owner’s Representative.
5.00 | Installation of carrier pipe including concrete coated pipes (wherever required), (Concrete Coating on pipes will be paid separately) at all crossings including roads/ canals/ nala/ water crossings etc. including pre-testing as required; Carrying out installation of carrier pipe in the casing pipe at cased crossings (wherever required); Supply and application of Field Joint Coating at all weld Joints, long radius bends (fabrication of 6D bends by induction heating covered separately), buried fittings etc.; Supply & Installation of warning tape. Lowering the pipelines in trench, Trench Preperation , providing required padding over and around the pipeline with sand/graded material (in rocky strata), backfilling with available approved excavated material and/or other suitable soil ( supply and providing of soft soil for pre & post padding in Rocky area as directed by Owner/EPCM); Supply and installation of slope breaker as per specifications and drawings in steep slope areas, wherever required; Carrying out hydrostatic testing including air cleaning, flushing, filling, gauging, pressurization of complete pipeline in various test sections as approved by Engineer-In-Charge to the specified test pressure, providing all equipment, pumps, fittings, instruments, dead weight tester, all types of pigs etc., and services, supervision, labour, consumables, arranging water required for hydrostatic testing including supply of foam pigs, air, etc. as required, locating of leaks and rectification of defects attributable to Contractor, re-testing after rectification, successful completion of hydro-testing of pipeline,De-watering, Swabbing & Drying (as per approved method of drying i.e. whether vacuum or dry air); including all tie-in(s) with the pipeline/ piping installed by others including cutting of test header, re- beveling as required; Carrying out all temporary, ancillary, auxiliary works and all incidental works required to make the pipeline ready for pre- commissioning;
6.00 | Repair of defects recorded during EGP/gauge plate run or otherwise including cutting, beveling, welding, NDT, field joint coating etc.; as applicable, Final clean-up and restoration of right of use including obtaining NOC from respective statutory authorities as required and disposal of debris and returning all surplus material to designated disposal areas/storage yard, as directed by Engineer-In-Charge; Restoration of land, facilities and boundary wall etc. at associated facilities dismantled/damaged by the Contractor during construction; Obtaining work permits/ NOC from various statutory authorities having jurisdiction and complying with all stipulation/conditions/recommendation of the said authorities; Preparation of as-built drawings, pipe-book and other records. SOR shall be read in conjunction with Project drawings, scope of work, specifications, standards and other provisions of contract document.
7.00 | The work includes the Survey data & site preparation, Stringing/Chainges in direction, Beveling of pipe element, Welding Procedure Qualification & Welders Qualification, Welding of pipe element, Inspection & testing of production welds, Field joint coating, controlled blasting, chiseling, etc., Material hand over & material handling, Lowering-in & ballasting, Hydrotesting, Swabbing, Drying. All crossings execution HDD or cased crossing as mentioned in Crossing List (including installation of carrier pipe inside the Casing at cased crossing, if required) , Backfilling (for all depths in all types of soil, soft /hard rock) , including trench padding with sand, graded earth in rocky areas & rock shield( if required as per specs) reinstatement (restoration) and preparation of As-built Alignment & Crossing drawings. All above works shall be executed in accordance with scope of work, GTS, PTS, Drawings and other provisions of contract document and instructions of Owner/Owner's representative, including but not limited to carrying out the above works. Note: 1. Supply and Installation of OFC and HDPE Ducts along the entire pipeline route, adjacent to the new pipeline, along with all required accessories, fittings and associated items, is covered separately elsewhere in the SOR. 2. Contractor is advised to visit the site prior to quote for the Tender. Wherever, due to space constraints and insufficient soil cover for the existing pipe, heavy vehicle movement is not allowed in existing pipeline corridor. Hence, lifting and movement of pipes and all necessary equipment (Welding Machine, Testing Equipmets etc.) shall be done by manual leading with help of trolley, chain pulley at those specific of locations in the ROU. Contractor is advised to visit the site accordingly prior to quote the Bid.
8.00 | Installation of mainline with 1.2 Meter top cover , field joints coating, bends etc. , associated fittings and accessories, etc. as per Scope of Work, specifications, drawings, pipeline alignment sheets etc. and provisions of Contract and as per instructions of Engineer In-charge.
9.00 | Obtaining work permits/ NOC from various statutory authorities having jurisdiction, before execution of the work, and complying with all stipulations/ conditions/ recommendations of the authorities; clearing & grading of ROU; Counting the number and type of trees before cutting in presence of concerned authorities and keeping record thereof, Cutting/ uprooting of trees within ROU Locating existing pipelines in pipeline corridor using pipeline locator, trial pits, GPR etc.; Verifying number and inter-spacing of various pipelines, verification of complete pipeline alignment, turning points, bend angles etc given in IFC alignment sheets before start of pipeline laying works, updation of alignment sheets, as required, Providing additional soil cover for adjacent running pipelines by earth filling, wherever necessary for movement of equipment; Safeguarding existing pipelines during construction activities; Providing MS plates of suitable size & thickness/ wooden sleepers for safe movement of construction equipment on existing running pipelines, as required; Manual Trenching to all depths including excavation in all types of soils including chiseling, as required for laying the new pipeline; de-watering of prepared trench in high water table areas; shoring and shuttering/ sheet-piling of trench to prevent collapse; temporary supporting of adjacent exposed pipelines (if any); loading, handling, hauling, transportation and unloading of coated linepipes from Contractor's workshop/ yard etc to worksite(s) including arranging all equipment, trailers, trucks & manpower; Arrangement of all additional land required for Contractor's storage, fabrication, access for construction; supply of all materials (except Company supplied materials), consumables, equipment, labour, etc; arranging temporary additional land to carry out construction activities; Stringing, Aligning, bending, cutting and beveling (as required), NDT(Ultrasonic Test) of rebevelled area, welding, PAUT+TOFD Testing and providing all requisite equipment, manpower, materials; carrying out repairs of defective weld joints & re-radiography and other NDT
10.00 | Contractor has to restore any damage of road, drain, pavement, footpath or any other structure related to municipality or any other authority to its complete satisfaction. Contractor has to liaison with the authority beforehand the start of the work and inform the methodology and schedule of the work to authority so that any descrepancy at later stage may be avoided. After completion of work contractor has to submit NOC from respective authority. Also, Contractor has to plan the Pipeline work in such a way that the public or any other utility inconveniency should be minimized. During laying of Pipe under bitumen road/paver block road, alternate temporary motorable road has to be constructed by contractor. Cost of Restoration of road is included in the quoted rate.
11.00 | All necessary permission for work (from MoeF or any other concerned authority/Statutory Authority) will be obtained by GAIL. However before executing the work, necessary liaisoning and co-ordination with concerened Authority, shall be done by contractor.
12.00 | INSTALLATION OF PIPELINE OF FOLLOWING SPECIFICATION IN TRENCH
13.00 | 24" DIA. X WT 10.3 MM: API 5L Gr. X-70 PSL-2 (Inside plant: 2800 meter, outside plant: 1000 meter) | 3800.00 | M |  | 10500.00 | 39900000.00 | 14500.00 | 55100000.00 | 6300.00 | 23940000.00 | 36000.00 | 136800000.00 | 6400.00 | 24320000.00 | 23940000.00 | Enprocon Enterprise Limited
14.00 | Notes:- 1. This item excludes installation of above ground pipeline at terminals (beyond insulating joint) which is covered separately 2. This item excludes pipeline installation by HDD technique which is covered separately 3. Rate for Laying of OFC and OFC conduit shall be quoted in relevant Schedule of Rate (SOR) of Instrumentation/ Telecom works, hence not to be included in pipeline laying works 4. Laying of LR Bend is included in this SOR item. Length will be counted including Bend Length. 5. Handling, transportation, loading & unloading of Pipe is included in rate. 6. Total cover depth from pipe top shall be 1200 mm.
15.00 | CARRIER PIPE INSTALLATION BY HDD TECHNIQUE AT RAILWAY CROSSING
16.00 | Installation of 3LPE coated Carrier Pipe & CS Conduit (For HDPE Duct) by HDD technique as instructed by Engineer-in- Charge in all types of soil/ rocky strata based on site conditions, carrying out geotechnical investigation, topographical survey including construction design calculation and engineering of the crossing, mobilization and de- mobilization at site(s),supply of all materials as per "Scope of Supply" including 6" size, 6.4 mm, API 5L Gr. B/ IS 3589 Fe 410 CS conduit pipe for OFC in required length and roller clamps, casing insulators, casing end seals, all consumables, equipment, manpower, other resources, acquiring the required temporary land for string preparations, and execution of, but not limited to, the following works in accordance with specifications, drawings; preparation of all necessary construction drawings for Owner's approval; Preparation of detailed construction method statement including calculations and installation procedures, Carrier pipe string preparation including welding, 100% radiography of weld joint, NDT of welds and re-bevelled areas, weld repair and re-test/ NDT, pre-hydrotesting of completed string, coating of field joints with Dirax or equivalnet, Installation of CS conduit/optical fibre cable conduit by separate horizontal directional drilling to the correct profile as per approved drawings and specification, installation of 2 nos. HDPE duct in CS Conduit, Pulling of 1 no. optical fibre cable in flexible HDPE duct in the CS conduit mentioned above, installation of casing & conduit pipe end seals, Post-installation hydrotest, dewatering, guaging & swabbing including leaks and repair of defects and retesting, etc. for defects attributed to Contractor's faulty work, safe disposal of corrosion Inhibited water and bentonite; Supply, fabrication and construction of protective fencing as required, Restoration and clean-up etc., Preparation of as-built drawings and other records etc., All other works not specifically listed herein, but required as per drawings, scope of work, specifications, standards provision of contract document, calculations, and instruction of Engineer-in- Charge, leading to successful completion of works. Note : 1. Payment for supply of 6" size, 6.4 mm, API 5L Gr. B/ IS 3589 Fe 410 CS conduit pipe for OFC will be paid seperately.
17.00 | Installation of 6" CS Conduit Pipe for HDPE Duct by HDD technique including Complete Welding & Painting of the String, End Seal Note : Payment Against Supply of 6" CS Conduit Pipe will be done seperately (Inside plant: 100 meter) | 100.00 | M |  | 4000.00 | 400000.00 | 16000.00 | 1600000.00 | 18000.00 | 1800000.00 | 20000.00 | 2000000.00 | 5500.00 | 550000.00 | 400000.00 | Mansi Ganga Builders and Engineers Pvt Ltd
18.00 | Installation of 24" Carrier Pipe by HDD technique including Welding , NDT , Pre & Post-installation hydrotesting, Field Joint Coating etc. (Inside plant: 100 meter) | 100.00 | M |  | 15000.00 | 1500000.00 | 96000.00 | 9600000.00 | 72000.00 | 7200000.00 | 121866.95 | 12186695.00 | 44000.00 | 4400000.00 | 1500000.00 | Mansi Ganga Builders and Engineers Pvt Ltd
19.00 | Note: Length of HDD shall be measured as actual curvilinear length between carrier pipe tie-ins at entry and exit.
20.00 | PART-B- ABOVE GROUND STATION PIPING WORKS AT DT-GAIL AND RT-NFL (Inside plant area)
21.00 | WELDING & FABRICATION OF PIPING
22.00 | Transportation, obtaining all clearances, approvals and permissions for the work (from GAIL, maintenance & safety teams), handling, lifting, loading & loading, laying, prefabrication / fabrication at shop and/or site, conducting EQT, submitting WPS / PQR for approval ,welding, threading and testing of Above ground piping including fittings (including but not limited to elbows, bends, reducers and tees), flanges and online instrument along with necessary manpower, material & consumables and equipments & tools. Job also includes the activities like cutting, edge preparation of pipes, aligning, positioning, welding, 100% DP test for root run and complete welding as per specification, and as per instruction of Engineer In-charge. Welding shall include cutting and re-beveling (as required), weld repairs/retesting, all the examination and inspection required such as but not limited to phased array ultrasonic testing, magnaflux, dye-check etc and pre and post heat treatment wherever required. Surface preparation of all joints shall be done by blasting & painted as per painting specification. The cost towards surface preparation by blast cleaning & painting shall be paid separately as per schedule of rates indicated elsewhere in this SOR, whereas the cost of all other tests shall be included in the rates quoted in this clause of SOR. The rate includes transportation of material (including free issue material from client), manpower, equipment, machinery and any other resource required to execute onshore transportation to GAIL / NFL. Arranging transportation, loading & unloading, coordination & permission from concerned authorities for shall be in the scope of contractor. Note: 1)For weld joints of 1.5 inch dia & below, Magnetic particle & Die penetration test shall be done and cost shall be included in this item. 2) For all weld joints 100% of Phased array ultrasonic testing (PAUT) + Time-of-flight diffraction (TOFD) of shop and field weld joint to be carried out by the contractor and shall be included in the quoted rate. At the descretion of Owner/EPCM,in place of (PAUT + TOFD), RT may also be opted as per need or actual site condition/requirement without any extra cost implication to Owner. 3) Transportation of all Free Issue Material from GAIL warehouse to the job location is in the scope of the Contractor and included in the quoted rates. 4) The payment for welding in hookup jobs (if any) will be done under this line item only. Additional arrangement if required any to be done for the smooth execution of the job shall be mobilized by contractor at no extra cost to the company. All work required to be done as per the approved job safety plan and mobilization of material required therein is deemed included in the rates quoted.
23.00 | Fabrication of Piping as per Sr. No. 22. (For Pipe Size 2 inch & above, 100% PAUT + TOFD) Note: 1. Rate for Handling, required for Fabrication of pipe, flange, fittings etc. shall be part of this item. 2. Supply of all Gaskets, Stud-Bolts & Nuts for all the flanged joints to be used in the piping shall be provided by the contractor along with flanges. Supply of flanges are paid separately as per schedule of rates indicated elsewhere in this SOR. | 5400.00 | Inch-Dia |  | 2000.00 | 10800000.00 | 600.00 | 3240000.00 | 810.00 | 4374000.00 | 1600.00 | 8640000.00 | 1850.00 | 9990000.00 | 3240000.00 | PRATHAM EPC PROJECTS LTD
24.00 | Fabrication of Piping as per Sr. No. 22. (For Pipe Size below 2 inch, 100% PAUT + TOFD, Magnetic Particle & Dye Penetration Test as per the requirement of specification) Note: 1. Rate for Handling, required for Fabrication of pipe, flange, fittings, gaskets, nuts, bolt stud, etc. shall be part of this item. 2. Supply of all Gaskets, Stud-Bolts & Nuts for all the flanged joints to be used in the piping shall be provided by the contractor along with flanges. Supply of flanges are paid separately as per schedule of rates indicated elsewhere in this SOR. | 300.00 | Inch-Dia |  | 2000.00 | 600000.00 | 1000.00 | 300000.00 | 900.00 | 270000.00 | 2400.00 | 720000.00 | 1750.00 | 525000.00 | 270000.00 | Enprocon Enterprise Limited
25.00 | ERECTION AND TESTING OF PIPING SYSTEM
26.00 | All Erection works for installation of all piping at all elevations in GAIL and NFL area as indicated in Drawings, Scope document, including supply of all consumables, manpower, materials and equipment (except OWNER supplied free-issue materials), aligning, welding, grouting, tie-in with piping / pipeline and carrying out all mechanical works of above ground piping at GAIL and NFL stations, The Erection includes erection of pipes, fittings, flanges with copper strip jumpers, tees, valves (upto 2"), stud-nut, gasket, reinforcing pads, installation of instruments (pressure/temperature gauges, vents, drains-off, thermal relief valves, etc.) as indicated in P&IDs and GADs. Transportation of all piping elements from OWNER store / storage point within refinery to work site/shop including, lifting, loading & unloading, stacking, erection, spading / de-spading of flange, joining by threading, bolting, welding, pneumatic testing, flushing and blowing, seal/leak testing and making ready for pre-commissioning as per drawings, specifications, standards, codes, instruction of OWNER/OWNER's representative and scope of work defined in Tender. RM length for payment shall include measurement upto flange face. Repair of OWNER supplied pipes of all wall thicknesses, recorded at the time of taking-over by Contractor at all places of work. The work also includes hookup of all piping/utilities at the battery limit with the piping/utilities installed by others, obtaining all clearances, approvals and permissions for the work (from GAIL and NFL operation, maintenance & safety teams), excavation and filling in all types of soils including soft/hard rock for installation of piping/ pipe supports; external painting (as required), finishing, clean-up and restoration of site, preparation of as- built drawings, preparing documents and project records and performing all works as per drawings, specifications, other provisions of Contract document and instructions of Engineer-in-Charge. Any Civil/ structural works for piping supports will be paid separately as per unit rate provided elsewhere in the contract. Carrying out air cleaning, pigging, flushing, cleaning and hydrostatic testing of complete aboveground pipeline as per specification and approved procedure by Owner/ EPCM to specified pressures indicated elsewhere and duration after stabilization as per specification, providing all equipment, pumps, fittings, instruments, dead weight tester, pressure recorder, thermocouples etc., and services, supervision, labour, consumables, water including supply of air,foam pigs etc. as required, locating of leaks and rectification of defects, re-testing after rectification, dewatering, swabbing, drying entire section and as approve procedure by Owner/ EPCM. Note: 1) Free issued material shall be available in GAIL warehouse. Lifting, loading & unloading of the same including complete transportation is in the scope of contractor and included in the quoted rates. 2) The payment for erection works in hookup jobs will be done under this line item only. Additional arrangement if required any to be done for the smooth execution of the job shall be mobilized by contractor at no extra cost to the company. All work required to be done as per the approved job safety plan and mobilization of material required therein is deemed included in the rates quoted.
27.00 | Erection of Piping as per Sr. No. 26. (For Pipe Size 2 inch & above,) Note: 1. Rate for Handling and Erection of pipe, flange, spading / de-spading of flange, fittings, gaskets, nuts, bolt stud, etc. shall be part of this item. 2. Supply and installation of copper flat strips for flange bonding shall be included in quoted rate. 3. Supply of all Gaskets, Stud-Bolts & Nuts for all the flanged joints to be used in the piping shall be provided by the contractor along with flanges. Supply of flanges are paid separately as per schedule of rates indicated elsewhere in this SOR. | 13550.00 | Inch-Meter |  | 400.00 | 5420000.00 | 200.00 | 2710000.00 | 225.00 | 3048750.00 | 800.00 | 10840000.00 | 150.00 | 2032500.00 | 2032500.00 | mastek engineering private limited
28.00 | Erection of Piping as per Sr. No. 26. (For Pipe Size Below 2 inch) Note: 1. Rate for Handling and Erection of pipe, flange, spading / de-spading of flange, fittings, gaskets, nuts, bolt stud, etc. shall be part of this item. 2. Supply and installation of copper flat strips for flange bonding shall be included in quoted rate. 3. Supply of all Gaskets, Stud-Bolts & Nuts for all the flanged joints to be used in the piping shall be provided by the contractor along with flanges. Supply of flanges are paid separately as per schedule of rates indicated elsewhere in this SOR. | 300.00 | Inch-Meter |  | 300.00 | 90000.00 | 200.00 | 60000.00 | 360.00 | 108000.00 | 800.00 | 240000.00 | 200.00 | 60000.00 | 60000.00 | PRATHAM EPC PROJECTS LTD, mastek engineering private limited
29.00 | FIXING / ERECTION / OF MANUAL VALVES / INSTRUMENTS/ MOTORIZED VALVES
30.00 | Fixing / Erection of OWNER/Contractor supplied Manual Valves/Motorized Valves and instruments including but not limited to handling, lifting, transportation from OWNER's store / storage points, fastening, welding, supply of consumables, man power & equipments, minor repairs and site leak testing of valves before installation. Note: 1. Free issued material (if any) shall be available in GAIL warehouse at multiple storage location. lifting of the same including complete transportation (to / from) is in the scope of contractor and included in the quoted rates. 2. For Motor Operated Valves installation, including commissioning of electrically actuated valves are also included in this line item.Laying of Cable shall be paid seprately as per seprate line item in tender.
31.00 | 2IN | 68.00 | Nos. |  | 2500.00 | 170000.00 | 5000.00 | 340000.00 | 5400.00 | 367200.00 | 3200.00 | 217600.00 | 6000.00 | 408000.00 | 170000.00 | Mansi Ganga Builders and Engineers Pvt Ltd
32.00 | 4IN | 2.00 | Nos. |  | 9500.00 | 19000.00 | 10000.00 | 20000.00 | 10800.00 | 21600.00 | 6400.00 | 12800.00 | 14000.00 | 28000.00 | 12800.00 | JSIW INFRASTRUCTURE PRIVATE LIMITED
33.00 | 8IN | 8.00 | Nos. |  | 20000.00 | 160000.00 | 15000.00 | 120000.00 | 21600.00 | 172800.00 | 12800.00 | 102400.00 | 24000.00 | 192000.00 | 102400.00 | JSIW INFRASTRUCTURE PRIVATE LIMITED
34.00 | 12IN | 5.00 | Nos. |  | 40000.00 | 200000.00 | 25000.00 | 125000.00 | 32400.00 | 162000.00 | 19200.00 | 96000.00 | 40000.00 | 200000.00 | 96000.00 | JSIW INFRASTRUCTURE PRIVATE LIMITED
35.00 | 24IN | 2.00 | Nos. |  | 75000.00 | 150000.00 | 50000.00 | 100000.00 | 108000.00 | 216000.00 | 38400.00 | 76800.00 | 84000.00 | 168000.00 | 76800.00 | JSIW INFRASTRUCTURE PRIVATE LIMITED
36.00 | 24IN Actuated Valve | 6.00 | Nos. |  | 150000.00 | 900000.00 | 65000.00 | 390000.00 | 180000.00 | 1080000.00 | 80000.00 | 480000.00 | 90000.00 | 540000.00 | 390000.00 | PRATHAM EPC PROJECTS LTD
37.00 | INSTALLATION OF PIG LAUNCHER & RECEIVER
38.00 | Fixing / Erection of Pig Launcher & Receiver including but not limited to handling, lifting, transportation from storage points, fastening, welding, supply of consumables, man power & equipments. The scope shall also include obtaining all clearances, approvals and permissions for the work (from GAIL/ NFL operation, maintenance & safety teams),handling, cutting, unbolting, blinding / de-blinding, closing / opening of isolation valves, spading / de-spading of flange, temporary supporting. Note: 1. Pig Launcher & Receiver is free issued item. This item is applicable only for Installation & Erection. 2. Civil Works for Pig Launcher & Receiver shall be paid separately as per respective civil item.
39.00 | Pig Launcher / Receiver of 24” mainline size (along with internal tray, pig handling device, Quick Opening Closure including all applicable accessories as specified in datasheet & specification) | 2.00 | Nos. |  | 750000.00 | 1500000.00 | 250000.00 | 500000.00 | 450000.00 | 900000.00 | 400000.00 | 800000.00 | 350000.00 | 700000.00 | 500000.00 | PRATHAM EPC PROJECTS LTD
40.00 | INSTALLATION OF SCRUBER AT DESPATCH TERMINAL
41.00 | Fixing / Erection of Scruber including but not limited to handling, lifting, transportation from storage points, fastening, welding, supply of consumables, man power & equipments. The scope shall also include obtaining all clearances, approvals and permissions for the work (from GAIL/ NFL operation, maintenance & safety teams),handling, cutting, unbolting, blinding / de-blinding, closing / opening of isolation valves, spading / de-spading of flange, temporary supporting. Note: 1. Scruber is free issued item. This item is applicable only for Installation & Erection. 2. Civil Works for Scruber shall be paid separately as per respective civil item.
42.00 | Scruber of 12” pipeline size (along with all applicable accessories as specified in datasheet & specification) | 1.00 | Nos. |  | 25000.00 | 25000.00 | 100000.00 | 100000.00 | 180000.00 | 180000.00 | 240000.00 | 240000.00 | 300000.00 | 300000.00 | 25000.00 | Mansi Ganga Builders and Engineers Pvt Ltd
43.00 | PART-C- MISCELLANEOUS ACTIVITY
44.00 | PERMANENT MARKER
45.00 | Supply, fabrication and installation of following types of permanent markers along the route including all associated civil works such as excavation in all types of soil, construction of pedestals and grouting with concrete, clearing, supply and application of approved colour and quality of primer and paint, stencil letter cutting for numbers, direction, chainage etc., restoration of area to original condition and performing all works as per drawings, scope of work, specifications, standards and instructions of Engineer-in-Charge. Note: The painting of all markers shall conform to environments specified as per scope of work and protective coating specification.
46.00 | Pipeline Warning Signs (Inside Plant: 5 nos., Outside plant: 5 nos.) | 10.00 | Nos. |  | 7500.00 | 75000.00 | 6500.00 | 65000.00 | 9000.00 | 90000.00 | 11200.00 | 112000.00 | 10000.00 | 100000.00 | 65000.00 | PRATHAM EPC PROJECTS LTD
47.00 | Kilometer Markers (Inside Plant: 3 nos., Outside plant: 1 no.) | 4.00 | Nos. |  | 7500.00 | 30000.00 | 6500.00 | 26000.00 | 9000.00 | 36000.00 | 11200.00 | 44800.00 | 15000.00 | 60000.00 | 26000.00 | PRATHAM EPC PROJECTS LTD
48.00 | Directional Markers (Inside Plant: 5 nos., Outside plant: 5 nos.) | 10.00 | Nos. |  | 7500.00 | 75000.00 | 6500.00 | 65000.00 | 9000.00 | 90000.00 | 11200.00 | 112000.00 | 10000.00 | 100000.00 | 65000.00 | PRATHAM EPC PROJECTS LTD
49.00 | ROW Boundary Markers (Inside Plant: 7 nos., Outside plant: 5 nos.) | 12.00 | Nos. |  | 800.00 | 9600.00 | 1000.00 | 12000.00 | 2250.00 | 27000.00 | 1920.00 | 23040.00 | 3500.00 | 42000.00 | 9600.00 | Mansi Ganga Builders and Engineers Pvt Ltd
50.00 | REPAIR OF DEFECTS IN PIPE COATING (ATTRIBUTABLE TO OWNER)
51.00 | Supply of all coating repair materials as per the requirements of the relevant specifications, supply of all consumables, utilities, equipment, and all manpower required, pipe cleaning and surface preparation, repairing of coating defects (resulting in holiday in coating) and testing including all handling, transportation, etc. for line pipes, performing all works necessary for the completion of the works strictly in accordance with the relevant specifications and instructions of OWNER.
52.00 | REPAIR OF HOLIDAYS IN COATING (Inside Plant: 10 nos., Outside plant: 5 nos.) | 15.00 | Nos. |  | 80.00 | 1200.00 | 10.00 | 150.00 | 144.00 | 2160.00 | 1600.00 | 24000.00 | 50.00 | 750.00 | 150.00 | PRATHAM EPC PROJECTS LTD
53.00 | REPAIR OF COSMETIC DEFECTS IN COATING (Inside Plant: 20 nos., Outside plant: 5 nos.) | 25.00 | Sq. M |  | 80.00 | 2000.00 | 10.00 | 250.00 | 144.00 | 3600.00 | 1600.00 | 40000.00 | 50.00 | 1250.00 | 250.00 | PRATHAM EPC PROJECTS LTD
54.00 | REPAIR OF DEFECTS IN LINE PIPES
55.00 | Repair of OWNER supplied pipes of all wall thicknesses, recorded at the time of taking-over by CONTRACTOR at all places of work. (Including Mother pipe issued for fabrication of LR Bend)
56.00 | Cutting and rebevelling (Inside Plant: 6 nos., Outside plant: 4 nos.) | 10.00 | Nos. |  | 800.00 | 8000.00 | 250.00 | 2500.00 | 9000.00 | 90000.00 | 1600.00 | 16000.00 | 200.00 | 2000.00 | 2000.00 | mastek engineering private limited
57.00 | LEAKS/ BURSTS (ATTRIBUTABLE TO OWNER)
58.00 | All works for locating major leak/burst (occurred during hydrostatic testing) including necessary repairing/replacing defective pipe length, including cutting and removing out defective pipes, pretesting of replacement pipe and welding into mainline, NDT of welds and re-bevelled area, repair and re-testing of defective welds, coating of welded joints, clean-up, retesting the pipeline including providing all necessary equipments, labour, materials, consumables and inputs other than Owner supplied materials and performing all works as per drawings, scope of work, specifications, standards enclosed with the Contract and directions of Engineer-in-Charge. Note : 1. This rate is applicable for manufacturing defects in Company supplied material only.
59.00 | Major Leak ( Pipe OD - 24 INCH ) (Inside Plant: 1 per burst , Outside plant: 1 per burst) | 2.00 | Per Brust |  | 7500.00 | 15000.00 | 50.00 | 100.00 | 99000.00 | 198000.00 | 16000.00 | 32000.00 | 200.00 | 400.00 | 100.00 | PRATHAM EPC PROJECTS LTD
60.00 | IDLE TIME PRESERVATION OF PIPELINE
61.00 | Preservation of complete pipeline and associated facilities and its maintenance including supply of all consumables, all equipment, man- power, etc., complete as per the requirements of specifications, scope of work, standards, other provisions of Contract document and instructions of Engineer-in- Charge.
62.00 | By filling and pressurizing with nitrogen including supply and maintenance of nitrogen as per following details:
63.00 | Pipe OD - 24 INCH, Nitrogen Pressure - 2 bar(g), Specified Period - upto 6 MONTH (Inside Plant: 0.74 Lumpsum , Outside plant: 0.26 Lumpsum) | 1.00 | Lumpsum |  | 75000.00 | 75000.00 | 160000.00 | 160000.00 | 630000.00 | 630000.00 | 691200.00 | 691200.00 | 800000.00 | 800000.00 | 75000.00 | Mansi Ganga Builders and Engineers Pvt Ltd
64.00 | PRE-COMMISSIONING FOR HYDROCARBON PIPELINES
65.00 | Carrying Magnetic brush cleaning tool (MBCT) pigging, Electronic geometry pigging (EGP) for entire new pipeline section. Supply of all required equipment, man-power, consumables, to complete the activity and other associated works for completion as per the relevant specifications, Drawings, Scope of work, technical specification and other provisions of Contract document and instructions of Engineer-in-Charge.
66.00 | 24" DIA. X WT 10.3 MM: API 5L Gr. X-70 PSL-2 (Inside Plant: 0.74 Lumpsum , Outside plant: 0.26 Lumpsum) | 1.00 | Lumpsum |  | 150000.00 | 150000.00 | 250000.00 | 250000.00 | 408000.00 | 408000.00 | 691200.00 | 691200.00 | 1800000.00 | 1800000.00 | 150000.00 | Mansi Ganga Builders and Engineers Pvt Ltd
67.00 | COMMISSIONING ASSISTANCE FOR HYDROCARBON PIPELINE
68.00 | OVERALL COMMISSIONING OF ENTIRE PIPELINE SYSTEM Overall commissioning including system checks, inertisation (as required) and charging of entire pipeline system, including all stations and all associated facilities including notifying the Company that the pipeline system is ready for commissioning; Review of status jointly with the Company and obtaining final clearance for start of commissioning; Development and submission of commissioning procedures including detailed calculations for slug lengths, obtaining Company approval thereupon, carrying out overall commissioning of the total pipeline system including all facilities and all necessary coordination/ liaison with other Contractor(s) operations; Carrying out commissioning; Supply of all equipment like Nitrogen vapourisers (as required), along with all piping and instruments, temporary venting/ flaring/draining facilities as applicable, man-power, consumables including pigs and required quantity of Nitrogen (as required); Performing all associated works, complete as per the relevant specifications, Drawings, scope of work, PTS- Construction of Natural Gas Pipelines, GTS, standards, other provisions of Contract document and instructions of Engineer-in-Charge.
69.00 | 24" DIA. X WT 10.3 MM: API 5L Gr. X-70 PSL-2 (Inside Plant: 0.74 Lumpsum , Outside plant: 0.26 Lumpsum) | 1.00 | Lumpsum |  | 100000.00 | 100000.00 | 100000.00 | 100000.00 | 180000.00 | 180000.00 | 400000.00 | 400000.00 | 500000.00 | 500000.00 | 100000.00 | PRATHAM EPC PROJECTS LTD, Mansi Ganga Builders and Engineers Pvt Ltd
70.00 | SURFACE PREPARATION & PAINTING (Inside Plant area)
71.00 | Complete supply of all the painting materials, transportation of materials to site, storage, providing necessary scaffolding, cleaning, surface preparation by shot / grit blasting to SA 21/2 Swedish Specification SIS 055900, application, testing and retouching with paints for piping, flanges, valves, supports etc. as per painting specification, scope of work and directions of OWNER/ OWNER’s representative. Complete supply of all the painting materials, transportation of materials to site, storage, providing necessary scaffolding stenciling and Letter writing of name and respective code number in color paint letters/numbers stenciling shall be unbroken. Colour bands and ground colour for colour bands shall be as per codes or as per Engineer-In-Charge's instructions. The above job shall be done as per directions of Engineer-In-Charge's. The rate to include all consumable, overheads, labour and materials required for this job. at all heights and surfaces. The rate to include cost of all consumable, overheads and profits, labour and materials required for this job. Activities involved are : Shot / Grit blasting of surfaces, Primer application, Intermediate coat , Finish Paint coat. Touch-up shall be done after erection. The erected structural/piping/machineries surfaces shall be thoroughly cleaned before application of touch and final paint. No separate charges shall be paid for rectifying the damaged surfaces during handling. Note: 1. Refer Painting specification for details of primer, intermediate & Final Coat. 2. Colour coding shall be carried out as per painting specifications at no extra cost for product piping. 3. The coating & testing parameters should comply to ISO 12944 or equivalent standard.
72.00 | Surface preparation by shot/ grit Blasting- SA 2 1/2 Swedish Specification SIS055900 | 13676.00 | Inch-Meter |  | 500.00 | 6838000.00 | 10.00 | 136760.00 | 45.00 | 615420.00 | 40.00 | 547040.00 | 100.00 | 1367600.00 | 136760.00 | PRATHAM EPC PROJECTS LTD
73.00 | Providing 100 Micron Primer of Self priming Surface tolerant Polyamine/ Amide cured HB modified Aluminium filled Epoxy Mastic Primer (Volume of solids > 80%) Providing 200micron DFT Intermediate Coat of "Glass flakes coating with resin/ medium as Liquid Epoxy cured with Polyamine/ Amide/ Amino-amide or Isophthalic polyster/ acrylic copolymer. The Glass Flakes should be of 5.0 + 0.5 mm thick, no crystalline silica in the residue retention on 400 mesh sieve and glass flakes content >15% (Volume Solids > 80%)" & Two (2) Coat of 35 micron DFT each Final Coat of "Two components Aliphatic Acrylic Re- Coatable Polyurethane (Volume Solids > 45%)" of approved brand or manufacture all completed along with associated works as per approved drawing, Technical specification and direction of Engineer-In-Charge. Note: 1. Refer Painting specification for details of primer, intermediate & Final Coat. 2. Colour coding shall be carried out as per painting specifications at no extra cost for product piping. 3. The coating & testing parameters should comply to ISO 12944 or equivalent standard. (Inside Plant area) | 13676.00 | Inch-Meter |  | 500.00 | 6838000.00 | 10.00 | 136760.00 | 45.00 | 615420.00 | 640.00 | 8752640.00 | 250.00 | 3419000.00 | 136760.00 | PRATHAM EPC PROJECTS LTD
74.00 | CONCRETE SLABS (MECHANICAL PROTECTION)
75.00 | Supply, fabrication and installation of reinforced concrete weights of 75mm Thckness. Reinforced steel size should be 8mm minimum as per standard drawing/Specification. top and bottom at a rate of 200 mm c/c of precasted M20 Concrete on pipeline. The size of Slab will be as per specifications & Standard drawings and instructions of Owner/ Owner’s representative including supply of consumables, materials, equipment, labor, supervision, all associated civil works (Inside Plant: 80 Sq. M , Outside plant: 20 Sq. M) | 100.00 | Sq. M |  | 4000.00 | 400000.00 | 500.00 | 50000.00 | 2160.00 | 216000.00 | 3600.00 | 360000.00 | 2500.00 | 250000.00 | 50000.00 | PRATHAM EPC PROJECTS LTD
76.00 | PIPELINE INFORMATION MANAGEMENT SYSTEM Providing pipeline information management system using web based software for monitoring pipeline construction progress and providing all "As Built" data & drawings for entire length of pipeline as per specifications enclosed with the tender document. Scope also includes uploading of all data during construction and As built in Pipeline Information Document Management System of GAIL (India) Ltd. (Inside Plant: 0.74 Lumpsum , Outside plant: 0.26 Lumpsum) | 1.00 | Lumpsum |  | 12500.00 | 12500.00 | 250000.00 | 250000.00 | 450000.00 | 450000.00 | 1200000.00 | 1200000.00 | 1200000.00 | 1200000.00 | 12500.00 | Mansi Ganga Builders and Engineers Pvt Ltd
77.00 | SUPPLY ITEMS
78.00 | FABRICATION OF LR BENDS :
79.00 | Fabrication of 6D bend / LR (Induction) bends as per the relevant standard & Specification attached with the tender document from free issue line pipes (mother pipe) including but not limited to the following: "Receiving and taking over of free issue line pipes" from Dump Yard location as mentioned in Scope of Work, carrying out inspection of line pipe at the time of receive taking over in the presence of Company representative, carrying out repair of pipe defects attributable to Contractor after taking over, including supply of consumables & equipments; handling, hauling, transportation and loading/unloading required to transport the mother pipes between place of issue, LR bend fabricator/ manufacturer, intermediate storage as required, and final delivery of fabricated LR Bends to the worksite(s), as per requirement, Manufacturing/ fabricating of LR Bends, as per project requirements and Specifications. LR bends exact angle(s) shall be as per pipeline alignment. Note:- 1. Rate for repairing of defects in line pipes identified and recorded at the time of receiving & taking over i.e. defects attributable to Company shall be quoted separately in the applicable items of the SOR.
80.00 | 6D Induction bend, ND 24", 15.1mm thick, API 5L X70 PSL- 2 (Deflection Angle:- 15 - 45 degrees) (Inside Plant: 9 nos., Outside plant: 4 nos.) | 13.00 | Nos. |  | 75000.00 | 975000.00 | 80000.00 | 1040000.00 | 180000.00 | 2340000.00 | 285000.00 | 3705000.00 | 140000.00 | 1820000.00 | 975000.00 | Mansi Ganga Builders and Engineers Pvt Ltd
81.00 | 6D Induction bend, ND 24", 15.1mm thick, API 5L X60 PSL- 2 (Deflection Angle:- 46 - 90 degrees) (Inside Plant: 12 nos., Outside plant: 6 nos.) | 18.00 | Nos. |  | 80000.00 | 1440000.00 | 100000.00 | 1800000.00 | 216000.00 | 3888000.00 | 325000.00 | 5850000.00 | 150000.00 | 2700000.00 | 1440000.00 | Mansi Ganga Builders and Engineers Pvt Ltd
82.00 | SUPPLY OF CASING PIPE, CS CONDUIT (INSTALLATION OF CASING PIPE NOT INCLUDED ) (Inside Plant area)
83.00 | Supply of casing pipe for main line and separate CS conduit for HDPE duct
84.00 | Supply of Casing Pipe Casing Pipe Details: (Pipe 6" , 6.4 mm Thick, API 5L GR.B / ASTM A 106 Gr.B / IS1239 / IS 3589 Fe 410 ) | 100.00 | M |  | 2000.00 | 200000.00 | 5000.00 | 500000.00 | 2160.00 | 216000.00 | 3200.00 | 320000.00 | 2376.00 | 237600.00 | 200000.00 | Mansi Ganga Builders and Engineers Pvt Ltd
85.00 | SUPPLY OF PIPING MATERIALS (Inside Plant area)
86.00 | PIPE, 2",ASTM A106 Gr. B, ASME B36.10M, S-STD, BE, SEAMLESS | 162.00 | M |  | 750.00 | 121500.00 | 3500.00 | 567000.00 | 1800.00 | 291600.00 | 950.00 | 153900.00 | 571.00 | 92502.00 | 92502.00 | mastek engineering private limited
87.00 | PIPE, 4", API X65, ASME B36.10M, S-STD, BE, SEAMLESS | 12.00 | M |  | 1500.00 | 18000.00 | 5500.00 | 66000.00 | 3600.00 | 43200.00 | 4000.00 | 48000.00 | 6750.00 | 81000.00 | 18000.00 | Mansi Ganga Builders and Engineers Pvt Ltd
88.00 | PIPE, 8", API X65, ASME B36.10M, S-STD, BE, SEAMLESS | 72.00 | M |  | 2000.00 | 144000.00 | 14800.00 | 1065600.00 | 7200.00 | 518400.00 | 7500.00 | 540000.00 | 10200.00 | 734400.00 | 144000.00 | Mansi Ganga Builders and Engineers Pvt Ltd
89.00 | PIPE, 12", API X65, ASME B36.10M, S-STD, BE, SEAMLESS | 12.00 | M |  | 3000.00 | 36000.00 | 35000.00 | 420000.00 | 14400.00 | 172800.00 | 40500.00 | 486000.00 | 17760.00 | 213120.00 | 36000.00 | Mansi Ganga Builders and Engineers Pvt Ltd
90.00 | PIPE, 2", ASTM A333 Gr. 6, ASME B36.10M, S-STD, BE, SEAMLESS | 4.00 | M |  | 1200.00 | 4800.00 | 3500.00 | 14000.00 | 1800.00 | 7200.00 | 1600.00 | 6400.00 | 798.00 | 3192.00 | 3192.00 | mastek engineering private limited
91.00 | PIPE, 4", ASTM A333 Gr. 6, ASME B36.10M, S-STD, BE, SEAMLESS | 48.00 | M |  | 1500.00 | 72000.00 | 5500.00 | 264000.00 | 3600.00 | 172800.00 | 4500.00 | 216000.00 | 2125.00 | 102000.00 | 72000.00 | Mansi Ganga Builders and Engineers Pvt Ltd
92.00 | SUPPLY OF 90 DEG ELBOW (Inside Plant area)
93.00 | ELBOW, 2", 90 DEG., LR (R=1.5D), ASTM A234 GR. WPB, S-STD, ASME B16.9, BW | 42.00 | Nos. |  | 750.00 | 31500.00 | 1500.00 | 63000.00 | 4500.00 | 189000.00 | 500.00 | 21000.00 | 360.00 | 15120.00 | 15120.00 | mastek engineering private limited
94.00 | ELBOW, 2", 90 DEG., LR (R=1.5D), ASTM A350 LF2 CL1, S-STD, ASME B16.9, BW | 4.00 | Nos. |  | 820.00 | 3280.00 | 1500.00 | 6000.00 | 4500.00 | 18000.00 | 500.00 | 2000.00 | 822.00 | 3288.00 | 2000.00 | JSIW INFRASTRUCTURE PRIVATE LIMITED
95.00 | SUPPLY OF 45 DEG ELBOW (Inside Plant area)
96.00 | ELBOW, 2", 45 DEG., LR (R=1.5D), ASTM A234 GR. WPB, S-STD, ASME B16.9, BW | 2.00 | Nos. |  | 750.00 | 1500.00 | 1500.00 | 3000.00 | 4500.00 | 9000.00 | 500.00 | 1000.00 | 240.00 | 480.00 | 480.00 | mastek engineering private limited
97.00 | ELBOW, 2", 45 DEG., LR (R=1.5D), ASTM A350 LF2 CL1, S-STD, ASME B16.9, BW | 2.00 | Nos. |  | 820.00 | 1640.00 | 1500.00 | 3000.00 | 4500.00 | 9000.00 | 500.00 | 1000.00 | 822.00 | 1644.00 | 1000.00 | JSIW INFRASTRUCTURE PRIVATE LIMITED
98.00 | SUPPLY OF EQUAL TEE (Inside Plant area)
99.00 | EQUAL TEE, 2", ASTM A234 GR. WPB, S-STD, ASME B16.9, BW | 2.00 | Nos. |  | 1077.00 | 2154.00 | 3000.00 | 6000.00 | 4500.00 | 9000.00 | 1600.00 | 3200.00 | 720.00 | 1440.00 | 1440.00 | mastek engineering private limited
100.00 | SUPPLY OF WELDOLET (Inside Plant area)
101.00 | WELDOLET, ASTM A694 F65, MSS SP 97, S-STD, BE , 8"X 2" | 4.00 | Nos. |  | 3500.00 | 14000.00 | 2000.00 | 8000.00 | 3600.00 | 14400.00 | 2000.00 | 8000.00 | 2400.00 | 9600.00 | 8000.00 | PRATHAM EPC PROJECTS LTD, JSIW INFRASTRUCTURE PRIVATE LIMITED
102.00 | WELDOLET, ASTM A694 F65, MSS SP 97, S-STD, BE , 12"X 2" | 10.00 | Nos. |  | 3500.00 | 35000.00 | 2200.00 | 22000.00 | 3600.00 | 36000.00 | 2000.00 | 20000.00 | 2400.00 | 24000.00 | 20000.00 | JSIW INFRASTRUCTURE PRIVATE LIMITED
103.00 | WELDOLET, ASTM A694 F65, MSS SP 97, S-STD, BE , 24"X 2" | 20.00 | Nos. |  | 3650.00 | 73000.00 | 2500.00 | 50000.00 | 3600.00 | 72000.00 | 3920.00 | 78400.00 | 2400.00 | 48000.00 | 48000.00 | mastek engineering private limited
104.00 | WELDOLET, ASTM A350 LF2 CL1, MSS SP 97, S-STD, BE , 8"X 2" | 4.00 | Nos. |  | 3650.00 | 14600.00 | 2000.00 | 8000.00 | 3600.00 | 14400.00 | 2000.00 | 8000.00 | 2400.00 | 9600.00 | 8000.00 | PRATHAM EPC PROJECTS LTD, JSIW INFRASTRUCTURE PRIVATE LIMITED
105.00 | SUPPLY OF FLANGE (ALONG WITH SUITABLE STUDD BOLTS, NUTS, WASHER & SPIRAL WOUND SS 304 GASKETS) (Inside Plant area)
106.00 | FLANGE, 2", WNRF, ASTM A350 LF2, CL1, ASME B16.5, CLASS 150, RF/125AARH | 8.00 | Nos. |  | 1550.00 | 12400.00 | 2000.00 | 16000.00 | 4500.00 | 36000.00 | 3520.00 | 28160.00 | 780.00 | 6240.00 | 6240.00 | mastek engineering private limited
107.00 | FLANGE, 2", WNRF, ASTM A105, ASME B16.5, CLASS 600, RF/125AARH | 72.00 | Nos. |  | 2000.00 | 144000.00 | 2200.00 | 158400.00 | 4500.00 | 324000.00 | 3520.00 | 253440.00 | 1440.00 | 103680.00 | 103680.00 | mastek engineering private limited
108.00 | SUPPLY OF BLIND FLANGE (ALONG WITH SUITABLE STUDD BOLTS, NUTS, WASHER & SPIRAL WOUND SS 304 GASKETS) (Inside Plant area)
109.00 | BLIND FLANGE, 2", WNRF, ASTM A350 LF2, CL1, ASME B16.5, CLASS 150, RF/125AARH | 2.00 | Nos. |  | 1500.00 | 3000.00 | 1600.00 | 3200.00 | 4500.00 | 9000.00 | 5120.00 | 10240.00 | 720.00 | 1440.00 | 1440.00 | mastek engineering private limited
110.00 | BLIND FLANGE, 2", WNRF, ASTM A105, ASME B16.5, CLASS 600, RF/125AARH | 18.00 | Nos. |  | 1800.00 | 32400.00 | 1800.00 | 32400.00 | 4500.00 | 81000.00 | 5120.00 | 92160.00 | 1320.00 | 23760.00 | 23760.00 | mastek engineering private limited
111.00 | SUPPLY OF SPECTACLE BLIND (ALONG WITH SUITABLE STUDD BOLTS, NUTS, WASHER & SPIRAL WOUND SS 304 GASKETS) (Inside Plant area)
112.00 | SPECTACLE BLIND FLANGE, 2", WNRF, ASTM A350 LF2, CL1, ASME B16.5, CLASS 150, RF/125AARH | 2.00 | Nos. |  | 3500.00 | 7000.00 | 2000.00 | 4000.00 | 9000.00 | 18000.00 | 3360.00 | 6720.00 | 1200.00 | 2400.00 | 2400.00 | mastek engineering private limited
113.00 | SPECTACLE BLIND FLANGE, 2", WNRF, ASTM A105, ASME B16.5, CLASS 600, RF/125AARH | 15.00 | Nos. |  | 3500.00 | 52500.00 | 2500.00 | 37500.00 | 9000.00 | 135000.00 | 3360.00 | 50400.00 | 1920.00 | 28800.00 | 28800.00 | mastek engineering private limited
114.00 | SUPPLY OF VALVES (Inside Plant area)
115.00 | Manufacturing, Inspection, Testing, Supply and Transportation of Valves as defined in Technical Specification & Datasheet
116.00 | 2'', Carbon Steel Manual Ball Valve, Full Bore, Butt Welded , 600#, Sch STD thick, for Above ground Service, BODY : ASTM A350 GR. LF2 CL.1 / ASTM A350 GR. LF6 CL.1 BALL: ASTM A 182 Gr. F316 / ASTM A351 Gr. CF8M / (ASTM A350 GR. LF2, CL1/ ASTM A 352 GR.LCB+ ENP COATING) | 20.00 | Nos. |  | 48500.00 | 970000.00 | 48000.00 | 960000.00 | 29375.00 | 587500.00 | 85008.00 | 1700160.00 | 35000.00 | 700000.00 | 587500.00 | Enprocon Enterprise Limited
117.00 | 2'', Carbon Steel Manual Ball Valve, Full Bore, Flanged , 600#, Sch STD thick, for Above ground Service, BODY : ASTM A350 GR. LF2 CL.1 / ASTM A350 GR. LF6 CL.1 BALL: ASTM A 182 Gr. F316 / ASTM A351 Gr. CF8M / (ASTM A350 GR. LF2, CL1/ ASTM A 352 GR.LCB+ ENP COATING) | 24.00 | Nos. |  | 52900.00 | 1269600.00 | 48000.00 | 1152000.00 | 31875.00 | 765000.00 | 85008.00 | 2040192.00 | 33000.00 | 792000.00 | 765000.00 | Enprocon Enterprise Limited
118.00 | 2'', Carbon Steel Manual Ball Valve, Full Bore, Butt Welded , 150#, Sch STD thick, for Above ground Service, BODY : ASTM A350 GR. LF2 CL.1 / ASTM A350 GR. LF6 CL.1 BALL: ASTM A 182 Gr. F316 / ASTM A351 Gr. CF8M / (ASTM A350 GR. LF2, CL1/ ASTM A 352 GR.LCB+ ENP COATING) | 2.00 | Nos. |  | 32000.00 | 64000.00 | 28000.00 | 56000.00 | 15431.00 | 30862.00 | 85008.00 | 170016.00 | 15000.00 | 30000.00 | 30000.00 | mastek engineering private limited
119.00 | 2'', Carbon Steel Manual Ball Valve, Full Bore, Flanged , 150#, Sch STD thick, for Above ground Service, BODY : ASTM A350 GR. LF2 CL.1 / ASTM A350 GR. LF6 CL.1 BALL: ASTM A 182 Gr. F316 / ASTM A351 Gr. CF8M / (ASTM A350 GR. LF2, CL1/ ASTM A 352 GR.LCB+ ENP COATING) | 2.00 | Nos. |  | 34000.00 | 68000.00 | 28000.00 | 56000.00 | 15431.00 | 30862.00 | 85008.00 | 170016.00 | 14393.00 | 28786.00 | 28786.00 | mastek engineering private limited
120.00 | 2'', Carbon Steel Manual Plug Valve, Full Bore, Flanged , 150#, Sch STD thick, for Above ground Service, BODY : ASTM A105/A350 LF2 PLUG: ASTM A 350 LF2 + 0.003” ENP | 2.00 | Nos. |  | 34000.00 | 68000.00 | 28000.00 | 56000.00 | 40000.00 | 80000.00 | 120000.00 | 240000.00 | 84000.00 | 168000.00 | 56000.00 | PRATHAM EPC PROJECTS LTD
121.00 | 2'', Carbon Steel Manual Plug Valve, Full Bore, Flanged , 600#, Sch STD thick, for Above ground Service, BODY : ASTM A105/A350 LF2 PLUG: ASTM A 350 LF2 + 0.003” ENP | 18.00 | Nos. |  | 52200.00 | 939600.00 | 48000.00 | 864000.00 | 62500.00 | 1125000.00 | 120000.00 | 2160000.00 | 171000.00 | 3078000.00 | 864000.00 | PRATHAM EPC PROJECTS LTD
122.00 | SUPPLY OF QUICK OPENING END CLOSURE (Inside Plant area)
123.00 | 8" QOEC, ASTM A350 LF2 Cl.1, CLASS 600# | 2.00 | Nos. |  | 72000.00 | 144000.00 | 1000000.00 | 2000000.00 | 262500.00 | 525000.00 | 800000.00 | 1600000.00 | 320000.00 | 640000.00 | 144000.00 | Mansi Ganga Builders and Engineers Pvt Ltd
124.00 | SUPPLY OF PIG HANDLING SYSTEM (Inside Plant area)
125.00 | Supply of pig handling system for 24" x 28" launcher | 1.00 | Nos. |  | 230000.00 | 230000.00 | 1500000.00 | 1500000.00 | 935000.00 | 935000.00 | 800000.00 | 800000.00 | 660000.00 | 660000.00 | 230000.00 | Mansi Ganga Builders and Engineers Pvt Ltd
126.00 | Supply of pig handling system for 24" x 30" receiver | 1.00 | Nos. |  | 230000.00 | 230000.00 | 1800000.00 | 1800000.00 | 935000.00 | 935000.00 | 800000.00 | 800000.00 | 750000.00 | 750000.00 | 230000.00 | Mansi Ganga Builders and Engineers Pvt Ltd
127.00 | SUPPLY & INSTALLATION OF OPTICAL FIBBE CABLE AND HDPE DUCT
128.00 | Supply of 40mm OD permanently lubricated HDPE telecom duct (1000 meter drum) along with all the required accessories as per PTS-Optical Fibre cable and Scope of Work C&I . Factory Acceptance Testing as per specification (Inside Plant: 3200 meter, Outside plant: 1000 meter) | 4200.00 | M |  | 90.00 | 378000.00 | 350.00 | 1470000.00 | 90.00 | 378000.00 | 180.00 | 756000.00 | 100.00 | 420000.00 | 378000.00 | Enprocon Enterprise Limited, Mansi Ganga Builders and Engineers Pvt Ltd
129.00 | Suppy of 24 Fibre Composite steel armoured Optical Fibre Cable drum (24 fibre G-652) of 4 km +/-2.5% Cable drum length as per PTS-Optical Fibre cable and Scope of Work C&I along with all required accessories and fitments not mentioned seperately (Inside Plant: 3900 meter, Outside plant: 1000 meter) | 4900.00 | M |  | 98.00 | 480200.00 | 350.00 | 1715000.00 | 90.00 | 441000.00 | 180.00 | 882000.00 | 110.00 | 539000.00 | 441000.00 | Enprocon Enterprise Limited
130.00 | Inspection chamber (fabricated or readymade). Supply of OFC Jointing pit (RCC pit at every 4 KM at 1 meter away from the main pipeline), including sand etc all complete for all planned JP. Any unpanned BP/JP will not be paid (Inside Plant: 2 nos., Outside plant: 1 no.) | 3.00 | Nos. |  | 12000.00 | 36000.00 | 5000.00 | 15000.00 | 18000.00 | 54000.00 | 19200.00 | 57600.00 | 12000.00 | 36000.00 | 15000.00 | PRATHAM EPC PROJECTS LTD
131.00 | Supply of OFC Blowing pits (RCC pit at every 1 KM distance at 1 meter away from the main pipeline), including sand etc all complete as per spec for all planned BP. Any unpanned BP/JP will not be paid (Inside Plant: 4 nos., Outside plant: 1 no.) | 5.00 | Nos. |  | 18000.00 | 90000.00 | 5000.00 | 25000.00 | 18000.00 | 90000.00 | 19200.00 | 96000.00 | 12000.00 | 60000.00 | 25000.00 | PRATHAM EPC PROJECTS LTD
132.00 | Laying of HDPE Duct : Laying of 40mm HDPE Ducts in same pipeline trench direct buried and Duct at each side of pipe inside 6 inch CS conduit at all the crossings along the line as per Specification in all type of soil & terrain, excavated as required, padding, backfilling, etc. including supply of accessories required for HDPE Duct installation, including plastic couplers, end plugs, cable sealing plugs, end caps, etc. suitable & sufficient for above supplied ducts, cleaning and sealing of ducts at the end laid drum lengths, preparation and supply of cable blowing pit at each Km jointing of HDPE duct, duct integrity test ( DIT) of HDPE Duct after laying of HDPE duct and accessories after laying preparation of report and final drawing and documents as per specification, joint location marking, erection accessories, as-built, etc.Testing of laid permanently lubricated HDPE ducts, rectification if required, cleaning and sealing of ducts at the end after testing, preparation of report, joint location marking in CAS, GPS location marking of each coupler, final acceptance / Handing over of the same to client, Drawings and documentation all complete. ( Scope also includes Supply of HDPE accessories required including Plastic Couplers (PC), End Plugs (EP), Cable Sealing Plugs (CSP), End Caps (EC) etc) (Inside Plant: 3200 meter, Outside plant: 1000 meter) | 4200.00 | M |  | 40.00 | 168000.00 | 500.00 | 2100000.00 | 27.00 | 113400.00 | 100.00 | 420000.00 | 60.00 | 252000.00 | 113400.00 | Enprocon Enterprise Limited
133.00 | Blowing of Optical Fibre Cable inside HDPE Duct : All activities pertaining to Blowing of Optical Fibre Cable in same pipeline trench directly (after testing drum at site), inside HDPE duct along the pipeline and OFC cable inside the duct at each side of pipe at all the crossings along the pipeline, sealing using all materials required as per specification.Testing of OFC before Blowing/laying, cable sealing etc. using all materials required complete as per specifications. (spare loop of 10 Meter at Blowing Pit, 20 Meter at Jointing Pit & 15 Meter at each station on wire-mesh (if applicable) shall be provided- No payments for laying shall be made for these spare loops) (Inside Plant: 3800 meter, Outside plant: 1000 meter) | 4800.00 | M |  | 40.00 | 192000.00 | 100.00 | 480000.00 | 45.00 | 216000.00 | 175.00 | 840000.00 | 125.00 | 600000.00 | 192000.00 | Mansi Ganga Builders and Engineers Pvt Ltd
134.00 | Supply and Installation of FTC & Wire mesh, termination of OFC on FTC / DDF inside telecom room, splicing with steet fibre, fibre test, OTDR test, power testing of laid OFC, identification of fault, rectification, earthing, final testing and commissioning, preparation of reports, etc. work complete in all respect with all necessary accessories for all location till final Handing Over and Taking Over by Owner of laid OFC (Inside Plant: 2 Lumpsum , Outside plant: 1 Lumpsum) | 3.00 | Lumpsum |  | 15000.00 | 45000.00 | 18000.00 | 54000.00 | 72000.00 | 216000.00 | 40000.00 | 120000.00 | 100000.00 | 300000.00 | 45000.00 | Mansi Ganga Builders and Engineers Pvt Ltd
135.00 | Supply and Installation of Joint Markers (RF id Disk type), as per Tender Specifications (Inside Plant: 2 nos., Outside plant: 1 nos.) | 3.00 | Nos. |  | 4500.00 | 13500.00 | 2500.00 | 7500.00 | 4500.00 | 13500.00 | 12000.00 | 36000.00 | 15000.00 | 45000.00 | 7500.00 | PRATHAM EPC PROJECTS LTD
136.00 | Supply and Installation of Electronic marker locator cum cable/pipe locator, fault locator as per tender specifications (Inside Plant: 1 no., Outside plant: 1 no.) | 2.00 | Nos. |  | 40000.00 | 80000.00 | 200000.00 | 400000.00 | 360000.00 | 720000.00 | 4480.00 | 8960.00 | 6500.00 | 13000.00 | 8960.00 | JSIW INFRASTRUCTURE PRIVATE LIMITED
137.00 | Supply and Installation of Jointing Closure 24 Fiber, 2 way including all accessories as per Tender Specifications (Inside Plant: 1 no., Outside plant: 1 no.) | 2.00 | Nos. |  | 9800.00 | 19600.00 | 2500.00 | 5000.00 | 9000.00 | 18000.00 | 8000.00 | 16000.00 | 15000.00 | 30000.00 | 5000.00 | PRATHAM EPC PROJECTS LTD
138.00 | Supply and Installation of Jointing pits, including sand, etc. all complete as per specifications and the direction of client / consultant (Inside Plant: 1 no., Outside plant: 1 no.) | 2.00 | Nos. |  | 18000.00 | 36000.00 | 10000.00 | 20000.00 | 18000.00 | 36000.00 | 19200.00 | 38400.00 | 20000.00 | 40000.00 | 20000.00 | PRATHAM EPC PROJECTS LTD
139.00 | TRANSPORTATION OF FREE ISSUE PIPELINE ITEMS / PIPING ITEMS FROM GAIL STORAGE YARD (other than Vijaipur) TO PROJECTSITE(S):- (Inside Plant area)
140.00 | "Receiving and taking-over", handling, lifting, loading, transportation and unloading of Company supplied "free-issue" materials Note:- 1) Location of GAIL Storage Yard shall be anywhere in India. Contractor shall quote accordingly. | 2000.00 | Ton/KM |  | 90.00 | 180000.00 | 100.00 | 200000.00 | 45.00 | 90000.00 | 96.00 | 192000.00 | 65.00 | 130000.00 | 90000.00 | Enprocon Enterprise Limited
141.00 | SECTION- B (Inside Plant area)
142.00 | CIVIL & STRUCTURAL WORKS
143.00 | Below Civil work line items are not applicable for the Pipeline Laying & associated works. If required as per site condition then item shall be executed under specific instruction & approval of the Engineer-in-Charge.
144.00 | STRUCTURAL STEEL
145.00 | Supply fabrication and erection of Structural steel of E250 Grade A (As per IS 2062-2011) for Supports (Including cradle supports, Pipe shoe, U Bolts, structural supports, Anchor Fasteners, Embedded Steel, insert plate, base plate, Reinforcement Pad etc.) work riveted, bolted or welded in built up sections, framed work in frames, guard bar, ladder, railings, brackets, gates and similar works including cutting, hoisting, fixing in position and applying 100micron DFT priming coat of Self priming Surface tolerant Polyamine/ Amide cured HB modified Aluminium filled Epoxy Mastic Primer (Volume of solids > 80%) along with associated works as per approved drawing, and direction of Engineer-In-Charge. | 7585.34 | KG |  | 130.00 | 986094.20 | 40.00 | 303413.60 | 225.00 | 1706701.50 | 168.00 | 1274337.12 | 130.00 | 986094.20 | 303413.60 | PRATHAM EPC PROJECTS LTD
146.00 | Providing and fixing bolts including nuts and washers complete (Supplying, fabrication, alignment, fixing foundation bolts of as per drawing including jigs, templates and fixtures as per drawing including tools, tackles, cutting, welding, consumables, erection.. | 217.06 | KG |  | 130.00 | 28217.80 | 50.00 | 10853.00 | 450.00 | 97677.00 | 240.00 | 52094.40 | 250.00 | 54265.00 | 10853.00 | PRATHAM EPC PROJECTS LTD
147.00 | Painting Steel work with Deluxe Multi Surface Paint to give an even shade. Two or more coat applied @ 0.90 ltr/10 sqm over an under coat of primer applied @ 0.80 ltr/10 sqm of approved brand and manufacture | 290.22 | Sq. M |  | 700.00 | 203154.00 | 100.00 | 29022.00 | 268.00 | 77778.96 | 860.80 | 249821.38 | 1100.00 | 319242.00 | 29022.00 | PRATHAM EPC PROJECTS LTD
148.00 | EXCAVATION IN SOIL
149.00 | Earth work in excavation by mechanical means (Hydraulic excavator)/manual means over areas (exceeding 30 cm in depth, 1.5 m in width as well as 10 sqm on plan) including getting out and disposal of excavated earth lead upto 50 m and for all lift, as directed by Engineer-in-charge. Note: This item is not applicable for the Excavation required for Pipeline Laying, Boring & Casing & associated works.
150.00 | All kinds of Soil including soft rock, Slush muddy / marshy / slushy soil / marine clay upto 1.5m Depth | 1662.69 | CUM |  | 350.00 | 581941.50 | 10.00 | 16626.90 | 440.00 | 731583.60 | 240.00 | 399045.60 | 400.00 | 665076.00 | 16626.90 | PRATHAM EPC PROJECTS LTD
151.00 | Extra for every additional lift of 1.5 m or part thereof in excavation /banking excavated or stacked materials. (All kinds of soil) | 63.37 | CUM |  | 600.00 | 38022.00 | 15.00 | 950.55 | 440.00 | 27882.80 | 360.00 | 22813.20 | 650.00 | 41190.50 | 950.55 | PRATHAM EPC PROJECTS LTD
152.00 | Clearing jungle including uprooting of rank vegetation, grass, brush wood, trees and saplings of girth up to 30 cm measured at a height of 1m above ground level and removal of rubbish up to a distance of 50m outside the periphery of the area cleared. | 10.00 | Sq. M |  | 50.00 | 500.00 | 10.00 | 100.00 | 850.00 | 8500.00 | 72.00 | 720.00 | 50.00 | 500.00 | 100.00 | PRATHAM EPC PROJECTS LTD
153.00 | BACKFILLING & AREA FILLING WITH EXCAVATED SOIL
154.00 | Filling available excavated earth (excluding rock) in trenches, plinth, sidesof foundations etc. in layers not exceeding 20cm in depth, consolidatingeach deposited layer by ramming and watering, lead up to 50 and for all lift. Note: This item is not applicable for the Excavation required for Pipeline Laying, Boring & Casing & associated works. | 1436.09 | CUM |  | 250.00 | 359022.50 | 10.00 | 14360.90 | 400.00 | 574436.00 | 192.00 | 275729.28 | 500.00 | 718045.00 | 14360.90 | PRATHAM EPC PROJECTS LTD
155.00 | IMPORTED LOCAL EARTH FILLING :
156.00 | Filling with available fly ash and earth (excluding rock) in trenches orembankment in layers (each layer should not exceed 15 cm), with intermediate layer of compacted earth (Soil density of 98%) after every four layers of compacted depth of fly ash, sides & top layer of filling shall be done with earth having total minimum compacted thickness 30 cm or as decided by Engineer -in-charge, including compacting each layer by rolling/ ramming and watering, all complete as per drawing and direction of Engineer -in - charge. | 10.00 | CUM |  | 1050.00 | 10500.00 | 20.00 | 200.00 | 560.00 | 5600.00 | 880.00 | 8800.00 | 1500.00 | 15000.00 | 200.00 | PRATHAM EPC PROJECTS LTD
157.00 | REINFORCEMENT STEEL
158.00 | Steel reinforcement for R.C.C. work including straightening, cutting,bending, placing in position and binding all complete upto plinth level. (Thermo-Mechanically Treated bars of grade Fe-500D or more) | 10102.65 | KG |  | 70.00 | 707185.50 | 30.00 | 303079.50 | 110.00 | 1111291.50 | 105.60 | 1066839.84 | 110.00 | 1111291.50 | 303079.50 | PRATHAM EPC PROJECTS LTD
159.00 | Steel reinforcement for R.C.C. work including straightening, cutting, bending, placing in position and binding all complete above plinth level. (Thermo-Mechanically Treated bars of grade Fe-500D or more). | 2168.04 | KG |  | 70.00 | 151762.80 | 30.00 | 65041.20 | 108.00 | 234148.32 | 105.60 | 228945.02 | 105.00 | 227644.20 | 65041.20 | PRATHAM EPC PROJECTS LTD
160.00 | PLAIN CEMENT CONCRETE
161.00 | Providing and laying cement concrete in foundation, footings and base for columns/walls including proportioning, mixing in mechanical mixer, laying vibration by means of mechanical vibrators, curing etc. complete including the cost of shuttering:-
162.00 | Concrete of mix 1:2:4 ( 1 cement : 2 coarse sand : 4 graded stone aggregate 20 mm nominal size) | 1.00 | CUM |  | 6500.00 | 6500.00 | 2000.00 | 2000.00 | 14500.00 | 14500.00 | 8960.00 | 8960.00 | 8500.00 | 8500.00 | 2000.00 | PRATHAM EPC PROJECTS LTD
163.00 | Concrete of mix 1:3:6 ( 1 cement : 3 coarse sand : 6 graded stone aggregate 20 mm nominal size) | 1.00 | CUM |  | 6100.00 | 6100.00 | 2000.00 | 2000.00 | 12800.00 | 12800.00 | 8640.00 | 8640.00 | 9000.00 | 9000.00 | 2000.00 | PRATHAM EPC PROJECTS LTD
164.00 | Concrete of mix 1:4:8 (1 Cement :4 Coarse Sand :8 Graded stone aggregate of 40mm nominal size) | 30.16 | CUM |  | 5300.00 | 159848.00 | 2000.00 | 60320.00 | 9645.00 | 290893.20 | 8160.00 | 246105.60 | 10000.00 | 301600.00 | 60320.00 | PRATHAM EPC PROJECTS LTD
165.00 | DESIGN MIX CONCRETE
166.00 | Providing and laying in position ready mixed or site batched design mix cement concrete for reinforced cement concrete work; using coarseaggregate and fine aggregate derived from natural sources, Portland Pozzolana / Ordinary Portland /Portland Slag cement, admixtures in recommended proportions as per IS: 9103 to accelerate / retard setting of concrete, to improve durability and workability without impairing strength; including pumping of concrete to site of laying, curing, carriage for all leads; but excluding the cost of centering, shuttering, finishing and reinforcement as per direction of the engineer-in-charge, for the following grades of concrete.: All works upto plinth level : Concrete of M25 grade with minimum cement content of 330 kg /cum | 195.27 | CUM |  | 7800.00 | 1523106.00 | 2000.00 | 390540.00 | 12290.00 | 2399868.30 | 12000.00 | 2343240.00 | 12500.00 | 2440875.00 | 390540.00 | PRATHAM EPC PROJECTS LTD
167.00 | Providing and laying in position ready mixed or site batched design mix cement concrete for reinforced cement concrete work; using coarseaggregate and fine aggregate derived from natural sources, Portland Pozzolana / Ordinary Portland /Portland Slag cement, admixtures in recommended proportions as per IS: 9103 to accelerate / retard setting of concrete, to improve durability and workability without impairing strength; including pumping of concrete to site of laying, curing, carriage for all leads; but excluding the cost of centering, shuttering, finishing and reinforcement as per direction of the engineer-in-charge, for the following grades of concrete.: All works above plinth level upto floor V level : Concrete of M25 grade with minimum cement content of 330 kg /cum | 28.39 | CUM |  | 7800.00 | 221442.00 | 2000.00 | 56780.00 | 13560.00 | 384968.40 | 12800.00 | 363392.00 | 13000.00 | 369070.00 | 56780.00 | PRATHAM EPC PROJECTS LTD
168.00 | Grouting
169.00 | Providing grouting in pockets/ bases etc (As per Technical specification), cost of grouting, including supply of materials shall be covered in the unit rates. Rates shall include cost of labor, supervision, deployment of tools & tackles, consumables, materials and other associated arrangements required to execute all the related activities. Grouting using Free flow non shrinkable grout material CONBEXTRA GP-2 or approved equivalent etc including formwork, finishing and curing | 2.84 | CUM |  | 800.00 | 2272.00 | 1000.00 | 2840.00 | 19695.00 | 55933.80 | 88000.00 | 249920.00 | 45000.00 | 127800.00 | 2272.00 | Mansi Ganga Builders and Engineers Pvt Ltd
170.00 | FORM-WORK
171.00 | Centering and shuttering including strutting, propping etc. and removal of form for Foundations, footings, bases of columns, etc. for mass concrete | 241.56 | Sq. M |  | 340.00 | 82130.40 | 50.00 | 12078.00 | 550.00 | 132858.00 | 800.00 | 193248.00 | 600.00 | 144936.00 | 12078.00 | PRATHAM EPC PROJECTS LTD
172.00 | Centering and shuttering including strutting, propping etc. and removal of form for Columns, Pillars, Piers, Abutments, Posts and Struts | 600.25 | Sq. M |  | 480.00 | 288120.00 | 50.00 | 30012.50 | 1050.00 | 630262.50 | 800.00 | 480200.00 | 700.00 | 420175.00 | 30012.50 | PRATHAM EPC PROJECTS LTD
173.00 | Centering and shuttering including strutting, propping etc. and removal of form for Lintels, beams, plinth beams, girders, bressumers and cantilevers | 100.00 | Sq. M |  | 480.00 | 48000.00 | 50.00 | 5000.00 | 1050.00 | 105000.00 | 800.00 | 80000.00 | 750.00 | 75000.00 | 5000.00 | PRATHAM EPC PROJECTS LTD
174.00 | DEMOLISHING & DISMANTLING
175.00 | Demolishing brick work manually/ by mechanical means including stacking of serviceable material and disposal of unserviceable material within 50 metres lead as per direction of Engineer-in-charge.: In cement mortar | 1.00 | CUM |  | 1800.00 | 1800.00 | 1000.00 | 1000.00 | 7560.00 | 7560.00 | 18000.00 | 18000.00 | 2500.00 | 2500.00 | 1000.00 | PRATHAM EPC PROJECTS LTD
176.00 | Demolishing R.C.C. work manually/ by mechanical means including stacking of steel bars and disposal of unserviceable material within 50 metres lead as per direction of Engineer - in- charge. | 2.00 | CUM |  | 3800.00 | 7600.00 | 1000.00 | 2000.00 | 9670.00 | 19340.00 | 24000.00 | 48000.00 | 4500.00 | 9000.00 | 2000.00 | PRATHAM EPC PROJECTS LTD
177.00 | Dismantling steel work including steel tank , angles, tees, flats and channels including all gusset plates, bolts, nuts, cutting rivets, welding etc. including dismembering and stacking within 50 metres lead. | 10000.00 | kg |  | 2800.00 | 28000000.00 | 5.00 | 50000.00 | 65.00 | 650000.00 | 75.00 | 750000.00 | 30.00 | 300000.00 | 50000.00 | PRATHAM EPC PROJECTS LTD
178.00 | Demolishing cement concrete manually/ by mechanical means including disposal of material within 50 metres lead as per direction of Engineer-in-charge. Nominal concrete 1:3:6 or richer mix (including equivalent design mix) | 1.00 | CUM |  | 2900.00 | 2900.00 | 500.00 | 500.00 | 6390.00 | 6390.00 | 24000.00 | 24000.00 | 4000.00 | 4000.00 | 500.00 | PRATHAM EPC PROJECTS LTD
179.00 | GRADING & PAVER BLOCKS
180.00 | Providing and laying factory made chamfered edge Cement Concrete paver blocks in footpath, parks, lawns, drive ways or light traffic parking etc, of required strength, thickness & size/ shape, made by table vibratory method using PU mould, laid in required colour & pattern over 50 mm thick compacted bed of sand, compacting and proper embedding/laying of inter locking paver blocks into the sand bedding layer through vibratory compaction by using plate vibrator, filling the joints with sand and cutting of paver blocks as per required size and pattern, finishing and sweeping extra sand. complete all as per direction of Engineer-in-Charge.
181.00 | 80 mm thick C.C. paver block of M-35 grade with approved colour design and pattern. | 10.00 | Sq. M |  | 800.00 | 8000.00 | 1000.00 | 10000.00 | 1265.00 | 12650.00 | 12500.00 | 125000.00 | 2750.00 | 27500.00 | 8000.00 | Mansi Ganga Builders and Engineers Pvt Ltd
182.00 | MASANORY WORK
183.00 | Brick work with common burnt clay F.P.S. (non modular) bricks of class designation 7.5 in foundation and plinth in:
184.00 | Cement mortar 1 :6 (1 cement : 6 coarse sand) | 2.00 | CUM |  | 6000.00 | 12000.00 | 2000.00 | 4000.00 | 13500.00 | 27000.00 | 21000.00 | 42000.00 | 8000.00 | 16000.00 | 4000.00 | PRATHAM EPC PROJECTS LTD
185.00 | Brick work with common burnt clay F.P.S. (non modular) bricks of class designation 7.5 in superstructure above plinth level up to floor V level in all shapes and sizes in :
186.00 | Cement mortar 1 :6 (1 cement : 6 coarse sand) | 1.00 | CUM |  | 7000.00 | 7000.00 | 2000.00 | 2000.00 | 12500.00 | 12500.00 | 21000.00 | 21000.00 | 8750.00 | 8750.00 | 2000.00 | PRATHAM EPC PROJECTS LTD
187.00 | Plastering internal Providing and applying 12mm thick plaster in cement mortar 1:4 over interior surfaces of masonary and concrete including scaffolding, curing, finishing at all heights as per specification. | 10.00 | Sq. M |  | 150.00 | 1500.00 | 50.00 | 500.00 | 599.00 | 5990.00 | 3000.00 | 30000.00 | 650.00 | 6500.00 | 500.00 | PRATHAM EPC PROJECTS LTD
188.00 | Plastering external 18 mm cement plaster in two coats under layer 12 mm thick cement plaster 1:5 (1 cement : 5 coarse sand) and a top layer 6 mm thick cement plaster 1:3 (1 cement : 3 coarse sand) finished rough with sponge. | 169.40 | Sq. M |  | 400.00 | 67760.00 | 50.00 | 8470.00 | 599.00 | 101470.60 | 3000.00 | 508200.00 | 900.00 | 152460.00 | 8470.00 | PRATHAM EPC PROJECTS LTD
189.00 | DRY STONE PITCHING:
190.00 | Dry stone pitching 22.5 cm thick including supply of stones and preparing surface complete. | 10.00 | Sq. M |  | 800.00 | 8000.00 | 500.00 | 5000.00 | 2250.00 | 22500.00 | 11000.00 | 110000.00 | 6500.00 | 65000.00 | 5000.00 | PRATHAM EPC PROJECTS LTD
191.00 | CHAIN LINK FENCING
192.00 | Providing and fixing G.I. chain link fabric fencing of required width in mesh size 50x50 mm including strengthening with 2 mm dia wire or nuts, bolts and washers as required complete as per the direction of Engineer-in-charge. Made of G.I. wire of dia. 4 mm, PVC coated to achieve outer dia not less than 5 mm in required colour and shade | 100.00 | Sq. M |  | 5800.00 | 580000.00 | 500.00 | 50000.00 | 868.00 | 86800.00 | 9000.00 | 900000.00 | 2500.00 | 250000.00 | 50000.00 | PRATHAM EPC PROJECTS LTD
193.00 | GRATING
194.00 | Steel work welded in built up sections/ framed work, including cutting, hoisting, fixing in position using structural steel etc. as required. In stringers, treads, landings etc. of stair cases, including use of Grating wherever required, all complete including clamps, tools, tackles, cutting, welding, consumables including preparation of fabrication drawings. .
195.00 | Electroforged Galvanized Grating | 10.00 | kg |  | 280.00 | 2800.00 | 250.00 | 2500.00 | 198.00 | 1980.00 | 600.00 | 6000.00 | 250.00 | 2500.00 | 1980.00 | Enprocon Enterprise Limited
196.00 | Handrail
197.00 | Providing and fixing hand rail of approved size by welding etc. to steel ladder railing, balcony railing, staircase railing and similar works, including applying priming coat of approved steel primer.
198.00 | G.I. pipes | 10.00 | kg |  | 150.00 | 1500.00 | 50.00 | 500.00 | 280.00 | 2800.00 | 600.00 | 6000.00 | 200.00 | 2000.00 | 500.00 | PRATHAM EPC PROJECTS LTD
199.00 | SUB-GRADE COMPACTION
200.00 | Preparation and consolidation of sub grade with power road roller of 8 to 12 tonne capacity after excavating earth to an average of 22.5 cm depth, dressing to camber and consolidating with road roller including making good the undulations etc. and re-rolling the sub grade and disposal of surplus earthwith at the approved / unobjectionable place as per direction of Engineer- in-Charge beyond HPL Premises for all leads and including all lifts.Item will be operated for the areas where subgrade compaction is not inclusive item. | 25.00 | Sq. M |  | 3000.00 | 75000.00 | 100.00 | 2500.00 | 2850.00 | 71250.00 | 1200.00 | 30000.00 | 1500.00 | 37500.00 | 2500.00 | PRATHAM EPC PROJECTS LTD
201.00 | GRANULAR SUB-BASE
202.00 | Construction of Granular sub-base by providing close graded Material conforming to specifications, mixing in a mechanical mix plant at OMC, carriage of mixed material by tippers to work site, for all leads & lifts, spreading in uniform layers of specified thickness with motor grader on prepared surface and compacting with vibratory power roller to achieve the desired density, complete as per specifications and directions of Engineer-in-Charge. Each layer compacted separately with 8 to 10 T roller including filling the voids, watering and interstice with downgraded aggregate for proper interlocking. (Refer as per cl.401 of MORTH)
203.00 | i) With material confirming to grade-I (size 75 mm to .075 mm) having CBR value - 30, Thickness as desired | 5.00 | CUM |  | 4500.00 | 22500.00 | 500.00 | 2500.00 | 4828.00 | 24140.00 | 10000.00 | 50000.00 | 4500.00 | 22500.00 | 2500.00 | PRATHAM EPC PROJECTS LTD
204.00 | WMM (WATER BOND MACADAM)
205.00 | Providing, laying, spreading and compacting graded stone aggregate (size range 53 mm to 0.075 mm ) to wet mix macadam (WMM) specification including premixing the material with water at OMC in for all leads & lifts, laying in uniform layers with mechanical paverfinisher in sub- base / base course on well prepared surface and compacting with vibratory roller of 8 to 10 tonne capacity to achievethe desired density, complete as per specifications and .directions of Engineer-in-Charge. | 5.00 | CUM |  | 1800.00 | 9000.00 | 1000.00 | 5000.00 | 5480.00 | 27400.00 | 12000.00 | 60000.00 | 4000.00 | 20000.00 | 5000.00 | PRATHAM EPC PROJECTS LTD
206.00 | RCC ROAD ITEMS DRY LEAN CEMENT CONCRETE
207.00 | Construction of dry lean cement concrete sub base over a prepared sub-grade with coarse and fine aggregate conforming to IS:383, the size of coarse aggregate not exceeding 25 mm, aggregate cement ratio not to exceed 15:1, aggregate gradation after blending to be as per specifications, cement content not to be less than 150 Kg/cum, optimum moisture content to be determined during trial length construction, concrete strength not to be less than 10 Mpa at 7 days, mixed in a batching plant, transported to site, for all leads & lifts, laid with a mechanical paver, compacting with 8-10 tonne vibratory roller, finishing and curing etc. complete as per direction of Engineer- in- charge | 10.00 | CUM |  | 3000.00 | 30000.00 | 2000.00 | 20000.00 | 6613.00 | 66130.00 | 25000.00 | 250000.00 | 11000.00 | 110000.00 | 20000.00 | PRATHAM EPC PROJECTS LTD
208.00 | Expansion Joint filler
209.00 | Providing and laying in position bitumen hot sealing compound for expansion joints etc. : Using Grade 'A' sealing compound. [Note: Unit "CM" shall mean "PER CENTIMETRE DEPTH PER CENTIMETRE WIDTH PER METRE LENGTH"]. | 250.00 | CUM |  | 2500.00 | 625000.00 | 100.00 | 25000.00 | 105.00 | 26250.00 | 1000.00 | 250000.00 | 1500.00 | 375000.00 | 25000.00 | PRATHAM EPC PROJECTS LTD
210.00 | KERB STONE
211.00 | Providing and laying at or near ground level factory made kerb stone of M-25 grade cement in position to the required line, level and curvature jointed with cement mortar 1:3 (1 cement:3 coarse sand) including making joints with or without grooves (thickness of joints except at sharp curve shall not to more than 5mm) including making drainage opening wherever required complete etc. as per direction of Engineer-in-charge (length of finished kerb edging shall be measured for payment) (Precast C.C. kerb stone shall be approved by Engineer-in-charge. | 1.00 | CUM |  | 15000.00 | 15000.00 | 1000.00 | 1000.00 | 27580.00 | 27580.00 | 24000.00 | 24000.00 | 8500.00 | 8500.00 | 1000.00 | PRATHAM EPC PROJECTS LTD
212.00 | SECTION- C
213.00 | CATHODIC PROTECTION SYSTEMS
214.00 | Temporary Cathodic Protection:
215.00 | Design, Detailed Engineering, Survey, Supply, Installation, Testing and commissioning & Monitoring of the temporary cathodic protection [TCP] system using galvanic anodes to protect the external surface of the pipeline against soil-side corrosion for a time period of minimum 2 year's or till commissioning of permanent CP system whichever is later . All work shall be carried out conforming to the scope of work, design basis, data sheets, specification, standard drawings and vendor list as attached with this tender and provisions of GCC, SCC , including supply of all materials, equipment, consumables, start up/commissioning spares etc. including transportation, storage of materials at site, manpower, in line with direction of Engineer In-charge.
216.00 | Design & detailed engineering of TCP system which includes submission of design basis, data sheet, calculation ,drawings as per relavant standards & specifications based on soil resistivity, soil ionic & microbial loading, interfering elements surveys along the entire pipeline (Inside Plant: 0.74 Lumpsum , Outside plant: 0.26 Lumpsum) | 1.00 | Lumpsum |  | 150000.00 | 150000.00 | 500000.00 | 500000.00 | 230000.00 | 230000.00 | 950000.00 | 950000.00 | 150000.00 | 150000.00 | 150000.00 | Mansi Ganga Builders and Engineers Pvt Ltd, mastek engineering private limited
217.00 | Soil Resistivity survey at every 1000 mtr ( at every 500 mtr in marshy area, at location of HT line ≥66 kV crossing /parallel, foreign anodebed locations, foreign pipeline crossing.), soil ionic & microbial loading survey & analysis at every 10 Km (Min 03 samples at each location) and wherever Soil variation and Interfering elements elements are present in the pipeline ROW Survey of interfacing elements like foreign pipeline , HT line , underground cables,earthing grid ,railway line,river,canal,road etc. (Inside Plant: 2.5 Km, Outside plant: 1 Km) | 3.50 | KM |  | 5000.00 | 17500.00 | 50000.00 | 175000.00 | 34500.00 | 120750.00 | 50000.00 | 175000.00 | 24000.00 | 84000.00 | 17500.00 | Mansi Ganga Builders and Engineers Pvt Ltd
218.00 | Test Station (TS) / Test Lead Point (TLP)
219.00 | Supply, installation, Testing & Commissioning of Test lead Points (TLP) including weather proof/Ex-Proof Test Lead Box as specified in specification with backlite strip, bolt terminals, 4” dia heavy duty pipe at top end to fit the test lead box and base plate welded at the bottom including MS bend for concrete Base, Bend, Cable termintion , Miscellaneous such as connectors, Excavation and backfilling etc. complete in all respects. The work shall include supply & fixing of a non corrosive name plate containing the details like KM location, identification, TLP No, Direction of flow, connection scheme, type etc., on the side of Top box including the cost of all labour, materials, tools & tackles etc.
220.00 | Type A for Potential Measurement with provsion of connection for minimum two nos. of 1Cx6 Sq.mm Cu XLPE armoured FRLS Potential measurement cables along with at least four spare terminals (Inside Plant: 1 no., Outside plant: 1 no.) | 2.00 | Nos. |  | 35000.00 | 70000.00 | 18000.00 | 36000.00 | 69575.00 | 139150.00 | 40000.00 | 80000.00 | 42000.00 | 84000.00 | 36000.00 | PRATHAM EPC PROJECTS LTD
221.00 | Type B for Current Measurement with provsion of connection for minimum two nos. of 1Cx6 Sq.mm & two nos.of 1Cx10 Sq.mm Cu XLPE armoured FRLS potential and current measurement cables respectively along with minimum four spare terminals (Inside Plant: 2 nos., Outside plant: 1 no.) | 3.00 | Nos. |  | 42000.00 | 126000.00 | 50000.00 | 150000.00 | 94990.00 | 284970.00 | 40000.00 | 120000.00 | 54000.00 | 162000.00 | 120000.00 | JSIW INFRASTRUCTURE PRIVATE LIMITED
222.00 | Type A1 for Galvanic Anode to Pipe Connection with provsion of connection for minimum two nos. of 1Cx6 Sq.mm & two nos. of 1Cx10 Sq.mm Cu XLPE armoured FRLS Potential measurement & galvanic anode connection cables respectively along with minimum four spare terminals for (Inside Plant: 2 nos., Outside plant: 2 nos.) | 4.00 | Nos. |  | 25000.00 | 100000.00 | 20000.00 | 80000.00 | 82340.00 | 329360.00 | 40000.00 | 160000.00 | 48000.00 | 192000.00 | 80000.00 | PRATHAM EPC PROJECTS LTD
223.00 | Type F for Foreign Pipeline Crossing with provsion of connection for minimum two nos. of 1Cx6 Sq.mm & two nos. of 1Cx25 Sq.mm armoured FRLS Potential measurement & bonding cables respectively along with minimum four spare terminals (Inside Plant: 3 nos., Outside plant: 4 nos.) | 7.00 | Nos. |  | 200000.00 | 1400000.00 | 25000.00 | 175000.00 | 88550.00 | 619850.00 | 40000.00 | 280000.00 | 60000.00 | 420000.00 | 175000.00 | PRATHAM EPC PROJECTS LTD
224.00 | Type D for Cased Crossing with provsion of connection for minimum two nos. of 1Cx06 Sq.mm & Two nos. of 1Cx10 Sq.mm Cu XLPE armoured FRLS Potential measurement & anode connection cables respectively along with minimum four spare terminals (Inside Plant: 2 nos., Outside plant: 2 nos.) | 4.00 | Nos. |  | 35000.00 | 140000.00 | 10000.00 | 40000.00 | 82340.00 | 329360.00 | 40000.00 | 160000.00 | 60000.00 | 240000.00 | 40000.00 | PRATHAM EPC PROJECTS LTD
225.00 | Type E for insulating joint with provsion of connection for minimum two nos. of 1Cx06 Sq.mm & four nos. of 1Cx25 Sq.mm Cu XLPE armoured FRLS Potential measurement & zinc anode connection cables respectively along with minimum four spare terminals. This type of TLP should have provsion & sufficent space to install the SSD. (Inside plant area) | 2.00 | Nos. |  | 37000.00 | 74000.00 | 25000.00 | 50000.00 | 213325.00 | 426650.00 | 40000.00 | 80000.00 | 60000.00 | 120000.00 | 50000.00 | PRATHAM EPC PROJECTS LTD
226.00 | Type H for HT line crossing with provsion of connection for minimum two nos. of 1Cx06 Sq.mm & four nos. of 1Cx25 Sq.mm Cu XLPE armoured FRLS Potential measurement & zinc anode connection cables respectively along with minimum four spare terminals (Inside Plant: 1 no., Outside plant: 2 nos.) This type of TLP should have provsion & sufficent space to install the SSD. | 3.00 | Nos. |  | 52000.00 | 156000.00 | 22000.00 | 66000.00 | 161000.00 | 483000.00 | 40000.00 | 120000.00 | 72000.00 | 216000.00 | 66000.00 | PRATHAM EPC PROJECTS LTD
227.00 | Anodes , Solid State Decoupler (SSD) , Spark Gap Arrestor , Refrence Cell , Polarization Coupon , CIT
228.00 | Supply , Installation & Testing of 5 KA Solid State Decoupler (SSD). It should be utilized for passage of induced voltage on the pipeline in the vicinity of AC transmission lines to earth during normal as well as fault conditions. It shall maintain the isolation between Zn anode and pipeline so that CP current shall not be consumed by Zn anode. Contractor to supply necessary material required for making connection arrangement between the SSD & the lead cable of Zn grounding cell inside TLP enclosure (Inside Plant: 3 nos., Outside plant: 2 nos.) | 5.00 | Nos. |  | 20000.00 | 100000.00 | 60000.00 | 300000.00 | 207000.00 | 1035000.00 | 150000.00 | 750000.00 | 102000.00 | 510000.00 | 100000.00 | Mansi Ganga Builders and Engineers Pvt Ltd
229.00 | Supply, Installation & Testing of pre-packed Mg Anode (5.0 Kg) with 1Cx10 Sq.mm Cu unarmoured anode tail cable with sufficient length & encapsulation kit for cable connection, termination of Anode tail cable in the TLP etc. complete in all respects as per direction of Engineer-In-Charge (Inside Plant: 4 nos., Outside plant: 3 nos.) | 7.00 | Nos. |  | 21000.00 | 147000.00 | 7000.00 | 49000.00 | 25300.00 | 177100.00 | 40000.00 | 280000.00 | 24000.00 | 168000.00 | 49000.00 | PRATHAM EPC PROJECTS LTD
230.00 | Supply, Installation & Testing of pre-packed Zinc Anode (Min. 22 Kg) for HT line crossing with 1Cx25 Sq.mm Cu unarmoured anode tail cable with sufficient length & encapsulation kit for cable connection, termination of Anode tail cable in the TLP etc. (Inside Plant: 2 nos., Outside plant: 5 nos.) | 7.00 | Nos. |  | 48000.00 | 336000.00 | 15000.00 | 105000.00 | 52900.00 | 370300.00 | 75000.00 | 525000.00 | 36000.00 | 252000.00 | 105000.00 | PRATHAM EPC PROJECTS LTD
231.00 | Supply, Installation & Testing of Zinc Grounding Cell of 20 Kg each for IJ with 1Cx25 Sq.mm Cu unarmoured anode tail cable with sufficient length & encapsulation kit for cable connection, termination of Anode tail cable in the TLP etc. (Inside plant area) | 2.00 | Nos. |  | 158000.00 | 316000.00 | 30000.00 | 60000.00 | 83950.00 | 167900.00 | 75000.00 | 150000.00 | 36000.00 | 72000.00 | 60000.00 | PRATHAM EPC PROJECTS LTD
232.00 | Supply, Installation & Testing of Spark Gap Arrester for Insulating Joint complete in all respects (Inside plant area) | 2.00 | Nos. |  | 21000.00 | 42000.00 | 10000.00 | 20000.00 | 54050.00 | 108100.00 | 80000.00 | 160000.00 | 33600.00 | 67200.00 | 20000.00 | PRATHAM EPC PROJECTS LTD
233.00 | Supply, Installation & Testing of Polarization coupon with two cables of 1c x 6 sq mm and 1c x 10 sq mm XLPE/PVC unarmoured of suitable length such as to reach Test Station connected to the coupon (Inside Plant: 1 no., Outside plant: 1 no.) | 2.00 | Nos. |  | 15000.00 | 30000.00 | 5000.00 | 10000.00 | 13800.00 | 27600.00 | 20000.00 | 40000.00 | 30000.00 | 60000.00 | 10000.00 | PRATHAM EPC PROJECTS LTD
234.00 | Supply, Installation & Testing of Cu/CuSo4 portable reference cell (Inside plant area) | 1.00 | Nos. |  | 12000.00 | 12000.00 | 15000.00 | 15000.00 | 33350.00 | 33350.00 | 50000.00 | 50000.00 | 31200.00 | 31200.00 | 12000.00 | Mansi Ganga Builders and Engineers Pvt Ltd
235.00 | Zinc ribbon anode for (Inside Plant: 25 meter, Outside plant:50 meter) | 75.00 | M |  | 1000.00 | 75000.00 | 500.00 | 37500.00 | 4830.00 | 362250.00 | 3000.00 | 225000.00 | 1920.00 | 144000.00 | 37500.00 | PRATHAM EPC PROJECTS LTD
236.00 | Supply and Installation of AC Corrosion Coupons of approved make, complete in all respects as given in the specification and directions of Site Engineer/ Engineer—in-Charge with all its accessories to ensure trouble free operation
237.00 | AC corrosion coupons (with high accuracy AC shunt ) with min 1c x 4 sq mm XLPE/PVC unarmoured of suitable length such as to reach test station (Inside Plant: 1 no., Outside plant: 2 nos.) | 3.00 | Nos. |  | 15000.00 | 45000.00 | 4000.00 | 12000.00 | 19550.00 | 58650.00 | 40000.00 | 120000.00 | 31200.00 | 93600.00 | 12000.00 | PRATHAM EPC PROJECTS LTD
238.00 | Monitoring Test Station For PSP
239.00 | Monitoring of health of installed TCP System including measurement of pipe to soil potential (PSP) reading on monthly basis. The scope of work includes collection / measurement of parameters at test stations, submission of reports to Owner & PMC as detailed in technical specifications and rectification/repair of defects/abnormalities to keep the system in healthy position complete in all respects as per direction of Engineer-In-Charge (Inside Plant: 2 months, Outside plant: 2 months) | 4.00 | Months |  | 40000.00 | 160000.00 | 5000.00 | 20000.00 | 57500.00 | 230000.00 | 150000.00 | 600000.00 | 60000.00 | 240000.00 | 20000.00 | PRATHAM EPC PROJECTS LTD
240.00 | TCP Cables
241.00 | Supply , laying & Installation of annealed high conductivity, tinned, stranded copper conductor, XLPE insulated, 650/1100 V grade, armoured, FRLS PVC sheathed cable as per specification which includes glanding, lugging, ferruling, porviding of cable tags, termination, excavating the trench for cable laying, backfilling, providing of metallic/PVC pipes etc., including the cost of all labour, materials, tools and tackles etc.
242.00 | 1C x 6 Sq.mm armoured (Inside Plant: 286 meter, Outside plant: 344 meter) | 630.00 | M |  | 320.00 | 201600.00 | 230.00 | 144900.00 | 518.00 | 326340.00 | 1000.00 | 630000.00 | 540.00 | 340200.00 | 144900.00 | PRATHAM EPC PROJECTS LTD
243.00 | 1C x 10 Sq.mm armoured (Inside Plant: 352 meter, Outside plant: 220 meter) | 572.00 | M |  | 450.00 | 257400.00 | 280.00 | 160160.00 | 655.00 | 374660.00 | 1000.00 | 572000.00 | 660.00 | 377520.00 | 160160.00 | PRATHAM EPC PROJECTS LTD
244.00 | 1C x 25 Sq.mm armoured (Inside Plant: 132 meter, Outside plant: 132 meter) | 264.00 | M |  | 580.00 | 153120.00 | 485.00 | 128040.00 | 1150.00 | 303600.00 | 1000.00 | 264000.00 | 840.00 | 221760.00 | 128040.00 | PRATHAM EPC PROJECTS LTD
245.00 | Supply & installation of Pin/Thermit welding for pipe to cable connections with encapsulation kit & all other consumables , hardwares & accessories .for TCP & PCP Work (Inside Plant: 65 nos., Outside plant: 55 nos.) | 120.00 | Nos. |  | 4000.00 | 480000.00 | 1600.00 | 192000.00 | 8050.00 | 966000.00 | 4500.00 | 540000.00 | 5400.00 | 648000.00 | 192000.00 | PRATHAM EPC PROJECTS LTD
246.00 | Notes for TCP items
247.00 | 1. Any other material & activities not mentioned/covered above, but otherwise required for satisfactory completion/safety of work as defined in tender has to be supplied / done by contractor within quoted price. No extra payment shall be made.
248.00 | 2. The above quantities are tentative and may vary during detailed engineering considerably depending upon site condition, methodology adopted as per site requirement with due approval of Owner / Consultant.
249.00 | 3. The quantity may vary during execution stage and payment shall be made based on the work for the actual quantity executed.
250.00 | Permanent Cathodic Protection:
251.00 | The adequacy of the existing Cathodic Protection Transformer Rectifier Unit (CPTRU)/ Cathodic Protection Power Supply Module (CPPSM) shall be verified for the proposed new pipeline section to be connected to the existing system. The check shall include assessment of CPTRU/CPPSM output capacity in relation to the total current requirement of the combined pipeline network (Inside Plant: 0.74 Lumpsum , Outside plant: 0.26 Lumpsum) | 1.00 | Lumpsum |  | 600000.00 | 600000.00 | 500000.00 | 500000.00 | 69000.00 | 69000.00 | 300000.00 | 300000.00 | 300000.00 | 300000.00 | 69000.00 | Enprocon Enterprise Limited
252.00 | CP Cables (Inside Plant area)
253.00 | Supply , laying & Installation of annealed high conductivity, tinned, stranded copper conductor, XLPE insulated, 650/1100 V grade, armoured, FRLS PVC sheathed cable as per specification which includes glanding, lugging, ferruling, providing of cable tags, termination, excavating the trench for cable laying, backfilling, providing of metallic/PVC pipes etc., including the cost of all labour, materials, tools and tackles etc.
254.00 | 1 core x 25 mm2 - Cathode Cable- XLPE insulated and PVC sheathed FRLS armoured ( From pipeline to CJB) | 200.00 | M |  | 600.00 | 120000.00 | 485.00 | 97000.00 | 1150.00 | 230000.00 | 1500.00 | 300000.00 | 840.00 | 168000.00 | 97000.00 | PRATHAM EPC PROJECTS LTD
255.00 | Permanent Reference Electrode
256.00 | Supply , Installation & Testing of Permanent Reference Electrodes of approved make with all its accessories to ensure trouble free operation Installation of permanent half cells including connecting the cable in the Test Station etc. with cable lugs, sealing material, laying of cable, testing & commissioning of cell etc. all complete with required material, excavation, backfilling etc. as per specifications, recommendation of cell supplier and directions of Site Engineer / Engineer-in-Charge.
257.00 | Prepackaged Cu/CuSO4 electrode with chemical backfill and provsion of connecting 1c x 6 mm2 XLPE insulated FRLS PVC Sheathed cable armoured of suitable length upto reference electrode junction box without any splicing (Inside plant area) | 3.00 | Nos. |  | 10500.00 | 31500.00 | 35000.00 | 105000.00 | 42550.00 | 127650.00 | 50000.00 | 150000.00 | 31200.00 | 93600.00 | 31500.00 | Mansi Ganga Builders and Engineers Pvt Ltd
258.00 | Testing and Commissioning of permanent cathodic protection system (Inside Plant: 0.74 Lumpsum , Outside plant: 0.26 Lumpsum) Note : Scope shall also include disconnection of TCP system which does not form part of PCP system. Equipments coming under TCP system if useful & required in PCP system shall be used effectively in designing of PCP system. | 1.00 | Lumpsum |  | 190000.00 | 190000.00 | 50000.00 | 50000.00 | 230000.00 | 230000.00 | 80000.00 | 80000.00 | 150000.00 | 150000.00 | 50000.00 | PRATHAM EPC PROJECTS LTD
259.00 | Post Commissioning Surveys
260.00 | Close Interval Potential Logging (CIPL) survey (Inside Plant: 2.5 Km, Outside plant: 1 Km) Conducting Close Interval ON/OFF Potential Logging Survey at an interval of 1 m over the buried line in the right of way including the cost of all expert manpower, transportation and camping facilities etc. to their employees, materials, test instruments, equipment's, consumables etc., required for the survey as per the standard specifications and approved procedures identification of areas/locations where coating repair is required along with suggestion for remedial measures etc. including the submission of draft reports in 2 sets and incorporation of owner's comments in the draft report and final reports in 6 sets including one soft copy containing the survey results in the graphical as well as tabular forms computerised colour print and complete in all respects and directions of Site Engineer / Engineer—in-Charge. | 3.50 | KM |  | 250000.00 | 875000.00 | 4800.00 | 16800.00 | 10350.00 | 36225.00 | 20000.00 | 70000.00 | 24000.00 | 84000.00 | 16800.00 | PRATHAM EPC PROJECTS LTD
261.00 | Current Attenuation test (CAT) survey of the entire pipeline to inorder check the condition of the coating and classify the health of the coating, identify sections with high decibel loss which could be due to coating faults or shorted casings (Inside Plant: 2.5 Km, Outside plant: 1 Km) Note : Will be done at interval of 50 mt & at depth of 1m | 3.50 | KM |  | 11000.00 | 38500.00 | 3400.00 | 11900.00 | 10350.00 | 36225.00 | 20000.00 | 70000.00 | 24000.00 | 84000.00 | 11900.00 | PRATHAM EPC PROJECTS LTD
262.00 | Direct current Voltage gradient (DCVG) at locations identified by CIPL survey inorder to locate holidays, size the holidays and determine whether the holidays are anodic or cathodic (Inside Plant: 0.49 Km, Outside plant: 0.51 Km) Conducting Direct Current Voltage Gradient Survey over the buried line inorder to identify / pin point the coating defects in the right of way including the cost of all expert manpower, transportation and camping facilities etc. to their employees, materials, test instruments, equipments, consumables etc., required for the survey as per the standard specifications and approved procedures, identification of areas/locations where coating repair is required along with suggestion for remedial measures etc. including the submission of draft reports in 2 sets and incorporation of owner's comments in the draft report and final reports in 6 sets including one soft copy containing the survey results in the graphical as well as tabular forms computerised colour print and complete in all respects as per directions of Site Engineer /Engineer-in-Charge. Note : Repair of caoating defects will be done by the Mainline Contractor. | 1.00 | KM |  | 7500.00 | 7500.00 | 4742.00 | 4742.00 | 9200.00 | 9200.00 | 35000.00 | 35000.00 | 30000.00 | 30000.00 | 4742.00 | PRATHAM EPC PROJECTS LTD
263.00 | Monitoring & Handover
264.00 | CP monitoring system including measuring, recording and submitting the cathodic protection readings along the entire pipeline by repeated adjustments of the settings of the CP TRU/PSM units etc as per specifications for achieving full/maximum protection of all the stretches as per the criteria of protection mentioned in the specifications. Measuring the relevant readings at the cathodic protection stations and "pipe to soil potential" readings at all the test lead locations along the pipeline including the CP station parameters like current(AC/DC), voltage(AC/DC), circuit resistance, battery voltage/current etc., preparing and submitting pipe to soil potential profile, graphs and other data pertaining to the cathodic protection of the pipeline, job complete in all respects as perspeclfication and instructions of Site Engineer/Engineer-in-Charge, including cost of all labour, instruments and services rendered (Inside Plant: 0.74 Lumpsum , Outside plant: 0.26 Lumpsum) | 1.00 | Months |  | 150000.00 | 150000.00 | 25000.00 | 25000.00 | 115000.00 | 115000.00 | 75000.00 | 75000.00 | 60000.00 | 60000.00 | 25000.00 | PRATHAM EPC PROJECTS LTD
265.00 | Final Commissioning of the impressed current cathodic protection system for the mainline for achieving full protection as per protection criteria as mentioned in the specifications through repeated adjustments of the CP units after installation of galvanic anodes for hot spot protection and mitigation of AC/ DC interference, if any and submission of the resultant data to the owner and testing, measuring, recording and submitting all these data once again as per specifications / directions of the Site engineer /Engineer-in-Charge, including the cost of all labour tools and materials as required, complete in all respect (Inside Plant: 0.74 Lumpsum , Outside plant: 0.26 Lumpsum) | 1.00 | Lumpsum |  | 100000.00 | 100000.00 | 25000.00 | 25000.00 | 345000.00 | 345000.00 | 75000.00 | 75000.00 | 150000.00 | 150000.00 | 25000.00 | PRATHAM EPC PROJECTS LTD
266.00 | Junction Boxes
267.00 | Junction Box- (weatherproof, IP-55) along with adequate spare terminals . Note : To be used if the existing CJB cum REJB is not in usable condition or have adequate terminals. | 1.00 | Nos |  | 25000.00 | 25000.00 | 30000.00 | 30000.00 | 80500.00 | 80500.00 | 50000.00 | 50000.00 | 126000.00 | 126000.00 | 25000.00 | Mansi Ganga Builders and Engineers Pvt Ltd
268.00 | SECTION- D (Inside plant area)
269.00 | INSTRUMENTATION & CONTROL
270.00 | SUPPLY
271.00 | Supply of Pressure Transmitter along with 2 valve manifolds with all accessories as per Data sheet, PTS-Instrumentation with appendices (W.005055 G11087 I001), Material Requisition (W.005055 G11071 I001) and Scope of Work, including Erection, Installation, testing, site calibration and commissioning along with associated accessories, fittings, tubing etc. Applicable for both locations (DT & RT). | 12.00 | Nos. |  | 11000.00 | 132000.00 | 65000.00 | 780000.00 | 58064.00 | 696768.00 | 96000.00 | 1152000.00 | 45000.00 | 540000.00 | 132000.00 | Mansi Ganga Builders and Engineers Pvt Ltd
272.00 | Supply of Pressure gauge including high range along with 2 valve manifolds with all accessories as per Data sheet, PTS-Instrumentation with appendices (W.005055 G11087 I001), Material Requisition (W.005055 G11071 I001) and Scope of Work, including Erection, Installation, testing, site calibration and commissioning along with associated accessories, fittings, tubing etc. Applicable for both locations (DT & RT). | 18.00 | Nos. |  | 22000.00 | 396000.00 | 25000.00 | 450000.00 | 34946.00 | 629028.00 | 52000.00 | 936000.00 | 3900.00 | 70200.00 | 70200.00 | mastek engineering private limited
273.00 | Supply of Pressure gauge including Low Range along with 2 valve manifolds, gauge saver with all accessories as per Data sheet, PTS-Instrumentation with appendices (W.005055 G11087 I001), Material Requisition (W.005055 G11071 I001) and Scope of Work,including Erection, Installation, testing, site calibration and commissioning along with associated accessories, fittings, tubing etc. Applicable for both locations (DT & RT). | 2.00 | Nos. |  | 15000.00 | 30000.00 | 25000.00 | 50000.00 | 37096.00 | 74192.00 | 55200.00 | 110400.00 | 3900.00 | 7800.00 | 7800.00 | mastek engineering private limited
274.00 | Supply of Temperature Transmitter with all accessories as per Data sheet, PTS-Instrumentation with appendices (W.005055 G11087 I001), Material Requisition (W.005055 G11071 I001) and Scope of Work, including Erection, Installation, testing, site calibration and commissioning along with associated accessories, fittings, tubing etc. Applicable for both locations (DT & RT). | 12.00 | Nos. |  | 21000.00 | 252000.00 | 40000.00 | 480000.00 | 51075.00 | 612900.00 | 76000.00 | 912000.00 | 32500.00 | 390000.00 | 252000.00 | Mansi Ganga Builders and Engineers Pvt Ltd
275.00 | Supply of skin type temperature element (RTD) for above ground pipeline with all accessories as per Data sheet, PTS-Instrumentation with appendices (W.005055 G11087 I001), Material Requisition (W.005055 G11071 I001) and Scope of Work, including Erection, Installation, testing, site calibration and commissioning along with associated accessories, fittings, tubing etc. Applicable for both locations (DT & RT). | 12.00 | Nos. |  | 21000.00 | 252000.00 | 23000.00 | 276000.00 | 26720.00 | 320640.00 | 39200.00 | 470400.00 | 15625.00 | 187500.00 | 187500.00 | mastek engineering private limited
276.00 | Supply of non-intrusive Ultrasonic type pig indicator with all accessories as per Data sheet, PTS-Instrumentation with appendices (W.005055 G11087 I001), Material Requisition (W.005055 G11071 I001) and Scope of Work, including Erection, Installation, testing, site calibration and commissioning along with associated accessories. Applicable for both locations (DT & RT). | 4.00 | Nos. |  | 55000.00 | 220000.00 | 40000.00 | 160000.00 | 241935.00 | 967740.00 | 1500000.00 | 6000000.00 | 487500.00 | 1950000.00 | 160000.00 | PRATHAM EPC PROJECTS LTD
277.00 | CONTROL PANEL ITEMS
278.00 | Supply of Local control panel ( Stand Mounted type) with all accessories as per Data sheet, PTS-Instrumentation with appendices (W.005055 G11087 I001), Material Requisition (W.005055 G11071 I001) and Scope of Work, including Erection, Installation testing, commissioning, SAT of local control panel, supports/ frame fabrication, earthing and screwing plug for unused entries, painting. This panel will be in filed and will show the signal status based on the alarm 1. Digital Barriers 2. Analog Barries 3. Relays 4. LED indication lamps 5. terminal blocks 6. internal wiring 7. MCBs 8. Door switches 9. LED lights Applicable for both locations (DT & RT). | 2.00 | Nos. |  | 150000.00 | 300000.00 | 700000.00 | 1400000.00 | 887096.00 | 1774192.00 | 2000000.00 | 4000000.00 | 800000.00 | 1600000.00 | 300000.00 | Mansi Ganga Builders and Engineers Pvt Ltd
279.00 | Supply of Ex-proof junction box with all accessories as per Data sheet, PTS-Instrumentation with appendices (W.005055 G11087 I001), Material Requisition (W.005055 G11071 I001) and Scope of Work, iincluding Erection, Installation testing, commissioning, supports/ frame fabrication, earthing and screwing plug for unused entries and painting. Applicable for both locations (DT & RT). | 4.00 | Nos. |  | 21000.00 | 84000.00 | 23000.00 | 92000.00 | 26344.00 | 105376.00 | 39200.00 | 156800.00 | 15000.00 | 60000.00 | 60000.00 | mastek engineering private limited
280.00 | Supply of Corrosion Monitoring system with corrosion coupon, Corrosion probe, transmitter and digital indicator (mounted in LCP) as per Data sheet, PTS-Instrumentation with appendices (W.005055 G11087 I001), Material Requisition (W.005055 G11071 I001) and Scope of Work, including Erection, Installation testing, commissioning, supports/ frame fabrication, earthing and screwing plug for unused entries and painting. Applicable for RT Location only.
281.00 | Corrosion coupon along with accessories. | 1.00 | Nos. |  | 25000.00 | 25000.00 | 300000.00 | 300000.00 | 26881.00 | 26881.00 | 1638560.00 | 1638560.00 | 1210300.00 | 1210300.00 | 25000.00 | Mansi Ganga Builders and Engineers Pvt Ltd
282.00 | Corrosion probe along with transmitter, digital indicator, barriers and accessories. | 1.00 | Nos. |  | 20000.00 | 20000.00 | 1000000.00 | 1000000.00 | 376344.00 | 376344.00 | 2605680.00 | 2605680.00 | 1924650.00 | 1924650.00 | 20000.00 | Mansi Ganga Builders and Engineers Pvt Ltd
283.00 | Supply of Conventional Type Microprocessor based fire detection system along with manual call point as per Data sheet, PTS-Instrumentation with appendices (W.005055 G11087 I001), Material Requisition (W.005055 G11071 I001) and Scope of Work, including Erection, Installation testing, commissioning, supports/ frame fabrication, earthing and screwing plug for unused entries and painting. The detector shall be interface with existing fire alarm system. Applicable for both locations (DT & RT).
284.00 | WP IP 65 Manual call point. | 2.00 | Nos. |  | 4500.00 | 9000.00 | 10000.00 | 20000.00 | 8387.00 | 16774.00 | 120000.00 | 240000.00 | 13000.00 | 26000.00 | 9000.00 | Mansi Ganga Builders and Engineers Pvt Ltd
285.00 | Ex Proof and WP IP 65 Manual call point. | 2.00 | Nos. |  | 6000.00 | 12000.00 | 30000.00 | 60000.00 | 11290.00 | 22580.00 | 136000.00 | 272000.00 | 12000.00 | 24000.00 | 12000.00 | Mansi Ganga Builders and Engineers Pvt Ltd
286.00 | Supply of Conventional type gas detection system along with controller, ex proof point gas detectors calibration kit, alignment kit as per Data sheet, PTS-Instrumentation with appendices (W.005055 G11087 I001), Material Requisition (W.005055 G11071 I001) and Scope of Work including Erection, Installation testing, commissioning, supports/ frame fabrication, earthing and screwing plug for unused entries and painting. This detector shall be interface with PLC system. Applicable for both locations (DT & RT).
287.00 | Point gas detectors | 2.00 | Nos. |  | 30000.00 | 60000.00 | 125000.00 | 250000.00 | 129032.00 | 258064.00 | 240000.00 | 480000.00 | 184000.00 | 368000.00 | 60000.00 | Mansi Ganga Builders and Engineers Pvt Ltd
288.00 | Calibration kit | 1.00 | Nos. |  | 100000.00 | 100000.00 | 100000.00 | 100000.00 | 52150.00 | 52150.00 | 1600000.00 | 1600000.00 | 50000.00 | 50000.00 | 50000.00 | mastek engineering private limited
289.00 | Supply of Test Instruments as per the specifications Applicable for both locations (DT & RT): a) OTDR Meter: 01 No. b) Laser Source: 01 No. c) Power Meter: 01 No. d) Ethernet Tester: 01 No. e) 24 Port Switch (Managed): 00 No. f) 16 Port L3 Switch (Managed): 00 No. g) Digital Multimeter: 00 No. h) Industrial Standard Tool Kit for Telecom: 01 i) Set of equipment with Leather bag: 00 Set. | 2.00 | Lot |  | 50000.00 | 100000.00 | 100000.00 | 200000.00 | 376344.00 | 752688.00 | 2500000.00 | 5000000.00 | 800000.00 | 1600000.00 | 100000.00 | Mansi Ganga Builders and Engineers Pvt Ltd
290.00 | Supply of Instrumentation signal cable, control cable, communication cable/LAN cable, Power cables along with all sizes cable glands (WP & Exd), PVC hood, lug, ferrule, etc including Cable laying (buried as well as tray) along with termination, glanding, meggering and loop checking including supply of ferrule, lugs, cable tie, cable clamp, cable marker etc. as per PTS-Instrumentation with appendices (W.005055 G11087 I001), Material Requisition (W.005055 G11071 I001) and Scope of Work. Applicable for both locations (DT & RT).
291.00 | 1Px 1.5mm2 | 1100.00 | M |  | 30.00 | 33000.00 | 155.00 | 170500.00 | 159.00 | 174900.00 | 300.00 | 330000.00 | 115.00 | 126500.00 | 33000.00 | Mansi Ganga Builders and Engineers Pvt Ltd
292.00 | 12Px 1.5mm2 | 2200.00 | M |  | 350.00 | 770000.00 | 685.00 | 1507000.00 | 940.00 | 2068000.00 | 1500.00 | 3300000.00 | 796.00 | 1751200.00 | 770000.00 | Mansi Ganga Builders and Engineers Pvt Ltd
293.00 | 1Qx1.5mm2 | 80.00 | M |  | 250.00 | 20000.00 | 190.00 | 15200.00 | 349.00 | 27920.00 | 1000.00 | 80000.00 | 271.00 | 21680.00 | 15200.00 | PRATHAM EPC PROJECTS LTD
294.00 | 12Tx1.5mm2 | 350.00 | M |  | 400.00 | 140000.00 | 1280.00 | 448000.00 | 1344.00 | 470400.00 | 3000.00 | 1050000.00 | 574.00 | 200900.00 | 140000.00 | Mansi Ganga Builders and Engineers Pvt Ltd
295.00 | 1Tx1.5mm2 | 330.00 | M |  | 45.00 | 14850.00 | 195.00 | 64350.00 | 288.00 | 95040.00 | 1000.00 | 330000.00 | 224.00 | 73920.00 | 14850.00 | Mansi Ganga Builders and Engineers Pvt Ltd
296.00 | 6Px1.5mm2 | 300.00 | M |  | 180.00 | 54000.00 | 590.00 | 177000.00 | 525.00 | 157500.00 | 1000.00 | 300000.00 | 384.00 | 115200.00 | 54000.00 | Mansi Ganga Builders and Engineers Pvt Ltd
297.00 | 2Px1.5mm2 | 350.00 | M |  | 80.00 | 28000.00 | 200.00 | 70000.00 | 295.00 | 103250.00 | 1000.00 | 350000.00 | 170.00 | 59500.00 | 28000.00 | Mansi Ganga Builders and Engineers Pvt Ltd
298.00 | Cat 5 (LAN) | 330.00 | M |  | 45.00 | 14850.00 | 100.00 | 33000.00 | 155.00 | 51150.00 | 300.00 | 99000.00 | 113.00 | 37290.00 | 14850.00 | Mansi Ganga Builders and Engineers Pvt Ltd
299.00 | 3C x 2.5mm2 | 400.00 | M |  | 98.00 | 39200.00 | 195.00 | 78000.00 | 349.00 | 139600.00 | 1000.00 | 400000.00 | 158.00 | 63200.00 | 39200.00 | Mansi Ganga Builders and Engineers Pvt Ltd
300.00 | 4C x 4(Cu) ,XLPE, Fire Survival Cable | 100.00 | M |  | 150.00 | 15000.00 | 270.00 | 27000.00 | 510.00 | 51000.00 | 1200.00 | 120000.00 | 845.00 | 84500.00 | 15000.00 | Mansi Ganga Builders and Engineers Pvt Ltd
301.00 | 4C x 6(Cu) ,XLPE, Fire Survival Cable | 100.00 | M |  | 150.00 | 15000.00 | 310.00 | 31000.00 | 725.00 | 72500.00 | 2500.00 | 250000.00 | 975.00 | 97500.00 | 15000.00 | Mansi Ganga Builders and Engineers Pvt Ltd
302.00 | Supply & laying of Instruments cable tray with tray cover (Branch Cable tray (50mm x 50mm), Main cable tray 900 mm, cable tray 300mm, cable tray 150 mm.) as per requirement, instruments/ PGD, mounting poles, instrument protection sun sheds, angles, channels, MS plates & all the erection materials and as per PTS-Instrumentation with appendices (W.005055 G11087 I001), Material Requisition (W.005055 G11071 I001) and Scope of Work.,including installation of support, cable clamping, installation of tray cover and support painting. Applicable for both locations (DT & RT). | 2.00 | Lumpsum |  | 10000.00 | 20000.00 | 200000.00 | 400000.00 | 397849.00 | 795698.00 | 592000.00 | 1184000.00 | 200000.00 | 400000.00 | 20000.00 | Mansi Ganga Builders and Engineers Pvt Ltd
303.00 | Supply , installation & laying of tubes and fittings as per requirement and as per PTS-Instrumentation with appendices and Scope of Work C&I. SS 316L TEE (1/2”, Class 3000#, Screwed, NPTF, Seamless) ,SS316L GLOBE/BALL VALVE (1/2”, Class 800#, Screwed, NPTF, Seamless), SS316L PLUG (1/2”, Screwed, NPTM, Hex head, class 3000#), SS316L PIPE NIPPLE (½” NPTM, seamless, schedule #160) Length of the pipe nipple as per requirement, SS316L MALE CONNECTOR (1/2" OD x 1/2" NPTM), SS316L FEMALE CONNECTOR (1/2”OD x 1/2” NPTF), SS316L UNION (1/2” OD), SS316L TUBE (1/2" OD x 0.065" WT), SS316L TUBE (1/4" OD x 0.035" WT). Applicable for both locations (DT & RT). | 2.00 | Lumpsum |  | 15000.00 | 30000.00 | 300000.00 | 600000.00 | 403225.00 | 806450.00 | 600000.00 | 1200000.00 | 200000.00 | 400000.00 | 30000.00 | Mansi Ganga Builders and Engineers Pvt Ltd
304.00 | Supply of mandatory spares as per Mandatory Spare (W.005055 G11075 I001) | 2.00 | Lumpsum |  | 20000.00 | 40000.00 | 100000.00 | 200000.00 | 349462.00 | 698924.00 | 520000.00 | 1040000.00 | 75000.00 | 150000.00 | 40000.00 | Mansi Ganga Builders and Engineers Pvt Ltd
305.00 | Supply of factory-built FTC suitable for 24-core OFC cable termination, complete with splice trays, 24 SC/LC adapter ports, pigtails, cable glands, and strain relief. Enclosure shall be wall/pole-mounted, powder-coated CRCA/FRP construction with IP55 protection, lockable dust-proof door, grounding, labeling, and internal fiber management as per IEC/TEC standards. | 1.00 | Lot |  | 20000.00 | 20000.00 | 18000.00 | 18000.00 | 295698.00 | 295698.00 | 150000.00 | 150000.00 | 15000.00 | 15000.00 | 15000.00 | mastek engineering private limited
306.00 | GPRS (Ground Penetration Raddar Survey) in all depth
307.00 | Locate Under ground services / utilities within the pipeline route.This shall include identification of under ground utilities by scanning with electromagnetic underground services locator / ground penetrating radar followed by hand excavation to expose the utilities with permission from concerened authorities. laying agency shall prepare a methodology for Scanning and identify the probable areas and obtain prior permission from Engineer-in charge / Client before start of work. Such ground area where utilities are identified by scanning, shall be marked with Red paint. Note: 1.These rates shall be applied only when explicitly permitted by Company | 100.00 | SQM |  | 100.00 | 10000.00 | 501.00 | 50100.00 | 161.00 | 16100.00 | 15000.00 | 1500000.00 | 1800.00 | 180000.00 | 10000.00 | Mansi Ganga Builders and Engineers Pvt Ltd
308.00 | ERECTION
309.00 | Installation of all field instrumentation, Junction box, LCP, cable laying and terminal of cable from junction box to applicable instrument/control panel cabinet within control room inline with cable schedule. etc. including supply of all the required erection, fabrication and civil materials. | 2.00 | Lumpsum |  | 50000.00 | 100000.00 | 26000.00 | 52000.00 | 188173.00 | 376346.00 | 400000.00 | 800000.00 | 25000.00 | 50000.00 | 50000.00 | mastek engineering private limited
310.00 | Total amount excluding GST
311.00 | GST (CGST&SGST/UTGST or IGST) in percentage (%) on Net Total Amount | 1.00 | percentage |  | 18.00 | 23502127.09 | 18.00 | 19998000.03 | 18.00 | 17133807.87 | 18.00 | 48356724.68 | 18.00 | 17830894.75 | 17133807.87 | Enprocon Enterprise Limited
| Total in Figures |  |  |  |  | 154069499.79 |  | 131098000.18 |  | 112321629.35 |  | 317005195.12 |  | 116891421.15
Lowest Amount Quoted BY: Enprocon Enterprise Limited(112321629.35)

## BOQ Summary
BOQ Summary Details Tender Title: LAYING AND ASSOCIATED WORKS FOR GAIL-VIJAIPUR TO NFL-VIJAIPUR PIPELINE Tender ID: 2025_GAIL_256651_1
Sheet Name | Sl.No | Bidder Name | Amount | Bid Rank
BoQ1 | 1 | Enprocon Enterprise Limited (BID ID -938822) | 112321629.35 | L1
| 2 | mastek engineering private limited (BID ID -944512) | 116891421.15 | L2
| 3 | PRATHAM EPC PROJECTS LTD (BID ID -943663) | 131098000.18 | L3
| 4 | Mansi Ganga Builders and Engineers Pvt Ltd (BID ID -944211) | 154069499.79 | L4
| 5 | JSIW INFRASTRUCTURE PRIVATE LIMITED (BID ID -944314) | 317005195.12 | L5

## Preferential Bidder BOQ Summary
Preferential Bidder Non-Itemwise BOQ Summary Details Tender Title: LAYING AND ASSOCIATED WORKS FOR GAIL-VIJAIPUR TO NFL-VIJAIPUR PIPELINE Tender ID: 2025_GAIL_256651_1
Sheet Name | Sl.No | Bidder Name | Amount | Difference Amount from L1 | Difference Percentage from L1 | Tolerance Percentage | Preference Category
BoQ1 | 1 | Enprocon Enterprise Limited (BID ID -938822) | 112321629.35 |  |  | 20.00% | Make in India
| 2 | mastek engineering private limited (BID ID -944512) | 116891421.15
| 3 | PRATHAM EPC PROJECTS LTD (BID ID -943663) | 131098000.18
| 4 | Mansi Ganga Builders and Engineers Pvt Ltd (BID ID -944211) | 154069499.79 | 41747870.44 | 37.17% | 20.00% | Make in India
| 5 | JSIW INFRASTRUCTURE PRIVATE LIMITED (BID ID -944314) | 317005195.12