## BoQ1
Government eProcurement System Created By: NAUNIHAL SINGH MEENA Created Date/Time: 15-May-2025 02:31 PM Tender Title: Biennial contract for Maintenance of Main plant buildings at RAPS-1 and 2 Plant Site for the year 2025-27. Tender ID: 2025_NPCIL_229901_1
Tender Inviting Authority: Chief Superintendent, RR Site, Unit-1&2
Name of Work: Biennial contract for Maintenance of Main plant buildings at RAPS-1 & 2 Plant Site for the year 2025-27.
Contract No: NPC/RRS/12/2025/CPT-A2825
SCHEDULE OF WORK / ITEM(S)
Sl.No | Description of Work / Item(s) | No.of Qty | Units | Estimated Rate | KHAN CONTRACTOR (GSTN-NA) BID ID -836693 |  | Technical Construction Co. (GSTN-NA) BID ID -838647
[5 empty] | Rate | Amount | Rate | Amount | L1 Amount | L1 Vendor
1.00 | Earthwork in excavation in all types of ground substrata consisting of hard rock / fragmented rock / soft rock / ordinary soils / filled up ground / murrum requiring use of rock breaker, drilling, chiseling with mechanical / manual means etc. up to a depth of 1.5 m from the original ground level and dewatering if required for foundation of walls, columns, platforms etc. including backfilling with selected excavated materials in plinth and foundation trenches in layers not exceeding 200 mm thick, watering ramming etc. complete and disposing off the surplus materials to a maximum radially measured lead of 1.0 KM. as per drawings, design , safety and specifications and directions of the Engineer. Note :- Bidders should essentially visit and inspect the construction sites and determine themselves the right and safest method/s of excavation considering the safety of nearby structures and population, before quoting their item rates (Blasting is not permitted). | 150.00 | Cum |  | 786.00 | 117900.00 | 800.00 | 120000.00 | 117900.00 | KHAN CONTRACTOR
2.00 | Extra for every additional lead of 1Km or part thereof in all kinds of soil. | 10.00 | Cum |  | 26.00 | 260.00 | 20.00 | 200.00 | 200.00 | Technical Construction Co.
3.00 | Extra for every additional lift of 1.5m part thereof in all kinds of soil. | 10.00 | Cum |  | 86.00 | 860.00 | 50.00 | 500.00 | 500.00 | Technical Construction Co.
4.00 | Supplying at site of good earth excavated and brought from outside (borrow pits / stock piles) free from weeds, roots, rubbles and other foreign material including royalty and carriage and filling in trenches, plinth and sides of foundation etc. in layers not exceeding 20cm in depth consolidating each deposited layers by ramming and watering and lift upto 1.5m etc. complete (only consolidated fill shall be paid). | 500.00 | Cum |  | 86.00 | 43000.00 | 750.00 | 375000.00 | 43000.00 | KHAN CONTRACTOR
5.00 | Providing and laying 150 mm thick stone soling under floors properly hand packed, filling interstices with spalls, gravels and inert fine material and consolidating to required gradient and camber, spreading, watering etc. complete as per drawings, specifications and direction of Engineer. | 200.00 | SqM |  | 186.00 | 37200.00 | 300.00 | 60000.00 | 37200.00 | KHAN CONTRACTOR
6.00 | Providing Chemical Emulsion in sealed containers including delivery and depositing in NPCIL store as specified.Chlorpyriphos 20 E.C. of Hyderabad Chemicals / KAMAN (Cristal Crop Protection) /Echiban (Echiban crop times) conforming to IS:8944 & after approval by EIC | 50.00 | Litre |  | 386.00 | 19300.00 | 350.00 | 17500.00 | 17500.00 | Technical Construction Co.
7.00 | Diluting Chlorpyriphos E.C. 20% to 1% concentration (add of 19 ltr water to 1 ltr of Chlorpyriphos E.C.20%) for pre-constructional anti termite treatment (excluding cost of chemical emulsion).Anti termite treatment of soil under floors and apron on the top surface of filled earth within and along with the plinth walls @ 5 ltr / sqm of the surface before the sand / sub grade is laid. Holes upto 50 to 75 mm deep at 150mm centers both ways including at the junction of wall and floor shall be made with crow bars on the surface to facilitate saturation of the soil with chemical emulsion complete as per direction of engineer in charge. Note:- payment shall be made on the basis of the plan area of the surface treated excluding the plan area of intervening beam & walls. | 200.00 | SqM |  | 26.00 | 5200.00 | 250.00 | 50000.00 | 5200.00 | KHAN CONTRACTOR
8.00 | Providing and laying in position cement concrete of 1:3:6 (1 Cement: 3 coarse Sand : 6 Graded Stone aggregate 20 mm nominal size) -at all level , transporting of concrete to site, laying, consolidation, finishing, curing etc. all complete excluding cost of centering & shuttering, as per direction of Engineer-in-charge. | 100.00 | Cum |  | 2786.00 | 278600.00 | 5700.00 | 570000.00 | 278600.00 | KHAN CONTRACTOR
9.00 | Providing and laying cement concrete of 1:2:4 ( 1 Cement : 2 Coarse sand : 4 graded stone aggregate 20 mm nominal size) in retaining walls, return walls, walls(any thickness) including attached pilasters, columns, piers, abutments, pillars, posts, struts, buttresses, string or lacing courses, parapets, coping, bed block, anchor block, window sills, fillets etc. at all level including transporting of concrete to site, laying including cost of finishing, curing etc. all complete excluding the cost of centering and shuttering as per specifications and direction of Engineer-in-charge. | 50.00 | Cum |  | 8786.00 | 439300.00 | 6000.00 | 300000.00 | 300000.00 | Technical Construction Co.
10.00 | Providing and laying in position machine batched, machine mixed and machine vibrated design mix cement concrete of all grades grade for Reinforced cement concrete or other works using 20mm maximum nominal size stone aggregates including transporting of concrete to site for laying but excluding the cost of centering, shuttering and reinforcement, including cost of finishing, compaction, curing, approved chemical admixtures conforming to IS 9103 in recommended proportions for achieving slump not less than 120mm and water/cement ratio not more than 0.42 at all level & for all sections as per drawings, specifications & direction of Engineer-in-charge. Use of concrete retarding agent / accelerator conforming to IS 9103 shall also be done if situation demands so. Rates should be based on using 350 kg of OPC 43 grade cement per Cum of concrete. | 125.00 | Cum |  | 8786.00 | 1098250.00 | 8000.00 | 1000000.00 | 1000000.00 | Technical Construction Co.
11.00 | Providing form work of battened frame with sheathing having plywood lining / MS angle frame with sheathing of MS plate lining so as to give fair finish including centering shuttering strutting and propping etc. height of propping and centering below supporting floor not exceeding 3.5 meters to ceilings and removal of same for foundation, footings, columns, wall, Suspended floors, stairs, landings, balconies, lintels, beams, plinth beams, girders, cantilevers and access platform etc. complete at all level of floors / roof as per drawing, specifications and direction of Engineer in charge. | 300.00 | SqM |  | 386.00 | 115800.00 | 500.00 | 150000.00 | 115800.00 | KHAN CONTRACTOR
12.00 | Providing and laying Thermo-Mechanically Treated reinforcement bars of grade as specified in drawings/specifications and as directed by engineer conforming to IS : 1786 latest revision or the latest relevant code for RCC work including straightening, cutting, bending, placing in position and binding with 20 gauge annealed binding wire and cement mortar cover block of all size in C.M. 1:2 MIX etc. all complete- as per drawings , specifications & direction of engineer in charge. | 5000.00 | Kg |  | 106.00 | 530000.00 | 100.00 | 500000.00 | 500000.00 | Technical Construction Co.
13.00 | Providing & laying Random Rubble masonry with hard stone in foundation and plinth level of building & upto 3.00 Mtr. height from NGL for boundary/compound wall with Cement mortar 1:6 (1 Cement :6 Coarse sand) including cost of labour, materials, curing , raking out the joints , finishing, scaffoldings etc. all complete as per drawing, specifications and direction of Engineer in charge. | 200.00 | Cum |  | 5786.00 | 1157200.00 | 5000.00 | 1000000.00 | 1000000.00 | Technical Construction Co.
14.00 | Providing and laying Fly-ash brick masonry class designation- 75 ( IS-12894 -latest revision) in cement mortar 1:6 ( 1 cement : 6 coarse sand) upto plinth level including cost of labour, materials, curing, finishing, scaffoldings etc. all complete as per drawings, specifications and direction of Engineer in charge. | 30.00 | Cum |  | 5786.00 | 173580.00 | 7000.00 | 210000.00 | 173580.00 | KHAN CONTRACTOR
15.00 | Providing and laying Fly-ash brick masonry using Fly-ash building bricks of class designation- 75 ( IS-12894 -latest revision ) in cement mortar 1:6 ( 1 cement : 6 coarse sand) in superstructure above plinth level up to floor five level as per specifications and direction of Engineer including cost of labour, materials, curing, finishing, scaffoldings etc. all complete as per drawings, specifications and direction of Engineer in charge. | 50.00 | Cum |  | 5786.00 | 289300.00 | 7000.00 | 350000.00 | 289300.00 | KHAN CONTRACTOR
16.00 | Providing and laying half brick masonry using fly ash bricks of class designation-75 ( IS-12894 -latest revision ) in cement mortar 1:4 ( 1 cement : 4 coarse sand) with RCC 1:2:4 ( 1 Cement : 2 Coarse sand : 4 graded stone aggregate 20 mm nominal size) stiffeners 75 mm thick horizontally @ 1000mm c/c excluding cost of laying reinforcement but including cost of RCC stiffeners in superstructure above plinth level upto floor five level including cost of labour, materials, curing, finishing, scaffoldings, shuttering etc. all complete as per drawing, specifications and direction of Engineer in charge. Note - Reinforcement bars to be paid in relevant item. | 50.00 | SqM |  | 986.00 | 49300.00 | 1000.00 | 50000.00 | 49300.00 | KHAN CONTRACTOR
17.00 | Pointing on stone work with cement mortar 1:3 (1 cement :3 fine sand): Raised and cut pointing including finishing, curing, scaffoldings etc. complete at all height as per drawing, specification and direction of Engineer-in-charge. | 500.00 | SqM |  | 236.00 | 118000.00 | 250.00 | 125000.00 | 118000.00 | KHAN CONTRACTOR
18.00 | Providing and laying 6mm thick cement plaster (1 cement : 3 sand) in single coat on RCC ceiling face for interior plastering at all levels including necessary grooves at the junction of RCC and brickwork arises, internal rounded angle, chamfers and / or rounded angles not exceeding 80 mm in girth including scafolding, finishing, curing etc all complete as per drawing, specifications and direction of engineer in charge. | 80.00 | SqM |  | 186.00 | 14880.00 | 280.00 | 22400.00 | 14880.00 | KHAN CONTRACTOR
19.00 | Providing and laying 15mm thick cement plaster 1:4 (1 cement : 4 fine sand) in single coat on either side of single or half brick wall for interior plastering at all levels using galvanized M.S. wire of I.S. gauge designation 26 s.w.g. chicken mesh over junctions of brick work, beams and column as required including necessary grooves at the junction of RCC and brick work, arises, internal rounded angles, chamfers and / or rounded angles not exceeding 80mm in girth including scafolding, finishing, curing etc all complete as per drawing, specifications and direction of engineer in charge. | 1000.00 | SqM |  | 386.00 | 386000.00 | 350.00 | 350000.00 | 350000.00 | Technical Construction Co.
20.00 | Providing and laying 20 mm thick cement plaster of mix :- 1:4 (1 cement : 4 fine sand ) including finishing, curing, scaffoldings etc. complete at all height as per drawing, specification and direction of Engineer-in-charge. | 1000.00 | SqM |  | 486.00 | 486000.00 | 400.00 | 400000.00 | 400000.00 | Technical Construction Co.
21.00 | Neat cement punning including finishing, curing, etc. including cost of material and labour complete as per direction of Engineer-in-charge. | 50.00 | SqM |  | 56.00 | 2800.00 | 80.00 | 4000.00 | 2800.00 | KHAN CONTRACTOR
22.00 | Providing water proofing material Dr. Fixit Pidi proof LW plus / Complast X-421 1C of fosroc / STP no 1 of STP Ltd. as approved in NPCIL store & issuing the same from NPCIL store as per site requirement for mixing in cement plaster work / concrete work in proportion as recommended by the manufacturers etc. complete as per specification and direction of Engineer-in-charge. | 200.00 | Ltr |  | 146.00 | 29200.00 | 120.00 | 24000.00 | 24000.00 | Technical Construction Co.
23.00 | Providing and fixing polished Kota stone slab flooring 18 to 22 mm thick in flooring, tread of steps, landing, laid over 20 mm (average) thick base of cement mortar 1:4 (1 Cement: 4 sand): and jointed with white cement slurry mixed with pigment to match the shade of the slab, including edge molding and cutting three nos. grooves neatly in longitudinal direction of steps for antiskid purpose, rubbing and polishing complete, including cutting of slot (without edge splitting) using mechanical means for receiving the handrail supports including finishing & curing work at all level etc. complete (size of kota stone shall cover full length & width of stair case treads as shown in drawings) as per drawing, specification & direction of Engineer-in-charge. | 100.00 | SqM |  | 986.00 | 98600.00 | 1000.00 | 100000.00 | 98600.00 | KHAN CONTRACTOR
24.00 | Providing and fixing polished Kota stone slab flooring 18 to 22 mm thick in risers of steps, skirting, dado and pillars laid on 12 mm (average) thick cement mortar 1:3 (1 Cement 3: sand) and jointed with white cement slurry mixed with pigment to match the shade of the slab, rubbing and polishing complete, including finishing & curing work at all level etc. complete as per drawing, specification & direction of Engineer-in-charge. (size of kota stone shall cover full length & width of stair case risers as shown in drawings) | 20.00 | SqM |  | 986.00 | 19720.00 | 1000.00 | 20000.00 | 19720.00 | KHAN CONTRACTOR
25.00 | Providing and laying premium quality polished vitrified tiles of size 600mm x 600mm of approved shade and conforming to IS: 15622 (latest revision) of H&R JOHNSON (Double charge Magic bush Series) / KAJARIA (Double charge K-62 & K-63 series)/ NITCO (Double charge Nano vitrified premium) as approved, laid on 20 mm thick cement mortar 1:4 (1 Cement: 4 sand) in floors and skirting including grouting the joints using special tile grout FEVIMATE-TG of Pidilite or similar approved make including covering of tiles with 3mm th. PVC tile protection sheet over it for protection of tiles from paint stains, scratch during various finishing activities including finishing and curing at all levels etc. all complete as per drawing, specification and direction of Engineer-in-charge. | 500.00 | SqM |  | 1786.00 | 893000.00 | 1200.00 | 600000.00 | 600000.00 | Technical Construction Co.
26.00 | Providing and laying premium quality polished vitrified tiles of size 600mm x 600mm of approved shade and conforming to IS: 15622 (latest revision) of H&R JOHNSON (pure mat finish GVT series) / KAJARIA (Desert series - mat finish)/ NITCO (Architect series - mat finish) as approved, laid on 20 mm thick cement mortar 1:4 (1 Cement: 4 sand) in floors and skirting including grouting the joints using special tile grout FEVIMATE-TG of Pidilite or similar approved make complete: including covering of tiles with 3mm th. PVC tile protection sheet over it for protection of tiles from paint stains, scratch during various finishing activities including finishing and curing at all levels etc. all complete as per drawing, specification and direction of Engineer-in-charge. | 500.00 | SqM |  | 1786.00 | 893000.00 | 1300.00 | 650000.00 | 650000.00 | Technical Construction Co.
27.00 | Providing and fixing premium quality mat finished ceramic floor tiles of size 300x300mm and 6mm thickness conforming to IS: 15622 (latest revision) of H&R JOHNSON (pure mat finish Rustic /Lenox series) / KAJARIA (Digital floor -stain mat plain & printed mat finish) / NITCO (Crust digital floor tiles premium) as approved in required shade, laid on 20 mm thick bed of cement mortar 1:4 (1 cement: 4 sand) including grouting the joints using special tiles grout FEVIMAT - TG of Pidilite or similar approved make complete including covering of floor tiles with 3mm th. PVC tile protection sheet over it to protect the tile from painting stains and scratches during various finishing activities including finishing and curing work at all level etc. all complete as per drawing, specification & direction of Engineer in charge. | 500.00 | SqM |  | 1386.00 | 693000.00 | 1000.00 | 500000.00 | 500000.00 | Technical Construction Co.
28.00 | Providing and fixing premium quality special printed ceramic glazed wall tiles of size 450mmx300mm and 6mm thickness of approved shade in base and highlighter conforming to IS: 15622 (latest revision) of H&R JOHNSON wall tiles (DIGITAL PRINTED SERIES) / KAJARIA (Digital & power line) / NITCO (Cosmos digital wall tiles) as approved in skirting and dado over 12mm thick bed of cement mortar 1:3(1 cement :3 sand) including grouting the joints using special tiles grout FEVIMAT - TG of Pidilite or similar approved make complete including protecting the tiles from painting stains and scratches during various finishing activities including finishing and curing work at all level etc. all complete as per drawing, specification & direction of Engineer in charge. | 500.00 | SqM |  | 1386.00 | 693000.00 | 1100.00 | 550000.00 | 550000.00 | Technical Construction Co.
29.00 | Providing and fixing 14mm to 16mm thick ordinary quality Plain White Marble gang saw cut machine cut for horizontal and vertical supports to kitchen platform, vanity counters and for other similar purposes to be fixed in position with cement mortar 1:3 including back to back jointing of vertical supports with epoxy bonding agent, curing etc. at all levels all complete as per drawing, specifications and direction of Engineer-in-charge. | 100.00 | SqM |  | 2186.00 | 218600.00 | 2500.00 | 250000.00 | 218600.00 | KHAN CONTRACTOR
30.00 | Providing and fixing in full width & length 15mm to 18mm thick Granite Black or any other approved shade / colour / texture gang saw cut mirror polished, premoulded, machine cut for kitchen platforms, fascias and similar locations laid over 20 mm thick base cement mortar 1:4 (1 Cement :4 sand ) with joints treated with white cement mixed with matching pigment, epoxy touch ups, including rubbing, curing, edge moulding and polishing to edge to give high gloss finish etc. complete at all levels: Area of slab over 0.50 Sqm. including finishing & curing work at all level etc. complete as per drawing, specifications and direction of Engineer-in-charge. (Base rate of granite shall not be less than Rs. 1800 / Sqm) Note:- Sample of granite shall be approved by EIC before bulk purchase. | 30.00 | SqM |  | 4186.00 | 125580.00 | 3400.00 | 102000.00 | 102000.00 | Technical Construction Co.
31.00 | Providing and fixing 15 to 18mm thick Granite Black or any other approved shade / colour / texture gang saw cut mirror polished, premoulded, machine cut for wash basin counter including cutting opening for wash basin making half round edge moulding in granite stone for counter etc. all complete of required size laid over 20 mm thick base cement mortar 1:4 (1 Cement :4 sand ) with joints treated with white cement mixed with matching pigment, epoxy touch ups, including rubbing, curing, moulding and polishing to edge to give high gloss finish etc. complete at all levels: as per drawing, specifications and direction of Engineer-in-charge. (Base rate of granite shall not be less than Rs. 1800 / Sqm) Note:- Sample of granite shall be approved by EIC before bulk purchase. | 100.00 | SqM |  | 4186.00 | 418600.00 | 3000.00 | 300000.00 | 300000.00 | Technical Construction Co.
32.00 | Structural steel work riveted, bolted or welded in built up sections, trusses and frame work M.S. door & fix ventilators, anchors etc made out M.S. angle, channels, flats, rods, bars, weld mesh, M.S. pipe etc including supplying, cutting, hoisting, fixing in position and applying two coat of approved quality synthetic enamel paint over a priming coat of approved steel primer all complete as per standard design, including the cost of all material and labour complete- as per drawings , specifications & direction of engineer in charge. | 10000.00 | Kg |  | 136.00 | 1360000.00 | 110.00 | 1100000.00 | 1100000.00 | Technical Construction Co.
33.00 | Providing and fixing stainless steel ( Grade 304) railing made of Hollow tubes, channels, plates etc., including welding, grinding, buffing, polishing and making curvature (wherever required) and fitting the same with necessary stainless steel nuts and bolts complete, i/c fixing the railing with necessary accessories & stainless steel dash fasteners , stainless steel bolts etc., of required size, on the top of the floor or the side of waist slab with suitable arrangement as per approval of Engineer-in-charge, (for payment purpose only weight of stainless steel members shall be considered excluding fixing accessories such as nuts, bolts, fasteners etc.). | 250.00 | Kg |  | 686.00 | 171500.00 | 500.00 | 125000.00 | 125000.00 | Technical Construction Co.
34.00 | Providing and fixing M.S. grills of required pattern in frames of windows, ventilators, balconies etc. with M.S.flats, square or round bars ets. all complete including applying two coat of approved quality synthetic enamel paint over a priming coat of approved steel primer: Fixed to steel/ aluminium window by welding/riveted or bolted all complete as per standard design, drawing, specification and direction of engineer in charge. MS grill design & drawing shall be prepared & submitted by the contracting agency for the approval of EIC. | 100.00 | Kg |  | 186.00 | 18600.00 | 150.00 | 15000.00 | 15000.00 | Technical Construction Co.
35.00 | Providing and fixing factory made 30 mm thick Flush door shutter single / double leaf conforming to IS ; 2202(part-1) of make KITPLY / GREENLAM / CENTURY as approved by EIC, with Block board core & frame of well seasioned hard wood, cross band made from BWP grade veneers and commercial BWP grade face veneers on both sides of shutter including providing and fixing 2nd class teak wood leaping of suitable size and shape all around the edges including approved brand stainless steel fixtures like Tower bolt (size-250mmx12mm), Tadi latch (300mmx14mm), Aldrop (300mmX16mm), Handles plate type - 100mm size (size shall be confirming to IS:208) - 02 nos, Magnetic Cather etc. painting two coats of synthetic enamel paint over a coat of primer of approved brand etc. complete as per drawings, specifications and direction of Engineer. Note - actual area of shutter will be paid. | 30.00 | SqM |  | 2586.00 | 77580.00 | 3000.00 | 90000.00 | 77580.00 | KHAN CONTRACTOR
36.00 | Providing and fixing colour anodized aluminium work for doors, windows, ventilators and partitions as per the material, fabrication and dimensional specifications/ requirement of IS: 1948 from aluminum alloy extruded sections, tubular / appropriate Z and or other sections of approved make conforming to grade HE9-WP of IS : 733 and HV9-WP of IS: 1285, fixed with raw plugs and screws or with fixing clips, or with expansion hold fasteners including necessary filling up of gaps at junctions, at top, bottom and sides with required neoprene felt and silicon whether sealant etc. Aluminium sections shall be smooth, rust free, straight, mitered and jointed mechanically wherever required including cleat angle, Aluminium snap beading for glazing / paneling. C.P. brass / stainless steel screws, all complete as per architectural drawings and the directions of Engineer-in-charge. : For shutters of doors, windows & ventilators including providing and fixing approved ss hinges/ pivots/ rollers suitable for sliding / openable window and providing and fixing approved fittings i.e. two handle with locking arrangement for each sliding window shutter and one handle as well as two tower bolt for each glass / jali shutter with provisions of one gate hook for each glass shutter for openable window wherever required as approved including the cost of neoprene gasket all complete: colored anodized coated aluminium(thickness of anodized coating 15 micron). The finished arrangement shall be fully water tight. Note : 1. Payment of Glazing / SS wire mesh to be paid in relevant item in line with their specifications.2. Cost of SS hinges / pivot / rollers are to be included in the quoted rate and no payment shall be made for providing and fixing the same.directions of Engineer-in-charge. : For shutters of doors, windows & ventilators including providing and fixing approved ss hinges/ pivots/ rollers suitable for sliding / openable window and providing and fixing approved fittings i.e. two handle with locking arrangement for each sliding window shutter and one handle as well as two tower bolt for each glass / jali shutter with provisions of one gate hook for each glass shutter for openable window wherever required as approved including the cost of neoprene gasket all complete: colored anodized coated aluminium (thickness of anodized coating 15 micron). The finished arrangement shall be fully water tight. Note : 1. Payment of Glazing / SS wire mesh to be paid in relevant item in line with their specifications.2. Cost of SS hinges / pivot / rollers are to be included in the quoted rate and no payment shall be made for providing and fixing the same. | 1500.00 | Kg |  | 536.00 | 804000.00 | 600.00 | 900000.00 | 804000.00 | KHAN CONTRACTOR
37.00 | Providing and fixing pre-fabricated deco grill or equivalent expanded Aluminum grills made of anodized aluminum as per design and drawing having members section of size 7.5 mm X 6.0 mm and opening of size 102 mm X 99 mm fixed to staircase opening with aluminum frame with required screws, Y & H aluminum section as per drawing at the ends and middle joints at all heights etc. complete as per specification & directed by the engineer in charge. | 10.00 | Kg |  | 886.00 | 8860.00 | 700.00 | 7000.00 | 7000.00 | Technical Construction Co.
38.00 | Providing and fixing glazing in aluminium door, window, ventilator shutters and partitions etc. with neoprene gasket and silicon sealant etc. complete as per the architectural drawings, specification and the directions of engineer-in-charge, with float glass panes of 4.0 mm thickness (Cost of aluminium snap beading shall be included in basic item) | 25.00 | SqM |  | 1186.00 | 29650.00 | 1000.00 | 25000.00 | 25000.00 | Technical Construction Co.
39.00 | Providing and fixing 30mm thick factory made pre-laminated PVC door shutter of approved make and design consisting of frame made out of M.S. tubes of 19 gauge thickness and size of 19 mm x 19 mm for styles and 15x15 mm for top & bottom rails. M.S. frame shall have a coat of steel primers of approved make. M.S. frame covered with 5 mm thick heat molded PVC 'C' channel of size 30 mm thickness, 95 mm width out of which 75 mm shall be flat and 20 mm shall be tapered in 45 degree angle on both side forming styles and 5 mm thick, 115 mm wide PVC sheet out of which 95 mm shall be flat and 20 mm shall be tapered in 45 degree on the inner side to form top and bottom rail and 140 mm wide PVC sheet out of which 100 mm shall be flat and 20 mm shall be tapered on both sides to form lock rail. Top, bottom and lock rails shall be provided both side of the panel. 10 mm (5 mm x 2 ) thick, 20 mm wide cross PVC sheet be provided as gap insert for top rail & bottom rail, paneling of 5 mm thick both side PVC sheet to be fitted in the M.S. frame welded/ sealed to the styles & rails with 7 mm (5 mm+2 mm) thick x 15 mm wide PVC sheet beading on inner side, and joined together with solvent cement adhesive. An additional 5 mm thick PVC strip of 20 mm width is to be stuck on the interior side of the 'C' Channel using PVC solvent adhesive etc. including all SS fitting and fixtures such as 1 nos Tadi latch 200mm longx12mm rod size, 2 nos. tower bolt 250mm x 12mm, 2 nos. plat type handles - 100mm size (size shall be confirming to IS:208) of approved brand complete as per drawing, specification & direction of Engineer-in-charge. | 80.00 | SqM |  | 2786.00 | 222880.00 | 3200.00 | 256000.00 | 222880.00 | KHAN CONTRACTOR
40.00 | Providing and applying Two coats of SBR Latex mixed with cement in specified proportion (cement mixed with waterproofing material such as PIDICRETE URP of Dr. FIXIT / Hydro proof extra of fosroc / Shalicrete-R of STP Ltd. / Tapcrete P-151 of Cico technologies conforming to relevant IS as approved by engineer in charge in the proportion as recommended by manufacturers forming 300 - 400 microns thick layer in 2 coats of application on treated surface, RCC sunken slab or where ever required including hacking/cleaning and washing the surface etc. all complete as per specification and direction of engineer in charge. Note:- The whole treated area shall be flooded with water for a minimum period of 4 days for water tightness test. | 100.00 | SqM | 0.00 | 186.00 | 18600.00 | 500.00 | 50000.00 | 18600.00 | KHAN CONTRACTOR
41.00 | Providing and fixing best quality stainless steel kitchen sink of SS grade 304 glossy finish (Jayna / Nirali / Carysil / Franke Brand) as approved without drain board of overall size 610 x 457 x 200 mm (24"x18"x8") including all accessories such as choke stop stainer, outlet pipe upto floor trap etc. as required all complete as per drawing, specifications and direction of engineer in charge. | 4.00 | Each | 0.00 | 786.00 | 3144.00 | 3500.00 | 14000.00 | 3144.00 | KHAN CONTRACTOR
42.00 | Providing and fixing Orissa pattern Water Closet (OP 23 (Open rim) of H & R Johnson / Orissa C0117 of Parryware/ Orissa COVYS 3010104 of CERA as approved with low level placed PVC flushing cistern (Dual Flush Tank {white} of H & R Jhonson / CERA/ Parry ) connected with 32 mm dia PVC flush pipe with all fittings and brackets with C.P. brass angle cock with CP flange (Clarion cat No. CQT 23059 make of JAQUAR or similer approved quality in KOHLER / GROHE and 15 mm dia high quality PVC inlet connection of required length with all accessories, fittings & fixtures of best quality and brand as per drawing, specification and direction of EIC. Item includes essentially following. (a). Orissa pattern white glazed viterous china W.C. pan of size 580mm x 440mm of approved brand and 100mm dia sand cast iron 'P' trap. (b). Low level placed PVC flushing cistern Dual Flush Tank (white) of H & R Johnson ( P2829PW) / Parry (Slim-line E8110 Deluxe) / Cera (Corona B1020102) as approved with all accessories complete. (c). 15mm dia PVC inlet connection of required length of approved brand with heavy duty C.P. brass unions and rubber washer etc. (d). 15mm dia C.P. brass angle valve with C.P. flange of superior quality (Jaquar Clarion cat. No. CQT 23059 or similer approved quality of KOHLER / GROHE as approved). (d). 15mm dia C.P. brass angle valve with C.P. flange of superior quality (Jaquar Clarion cat. No. CQT 23059 or similer approved quality of KOHLER / GROHE as approved). | 50.00 | Each | 0.00 | 7786.00 | 389300.00 | 8000.00 | 400000.00 | 389300.00 | KHAN CONTRACTOR
43.00 | Providing and fixing European type white glazed vitreous china ware water closet concealed S trap of 'H&R JOHNSON' (Ruby concealed trap EWC P0448PW / 'PARRYWARE' (NIAGARA C0252(S) / 'CERA' (CIGNIA Concealed S1051108 S trap) as approved with Germfree EWC solid seat cover with C.P. brass hinges and rubber buffers of approved brand, with low level placed PVC flushing cistern (Dual Flush Tank white) connected with 32 mm dia PVC flush pipe with fittings and brackets, 15mm dia PVC inlet connection of required length and approved brand, 15mm dia C.P. brass angle valve with C.P. flange of superior quality all complete as per drawing, specification and direction of engineer in charge comprising following accessories:(a). White vitreous china wash down European type W.C. pan with white vitreous china 'S' trap of approved brand.(b). Germfree EWC solid seat cover (white) of H&R Johnson ( P0424PW) / Parry (E8094) / Cera (Carina plus B1510106) with C.P. brass hinges and rubber buffers of approved brand (c). Low level placed PVC flushing cistern Dual Flush Tank (white) of H & R Johnson ( P2829PW) / Parry (Slim-line E8110 Deluxe) / Cera (Corona B1020102) as approved with all accessories complete.(d). 15mm dia heavy duty PVC inlet connection of required length and approved brand with brass unions complete.(e). 15mm dia C.P. brass angle valve with C.P. flange of superior quality (Jaquar clarion cat. No. CQT 23059 or similer approved quality of KOHLER/GROHE as approved).(f). Jet spray provision of Jaquar make ALE 547 with 1Meter PVC tube (stainless steel) with 01 nos 15mm dia CP brass angle valve with Cp flange of Jaquar clarion (Code CQT 23059) or similer approved quality of KOHLER/GROHE as approved. | 40.00 | Each | 0.00 | 6786.00 | 271440.00 | 9000.00 | 360000.00 | 271440.00 | KHAN CONTRACTOR
44.00 | Providing and fixing in position white glazed vitreous china ware wash basin 'H&R JOHNSON'/ 'PARRY' / 'CERA' as approved of following accessories jointed watertight as per drawing, specification and direction of EIC as given below : (a). One no. wash basin of make 'H&R JOHNSON' (P1015PW size 500 x 400 mm)/ 'PARRY' (Indus C0471 size 500x400 mm) / 'CERA' (Counsel S2040101 size 510x400mm) as approved. (b). One pair of wall bracket of 35mm x 35mm x 5mm M.S. angle painted with two coats of synthetic enamel paint over a coat of primer of approved quality and make. (c). One no. 32mm dia C.P. brass waste coupling with C.P. grating of Cat. No. ALD709 of Jaquar or similar approved quality of KOHLER / GROHE as approved. (d). One no. 32mm dia C.P. brass bottle trap with wall flange and connected C.P. pipe of cat. No ALD 769 of Jaquar or similar approved quality of KOHLER/GROHE as approved. (e). Two nos. 15mm dia C.P. brass angle valve with C.P. flange of superior quality (Jaquar CLARION cat. No. 23059 or similar approved quality of KOHLER / GROHE as approved). (f). One no. central hole C.P. brass basin mixer without popup waste system with 450mm long braided hoses of superior quality (Jaquar clarion cat. no. CQT 23167B or similar approved quality of KOHLER/GROHE as approved). (g). 32mm dia B class G.I. waste pipe (concealed) of required length (from bottle trap to nahani trap) including painting with anti corrosive bituminous paint. | 5.00 | Each | 0.00 | 6786.00 | 33930.00 | 10000.00 | 50000.00 | 33930.00 | KHAN CONTRACTOR
45.00 | Providing and fixing in position white glazed vitreous under counter oval shape china ware wash basin of make H&R JOHNSON / 'PARRY' / "CERA" as approved comprising of following accessories jointed watertight as per drawing, specification and direction of EIC as given below: (a). One no. oval shape white wash basin H&R JOHNSON CRESS (UC WB P0813PW size 550x450mm) / 'PARRY' (Cascade NXT C0407 size550x445mm) / "CERA" (Oval under counter S2030104 size560x470mm) as approved .(b). One no. 32mm dia C.P. brass waste coupling with C.P. grating of Cat. No. ALD709 of Jaquar or similar approved quality of KOHLER/GROHE as approved.(c). One no. 32mm dia C.P. brass bottle trap with wall flange and connected C.P. pipe of cat. No ALD 769 of Jaquar or similar approved quality of KOHLER/GROHE as approved.(d). Two nos. 15mm dia C.P. brass angle valve with C.P. flange of superior quality (Jaquar CLARION cat. No. 23059 or similar approved quality of KOHLER/GROHE as approved).(e). One no. central hole C.P. brass basin mixer without popup waste system with 450mm long braided hoses of superior quality (Jaquar clarion cat. no. CQT 23167B or similar approved quality of KOHLER/GROHE as approved).(f). 32mm dia B class G.I. waste pipe (concealed) of required length (from bottle trap to nahani trap) including painting with anti corrosive bituminous paint. | 40.00 | Each | 0.00 | 6786.00 | 271440.00 | 10500.00 | 420000.00 | 271440.00 | KHAN CONTRACTOR
46.00 | Providing and fixing C.P. brass wall mixer with 3 in 1 system with provision for both hand shower and over head shower complete with 115mm long bend pipe on upper side, connecting legs and flanges (without hand & over head shower) CQT - 23281UPR of Jaquar Clarion series or similar approved quality of GROHE/KOHLER as per specification and direction of EIC. | 5.00 | Each | 0.00 | 786.00 | 3930.00 | 5000.00 | 25000.00 | 3930.00 | KHAN CONTRACTOR
47.00 | Providing and fixing C.P. brass Angular stop cock with C.P. flange and PVC/CP connecting pipe of required length for geyser points of superior quality (Jaquar Clarion cat no. 23059 or similar approved quality of GROHE/KOHLER) as per specification and direction of EIC. : 15 mm nominal bore. | 200.00 | Each | 0.00 | 1026.00 | 205200.00 | 1000.00 | 200000.00 | 200000.00 | Technical Construction Co.
48.00 | Providing and fixing C.P. brass bib cock with C.P. flange and nozzle of superior quality (Jaquar Continental cat no. 049 NKN or similar approved quality of GROHE/KOHLER) as per specification and direction of EIC : 15 mm nominal bore. | 200.00 | Each | 0.00 | 1346.00 | 269200.00 | 1000.00 | 200000.00 | 200000.00 | Technical Construction Co.
49.00 | Providing and fixing C.P. brass shower rose with Shower arm 190mm long and wall flange of superior quality (Jaquar cat no. OHS 1985 & SHA 477 or similar approved quality of GROHE/KOHLER) as per specification and direction of EIC. | 20.00 | Each | 0.00 | 286.00 | 5720.00 | 1200.00 | 24000.00 | 5720.00 | KHAN CONTRACTOR
50.00 | Providing & fixing sink cock (wall mounting) with C.P. flange and swinging casted spout superior quality (Jaquar Clarion cat no. 23347 or similar approved quality of GROHE/KOHLER) as per specification and direction of EIC. | 30.00 | Each | 0.00 | 286.00 | 8580.00 | 1200.00 | 36000.00 | 8580.00 | KHAN CONTRACTOR
51.00 | Providing and fixing 15mm dia nominal bore class 'B' G.I. pipe of approved brand confirming to IS 1239 of following nominal bore with all fittings and specials of heavy duty as required including cutting the walls, floors trenching & reffilling as required, making them good, claimping on wall of approved quality claimps as per specifications, testing the line etc. complete as per drawings, specifications and direction of engineer. | 1000.00 | Mtr | 0.00 | 286.00 | 286000.00 | 280.00 | 280000.00 | 280000.00 | Technical Construction Co.
52.00 | Providing and fixing 20mm dia nominal bore class 'B' G.I. pipe of approved brand confirming to IS 1239 of following nominal bore with all fittings and specials of heavy duty as required including cutting the walls, floors trenching & reffilling as required, making them good, claimping on wall of approved quality claimps as per specifications, testing the line etc. complete as per drawings, specifications and direction of engineer. | 750.00 | Mtr | 0.00 | 286.00 | 214500.00 | 300.00 | 225000.00 | 214500.00 | KHAN CONTRACTOR
53.00 | Providing and fixing 25mm dia. nominal boreclass 'B' G.I. pipe of approved brand confirming to IS 1239 of following nominal bore with all fittings and specials of heavy duty as required including cutting the walls, floors trenching & reffilling as required, making them good, claimping on wall of approved quality claimps as per specifications, testing the line etc. complete as per drawings, specifications and direction of engineer. | 750.00 | Mtr | 0.00 | 386.00 | 289500.00 | 400.00 | 300000.00 | 289500.00 | KHAN CONTRACTOR
54.00 | Providing and fixing 32mm dia. nominal bore class 'B' G.I. pipe of approved brand confirming to IS 1239 of following nominal bore with all fittings and specials of heavy duty as required including cutting the walls, floors trenching & reffilling as required, making them good, claimping on wall of approved quality claimps as per specifications, testing the line etc. complete as per drawings, specifications and direction of engineer. | 500.00 | Mtr | 0.00 | 486.00 | 243000.00 | 500.00 | 250000.00 | 243000.00 | KHAN CONTRACTOR
55.00 | Providing and fixing 40mm dia. nominal bore class 'B' G.I. pipe of approved brand confirming to IS 1239 of following nominal bore with all fittings and specials of heavy duty as required including cutting the walls, floors trenching & reffilling as required, making them good, claimping on wall of approved quality claimps as per specifications, testing the line etc. complete as per drawings, specifications and direction of engineer. | 250.00 | Mtr | 0.00 | 586.00 | 146500.00 | 800.00 | 200000.00 | 146500.00 | KHAN CONTRACTOR
56.00 | Providing and fixing 50mm dia. nominal bore class 'B' G.I. pipe of approved brand confirming to IS 1239 of following nominal bore with all fittings and specials of heavy duty as required including cutting the walls, floors trenching & reffilling as required, making them good, claimping on wall of approved quality claimps as per specifications, testing the line etc. complete as per drawings, specifications and direction of engineer. | 100.00 | Mtr | 0.00 | 786.00 | 78600.00 | 850.00 | 85000.00 | 78600.00 | KHAN CONTRACTOR
57.00 | Providing and fixing 25mm nominal bore ball valve (brass) of approved quality, High or low pressure, with 150mm dia approved quality plastic floats with complete accessories as per specification and direction of EIC. | 50.00 | Each | 0.00 | 286.00 | 14300.00 | 400.00 | 20000.00 | 14300.00 | KHAN CONTRACTOR
58.00 | Providing and fixing in position 25mm dia nominal bore heavy duty gun metal wheel valve screw down type confirming to IS: 778 latest revision of approved make including the cost of all jointing materials, fittings and testing etc. complete as per specifications and direction of EIC. | 50.00 | Each | 0.00 | 386.00 | 19300.00 | 600.00 | 30000.00 | 19300.00 | KHAN CONTRACTOR
59.00 | Providing and fixing in position 32mm dia nominal boreheavy duty gun metal wheel valve screw down type confirming to IS: 778 latest revision of approved make including the cost of all jointing materials, fittings and testing etc. complete as per specifications and direction of EIC. | 50.00 | Each | 0.00 | 486.00 | 24300.00 | 800.00 | 40000.00 | 24300.00 | KHAN CONTRACTOR
60.00 | Providing and fixing in position 40mm dia nominal bore heavy duty gun metal wheel valve screw down type confirming to IS: 778 latest revision of approved make including the cost of all jointing materials, fittings and testing etc. complete as per specifications and direction of EIC. | 25.00 | Each | 0.00 | 586.00 | 14650.00 | 1000.00 | 25000.00 | 14650.00 | KHAN CONTRACTOR
61.00 | Providing and fixing in position 25 mm dia heavy duty brass ferrule of approved brand including boring and threading hole in C.I. pipe with necessary fittings as required all complete as per specifications and direction of EIC. | 25.00 | Each | 0.00 | 86.00 | 2150.00 | 300.00 | 7500.00 | 2150.00 | KHAN CONTRACTOR
62.00 | Providing, laying and jointing 100 mm dia salt glazed stone ware pipe (conforming to IS : 651 latest revision) with cement mortar 1:1 (1 cement: 1 fine sand) with spun yarn impregnated with cement slurry including surrounding or encasing the pipes with providing and laying 150mm thick cement concrete 1:4:8 (1 cement : 4 coarse sand : 8 graded stone aggregate of 20 mm nominal size) and testing of joints for leak tightness, curing etc. complete as per drawings, design and specifications and direction of EIC. | 25.00 | Mtr | 0.00 | 786.00 | 19650.00 | 800.00 | 20000.00 | 19650.00 | KHAN CONTRACTOR
63.00 | Providing, laying and jointing 150 mm dia salt glazed stone ware pipe (conforming to IS : 651 latest revision) with cement mortar 1:1 (1 cement: 1 fine sand) with spun yarn impregnated with cement slurry including surrounding or encasing the pipes with providing and laying 150mm thick cement concrete 1:4:8 (1 cement : 4 coarse sand : 8 graded stone aggregate of 20 mm nominal size) and testing of joints for leak tightness, curing etc. complete as per drawings, design and specifications and direction of EIC. | 100.00 | Mtr | 0.00 | 1286.00 | 128600.00 | 1000.00 | 100000.00 | 100000.00 | Technical Construction Co.
64.00 | Providing and laying or fixing in position, under floor or against walls, ISI marked 50 mm dia. sand cast iron, socket and spigot soil, waste, ventilation pipes and fittings including cost of all fittings like bends, offset tees, tapers, collars, connection plugs, shoes, cowls and clamps confirming to IS : 1729 and jointing with tarred spun yarn and molten pig lead, caulking the joints, testing and painting with two coats of approved paint of required shade including cutting chase or holes in walls and floors and making good where required etc. complete. as per drawings, design and specifications and direction of EIC. | 100.00 | Mtr | 0.00 | 186.00 | 18600.00 | 1000.00 | 100000.00 | 18600.00 | KHAN CONTRACTOR
65.00 | Providing and laying or fixing in position, under floor or against walls, ISI marked 75mm dia.sand cast iron, socket and spigot soil, waste, ventilation pipes and fittings including cost of all fittings like bends, offset tees, tapers, collars, connection plugs, shoes, cowls and clamps confirming to IS : 1729 and jointing with tarred spun yarn and molten pig lead, caulking the joints, testing and painting with two coats of approved paint of required shade including cutting chase or holes in walls and floors and making good where required etc. complete as per drawings, design and specifications and direction of EIC. | 100.00 | Mtr | 0.00 | 286.00 | 28600.00 | 1000.00 | 100000.00 | 28600.00 | KHAN CONTRACTOR
66.00 | Providing and laying or fixing in position, under floor or against walls, ISI marked 100mm dia sand cast iron, socket and spigot soil, waste, ventilation pipes and fittings including cost of all fittings like bends, offset tees, tapers, collars, connection plugs, shoes, cowls and clamps confirming to IS : 1729 and jointing with tarred spun yarn and molten pig lead, caulking the joints, testing and painting with two coats of approved paint of required shade including cutting chase or holes in walls and floors and making good where required etc. complete as per drawings, design and specifications and direction of EIC. | 150.00 | Mtr | 0.00 | 386.00 | 57900.00 | 1100.00 | 165000.00 | 57900.00 | KHAN CONTRACTOR
67.00 | Providing and fixing in position C.I. floor trap of self cleaning design 100mm inlet and 75 mm outlet with C.P. grating on top including embedding in cement concrete 1:2:4 (1 cement : 2 coarse sand : 4 graded stone aggregate of 20 mm nominal size) etc. complete as per drawings, specifications and as directed of the EIC. | 100.00 | Each | 0.00 | 186.00 | 18600.00 | 1500.00 | 150000.00 | 18600.00 | KHAN CONTRACTOR
68.00 | Providing and fixing on wall face / embedded in ground 110 mm dia un plasticized Rigid PVC Rain water pipes of Jain Irrigation / Finolex / Supreme as approved conforming to IS:13592 type A (4 Kg/Cm2) including shoes, bends, clamps jointing with seal ring leaving 10 mm for thermal expansion (I) single socketed pipes etc. all complete as per drawings, specifications and as directed of the EIC. | 250.00 | Mtr | 0.00 | 486.00 | 121500.00 | 300.00 | 75000.00 | 75000.00 | Technical Construction Co.
69.00 | Providing and fixing on wall face / embedded in ground 160 mm dia meter.un plasticized Rigid PVC pipe of Jain Irrigation / Finolex / Supreme as approved conforming to IS:4985 class-II (4 Kg/Cm2) including all fittings and fixtures complete including jointing the pipe with solvent cement rubber ring and lubricant as per drawings, specifications and as directed of the EIC. | 50.00 | Mtr | 0.00 | 686.00 | 34300.00 | 500.00 | 25000.00 | 25000.00 | Technical Construction Co.
70.00 | Providing and laying 150mm dia non-pressure NP2 class (light duty) R.C. hume pipes jointed with stiff mixture of cement mortar in the proportion of 1:2 (1 cement : 2 fine sand) including testing of joints etc. complete as per drawings, specifications and as directed of the EIC. | 100.00 | Mtr | 0.00 | 186.00 | 18600.00 | 400.00 | 40000.00 | 18600.00 | KHAN CONTRACTOR
71.00 | Providing and laying 200mm dia non-pressure NP2 class (light duty) R.C. hume pipes jointed with stiff mixture of cement mortar in the proportion of 1:2 (1 cement : 2 fine sand) including testing of joints etc. complete as per drawings, specifications and as directed of the EIC. | 100.00 | Mtr | 0.00 | 186.00 | 18600.00 | 400.00 | 40000.00 | 18600.00 | KHAN CONTRACTOR
72.00 | Providing and laying 300mm dia. non-pressure NP2 class (light duty) R.C. hume pipes jointed with stiff mixture of cement mortar in the proportion of 1:2 (1 cement : 2 fine sand) including testing of joints etc. complete as per drawings, specifications and as directed of the EIC. | 100.00 | Mtr | 0.00 | 286.00 | 28600.00 | 500.00 | 50000.00 | 28600.00 | KHAN CONTRACTOR
73.00 | Providing and laying 450mm dia.non-pressure NP2 class (light duty) R.C. hume pipes jointed with stiff mixture of cement mortar in the proportion of 1:2 (1 cement : 2 fine sand) including testing of joints etc. complete: as per drawings, specifications and as directed of the EIC. | 30.00 | Mtr | 0.00 | 336.00 | 10080.00 | 800.00 | 24000.00 | 10080.00 | KHAN CONTRACTOR
74.00 | Providing and laying 600mm dia non-pressure NP2 class (light duty) R.C. hume pipes jointed with stiff mixture of cement mortar in the proportion of 1:2 (1 cement : 2 fine sand) including testing of joints etc. complete as per drawings, specifications and as directed of the EIC. | 15.00 | Mtr | 0.00 | 386.00 | 5790.00 | 1200.00 | 18000.00 | 5790.00 | KHAN CONTRACTOR
75.00 | Providing and laying 900mm dia. non-pressure NP2 class (light duty) R.C. hume pipes jointed with stiff mixture of cement mortar in the proportion of 1:2 (1 cement : 2 fine sand) including testing of joints etc. completed as per drawings, specifications and as directed of the EIC. | 6.00 | Mtr | 0.00 | 786.00 | 4716.00 | 2800.00 | 16800.00 | 4716.00 | KHAN CONTRACTOR
76.00 | Providing and fixing in position best quality salt glazed stone ware 150mm X 150mm size square mouth gully trap with C.I. grating and 100mm P type outlet with 40mm thick precast cement conc. Cover fixed in M.S. angle frame (made out of required size angle) at top and constructing brick masonry chamber 300mm X 300mm internal size in 115mm thick brick masonry in cement mortar 1:4 (1 cement : 4 fine sand) with necessary excavation in all types of soils, bed of 100mm thick cement concrete 1:4:8 (1 cement : 4 coarse sand : 8 graded stone aggregate of 40mm nominal size) for foundation and around the trap and plastering with cement mortar 1:4 (1 cement : 4 fine sand) 15mm thick on internal and external surfaces, on top and upto 150mm below ground level, finished smooth, curing and fixing M.S. angle frame and precast conc. cover in 40 mm thick cement concrete 1:2:4 (1 cement : 2 coarse sand : 4 graded stone aggregate of 20mm nominal size) and painting the grating & frame with two coats of approved anticorrosive paint etc. complete as per drawings, specifications and as directed of the EIC. . Note :- Reinforcement and MS angle frame shall be paid in relevant item. | 10.00 | Each | 0.00 | 786.00 | 7860.00 | 1800.00 | 18000.00 | 7860.00 | KHAN CONTRACTOR
77.00 | Providing and fixing cut edge mirror 6mm thick of overall size 600X450mm especially fabricated with superior glass (of approved quality) with designer acrylic PVC frame of approved colour and make mounted around with 6mm thick non-water absorbent Acrylic/PVC material backing fixed with cleats, all complete as per drawing, specifications and directions of the EIC. | 60.00 | Each | 0.00 | 1286.00 | 77160.00 | 1500.00 | 90000.00 | 77160.00 | KHAN CONTRACTOR
78.00 | Providing and fixing glass shelf 6mm thick Jaquar continental Cat no. 1171, or similar approved quality of GROHE/KOHLER brand including all fixtures and fittings complete as per specifications and direction of EIC. | 5.00 | Each | 0.00 | 1186.00 | 5930.00 | 1500.00 | 7500.00 | 5930.00 | KHAN CONTRACTOR
79.00 | Providing and fixing C.P. brass towel rail of Jaquar Continental cat no. 1111, 600mm long or similar approved quality of GROHE/KOHLER brand including all fixtures and fittings complete as per specifications and direction of EIC. | 10.00 | Each | 0.00 | 1286.00 | 12860.00 | 2000.00 | 20000.00 | 12860.00 | KHAN CONTRACTOR
80.00 | Providing and fixing best quality painted metalic cloth hanger having 460 mm length as approved by engineer in charge and as per specifications and direction of EIC. | 50.00 | Each | 0.00 | 186.00 | 9300.00 | 300.00 | 15000.00 | 9300.00 | KHAN CONTRACTOR
81.00 | Providing and fixing 'GODREJ' or other approved similar make night latch with 3 keys including all fittings and fixtures as per manufacture's specifications complete as per specifications and direction of EIC. | 6.00 | Each | 0.00 | 786.00 | 4716.00 | 1550.00 | 9300.00 | 4716.00 | KHAN CONTRACTOR
82.00 | Surface dressing of ground including removing vegetations and / or inequalities not exceeding 15 cms. Deep and disposal of rubbish upto lead of 50 m and lift upto 1.5 m for all kind of soil. as per specifications and direction of EIC. | 500.00 | SqM | 0.00 | 26.00 | 13000.00 | 30.00 | 15000.00 | 13000.00 | KHAN CONTRACTOR
83.00 | Providing and laying 200 mm thick stone soling using quarry stone properly hand packed, filling interstices with spells, gravels and inert fine material and consolidating with power road roller to required gradient and camber including spreading, watering and rolling binding material etc. complete as per drawings, specifications and direction of the EIC. | 250.00 | SqM | 0.00 | 186.00 | 46500.00 | 300.00 | 75000.00 | 46500.00 | KHAN CONTRACTOR
84.00 | Providing and fixing up to floor five level RCC precast structural elements / members of size and thicknes as required and as specify by EIC in lintel beam, slab, trench / drain covers etc. in cement concrete 1:1.5:3 mix (1 cement :1.5 coarse sand: 3 graded stone aggregate 20 mm nominal size) with maximum water content of 22.5 ltr. per bag of cement and additional slump generated by adding suitable quality cement admixture including fixing M.S. angle frame of required size all around the precast member to protect the edges wherever required, including hoisting and setting in position with cement mortar 1:3 (1 Cement: 3 coarse sand), Cost of required centering, shuttering including finishing smooth exposed surfaces, curing etc. all complete. at all level as per drawing, specification and direction of Engineer-in-charge. Note : Providing fabrication and fixing reinforcement and M.S. angle frame shall be paid in relavant item | 30.00 | Cum | 0.00 | 11786.00 | 353580.00 | 9500.00 | 285000.00 | 285000.00 | Technical Construction Co.
85.00 | Providing and fixing 10mm thick ENDURA TILES of approved brand, size and shade laid over a base of 20 mm av. thick cement mortar 1:4 (1 cement : 4 coarse sand) including ordinary Portland and polymer based cement slurry including grouting the joints with BAL ENDURA grouts (the joints between the tiles shall be 3mm to 5mm wide and 6mm to 8mm deep as per regular tiling procedure) and curing etc. all complete as per drawing, specifications and direction of engineer in charge. | 100.00 | SqM | 0.00 | 1586.00 | 158600.00 | 1500.00 | 150000.00 | 150000.00 | Technical Construction Co.
86.00 | Providing and laying M-35 grade and 80mm thick factory made coloured precast cement concrete interlocking pavers block confirming to IS 15658 : 2006 made by block making machine with strong vibratory compaction and of approved colour, size and shape pattern laid in required slope over and including 50mm thick compacted bed of fine sand, filling the joints with fine sand etc. all complete as per drawing, specification & direction of Engineer in charge. | 100.00 | SqM | 0.00 | 986.00 | 98600.00 | 1000.00 | 100000.00 | 98600.00 | KHAN CONTRACTOR
87.00 | Providing and laying at or near ground level required size factory made kerb stone of M-25 grade cement concrete in position to the required line, level and curvature, jointed with cement mortar 1:3 (1 cement: 3 coarse sand), including making joints with or without grooves (thickness of joints except at sharp curve shall not to more than 5mm), including making drainage opening wherever required complete etc. as per drawing, specification & direction of Engineer-in-charge. (Precast C.C. kerb stone shall be approved by Engineer-in-charge). | 10.00 | Cum | 0.00 | 3786.00 | 37860.00 | 9500.00 | 95000.00 | 37860.00 | KHAN CONTRACTOR
88.00 | Supplying and filling in plinth / trenches, with coarse sand including ramming and dressing complete as per specifications and direction of EIC. | 7.00 | Cum | 0.00 | 1786.00 | 12502.00 | 2000.00 | 14000.00 | 12502.00 | KHAN CONTRACTOR
89.00 | Providing and fixing retro-reflective Cautionary, Mandatory & Informatory sign boards of required size and shape made out of 2 mm thick aluminum sheet face to be fully covered with high intensity encapsulated lens type retro-reflective sheeting, Letters symbols, borders etc. will be as per IRC : 67 with required colors scheme on the boards and with the high intensity grade A as per specification and as approved by Engineer In charge. Note: Structural steel support of specified configuration as required for installing sign - boards shall be paid separately under relevant items. | 15.00 | SqM | 0.00 | 4786.00 | 71790.00 | 5000.00 | 75000.00 | 71790.00 | KHAN CONTRACTOR
90.00 | Demolishing stone rubble masonry manually / brick work by mechanical means including stacking of serviceable material and disposal of unserviceable material within 50 meters lead as per direction of Engineer-in-charge In cement mortar. | 30.00 | CuM | 0.00 | 786.00 | 23580.00 | 1000.00 | 30000.00 | 23580.00 | KHAN CONTRACTOR
91.00 | Demolishing cement concrete manually , mechanical means including disposal of materials within 50 metres lead as per direction of engineer in charge, 1:3:6 or richer mix | 12.00 | CuM | 0.00 | 786.00 | 9432.00 | 2000.00 | 24000.00 | 9432.00 | KHAN CONTRACTOR
92.00 | Dismantling of any type plaster Inside & Outside in Cement Plaster including disposal of Unserviceable material Withing 1.0 KM Lead. | 1000.00 | SqM | 0.00 | 16.00 | 16000.00 | 15.00 | 15000.00 | 15000.00 | Technical Construction Co.
93.00 | Providing & Fixing of Chromium plated (C.P.) brass long body bib cock of approved make 15mm dia, weight not less than 690 gms as per direction of EIC. | 50.00 | Each | 0.00 | 186.00 | 9300.00 | 1000.00 | 50000.00 | 9300.00 | KHAN CONTRACTOR
94.00 | Providing & Fixing of approved quality C.P. brass stop cock 15 mm dia of weighting not less than 400 gm. | 100.00 | Each | 0.00 | 186.00 | 18600.00 | 600.00 | 60000.00 | 18600.00 | KHAN CONTRACTOR
95.00 | Providing & Fixing of Water proof plywood 6 mm thick ISI marked. | 200.00 | SqM | 0.00 | 586.00 | 117200.00 | 900.00 | 180000.00 | 117200.00 | KHAN CONTRACTOR
96.00 | Providing & Fixing of Water proof plywood 12 mm thick ISI marked. | 300.00 | SqM | 0.00 | 786.00 | 235800.00 | 1300.00 | 390000.00 | 235800.00 | KHAN CONTRACTOR
97.00 | Providing & Fixing white vitreous china Orissa pattern water closet (OP 23) (open ring) of H&R Johnson / Orissa C0117 of Paryware / Orissa COVYS 3010104 of Cera as approved quality . | 5.00 | Each | 0.00 | 786.00 | 3930.00 | 3000.00 | 15000.00 | 3930.00 | KHAN CONTRACTOR
98.00 | Providing & Fixing of approved quality European type white glazed vitreous china ware water closet concealed S trap of 'H&R JOHNSON' (Ruby concealed trap EWC P0448PW / 'PARRYWARE' (NIAGARA C0252(S) / 'CERA' (CIGNIA Concealed S1051108 S trap) as approved. | 5.00 | Each | 0.00 | 786.00 | 3930.00 | 2500.00 | 12500.00 | 3930.00 | KHAN CONTRACTOR
99.00 | Providing & Fixing of approved quality Anglo Indian W.C. PAN (PERRYWARE, HINDWARE OR CERA make only). | 2.00 | Each | 0.00 | 786.00 | 1572.00 | 4000.00 | 8000.00 | 1572.00 | KHAN CONTRACTOR
100.00 | Providing & Fixing of approved C.P.brass pillar cock 15 mm dia. of weighting not less than 600 gm. (IS-1795 - 1982). | 100.00 | Each | 0.00 | 186.00 | 18600.00 | 800.00 | 80000.00 | 18600.00 | KHAN CONTRACTOR
101.00 | Providing & Fixing of Godrej mark Hydraulic Door Closers Heavy Duty as Directed by the Engineer-in-Charge. | 250.00 | Each | 0.00 | 1886.00 | 471500.00 | 1300.00 | 325000.00 | 325000.00 | Technical Construction Co.
102.00 | Providing & Fixing of Godrej mark Lever Mortise Locks - 6 Levers Chrome (Product No 9165) as Directed by the Engineer-in-Charge. | 10.00 | Each | 0.00 | 786.00 | 7860.00 | 1600.00 | 16000.00 | 7860.00 | KHAN CONTRACTOR
103.00 | Providing & Fixing MS Wire Nails as Directed by the Engineer-in-Charge. | 10.00 | Kg | 0.00 | 186.00 | 1860.00 | 500.00 | 5000.00 | 1860.00 | KHAN CONTRACTOR
104.00 | Providing & Fixing of 1.0 mm thick decorative laminated sheet as Directed by the Engineer-in-Charge. | 60.00 | SqM | 0.00 | 236.00 | 14160.00 | 1000.00 | 60000.00 | 14160.00 | KHAN CONTRACTOR
105.00 | Providing & Fixing of 1.5 mm thick Decorative Laminated Sheet as Directed by the Engineer-in-Charge | 10.00 | SqM | 0.00 | 286.00 | 2860.00 | 1400.00 | 14000.00 | 2860.00 | KHAN CONTRACTOR
106.00 | Providing & Fixing of Sliding Door Bolts of 16 mm Dia 300 mm Long with necessary nuts & screws etc.. : M.S. NICKLE CHROMIUM as Directed by the Engineer-in-Charge. | 50.00 | Each | 0.00 | 86.00 | 4300.00 | 150.00 | 7500.00 | 4300.00 | KHAN CONTRACTOR
107.00 | Providing & Fixing of M.S. Oxidized Tower bolts 200 mm long as Directed by the Engineer-in-Charge. | 200.00 | Each | 0.00 | 26.00 | 5200.00 | 50.00 | 10000.00 | 5200.00 | KHAN CONTRACTOR
108.00 | Providing & Fixing of M.S. Oxidized butt Hinges of 125mm (12 gauge) sizes as Directed by the Engineer-in-Charge. | 200.00 | Each | 0.00 | 26.00 | 5200.00 | 50.00 | 10000.00 | 5200.00 | KHAN CONTRACTOR
109.00 | Providing & Fixing of approved quality C.P. Hooks and eyes of 15 mm dia 150 mm long for shutters as Directed by the Engineer-in-Charge. | 10.00 | Each | 0.00 | 26.00 | 260.00 | 25.00 | 250.00 | 250.00 | Technical Construction Co.
110.00 | Providing & Fixing of S.S. wire mesh 0.63 mm dia with 12 mesh per 2.5 cm in either as Directed by the Engineer-in-Charge. | 250.00 | SqM | 0.00 | 486.00 | 121500.00 | 300.00 | 75000.00 | 75000.00 | Technical Construction Co.
111.00 | Providing & Applying of Glass putty as Directed by the Engineer-in-Charge. | 5.00 | Kg | 0.00 | 26.00 | 130.00 | 50.00 | 250.00 | 130.00 | KHAN CONTRACTOR
112.00 | Providing & Fixing of Aluminium sheet 1mm thick as Directed by the Engineer-in-Charge | 25.00 | Kg | 0.00 | 586.00 | 14650.00 | 550.00 | 13750.00 | 13750.00 | Technical Construction Co.
113.00 | Providing & Applying of Over cord super bond (s) welding rod 2.5mm (Metal No.-6013) Adwani or norma make as Directed by the Engineer-in-Charge. | 150.00 | Kg | 0.00 | 286.00 | 42900.00 | 500.00 | 75000.00 | 42900.00 | KHAN CONTRACTOR
114.00 | Providing & Applying of (LUNKER MAKE) High speed Hack blade (ISI marked) as Directed by the Engineer-in-Charge. | 50.00 | Each | 0.00 | 46.00 | 2300.00 | 40.00 | 2000.00 | 2000.00 | Technical Construction Co.
115.00 | Providing & Applying of Concrete drill bit upto 6mm dia for drilling machine of approved brand or BUSH OR HILTI MAKE as Directed by the Engineer-in-Charge. | 25.00 | Each | 0.00 | 286.00 | 7150.00 | 800.00 | 20000.00 | 7150.00 | KHAN CONTRACTOR
116.00 | Providing & Applying of Full size Concrete drill bit upto 12mm dia for drilling machine of approved brand or BUSH OR HILTI MAKE as Directed by the Engineer-in-Charge. | 30.00 | Each | 0.00 | 386.00 | 11580.00 | 900.00 | 27000.00 | 11580.00 | KHAN CONTRACTOR
117.00 | Providing & Applying of Full size Concrete drill bit upto 16mm dia for drilling machine of approved brand or BUSH OR HILTI MAKE as Directed by the Engineer-in-Charge. | 30.00 | Each | 0.00 | 486.00 | 14580.00 | 1000.00 | 30000.00 | 14580.00 | KHAN CONTRACTOR
118.00 | Providing & Applying of Full size Concrete drill bit upto 20mm dia for drilling machine of approved brand or BUSH OR HILTI MAKE as Directed by the Engineer-in-Charge. | 30.00 | Each | 0.00 | 486.00 | 14580.00 | 1000.00 | 30000.00 | 14580.00 | KHAN CONTRACTOR
119.00 | Providing & Applying of Fevicol Pidilite (R) SH Brand (synthetic resin adhesive) in one kg pack as Directed by the Engineer-in-Charge. | 100.00 | Each | 0.00 | 386.00 | 38600.00 | 600.00 | 60000.00 | 38600.00 | KHAN CONTRACTOR
120.00 | Providing & Applying of M Seal Pidilite in one kg pack as Directed by the Engineer-in-Charge. | 15.00 | Kg | 0.00 | 386.00 | 5790.00 | 500.00 | 7500.00 | 5790.00 | KHAN CONTRACTOR
121.00 | Providing & Fixing of approved quality of 4mm thick plain glass in required size as Directed by the Engineer-in-Charge. | 120.00 | SqM | 0.00 | 786.00 | 94320.00 | 1050.00 | 126000.00 | 94320.00 | KHAN CONTRACTOR
122.00 | Providing & Fixing of approved quality of 5mm thick plain glass in required size as Directed by the Engineer-in-Charge. | 120.00 | SqM | 0.00 | 986.00 | 118320.00 | 1200.00 | 144000.00 | 118320.00 | KHAN CONTRACTOR
123.00 | Providing & Fixing of approved quality of 6 mm thick plain glass in required size as Directed by the Engineer-in-Charge. | 100.00 | SqM | 0.00 | 1286.00 | 128600.00 | 1250.00 | 125000.00 | 125000.00 | Technical Construction Co.
124.00 | Providing & Fixing of approved quality of 8 mm thick plain glass in required size as Directed by the Engineer-in-Charge. | 50.00 | SqM | 0.00 | 1486.00 | 74300.00 | 1800.00 | 90000.00 | 74300.00 | KHAN CONTRACTOR
125.00 | Providing & Fixing of approved quality of 12 mm thick plain glass in required size as Directed by the Engineer-in-Charge. | 250.00 | SqM | 0.00 | 1586.00 | 396500.00 | 2000.00 | 500000.00 | 396500.00 | KHAN CONTRACTOR
126.00 | Providing & Fixing approved quality of 4mm thick frosted glass in required size as Directed by the Engineer-in-Charge. | 10.00 | SqM | 0.00 | 586.00 | 5860.00 | 1000.00 | 10000.00 | 5860.00 | KHAN CONTRACTOR
127.00 | Providing & Fixing of C.I. grating for gully trap as Directed by the Engineer-in-Charge. | 15.00 | Each | 0.00 | 16.00 | 240.00 | 50.00 | 750.00 | 240.00 | KHAN CONTRACTOR
128.00 | Providing & Fixing of Flushing Cistern P.V.C. 10 litre capacity (low level) (White) as Directed by the Engineer-in-Charge. | 10.00 | Each | 0.00 | 786.00 | 7860.00 | 800.00 | 8000.00 | 7860.00 | KHAN CONTRACTOR
129.00 | Providing & Fixing of PVC waste pipe 1 inch dia 900mm long with 32mm PVC waste coupling for Kitchen Sink & Wash Basin or Urinal with all fittings as Directed by the Engineer-in-Charge. | 100.00 | Each | 0.00 | 36.00 | 3600.00 | 80.00 | 8000.00 | 3600.00 | KHAN CONTRACTOR
130.00 | Providing & Fixing of Chromium plated (C.P.) liquid Soap containers of brass of approved make as Directed by the Engineer-in-Charge. | 10.00 | Each | 0.00 | 286.00 | 2860.00 | 200.00 | 2000.00 | 2000.00 | Technical Construction Co.
131.00 | Providing & Fixing of Chromium plated (C.P.) urinalbrass spreader fittings of approved make as Directed by the Engineer-in-Charge. | 50.00 | Each | 0.00 | 286.00 | 14300.00 | 250.00 | 12500.00 | 12500.00 | Technical Construction Co.
132.00 | Providing & Stacking of ordinary portland cement of 43 grade (OPC -43) confirming to relevent IS code and deposited in civil maintenance store along with voucher. (Note - Test certificate of cement obtained from the manufacturer shall be submitted for a qty. more than 1.0 MT brought). | 15.00 | MT | 0.00 | 7786.00 | 116790.00 | 7200.00 | 108000.00 | 108000.00 | Technical Construction Co.
133.00 | Providing & Stacking of white cement conforming to relevent IS code as Directed by the Engineer-in-Charge. | .50 | MT | 0.00 | 16786.00 | 8393.00 | 25000.00 | 12500.00 | 8393.00 | KHAN CONTRACTOR
134.00 | Providing & depositing of screened river sand suitable for concrete/ masonary/ plaster works as approved as Directed by the Engineer-in-Charge. | 45.00 | CuM | 0.00 | 2686.00 | 120870.00 | 2000.00 | 90000.00 | 90000.00 | Technical Construction Co.
135.00 | Providing & Spreding of good quality crusher aggregate 20mm down gaugeas Directed by the Engineer-in-Charge. | 25.00 | CuM | 0.00 | 2186.00 | 54650.00 | 1200.00 | 30000.00 | 30000.00 | Technical Construction Co.
136.00 | Providing & Stacking of good quality bricks 230 x 115 x 75 mm size as approved as Directed by the Engineer-in-Charge. | 4000.00 | Each | 0.00 | 7.86 | 31440.00 | 7.00 | 28000.00 | 28000.00 | Technical Construction Co.
137.00 | Providing & Fixing of Stainless steel kitchen sink 610 x 460 x 200 mm as Directed by the Engineer-in-Charge. | 5.00 | Each | 0.00 | 786.00 | 3930.00 | 2000.00 | 10000.00 | 3930.00 | KHAN CONTRACTOR
138.00 | Providing & Fixing of 32mm dia PVC flushing bend for low level cistern as Directed by the Engineer-in-Charge. | 10.00 | Each | 0.00 | 26.00 | 260.00 | 80.00 | 800.00 | 260.00 | KHAN CONTRACTOR
139.00 | Providing & Fixing of Nickel plated M.S. wood screw 15mm long as Directed by the Engineer-in-Charge. | 2000.00 | Each | 0.00 | 0.86 | 1720.00 | 3.00 | 6000.00 | 1720.00 | KHAN CONTRACTOR
140.00 | Providing & Fixing of Nickel plated M.S. wood screw 20mm long as Directed by the Engineer-in-Charge. | 2000.00 | Each | 0.00 | 0.86 | 1720.00 | 3.00 | 6000.00 | 1720.00 | KHAN CONTRACTOR
141.00 | Providing & Fixing of Nickel plated M.S. wood screw 25mm long as Directed by the Engineer-in-Charge. | 2000.00 | Each | 0.00 | 0.86 | 1720.00 | 3.00 | 6000.00 | 1720.00 | KHAN CONTRACTOR
142.00 | Providing & Fixing of Nickel plated M.S. wood screw 32mm long as Directed by the Engineer-in-Charge. | 2000.00 | Each | 0.00 | 0.86 | 1720.00 | 4.00 | 8000.00 | 1720.00 | KHAN CONTRACTOR
143.00 | Providing & Fixing of Nickel plated M.S. wood screw 40mm long as Directed by the Engineer-in-Charge. | 2000.00 | Each | 0.00 | 0.86 | 1720.00 | 5.00 | 10000.00 | 1720.00 | KHAN CONTRACTOR
144.00 | Providing & Fixing of Nickel plated M.S. wood screw 50mm long as Directed by the Engineer-in-Charge. | 2000.00 | Each | 0.00 | 0.86 | 1720.00 | 5.00 | 10000.00 | 1720.00 | KHAN CONTRACTOR
145.00 | Providing & Fixing of Nickel plated M.S. wood screw 75mm long as Directed by the Engineer-in-Charge. | 2000.00 | Each | 0.00 | 0.86 | 1720.00 | 5.50 | 11000.00 | 1720.00 | KHAN CONTRACTOR
146.00 | Providing & Applying of ASIAN Paint WOOD PRIMER PINK (0007 / GR-2) as Directed by the Engineer-in-Charge. | 20.00 | Litre | 0.00 | 186.00 | 3720.00 | 230.00 | 4600.00 | 3720.00 | KHAN CONTRACTOR
147.00 | Providing & Applying of Synthetic Adhesive (For wood work) FOR GENERAL PURPOSE as Directed by the Engineer-in-Charge. | 100.00 | Kg | 0.00 | 386.00 | 38600.00 | 250.00 | 25000.00 | 25000.00 | Technical Construction Co.
148.00 | Providing & Fixing of approved quality GI fittings of Heavy duty ISI marked 20 mm to 15 mm dia Reducer TEE as Directed by the Engineer-in-Charge. | 250.00 | Each | 0.00 | 36.00 | 9000.00 | 80.00 | 20000.00 | 9000.00 | KHAN CONTRACTOR
149.00 | Providing & Fixing of approved quality GI fittings of medium duty ISI marked 40 mm to 15 mm dia Reducer TEE as Directed by the Engineer-in-Charge. | 200.00 | Each | 0.00 | 36.00 | 7200.00 | 100.00 | 20000.00 | 7200.00 | KHAN CONTRACTOR
150.00 | Providing & Fixing of approved quality GI fittings of Heavy duty ISI marked 25 mm to 15 mm dia Reducer TEE as Directed by the Engineer-in-Charge. | 250.00 | Each | 0.00 | 36.00 | 9000.00 | 90.00 | 22500.00 | 9000.00 | KHAN CONTRACTOR
151.00 | Providing & Fixing of approved quality GI fittings of Heavy duty ISI marked 25 mm to 20 mm dia Reducer TEE as Directed by the Engineer-in-Charge. | 250.00 | Each | 0.00 | 36.00 | 9000.00 | 100.00 | 25000.00 | 9000.00 | KHAN CONTRACTOR
152.00 | Providing & Fixing of approved quality GI fittings of Heavy duty ISI marked 32 mm to 15 mm dia Reducer TEE as Directed by the Engineer-in-Charge. | 250.00 | Each | 0.00 | 36.00 | 9000.00 | 120.00 | 30000.00 | 9000.00 | KHAN CONTRACTOR
153.00 | Providing & Fixing of approved quality GI fittings of Heavy duty ISI marked 32 mm to 20 mm dia Reducer TEE as Directed by the Engineer-in-Charge. | 250.00 | Each | 0.00 | 36.00 | 9000.00 | 120.00 | 30000.00 | 9000.00 | KHAN CONTRACTOR
154.00 | Providing & Fixing of approved quality GI fittings of Heavy duty ISI marked 32 mm to 25 mm dia Reducer TEE as Directed by the Engineer-in-Charge. | 250.00 | Each | 0.00 | 36.00 | 9000.00 | 120.00 | 30000.00 | 9000.00 | KHAN CONTRACTOR
155.00 | Providing & Fixing of approved quality GI fittings of Heavy duty ISI marked 40 mm to 20 mm dia Reducer TEE as Directed by the Engineer-in-Charge. | 250.00 | Each | 0.00 | 36.00 | 9000.00 | 120.00 | 30000.00 | 9000.00 | KHAN CONTRACTOR
156.00 | Providing & Fixing of approved quality GI fittings of Heavy duty ISI marked 40 mm to 32 mm dia Reducer TEE as Directed by the Engineer-in-Charge. | 250.00 | Each | 0.00 | 36.00 | 9000.00 | 125.00 | 31250.00 | 9000.00 | KHAN CONTRACTOR
157.00 | Providing & Fixing of approved quality GI fittings of Heavy duty ISI marked 40 mm to 25 mm dia Reducer TEE as Directed by the Engineer-in-Charge. | 250.00 | Each | 0.00 | 36.00 | 9000.00 | 90.00 | 22500.00 | 9000.00 | KHAN CONTRACTOR
158.00 | Providing & Fixing of approved quality G.I. Tee 15 mm. dia Heavy duty as Directed by the Engineer-in-Charge. | 250.00 | Each | 0.00 | 36.00 | 9000.00 | 70.00 | 17500.00 | 9000.00 | KHAN CONTRACTOR
159.00 | Providing & Fixing of approved quality G.I. Tee 20 mm.diva. Heavy duty as Directed by the Engineer-in-Charge. | 250.00 | Each | 0.00 | 36.00 | 9000.00 | 70.00 | 17500.00 | 9000.00 | KHAN CONTRACTOR
160.00 | Providing & Fixing of approved quality G.I. Tee 25 mm.dia. Heavy duty as Directed by the Engineer-in-Charge. | 250.00 | Each | 0.00 | 36.00 | 9000.00 | 70.00 | 17500.00 | 9000.00 | KHAN CONTRACTOR
161.00 | Providing & Fixing of approved quality G.I. Tee 32 mm. dia Heavy duty as Directed by the Engineer-in-Charge. | 150.00 | Each | 0.00 | 36.00 | 5400.00 | 70.00 | 10500.00 | 5400.00 | KHAN CONTRACTOR
162.00 | Providing & Fixing of approved quality G.I. Tee 40 mm. dia Heavy duty as Directed by the Engineer-in-Charge. | 100.00 | Each | 0.00 | 36.00 | 3600.00 | 120.00 | 12000.00 | 3600.00 | KHAN CONTRACTOR
163.00 | Providing & Fixing of approved quality G.I. Tee 50 mm.dia. Heavy duty as Directed by the Engineer-in-Charge. | 100.00 | Each | 0.00 | 36.00 | 3600.00 | 90.00 | 9000.00 | 3600.00 | KHAN CONTRACTOR
164.00 | Providing and fixing G.I. Union in G.I. pipe including cutting and threading the pipe and making long screws etc. complete : 15 mm nominal bore. | 100.00 | Each | 0.00 | 36.00 | 3600.00 | 150.00 | 15000.00 | 3600.00 | KHAN CONTRACTOR
165.00 | Providing and fixing G.I. Union in G.I. pipe including cutting and threading the pipe and making long screws etc. complete : 20 mm nominal bore. | 250.00 | Each | 0.00 | 36.00 | 9000.00 | 150.00 | 37500.00 | 9000.00 | KHAN CONTRACTOR
166.00 | Providing and fixing G.I. Union in G.I. pipe including cutting and threading the pipe and making long screws etc. complete : 25 mm nominal bore. | 250.00 | Each | 0.00 | 36.00 | 9000.00 | 200.00 | 50000.00 | 9000.00 | KHAN CONTRACTOR
167.00 | Providing and fixing G.I. Union in G.I. pipe including cutting and threading the pipe and making long screws etc. complete : 32 mm nominal bore. | 250.00 | Each | 0.00 | 36.00 | 9000.00 | 250.00 | 62500.00 | 9000.00 | KHAN CONTRACTOR
168.00 | Providing and fixing G.I. Union in G.I. pipe including cutting and threading the pipe and making long screws etc. complete : 40 mm nominal bore. | 100.00 | Each | 0.00 | 36.00 | 3600.00 | 300.00 | 30000.00 | 3600.00 | KHAN CONTRACTOR
169.00 | Providing and fixing G.I. Union in G.I. pipe including cutting and threading the pipe and making long screws etc. complete : 50 mm nominal bore. | 100.00 | Each | 0.00 | 36.00 | 3600.00 | 300.00 | 30000.00 | 3600.00 | KHAN CONTRACTOR
170.00 | Providing & Fixing of approved quality GI fittings of Heavy duty ISI marked 20 mm to 15 mm dia reducer Elbow as Directed by the Engineer-in-Charge. | 250.00 | Each | 0.00 | 36.00 | 9000.00 | 150.00 | 37500.00 | 9000.00 | KHAN CONTRACTOR
171.00 | Providing & Fixing of approved quality GI fittings of Heavy duty ISI marked 25 mm to 15 mm dia Reducer Elbow as Directed by the Engineer-in-Charge. | 250.00 | Each | 0.00 | 36.00 | 9000.00 | 200.00 | 50000.00 | 9000.00 | KHAN CONTRACTOR
172.00 | Providing & Fixing of approved quality GI fittings of Heavy duty ISI marked 25 mm to 20 mm dia reducer Elbow as Directed by the Engineer-in-Charge. | 250.00 | Each | 0.00 | 36.00 | 9000.00 | 220.00 | 55000.00 | 9000.00 | KHAN CONTRACTOR
173.00 | Providing & Fixing of approved quality GI fittings of Heavy duty ISI mark 32 mm to 15 mm dia Reducer ELBOW as Directed by the Engineer-in-Charge. | 250.00 | Each | 0.00 | 36.00 | 9000.00 | 200.00 | 50000.00 | 9000.00 | KHAN CONTRACTOR
174.00 | Providing & Fixing of approved quality GI fittings of Heavy duty ISI mark 32 mm to 20 mm dia Reducer ELBOW as Directed by the Engineer-in-Charge. | 250.00 | Each | 0.00 | 36.00 | 9000.00 | 250.00 | 62500.00 | 9000.00 | KHAN CONTRACTOR
175.00 | Providing & Fixing of approved quality GI fittings of Heavy duty ISI mark 32 mm to 25 mm dia Reducer ELBOW as Directed by the Engineer-in-Charge. | 250.00 | Each | 0.00 | 36.00 | 9000.00 | 250.00 | 62500.00 | 9000.00 | KHAN CONTRACTOR
176.00 | Providing & Fixing of approved quality GI fittings of Heavy duty ISI mark 40mm to 15 mm dia Reducer ELBOW as Directed by the Engineer-in-Charge. | 100.00 | Each | 0.00 | 36.00 | 3600.00 | 300.00 | 30000.00 | 3600.00 | KHAN CONTRACTOR
177.00 | Providing & Fixing of approved quality GI fittings of Heavy duty ISI mark 40mm to 20 mm dia Reducer ELBOW as Directed by the Engineer-in-Charge. | 100.00 | Each | 0.00 | 36.00 | 3600.00 | 300.00 | 30000.00 | 3600.00 | KHAN CONTRACTOR
178.00 | Providing & Fixing of approved quality GI fittings of Heavy duty ISI mark 40mm to 25 mm dia Reducer ELBOW as Directed by the Engineer-in-Charge. | 100.00 | Each | 0.00 | 36.00 | 3600.00 | 300.00 | 30000.00 | 3600.00 | KHAN CONTRACTOR
179.00 | Providing & Fixing of approved quality GI fittings of Heavy duty ISI mark 40mm to 32mm dia Reducer ELBOW as Directed by the Engineer-in-Charge. | 100.00 | Each | 0.00 | 36.00 | 3600.00 | 300.00 | 30000.00 | 3600.00 | KHAN CONTRACTOR
180.00 | Providing & Fixing of approved quality G.I. elbow 15 mm. dia. Heavy duty as Directed by the Engineer-in-Charge. | 250.00 | Each | 0.00 | 36.00 | 9000.00 | 250.00 | 62500.00 | 9000.00 | KHAN CONTRACTOR
181.00 | Providing & Fixing of approved quality G.I. elbow 20 MM dia. Heavy duty as Directed by the Engineer-in-Charge. | 250.00 | Each | 0.00 | 36.00 | 9000.00 | 250.00 | 62500.00 | 9000.00 | KHAN CONTRACTOR
182.00 | Providing & Fixing of approved quality G.I. elbow 25 MM dia. Heavy duty as Directed by the Engineer-in-Charge. | 250.00 | Each | 0.00 | 36.00 | 9000.00 | 250.00 | 62500.00 | 9000.00 | KHAN CONTRACTOR
183.00 | Providing & Fixing of approved quality G.I. elbow 32 mm. dia. Heavy duty as Directed by the Engineer-in-Charge. | 150.00 | Each | 0.00 | 36.00 | 5400.00 | 250.00 | 37500.00 | 5400.00 | KHAN CONTRACTOR
184.00 | Providing & Fixing of approved quality G.I. elbow 40 mm. dia. Heavy duty as Directed by the Engineer-in-Charge. | 100.00 | Each | 0.00 | 36.00 | 3600.00 | 300.00 | 30000.00 | 3600.00 | KHAN CONTRACTOR
185.00 | Providing & Fixing of approved quality G.I. elbow 50 mm. dia. Heavy duty as Directed by the Engineer-in-Charge. | 100.00 | Each | 0.00 | 36.00 | 3600.00 | 300.00 | 30000.00 | 3600.00 | KHAN CONTRACTOR
186.00 | Providing & Fixing of approved quality G.I. nipple 15 mm dia of 50 mm long as Directed by the Engineer-in-Charge. | 250.00 | Each | 0.00 | 16.00 | 4000.00 | 35.00 | 8750.00 | 4000.00 | KHAN CONTRACTOR
187.00 | Providing & Fixing approved quality G.I. nipple 15 mm dia of 100 mm long as Directed by the Engineer-in-Charge. | 250.00 | Each | 0.00 | 16.00 | 4000.00 | 40.00 | 10000.00 | 4000.00 | KHAN CONTRACTOR
188.00 | Providing & Fixing of approved quality G.I. nipple 15 mm dia of 150 mm long as Directed by the Engineer-in-Charge. | 250.00 | Each | 0.00 | 16.00 | 4000.00 | 40.00 | 10000.00 | 4000.00 | KHAN CONTRACTOR
189.00 | Providing & Fixing of approved quality G.I. nipple 20 mm dia of 50 mm long as Directed by the Engineer-in-Charge. | 250.00 | Each | 0.00 | 16.00 | 4000.00 | 40.00 | 10000.00 | 4000.00 | KHAN CONTRACTOR
190.00 | Providing & Fixing of approved quality G.I. nipple 20 mm dia of 100 mm long as Directed by the Engineer-in-Charge. | 250.00 | Each | 0.00 | 16.00 | 4000.00 | 45.00 | 11250.00 | 4000.00 | KHAN CONTRACTOR
191.00 | Providing & Fixing of approved quality G.I. nipple 20 mm dia of 150 mm long as Directed by the Engineer-in-Charge. | 250.00 | Each | 0.00 | 16.00 | 4000.00 | 45.00 | 11250.00 | 4000.00 | KHAN CONTRACTOR
192.00 | Providing & Fixing of approved quality G.I. nipple 25 mm dia of 50 mm long as Directed by the Engineer-in-Charge. | 250.00 | Each | 0.00 | 16.00 | 4000.00 | 45.00 | 11250.00 | 4000.00 | KHAN CONTRACTOR
193.00 | Providing & Fixing of approved quality G.I. nipple 25 mm dia of 100 mm long as Directed by the Engineer-in-Charge. | 250.00 | Each | 0.00 | 16.00 | 4000.00 | 50.00 | 12500.00 | 4000.00 | KHAN CONTRACTOR
194.00 | Providing & Fixing of approved quality G.I. nipple 25 mm dia of 150 mm long as Directed by the Engineer-in-Charge. | 250.00 | Each | 0.00 | 16.00 | 4000.00 | 50.00 | 12500.00 | 4000.00 | KHAN CONTRACTOR
195.00 | Providing & Fixing of approved quality G.I. nipple 32 mm dia of 50 mm long as Directed by the Engineer-in-Charge. | 100.00 | Each | 0.00 | 16.00 | 1600.00 | 60.00 | 6000.00 | 1600.00 | KHAN CONTRACTOR
196.00 | Providing & Fixing of approved quality G.I. nipple 32 mm dia. 100 mm long as Directed by the Engineer-in-Charge. | 50.00 | Each | 0.00 | 16.00 | 800.00 | 60.00 | 3000.00 | 800.00 | KHAN CONTRACTOR
197.00 | Providing & Fixing of approved quality G.I. nipple 32 mm dia of 150 mm long as Directed by the Engineer-in-Charge. | 50.00 | Each | 0.00 | 16.00 | 800.00 | 65.00 | 3250.00 | 800.00 | KHAN CONTRACTOR
198.00 | Providing & Fixing of approved quality G.I. nipple 40 mm dia of 50 mm long as Directed by the Engineer-in-Charge. | 50.00 | Each | 0.00 | 16.00 | 800.00 | 50.00 | 2500.00 | 800.00 | KHAN CONTRACTOR
199.00 | Providing & Fixing of approved quality G.I. nipple 40 mm dia. 100 mm long as Directed by the Engineer-in-Charge. | 25.00 | Each | 0.00 | 16.00 | 400.00 | 60.00 | 1500.00 | 400.00 | KHAN CONTRACTOR
200.00 | Providing & Fixing of approved quality G.I. nipple 40 mm dia of 150 mm long as Directed by the Engineer-in-Charge. | 25.00 | Each | 0.00 | 16.00 | 400.00 | 65.00 | 1625.00 | 400.00 | KHAN CONTRACTOR
201.00 | Providing & Fixing of approved quality G.I. nipple 50 mm dia of 50 mm long as Directed by the Engineer-in-Charge. | 10.00 | Each | 0.00 | 16.00 | 160.00 | 60.00 | 600.00 | 160.00 | KHAN CONTRACTOR
202.00 | Providing & Fixing of approved quality G.I. nipple 50 mm dia of 100 mm long as Directed by the Engineer-in-Charge. | 10.00 | Each | 0.00 | 16.00 | 160.00 | 65.00 | 650.00 | 160.00 | KHAN CONTRACTOR
203.00 | Providing & Fixing of approved quality G.I. nipple 50 mm dia of 150 mm long as Directed by the Engineer-in-Charge. | 10.00 | Each | 0.00 | 16.00 | 160.00 | 70.00 | 700.00 | 160.00 | KHAN CONTRACTOR
204.00 | Providing & Fixing of approved quality G.I. plug 15 mm. dia. Heavy duty as Directed by the Engineer-in-Charge. | 250.00 | Each | 0.00 | 16.00 | 4000.00 | 20.00 | 5000.00 | 4000.00 | KHAN CONTRACTOR
205.00 | Providing & Fixing of approved quality G.I. plug 20 mm. dia. Heavy duty as Directed by the Engineer-in-Charge. | 250.00 | Each | 0.00 | 16.00 | 4000.00 | 20.00 | 5000.00 | 4000.00 | KHAN CONTRACTOR
206.00 | Providing & Fixing of approved quality G.I. plug 25 mm. dia. B- class as Directed by the Engineer-in-Charge. | 250.00 | Each | 0.00 | 16.00 | 4000.00 | 20.00 | 5000.00 | 4000.00 | KHAN CONTRACTOR
207.00 | Providing & Fixing of approved quality G.I. plug 32 mm. dia. B- class as Directed by the Engineer-in-Charge | 100.00 | Each | 0.00 | 16.00 | 1600.00 | 25.00 | 2500.00 | 1600.00 | KHAN CONTRACTOR
208.00 | Providing & Fixing of approved quality G.I. plug 40 mm. dia. B- class as Directed by the Engineer-in-Charge. | 50.00 | Each | 0.00 | 16.00 | 800.00 | 25.00 | 1250.00 | 800.00 | KHAN CONTRACTOR
209.00 | Providing & Fixing of approved quality G.I. plug 50 mm. dia. Heavy duty as Directed by the Engineer-in-Charge. | 20.00 | Each | 0.00 | 16.00 | 320.00 | 30.00 | 600.00 | 320.00 | KHAN CONTRACTOR
210.00 | Providing & Fixing of approved quality G.I. holder clamp 15 mm. dia. Heavy duty as Directed by the Engineer-in-Charge. | 250.00 | Each | 0.00 | 16.00 | 4000.00 | 15.00 | 3750.00 | 3750.00 | Technical Construction Co.
211.00 | Providing & Fixing of approved quality G.I. holder clamp 20 MM. dia. Heavy duty as Directed by the Engineer-in-Charge. | 250.00 | Each | 0.00 | 16.00 | 4000.00 | 25.00 | 6250.00 | 4000.00 | KHAN CONTRACTOR
212.00 | Providing & Fixing of approved quality G.I. holder clamp 25 MM. dia. Heavy duty as Directed by the Engineer-in-Charge. | 250.00 | Each | 0.00 | 16.00 | 4000.00 | 25.00 | 6250.00 | 4000.00 | KHAN CONTRACTOR
213.00 | Providing & Fixing of approved quality G.I. holder clamp 32 MM. dia. Heavy duty as Directed by the Engineer-in-Charge. | 250.00 | Each | 0.00 | 16.00 | 4000.00 | 25.00 | 6250.00 | 4000.00 | KHAN CONTRACTOR
214.00 | Providing & Fixing of approved quality G.I. holder clamp 40 MM. dia. Heavy duty as Directed by the Engineer-in-Charge. | 250.00 | Each | 0.00 | 16.00 | 4000.00 | 30.00 | 7500.00 | 4000.00 | KHAN CONTRACTOR
215.00 | Providing & Fixing of approved quality G.I. holder clamp 50 MM. dia. Heavy duty as Directed by the Engineer-in-Charge. | 50.00 | Each | 0.00 | 16.00 | 800.00 | 35.00 | 1750.00 | 800.00 | KHAN CONTRACTOR
216.00 | Providing & Fixing of approved quality GI fittings of Heavy duty ISI marked 20 mm to 15 mm dia reducer socket as Directed by the Engineer-in-Charge. | 250.00 | Each | 0.00 | 36.00 | 9000.00 | 50.00 | 12500.00 | 9000.00 | KHAN CONTRACTOR
217.00 | Providing & Fixing of approved quality GI fittings of Heavy duty ISI marked 25 mm to 15 mm dia reducer socket as Directed by the Engineer-in-Charge. | 250.00 | Each | 0.00 | 36.00 | 9000.00 | 60.00 | 15000.00 | 9000.00 | KHAN CONTRACTOR
218.00 | Providing & Fixing of approved quality GI fittings of Heavy duty ISI marked 25 mm to 20 mm dia reducer socket as Directed by the Engineer-in-Charge. | 250.00 | Each | 0.00 | 36.00 | 9000.00 | 60.00 | 15000.00 | 9000.00 | KHAN CONTRACTOR
219.00 | Providing & Fixing of approved quality GI fittings of Heavy duty ISI marked 32 mm to 15 mm dia reducer socket as Directed by the Engineer-in-Charge. | 250.00 | Each | 0.00 | 36.00 | 9000.00 | 80.00 | 20000.00 | 9000.00 | KHAN CONTRACTOR
220.00 | Providing & Fixing of approved quality GI fittings of Heavy duty ISI marked 32 mm to 20 mm dia reducer socket as Directed by the Engineer-in-Charge. | 250.00 | Each | 0.00 | 36.00 | 9000.00 | 80.00 | 20000.00 | 9000.00 | KHAN CONTRACTOR
221.00 | Providing & Fixing of approved quality GI fittings of Heavy duty ISI marked 32 mm to 25 mm dia reducer socket as Directed by the Engineer-in-Charge. | 250.00 | Each | 0.00 | 36.00 | 9000.00 | 80.00 | 20000.00 | 9000.00 | KHAN CONTRACTOR
222.00 | Providing & Fixing of approved quality GI fittings of Heavy duty ISI marked 40mm to 15 mm dia reducer socket as Directed by the Engineer-in-Charge. | 100.00 | Each | 0.00 | 36.00 | 3600.00 | 80.00 | 8000.00 | 3600.00 | KHAN CONTRACTOR
223.00 | Providing & Fixing of approved quality GI fittings of Heavy duty ISI marked 40mm to 20 mm dia reducer socket as Directed by the Engineer-in-Charge. | 100.00 | Each | 0.00 | 36.00 | 3600.00 | 90.00 | 9000.00 | 3600.00 | KHAN CONTRACTOR
224.00 | Providing & Fixing of approved quality GI fittings of Heavy duty ISI marked 40mm to 25 mm dia reducer socket as Directed by the Engineer-in-Charge. | 100.00 | Each | 0.00 | 36.00 | 3600.00 | 90.00 | 9000.00 | 3600.00 | KHAN CONTRACTOR
225.00 | Providing & Fixing of approved quality GI fittings of Heavy duty ISI marked 40mm to 32 mm dia reducer socket as Directed by the Engineer-in-Charge. | 100.00 | Each | 0.00 | 36.00 | 3600.00 | 90.00 | 9000.00 | 3600.00 | KHAN CONTRACTOR
226.00 | Providing & Fixing of approved quality GI fittings of Heavy duty class ISI marked 15mm dia Socket (Ordinary/reducing type) as Directed by the Engineer-in-Charge. | 250.00 | Each | 0.00 | 36.00 | 9000.00 | 60.00 | 15000.00 | 9000.00 | KHAN CONTRACTOR
227.00 | Providing & Fixing of approved quality GI fittings of Heavy duty class ISI marked 20mm dia Socket (Ordinary/reducing type) as Directed by the Engineer-in-Charge. | 250.00 | Each | 0.00 | 36.00 | 9000.00 | 70.00 | 17500.00 | 9000.00 | KHAN CONTRACTOR
228.00 | Providing & Fixing of approved quality GI fittings of Heavy duty class ISI marked 25mm dia Socket (Ordinary/reducing type) as Directed by the Engineer-in-Charge. | 250.00 | Each | 0.00 | 36.00 | 9000.00 | 80.00 | 20000.00 | 9000.00 | KHAN CONTRACTOR
229.00 | Providing & Fixing of approved quality GI fittings of Heavy duty class ISI marked 32mm dia Socket (Ordinary/reducing type) as Directed by the Engineer-in-Charge. | 150.00 | Each | 0.00 | 36.00 | 5400.00 | 80.00 | 12000.00 | 5400.00 | KHAN CONTRACTOR
230.00 | Providing & Fixing of approved quality GI fittings of Heavy duty class ISI marked 40mm dia Socket (Ordinary/reducing type) as Directed by the Engineer-in-Charge. | 100.00 | Each | 0.00 | 36.00 | 3600.00 | 80.00 | 8000.00 | 3600.00 | KHAN CONTRACTOR
231.00 | Providing & Fixing of approved quality GI fittings of Heavy duty class ISI marked 50mm dia Socket (Ordinary/reducing type) as Directed by the Engineer-in-Charge. | 50.00 | Each | 0.00 | 36.00 | 1800.00 | 80.00 | 4000.00 | 1800.00 | KHAN CONTRACTOR
232.00 | Providing & Fixing of approved quality GI fittings of Heavy duty class ISI marked 15 mm dia Bend(Ordinary / reducing type) as Directed by the Engineer-in-Charge. | 250.00 | Each | 0.00 | 36.00 | 9000.00 | 45.00 | 11250.00 | 9000.00 | KHAN CONTRACTOR
233.00 | Providing & Fixing of approved quality GI fittings of Heavy duty class ISI marked 20 mm dia Bend(Ordinary / reducing type) as Directed by the Engineer-in-Charge. | 250.00 | Each | 0.00 | 36.00 | 9000.00 | 45.00 | 11250.00 | 9000.00 | KHAN CONTRACTOR
234.00 | Providing & Fixing of approved quality GI fittings of Heavy duty class ISI marked 25 mm dia Bend(Ordinary / reducing type) as Directed by the Engineer-in-Charge. | 250.00 | Each | 0.00 | 36.00 | 9000.00 | 50.00 | 12500.00 | 9000.00 | KHAN CONTRACTOR
235.00 | Providing & Fixing of approved quality GI fittings of Heavy duty class ISI marked 32 mm dia Bend(Ordinary / reducing type) as Directed by the Engineer-in-Charge. | 150.00 | Each | 0.00 | 36.00 | 5400.00 | 50.00 | 7500.00 | 5400.00 | KHAN CONTRACTOR
236.00 | Providing & Fixing of approved quality GI fittings of Heavy duty class ISI marked 40 mm dia Bend(Ordinary / reducing type) as Directed by the Engineer-in-Charge. | 100.00 | Each | 0.00 | 36.00 | 3600.00 | 50.00 | 5000.00 | 3600.00 | KHAN CONTRACTOR
237.00 | Providing & Fixing of approved quality GI fittings of Heavy duty class ISI marked 50 mm dia Bend(Ordinary / reducing type) as Directed by the Engineer-in-Charge. | 50.00 | Each | 0.00 | 36.00 | 1800.00 | 60.00 | 3000.00 | 1800.00 | KHAN CONTRACTOR
238.00 | Providing & Fixing of white glazed vitreous china ware WASH WASIN 510mm X 400mm of make "H&R Johnson" or "PARRY", CERA, as approved by EIC With one,two tap hole and one over flow hole antisplash as Directed by the Engineer-in-Charge. | 5.00 | Each | 0.00 | 786.00 | 3930.00 | 1500.00 | 7500.00 | 3930.00 | KHAN CONTRACTOR
239.00 | Providing & Fixing of C.P. Wash Basin Mixer of approved brand as Directed by the Engineer-in-Charge. | 10.00 | Each | 0.00 | 786.00 | 7860.00 | 2500.00 | 25000.00 | 7860.00 | KHAN CONTRACTOR
240.00 | Providing & Applying Touchwood interior wood finish as Directed by the Engineer-in-Charge. | 20.00 | Litre | 0.00 | 786.00 | 15720.00 | 2500.00 | 50000.00 | 15720.00 | KHAN CONTRACTOR
241.00 | Providing & Fixing of Taski Fresh & Clean Urinal Screen (1Unit) as Directed by the Engineer-in-Charge. | 500.00 | Each | 0.00 | 86.00 | 43000.00 | 400.00 | 200000.00 | 43000.00 | KHAN CONTRACTOR
242.00 | Providing & Fixing of neoprin rubber gasket for glazed pannels etc. as Directed by the Engineer-in-Charge. | 500.00 | Metre | 0.00 | 126.00 | 63000.00 | 150.00 | 75000.00 | 63000.00 | KHAN CONTRACTOR
243.00 | Demolishing R.C.C. work, including stacking of steel bars and disposal of unserviceable material with in 50 metres lead as per direction of Engineer-in-charge. | 10.00 | CuM | 0.00 | 2786.00 | 27860.00 | 2000.00 | 20000.00 | 20000.00 | Technical Construction Co.
244.00 | Providing & Fixing of approved quality Gun Metal MANIK / L & K Make Wheel Valve Screw down Type, Heavy Duty Conforming to IS - 778: 15 mm dia. as Directed by the Engineer-in-Charge. | 25.00 | Each | 0.00 | 286.00 | 7150.00 | 450.00 | 11250.00 | 7150.00 | KHAN CONTRACTOR
245.00 | Providing & Fixing of approved quality Gun Metal MANIK / L & K Make Wheel Valve Screw down Type, Heavy Duty Conforming to IS - 778: 20 mm dia. as Directed by the Engineer-in-Charge. | 25.00 | Each | 0.00 | 286.00 | 7150.00 | 500.00 | 12500.00 | 7150.00 | KHAN CONTRACTOR
246.00 | Providing and fixing gun metal gate valve with C.I. wheel of approved quality (screwed end): 50mm nominal bore as Directed by the Engineer-in-Charge. | 10.00 | Each | 0.00 | 486.00 | 4860.00 | 1000.00 | 10000.00 | 4860.00 | KHAN CONTRACTOR
247.00 | Providing & Fixing of PVC connection pipe with brass unions : 30 cm length : 15 mm nominal bore as Directed by the Engineer-in-Charge. | 50.00 | Each | 0.00 | 86.00 | 4300.00 | 150.00 | 7500.00 | 4300.00 | KHAN CONTRACTOR
248.00 | Providing & Fixing PVC connection pipe with brass unions : 45 cm length : 15 mm nominal bore as Directed by the Engineer-in-Charge. | 200.00 | Each | 0.00 | 156.00 | 31200.00 | 150.00 | 30000.00 | 30000.00 | Technical Construction Co.
249.00 | Providing & Fixing of uplasticised PVC connection pipe with brass unions : 60 cm length : 15 mm nominal bore as Directed by the Engineer-in-Charge. | 100.00 | Each | 0.00 | 186.00 | 18600.00 | 200.00 | 20000.00 | 18600.00 | KHAN CONTRACTOR
250.00 | Providing & Fixing of C.P. brass shower rose with 15 or 20 mm inlet : 100 mm diaMetre as Directed by the Engineer-in-Charge. | 50.00 | Each | 0.00 | 86.00 | 4300.00 | 200.00 | 10000.00 | 4300.00 | KHAN CONTRACTOR
251.00 | Providing & Fixing approved quality of M.S. Black (Shoes Nails) as directed by the Engineer and deposited in civil maintenance store. | 100.00 | Kg | 0.00 | 86.00 | 8600.00 | 600.00 | 60000.00 | 8600.00 | KHAN CONTRACTOR
252.00 | Providing & Applying of water proofing material Dr. Fixit Pidi proof LW plus / Complast X-421 1C of fosroc / STP no 1 of STP Ltd. as Directed by the Engineer-in-Charge. | 200.00 | Litre | 0.00 | 136.00 | 27200.00 | 150.00 | 30000.00 | 27200.00 | KHAN CONTRACTOR
253.00 | Providing & Fixing of Heavy Duty C.P. Luxury Health Forcet with all Fittings as Directed by the Engineer-in-Charge. | 50.00 | Each | 0.00 | 186.00 | 9300.00 | 600.00 | 30000.00 | 9300.00 | KHAN CONTRACTOR
254.00 | Providing & Fixing of Silicon as Directed by the Engineer-in-Charge. | 100.00 | Litre | 0.00 | 786.00 | 78600.00 | 1200.00 | 120000.00 | 78600.00 | KHAN CONTRACTOR
255.00 | Providing & Fixing of Welded Mesh 6 mm x 6 mm size as Directed by the Engineer-in-Charge. | 50.00 | Kg | 0.00 | 86.00 | 4300.00 | 250.00 | 12500.00 | 4300.00 | KHAN CONTRACTOR
256.00 | Providing & Fixing of FORMICA / SUMICA approved shade thickness as Directed by the Engineer-in-Charge. | 100.00 | SqM | 0.00 | 86.00 | 8600.00 | 1200.00 | 120000.00 | 8600.00 | KHAN CONTRACTOR
257.00 | Providing & Fixing of P.V.C. Syphon Set as Directed by the Engineer-in-Charge. | 10.00 | Each | 0.00 | 86.00 | 860.00 | 350.00 | 3500.00 | 860.00 | KHAN CONTRACTOR
258.00 | Providing and fixing C.P. brass angle valve for basin mixer and geyser points of approved quantity conforming to IS : 8931 : 15 mm nominal bore. | 20.00 | Each | 0.00 | 386.00 | 7720.00 | 450.00 | 9000.00 | 7720.00 | KHAN CONTRACTOR
259.00 | Providing & Fixing of Jet Spray for European W.C. as Directed by the Engineer-in-Charge. | 5.00 | Each | 0.00 | 186.00 | 930.00 | 200.00 | 1000.00 | 930.00 | KHAN CONTRACTOR
260.00 | Providing & Fixing of P.V.C Bend 110 mm Dia for Rain Water Pipes as Directed by the Engineer-in-Charge. | 100.00 | Each | 0.00 | 36.00 | 3600.00 | 150.00 | 15000.00 | 3600.00 | KHAN CONTRACTOR
261.00 | Providing & Fixing of C.P. Cap for Angle Valve & Concealed Valve as Directed by the Engineer-in-Charge. | 100.00 | Each | 0.00 | 6.00 | 600.00 | 100.00 | 10000.00 | 600.00 | KHAN CONTRACTOR
262.00 | Providing & Fixing P.V.C. Toilet Seat Cover Heavy Duty HINDWARE / CERA / PARRYWARE make for European WC as Directed by the Engineer-in-Charge. | 25.00 | Each | 0.00 | 386.00 | 9650.00 | 500.00 | 12500.00 | 9650.00 | KHAN CONTRACTOR
263.00 | Providing & Fixing of Non Breakable P.V.C. Nylon Sleeves: 25 mm Long as Directed by the Engineer-in-Charge. | 5000.00 | Nos. | 0.00 | 0.86 | 4300.00 | 3.00 | 15000.00 | 4300.00 | KHAN CONTRACTOR
264.00 | Providing & Fixing of Non Breakable P.V.C. Nylon Sleeves: 35 mm Long as Directed by the Engineer-in-Charge. | 5000.00 | Nos. | 0.00 | 0.86 | 4300.00 | 3.00 | 15000.00 | 4300.00 | KHAN CONTRACTOR
265.00 | Providing & Fixing of Non Breakable P.V.C. Nylon Sleeves: 50 mm Long as Directed by the Engineer-in-Charge. | 5000.00 | Nos. | 0.00 | 0.86 | 4300.00 | 3.00 | 15000.00 | 4300.00 | KHAN CONTRACTOR
266.00 | Providing & Fixing of approved brand 100 mm dia C.P. Grating as Directed by the Engineer-in-Charge. | 200.00 | Each | 0.00 | 36.00 | 7200.00 | 50.00 | 10000.00 | 7200.00 | KHAN CONTRACTOR
267.00 | Providing & Fixing of approved quality Brass Float Valve 15 mm Dia as Directed by the Engineer-in-Charge. | 5.00 | Each | 0.00 | 286.00 | 1430.00 | 300.00 | 1500.00 | 1430.00 | KHAN CONTRACTOR
268.00 | Providing & Fixing of approved quality Brass Float Valve 25 mm Dia as Directed by the Engineer-in-Charge. | 5.00 | Each | 0.00 | 486.00 | 2430.00 | 500.00 | 2500.00 | 2430.00 | KHAN CONTRACTOR
269.00 | Providing & Fixing of approved quality Brass Float Valve 32 mm Dia. as Directed by the Engineer-in-Charge. | 5.00 | Each | 0.00 | 786.00 | 3930.00 | 600.00 | 3000.00 | 3000.00 | Technical Construction Co.
270.00 | Providing & Fixing of approved quality C.P. Waste Coupling 25 mm Dia. as Directed by the Engineer-in-Charge. | 200.00 | Each | 0.00 | 36.00 | 7200.00 | 200.00 | 40000.00 | 7200.00 | KHAN CONTRACTOR
271.00 | Providing & Fixing of approved quality C.P. Waste Coupling 32mm Dia. as Directed by the Engineer-in-Charge. | 200.00 | Each | 0.00 | 86.00 | 17200.00 | 200.00 | 40000.00 | 17200.00 | KHAN CONTRACTOR
272.00 | Providing & Fixing of approved quality C.P. Waste Coupling 40mm Dia. as Directed by the Engineer-in-Charge. | 200.00 | Each | 0.00 | 86.00 | 17200.00 | 200.00 | 40000.00 | 17200.00 | KHAN CONTRACTOR
273.00 | Providing & Fixing of approved quality Brass Spindle Small size as Directed by the Engineer-in-Charge. | 10.00 | Each | 0.00 | 186.00 | 1860.00 | 150.00 | 1500.00 | 1500.00 | Technical Construction Co.
274.00 | Providing & Fixing of approved quality Brass Spindle Medium size as Directed by the Engineer-in-Charge. | 10.00 | Each | 0.00 | 186.00 | 1860.00 | 150.00 | 1500.00 | 1500.00 | Technical Construction Co.
275.00 | Providing & Fixing of approved quality Brass Spindle Big HEAVY size as Directed by the Engineer-in-Charge. | 10.00 | Each | 0.00 | 186.00 | 1860.00 | 170.00 | 1700.00 | 1700.00 | Technical Construction Co.
276.00 | Providing & Fixing of approved quality Brass Spindle for Concealed Stop Cock as Directed by the Engineer-in-Charge. | 10.00 | Each | 0.00 | 186.00 | 1860.00 | 200.00 | 2000.00 | 1860.00 | KHAN CONTRACTOR
277.00 | Providing & Applying of approved quality Wheather Proof Sealer Coat as Directed by the Engineer-in-Charge. | 50.00 | Kg | 0.00 | 186.00 | 9300.00 | 400.00 | 20000.00 | 9300.00 | KHAN CONTRACTOR
278.00 | Providing & Applying Acrylic Polymer chemical for cracks for interiors as Directed by the Engineer-in-Charge. | 100.00 | Kg | 0.00 | 186.00 | 18600.00 | 150.00 | 15000.00 | 15000.00 | Technical Construction Co.
279.00 | Providing & Fixing of Steel Window Handle Heavy Type suitable for steel window with necessary type bolts washers as Directed by the Engineer-in-Charge. | 250.00 | Each | 0.00 | 16.00 | 4000.00 | 50.00 | 12500.00 | 4000.00 | KHAN CONTRACTOR
280.00 | Providing & Fixing of Telescopic Pipe 1/4 dia for C.I. Flush Tank as Directed by the Engineer-in-Charge. | 10.00 | Each | 0.00 | 26.00 | 260.00 | 50.00 | 500.00 | 260.00 | KHAN CONTRACTOR
281.00 | Providing & Pouring of approved quality Pig Lead as Directed by the Engineer-in-Charge. | 5.00 | Kg | 0.00 | 386.00 | 1930.00 | 300.00 | 1500.00 | 1500.00 | Technical Construction Co.
282.00 | Providing & Applying of Plaster of Paris as Directed by the Engineer-in-Charge. | 25.00 | Kg | 0.00 | 16.00 | 400.00 | 130.00 | 3250.00 | 400.00 | KHAN CONTRACTOR
283.00 | Providing & Fixing of M.S. Nut Bolts etc. as Directed by the Engineer-in-Charge. | 50.00 | Kg | 0.00 | 186.00 | 9300.00 | 200.00 | 10000.00 | 9300.00 | KHAN CONTRACTOR
284.00 | Providing & Fixing of Handle for Low Level Cistern as Directed by the Engineer-in-Charge. | 10.00 | Each | 0.00 | 16.00 | 160.00 | 100.00 | 1000.00 | 160.00 | KHAN CONTRACTOR
285.00 | Providing & Applying of PUTTY (Wood Work) as Directed by the Engineer-in-Charge. | 10.00 | Kg | 0.00 | 86.00 | 860.00 | 10.00 | 100.00 | 100.00 | Technical Construction Co.
286.00 | Providing & Fixing of SINTEX PURE ROTO MOULD WHITE, Three Layer silver coated insulated antibacterial WATER TANK 500 Litre Capacity as Directed by the Engineer-in-Charge. | 5.00 | Each | 0.00 | 8786.00 | 43930.00 | 5000.00 | 25000.00 | 25000.00 | Technical Construction Co.
287.00 | Accomplishing the task of Skilled worker Engineering assistance works in various Civil Engg., construction / maintenance works like supervision, taking measurement etc. as specified in conditions of contract & as directed by engineer-in-charge complete on all working days on daily basis. | 650.00 | Task Per Day | 0.00 | 1686.00 | 1095900.00 | 1330.00 | 864500.00 | 864500.00 | Technical Construction Co.
288.00 | Accomplishing the task of movement of materials, documents etc., on all working days on daily basis by engaging minimum number of courier cum rigger as specified in the conditions of contract (UnSkilled Worker). | 6000.00 | Task Per Day | 0.00 | 1236.00 | 7416000.00 | 1010.00 | 6060000.00 | 6060000.00 | Technical Construction Co.
289.00 | Accomplishing the task of Fitter cum Welding related works like cutting, bending, fixing and welding of metals as per desired pattern / drawing or repairing of existing buildings and structures, doors & windows and furniture and all other types of complaints received within plant site with all required tools & plants but excluding welding machine and consumables which will be supplied by NPCIL, by engaging the minimum required fitter cum welders as specified in conditions of contract, complete on all working days on daily basis (Skilled Worker). ( With all tools & tackles as required) | 600.00 | Task Per Day | 0.00 | 1686.00 | 1011600.00 | 1330.00 | 798000.00 | 798000.00 | Technical Construction Co.
290.00 | Accomplishing the task of Carpentry works like making new or repairing of existing doors & windows and furniture and all other types of complaints received within plant site with all required tools & tackles as required by engaging the minimum required carpenters as specified in conditions of contract, complete on all working days on daily basis (Skilled Worker). | 1200.00 | Task Per Day | 0.00 | 1686.00 | 2023200.00 | 1330.00 | 1596000.00 | 1596000.00 | Technical Construction Co.
291.00 | Accomplishing the task of Mason related works like laying new or repairing of existing buildings and structures including masonary, PCC / RCC works, plastering, pointing, finishings, floorings, leakages repairing and all other types of complaints received within plant site with all required tools & tackles by engaging the minimum required mason as specified in conditions of contract, complete on all working days on daily basis (Skilled Worker). | 1200.00 | Task Per Day | 0.00 | 1686.00 | 2023200.00 | 1330.00 | 1596000.00 | 1596000.00 | Technical Construction Co.
292.00 | Accomplishing the task of Plumbing works like making new or repairing of existing water supply lines, sanitary fittings and fixtures, water outlets, leakages and all other types of complaints received within plant site with all required tools & tackles by engaging the minimum required plumbers as specified in conditions of contract & as directed by Engineer-In-Charge complete on all working days on daily basis (Skilled Worker). | 1200.00 | Task Per Day | 0.00 | 1686.00 | 2023200.00 | 1330.00 | 1596000.00 | 1596000.00 | Technical Construction Co.
293.00 | Accomplishing the task of day to day maintenance jobs with all required tools & plants but excluding consumables which will be provided by NPCIL by engaging the required Skilled manpower as specified in condition of contract beyond eight hours. (With all tools & tackles as required) | 3000.00 | Task Per Hour | 0.00 | 206.00 | 618000.00 | 240.00 | 720000.00 | 618000.00 | KHAN CONTRACTOR
294.00 | Accomplishing the task of day to day maintenance jobs with all required tools & plants but excluding consumables which will be provided by NPCIL by engaging the required Unskilled manpower as specified in condition of contract beyond eight hours. | 3000.00 | Task Per Hour | 0.00 | 156.00 | 468000.00 | 180.00 | 540000.00 | 468000.00 | KHAN CONTRACTOR
295.00 | Providing and fixing 2.75mm thick 300x300mm tile flooring and / or 150mm high PVC tile skirting of `Armstrong' make of required shade, repairing the broken wall edge, corners with cement/epoxy mortar, curing the same including preparation of base, laying floor / skirting tiles with appropriate adhesive, finishing the same complete as per direction of engineer. | 10.00 | SqM | 0.00 | 1586.00 | 15860.00 | 1200.00 | 12000.00 | 12000.00 | Technical Construction Co.
296.00 | Providing & Fixing of P.V.C. waste pipe for sink or wash basin or urinal including P.V.C. waste fittings complete. : Semi rigid pipe.: 32mm dia. as Directed by the Engineer-in-Charge. | 50.00 | Each | 0.00 | 36.00 | 1800.00 | 120.00 | 6000.00 | 1800.00 | KHAN CONTRACTOR
297.00 | Providing & Fixing of P.V.C. waste pipe for sink or wash basin or urinal including P.V.C. waste fittings complete. : Flexible pipe: 40mm dia as Directed by the Engineer-in-Charge. | 50.00 | Each | 0.00 | 36.00 | 1800.00 | 130.00 | 6500.00 | 1800.00 | KHAN CONTRACTOR
298.00 | Providing & Fixing of Bottle Trap for wash basin and sink or urinal : PTMT Bottle trap 38/40 mm single piece moulded with height of 270 mm effective length of tail pipe 260mm from the centre of the waste coupling 77mm breadth with 25mm minimum water seal, weighing not less than 263gms. as Directed by the Engineer-in-Charge. | 5.00 | Each | 0.00 | 186.00 | 930.00 | 450.00 | 2250.00 | 930.00 | KHAN CONTRACTOR
299.00 | Extra for providing and mixing water proofing material in cement concrete work @ 1kg per 50 kg of cement to be used in cement concrete. | 50.00 | Each | 0.00 | 86.00 | 4300.00 | 50.00 | 2500.00 | 2500.00 | Technical Construction Co.
300.00 | Providing and fixing 12mm thick prelaminated particle board flat pressed three layer or graded wood particle board conforming to IS: 12823 Grade I Type II, in paneling fixed in aluminium doors, windows shutters and partition frames with C.P. brass / stainless steel screws etc. complete as per architectural drawings and directions of engineer-in-charge :Pre-laminated particle board with decorative lamination on one side and balancing lamination on other side. | 50.00 | SqM | 0.00 | 186.00 | 9300.00 | 1000.00 | 50000.00 | 9300.00 | KHAN CONTRACTOR
301.00 | Providing and fixing double action hydraulic floor spring of approved brand and manufacture IS: 6315 marked, for doors, including cost of cutting floors as required, embedding in floors and cover plates with brass pivot and single place M.S. sheet outer box with slide plate etc. complete as per the direction of Engineer-in-charge : With stainless steel cover plate. | 10.00 | Each | 0.00 | 2786.00 | 27860.00 | 2500.00 | 25000.00 | 25000.00 | Technical Construction Co.
302.00 | Providing and fixing Sun control film/ decorative film 25 micron thick of approved colour and shade, complete in all respect at all level, as directed by Engineer -in- charge | 500.00 | SqM | 0.00 | 486.00 | 243000.00 | 600.00 | 300000.00 | 243000.00 | KHAN CONTRACTOR
303.00 | Providing and fixing ISI marked aluminium butt hings 125x63x4mm. ISI marked anodised (anodic coating not less than grade AC 10 asper IS: 1868) transparent or dyed to required colour or shade with necessary screws etc. complete as per drawings, specifications and directions of Engineer-in-charge | 100.00 | Each | 0.00 | 26.00 | 2600.00 | 100.00 | 10000.00 | 2600.00 | KHAN CONTRACTOR
304.00 | Providing and fixing aluminium sliding door bolts 300x16 mm. ISI marked anodised (anodic coating not less than grade AC 10 as per IS: 1868) transparent or dyed to required colour or shade with nuts and screws etc. complete: | 100.00 | Each | 0.00 | 56.00 | 5600.00 | 250.00 | 25000.00 | 5600.00 | KHAN CONTRACTOR
305.00 | Providing and fixing aluminium tower bolts ISI marked anodised (anodic coating not less than grade AC 10 as per IS: 1868) transparent or dyed to required colour or shade with necessary screws etc. complete: 250 x 10mm. etc. complete as per drawings, specifications and directions of Engineer-in-charge | 50.00 | Each | 0.00 | 56.00 | 2800.00 | 100.00 | 5000.00 | 2800.00 | KHAN CONTRACTOR
306.00 | Providing and fixing aluminum hanging floor door stopper ISI marked anodized (anodic coating not less than grade AC 10 as per IS: 1868) transparent or dyed to required colour and shade with necessary screws etc. complete: Single rubber stoper as per drawings, specifications and directions of Engineer-in-charge. | 500.00 | Each | 0.00 | 36.00 | 18000.00 | 50.00 | 25000.00 | 18000.00 | KHAN CONTRACTOR
307.00 | Providing & Fixing Chequered terrazzo tiles 22mm thick with graded marble chips of size up to 6mm in floors jointed with neat cement slurry mixed with pigment to match the shade of the tiles including rubbing and polishing complete on 20 mm thick bed of cement mortar 1:4 (1Cemnt:4 Coarse sand): Light shade using white cement including finishing & curing work at all level etc. complete as per direction of Engineer-in-charge. | 50.00 | SqM | 0.00 | 786.00 | 39300.00 | 1200.00 | 60000.00 | 39300.00 | KHAN CONTRACTOR
308.00 | Providing and applying evenly a priming / tack coat with bituminous primer @ 8.5 kg/ 10 sqm. for newly prepared surface. | 600.00 | SqM | 0.00 | 26.00 | 15600.00 | 50.00 | 30000.00 | 15600.00 | KHAN CONTRACTOR
309.00 | Repairing pot holes (any depth) with Bitumen Concrete using 20mm & down aggregate and bitumen @ 5% of aggregate weight, Tack coat @ 5kg per 10 Sqm on old surface including sweeping, free from dust and mud scouring sunken surfaces in roads paths, cutting the edges of POT HOLES to at least 25 mm in depth including compaction, rolling etc. complete as per specifications and direction of Engineer. | 5.00 | MT | 0.00 | 1786.00 | 8930.00 | 7500.00 | 37500.00 | 8930.00 | KHAN CONTRACTOR
310.00 | Providing and laying single course premix carpet surface in thickness as specified by the Engineer with 0.36 cu.m of stone chippings (in proportion of 20 mm size-0.18 cu.m., 10 mm size-0.12 cu.m and 6 mm size-0.06 cu.m) mixed with bitumen @ 5% by total weight of the aggregate including heating and premixing of aggregate in hot mix plant and compaction with 8 to 12 tonne roller to true grade line, camber and maintaining the sharp straight edge using suitable & effective means all etc. complete as per drawings, specifications and direction of Engineer. | 5.00 | MT | 0.00 | 1786.00 | 8930.00 | 7500.00 | 37500.00 | 8930.00 | KHAN CONTRACTOR
311.00 | Providing and laying of premixed seal coat in 10mm compacted thickness with mix proportion of fine aggregate (passing 6.30 mm sieve and retained on 2.36 mm sieve) mixed with bitumen of grade 80/100 @ 6.0% by weight of fine aggregate evenly mixing in hot mix plant and rolling with road roller to a uniform thickness surface including cleaning the surface by sweeping with brooms and finally fanning the cleaned surface with gunny bags to remove all loose dirt and foreign materials etc. complete as per specifications and direction of Engineer. | 5.00 | MT | 0.00 | 1786.00 | 8930.00 | 8000.00 | 40000.00 | 8930.00 | KHAN CONTRACTOR
312.00 | Providing and fixing G.I. chain link fabric fencing of required width in mesh size 50 x 50mm made of G.I. wire of dia 4mm including strengthening with 2 mm dia wire or nuts, bolts and washers as required complete as per the direction of Engineer – In charge. | 100.00 | SqM | 0.00 | 786.00 | 78600.00 | 700.00 | 70000.00 | 70000.00 | Technical Construction Co.
313.00 | Providing corrugated G.S. (Galvanised steel) sheet roofing including vertical/ curved surface fixed with polymer coated J or L hooks, bolts and nuts 8 mm diaMetre with bitumen and G.I. limpet washer or with G.L limpet washer filled with white lead and including a coat of approved steel primer and two coat of approved paint on a overlapping of sheets complete (up to any pitch in horizontal/ vertical or curved surfaces) excluding the cost of purlins, rafters and trusses and including cutting to size and shape wherever required: 0.60 mm thick or more with zinc coating not less than 275 gm/m2. | 50.00 | SqM | 0.00 | 1186.00 | 59300.00 | 1000.00 | 50000.00 | 50000.00 | Technical Construction Co.
314.00 | Providing corrugated 6mm thick Coloured Fiber sheet roofing including vertical/ curved surface fixed with polymer coated J or L hooks, bolts and nuts 8 mm dia. Metre with bitumen and G.I. limpet washer filled with white lead excluding the cost of purlins, rafters and trusses and including cutting to size and shape wherever required. (Weight of 6 mm fiber sheet not less then 10.76 Kg/M2) | 50.00 | SqM | 0.00 | 586.00 | 29300.00 | 2500.00 | 125000.00 | 29300.00 | KHAN CONTRACTOR
315.00 | Providing corrugated Gal Valume sheet ( Color complying to ASTM A792, base metal thickness 0.60mm or more , alloy coating AZ 150 (Aluminium 55%, Zin 43.50% and Silicon 1.5%),Yield Strength: 350 MPA, Paint coating regular modified polyster top coat 25 microns & bottom coat 12 microns epoxy, top color: Combination of Blue and Off White and bottom color grey)roofing including vertical/ curved surface fixed with polymer coated J or L hooks, bolts and nuts 8 mm diaMetre with bitumen and G.I. limpet washer or with G.L limpet washer filled with white lead (up to any pitch in horizontal/ vertical or curved surfaces) , excluding the cost of purlins, rafters and trusses and including cutting to size and shape wherever required. | 600.00 | SqM | 0.00 | 1386.00 | 831600.00 | 1200.00 | 720000.00 | 720000.00 | Technical Construction Co.
316.00 | Providing ridges or hips of width 60 cm over all width plain G.S. sheet fixed with polymer coated J or L hooks, bolts and nuts 8 mm dia. G.I. limpet and bitumen washers complete. 0.80 mm thick with Zinc coating not less than 275gm/m2. | 200.00 | Metre | 0.00 | 786.00 | 157200.00 | 800.00 | 160000.00 | 157200.00 | KHAN CONTRACTOR
317.00 | Providing non-asbestos high impact polypropylene reinforced cement 6mm thick corrugated sheet (as per IS CODE) roofing up to any pitch and fixing with polymer coated J, or L hooks, bolts and nuts 8 mm dia G.I plain and bitumen washers or with self drilling faster and EPDM washers etc. complete excluding the cost of purlins, rafters and trusses: corrugated sheet and including cutting to size and shape wherever required. | 50.00 | SqM | 0.00 | 186.00 | 9300.00 | 450.00 | 22500.00 | 9300.00 | KHAN CONTRACTOR
318.00 | Providing wood work in frames of doors, windows, clerestory windows and other frames, wrought framed and fixed in position with Second class teak wood complete as per drawings, specifications and direction of Engineer. | 1.00 | CuM | 0.00 | 46786.00 | 46786.00 | 100000.00 | 100000.00 | 46786.00 | KHAN CONTRACTOR
319.00 | French sprit polishing two coat on old work after cleaning / scrubbing of surfaces with soft brushes & sand papers including the cost of materials, labour, cleaning of area after painting etc. complete as per direction of Engineer-in-Charge. | 500.00 | SqM | 0.00 | 286.00 | 143000.00 | 250.00 | 125000.00 | 125000.00 | Technical Construction Co.
320.00 | Providing and Operation of Hydraulic Excavator/ J.C.B. of 1 cum bucket for clearing of rubbish, garbage, debris, Excavation work etc including cost of services of operating staff, Cost of lubricating oil, Diesal / petrol/kerosene oil, other consumables for running the machine all complete as directed by the Engineer-in-charge. | 100.00 | Task Per Hour | 0.00 | 1636.00 | 163600.00 | 1300.00 | 130000.00 | 130000.00 | Technical Construction Co.
321.00 | Providing & Fixing of Bright Finished Brass Butt Hinges with necessary screws etc., complete: 100 x 85 x 5.5 mm (Heavy Type) as Directed by the Engineer-in-Charge. | 15.00 | Each | 0.00 | 86.00 | 1290.00 | 130.00 | 1950.00 | 1290.00 | KHAN CONTRACTOR
322.00 | Providing & Fixing of Bright Finished Brass TOWER BOLTS (BARREL TYPE) with necessary screws etc., complete: 150 x 10 mm as Directed by the Engineer-in-Charge. | 15.00 | Each | 0.00 | 86.00 | 1290.00 | 250.00 | 3750.00 | 1290.00 | KHAN CONTRACTOR
323.00 | Providing & Fixing of Bright Finished Brass Door Latch with necessary screws complete: 300 x 16 x 5 mm as Directed by the Engineer-in-Charge. | 15.00 | Each | 0.00 | 86.00 | 1290.00 | 300.00 | 4500.00 | 1290.00 | KHAN CONTRACTOR
324.00 | Providing & Fixing of Bright Finished Brass 100 mm mortice latch and lock with 6 levers and pair of lever handles with necessary screws etc., complete (Best make of approved quality) as Directed by the Engineer-in-Charge. | 10.00 | Each | 0.00 | 86.00 | 860.00 | 500.00 | 5000.00 | 860.00 | KHAN CONTRACTOR
325.00 | Providing & Fixing of Bright Finished BRASS HANDLES 75 MM WITH PLATE 125 X 32 MM as Directed by the Engineer-in-Charge. | 20.00 | Each | 0.00 | 86.00 | 1720.00 | 150.00 | 3000.00 | 1720.00 | KHAN CONTRACTOR
326.00 | Providing & Fixing of Bright Finished Brass Handl type floor Door Stopper with necessary screws etc., complete as Directed by the Engineer-in-Charge. | 20.00 | Each | 0.00 | 86.00 | 1720.00 | 250.00 | 5000.00 | 1720.00 | KHAN CONTRACTOR
327.00 | Providing & Fixing of Bright Finished Brass Hasp and Staple (Safety Type) with necessary screws etc., complete: 90 mm as Directed by the Engineer-in-Charge. | 15.00 | Each | 0.00 | 86.00 | 1290.00 | 120.00 | 1800.00 | 1290.00 | KHAN CONTRACTOR
328.00 | Providing & Fixing of CHROMIUM PLATED BRASS 100 MM MORTICE LATCH and lock with 6 levers and a pair of lever handles with necessary screws etc., complete (Best make of approved quality) as Directed by the Engineer-in-Charge. | 5.00 | Each | 0.00 | 86.00 | 430.00 | 800.00 | 4000.00 | 430.00 | KHAN CONTRACTOR
329.00 | Providing & Fixing of CHROMIUM PLATED BRASS HANDLES 125 MM WITH PLATE 175 X 32 MM as Directed by the Engineer-in-Charge.. | 20.00 | Each | 0.00 | 86.00 | 1720.00 | 200.00 | 4000.00 | 1720.00 | KHAN CONTRACTOR
330.00 | Providing & Fixing of UPVC Pipes (IS : 15328) for Drainage / Severage System of Supreme/ Finlox / Jain Irrigation as approved make including jointing pipe with solvent cement rubber sing and Lubricant. (i) 160 mm SN - 4 | 50.00 | Metre | 0.00 | 786.00 | 39300.00 | 500.00 | 25000.00 | 25000.00 | Technical Construction Co.
331.00 | Providing & Fixing of UPVC Pipes (IS : 15328) for Drainage / Severage System of Supreme/ Finlox / Jain Irrigation as approved make including jointing pipe with solvent cement rubber sing and Lubricant. (i) 110 mm SN - 8 | 200.00 | Metre | 0.00 | 486.00 | 97200.00 | 300.00 | 60000.00 | 60000.00 | Technical Construction Co.
332.00 | Providing & Fixing of approved quality Float Valve P.V.C. BALLS Heavy Duty as Directed by the Engineer-in-Charge: 150 MM DIA | 50.00 | Each | 0.00 | 16.00 | 800.00 | 80.00 | 4000.00 | 800.00 | KHAN CONTRACTOR
333.00 | Providing & Fixing of approved quality C.P. Bottel Trap Heavy Duty (Weight not less than 500 Grams) as Directed by the Engineer-in-Charge. | 100.00 | Each | 0.00 | 186.00 | 18600.00 | 800.00 | 80000.00 | 18600.00 | KHAN CONTRACTOR
334.00 | Providing & Fixing of approved quality URINAL (JHONSON PREMIUM COLLECTION/ PARRY WERE / HINDWARE) Dimensions:610 x 390 x390 mm TOPAZ HALF STALL URINAL IN WHITE COLOUR as Directed by the Engineer-in-Charge. | 50.00 | Each | 0.00 | 6786.00 | 339300.00 | 5400.00 | 270000.00 | 270000.00 | Technical Construction Co.
335.00 | Providing & Fixing of approved quality URINAL PARTITION (JHONSON PREMIUM COLLECTION/ PARRY WERE / HINDWARE) Dimensions: 675 X95 X 320 mm FLAIR DIVISION PLATE FOR URINALS IN WHITE COLOUR as Directed by the Engineer-in-Charge. | 25.00 | Each | 0.00 | 786.00 | 19650.00 | 2500.00 | 62500.00 | 19650.00 | KHAN CONTRACTOR
336.00 | Providing & Fixing of approved quality Brass SPREADER as Directed by the Engineer-in-Charge. | 100.00 | Each | 0.00 | 386.00 | 38600.00 | 200.00 | 20000.00 | 20000.00 | Technical Construction Co.
337.00 | Providing & Fixing of Techcil 600 x 600 Aluminum powder coated sheet for false ceiling as Directed by the Engineer-in-Charge. | 25.00 | Each | 0.00 | 386.00 | 9650.00 | 300.00 | 7500.00 | 7500.00 | Technical Construction Co.
338.00 | Providing & Fixing of approved quality Toilet Paper Holder as Directed by the Engineer-in-Charge. | 25.00 | Each | 0.00 | 186.00 | 4650.00 | 200.00 | 5000.00 | 4650.00 | KHAN CONTRACTOR
339.00 | Providing & Fixing of Tile Adhesive FEVI MATE XL for tile work as Directed by the Engineer-in-Charge. | 200.00 | Kg | 0.00 | 66.00 | 13200.00 | 60.00 | 12000.00 | 12000.00 | Technical Construction Co.
340.00 | Providing & Fixing of approved quality PTMT Ball Cock 15mm complete with Epoxy Coated Aluminium Rod & H.D. Ball as Directed by the Engineer-in-Charge. | 100.00 | Each | 0.00 | 56.00 | 5600.00 | 150.00 | 15000.00 | 5600.00 | KHAN CONTRACTOR
341.00 | Providing & Fixing of approved quality SHOE for Rain Water Pipes as Directed by the Engineer-in-Charge 110 MM DIA. | 100.00 | Each | 0.00 | 56.00 | 5600.00 | 80.00 | 8000.00 | 5600.00 | KHAN CONTRACTOR
342.00 | Providing & Fixing of approved quality COLLER for Rain Water Pipes as Directed by the Engineer-in-Charge: 110 MM DIA. | 100.00 | Each | 0.00 | 56.00 | 5600.00 | 80.00 | 8000.00 | 5600.00 | KHAN CONTRACTOR
343.00 | Providing & Fixing of approved quality Aluminium Floor Double Door Stoppers heavy quality with rubber cushions screws etc. as Directed by the Engineer-in-Charge. | 250.00 | Each | 0.00 | 36.00 | 9000.00 | 50.00 | 12500.00 | 9000.00 | KHAN CONTRACTOR
344.00 | Providing & Fixing of approved quality Teflon Tape (1/2") as Directed by the Engineer-in-Charge. | 500.00 | Each | 0.00 | 26.00 | 13000.00 | 25.00 | 12500.00 | 12500.00 | Technical Construction Co.
345.00 | Providing & Fixing of aluminium handle of American / Round shaped suitable for aluminium doors of heavy quality as Directed by the Engineer-in-Charge. | 10.00 | Each | 0.00 | 186.00 | 1860.00 | 150.00 | 1500.00 | 1500.00 | Technical Construction Co.
346.00 | Providing and fixing verrtical blinds of make ALASKA of approved shade with all standard fixing arrangments including cost of drilling holes, fixing screws, handling etc. all complete as directed by engineer. | 250.00 | SqM | 0.00 | 2186.00 | 546500.00 | 1500.00 | 375000.00 | 375000.00 | Technical Construction Co.
347.00 | Providing and laying with bitumen felt over the roof/cable trenches & inspection chambers consisting of first layer of blown and/or residual bitumen applied hot @ 1.2kg/m2 of area, second coat of felt type-3 grade-I (hessian base self finished bitumen felt including proper cleaning and preparation of surface complete as directed by the engineer. | 200.00 | SqM | 0.00 | 86.00 | 17200.00 | 500.00 | 100000.00 | 17200.00 | KHAN CONTRACTOR
348.00 | Providing and fixing premium quality Acid and alkali resistant tiles 300x300 mm size, 10 mm thick MATT Finish, commendable sturdiness and high durability tiles as approved including skirting, risers of steps and dados over 12mm thick bed of chemical resistance mortar including cost of grounting the joints, finishing and curring work at all levels etc. complete as per specifications and direction of Engineer in charge. | 100.00 | SqM | 0.00 | 86.00 | 8600.00 | 1800.00 | 180000.00 | 8600.00 | KHAN CONTRACTOR
349.00 | Providing & Applying of Two Component Polysulphide base Sealing compound GUN GRADE for vertical surface as per BIS-12118, in 4 kg (Four) standard pack as per specifications and direction of Engineer in charge. | 500.00 | Kg | 0.00 | 786.00 | 393000.00 | 650.00 | 325000.00 | 325000.00 | Technical Construction Co.
350.00 | Providing & Applying of ADAUR GY 257 standard pack as per specifications and direction of Engineer in charge. | 300.00 | Kg | 0.00 | 786.00 | 235800.00 | 600.00 | 180000.00 | 180000.00 | Technical Construction Co.
351.00 | Providing & Applying of HARDENER HY-140 standard pack as per specifications and direction of Engineer in charge. | 150.00 | Kg | 0.00 | 786.00 | 117900.00 | 600.00 | 90000.00 | 90000.00 | Technical Construction Co.
352.00 | Providing & Applying of rapid setting cement based, water leak plugging mortar Renderoc Plug of Fosroc or Equivalent product of SIKA, BASF, CICO, in standard pack as per specifications and direction of Engineer in charge. | 25.00 | Kg | 0.00 | 226.00 | 5650.00 | 200.00 | 5000.00 | 5000.00 | Technical Construction Co.
353.00 | Providing and fixing at all height Techcil 600 x 600 Aluminum poweder coated false ceiling including providing and fixing of frame work made of the main Tee and made out of 24/15x32x0.30mm thick sheet, 1200mm long space between main Tee at 600mm C/C panel to form a grid of 1200x600mm and secondary cross Tee of legth 600mm size 24mmx25mm made of 0.30 thick (min.) sheet to be interlocked at middle of the 1200x600mm panel to form gird of 600x600mm, suspension profile shall suspend from roof structure by GI rod, J Hook, 1200mm C/C which fixed to ceiling by J hook /dash fasteners. The edge profile Alu. / G. I. shall be matching with the pannel and also including the cost of making openings for light fittings, grills, diffusers, cutouts made with frame of perimeter channels suitably fixed all complete as per drawing and specification and direction of the Engineer in charge. (Sample with specifications shall be submitted by the contractor prior to supply of material). | 750.00 | SqM | 0.00 | 2186.00 | 1639500.00 | 1200.00 | 900000.00 | 900000.00 | Technical Construction Co.
354.00 | Providing and fixing of Cinch Anhor/ Anchor fastner, Screw headed/ sunken/Capstan headed bolts alongwith washer of following sizes as approved by the Engineer.M-8 | 300.00 | Each | 0.00 | 86.00 | 25800.00 | 100.00 | 30000.00 | 25800.00 | KHAN CONTRACTOR
355.00 | Providing and fixing of Cinch Anhor/ Anchor fastner, Screw headed / sunken / Capstan headed bolts alongwith washer of following sizes as approved by the Engineer.M-10 | 300.00 | Each | 0.00 | 106.00 | 31800.00 | 110.00 | 33000.00 | 31800.00 | KHAN CONTRACTOR
356.00 | Providing and fixing of Cinch Anhor/ Anchor fastner, Screw headed / sunken / Capstan headed bolts alongwith washer of following sizes as approved by the Engineer.M-12 | 300.00 | Each | 0.00 | 116.00 | 34800.00 | 120.00 | 36000.00 | 34800.00 | KHAN CONTRACTOR
357.00 | Providing and fixing of Cinch Anhor/ Anchor fastner, Screw headed / sunken / Capstan headed bolts alongwith washer of following sizes as approved by the Engineer.M-16 | 100.00 | Each | 0.00 | 186.00 | 18600.00 | 130.00 | 13000.00 | 13000.00 | Technical Construction Co.
358.00 | Providing and fixing Sensotronic Sensor: Jaquar code:SNR-51083/ Parryware-EFC-829599/Parryware EFC-839599 | 50.00 | Each | 0.00 | 9786.00 | 489300.00 | 8500.00 | 425000.00 | 425000.00 | Technical Construction Co.
359.00 | Providing & fixing cement Bonded particle Board confirming to IS :14276 of approved make ,Shade colour and thickness to (frame work of approved design,drawing to be paid under relevant item) including cost of all screws rawl Plugh etc.complete as directed by the engineer. 12mm thick both sides pre-laminated Cement bonded particle board. | 250.00 | SqM | 0.00 | 1186.00 | 296500.00 | 1400.00 | 350000.00 | 296500.00 | KHAN CONTRACTOR
360.00 | Providing & fixing cement Bonded particle Board confirming to IS :14276 of approved make ,Shade colour and thickness to (frame work of approved design,drawing to be paid under relevant item) including cost of all screws rawl Plugh etc.complete as directed by the engineer. 6mm thick both sides pre-laminated Cement bonded particle board. | 50.00 | SqM | 0.00 | 886.00 | 44300.00 | 1200.00 | 60000.00 | 44300.00 | KHAN CONTRACTOR
361.00 | Providing & fixing galss wool based acoustic false ceiling tiles Armstrong or other similar approved make having NRC of 0.90 of size 595mm x 595mm in true horizontal level, suspended on inter locking metal grid of hot dipped glvanized steel sections( galvanized @ 120 grams/ sqm, both side inclusive) consisting of main "I" runner with suitably spaced joint to get required length and size 24 x 38mm made from 0.30 mm thick(mimimum) sheet, spaced at 1200mm center to center and cross "I" of size 24 x 25 mm made of 0.30 mm thick (minimum) sheet, 1200 mm long spaced between main "I" at 600 mm center to center n to from a grid of 1200 x 600 mm and secondary cross "I" of length 600 mm and size 24 x 25 mm made of 0.30 mm thick(minimum) sheet to be interlockrd at middle of the 1200 x 600 mm panel to from grids of 600 x 600mm and wall angle of size 24 x 24 x 0.3mm and laying false ceiling tiles of approved texture in the grid including, required cutting/ making, opening for services like diffuser, grills light fitting fixture smoke detectors etc Main "I" runners to be suspended from ceilling using GI slotted cleats of size 27 x 37 x 25 x 1.6mm fixed to ceilling with 12.5 mm dia and 50mm long dash fasteners, 4 mm GI adjustable rods with galvanised butterly level clips of size 85 x 30 x 0.8mm spaced at 1200mm center to center along main "I" bottom exposed width of 24mm of all "I" sections shall be pre-painted with polyster paint, all complete for all height as per pre-specificstions, drawing and as directed by engineer-in-charge. | 200.00 | SqM | 0.00 | 2786.00 | 557200.00 | 1500.00 | 300000.00 | 300000.00 | Technical Construction Co.
362.00 | Providing and laying in situ seven course water proofing treatment with APP(Atactie Polypropylene) modified polymeric membrane over root cinsisting of first coat of bitumen primer @ 1.20Kg per Sqm, 2nd, 4th & 6th courses of bounding material @ 1.20 Kg/Sqm which shall consist of blown type bitumen of grade 85/25 conforming to IS:702, 3rd and 5th layers of roofing membrance APP modified Polymeric membrane 2.0mm thick of 3.0Kg/Sqm weight consisting of five layers prefabricated with center core as 100 micron HMHDPE film 7th the top most layer shall be finished with brick tiles of class designation 100 grouted with cement mortar 1:3 (1 cement:3 fine sand) and finished near which shall be paid for separately. | 1200.00 | SqM | 0.00 | 86.00 | 103200.00 | 700.00 | 840000.00 | 103200.00 | KHAN CONTRACTOR
363.00 | Providing and fixing of Hilti Anchor bolts HST3-M8 x 115/50 Anchor length 115 mm ( Hilti anchor bolts ) Item no. 2105890 ( with 50 nos in each box)as per specifications and direction of Engineer In Charge. | 6.00 | Each Box | 0.00 | 12786.00 | 76716.00 | 10000.00 | 60000.00 | 60000.00 | Technical Construction Co.
364.00 | Providing and fixing of Hilti Anchor bolts HST3-M12 x 115 40/20 Anchor length 115 mm ( Hilti anchor bolts ) Item no. 2105719 ( with 25 nos in each box) as per specifications and direction of Engineer In Charge. | 12.00 | Each Box | 0.00 | 9786.00 | 117432.00 | 7000.00 | 84000.00 | 84000.00 | Technical Construction Co.
365.00 | Providing, prior mixing and injecting two components low viscous Polyurethane MC-Inkjet 2700 L / 2300 Plus series resin (polyurethane treatment) to leaking / seeping areas of raft & walls etc. including drilling holes, fixing of packers, injecting two component grouting material using pneumatic / electric injection pump in gradually increasing pressure etc. complete as per manufacturer's specifications and as directed by Engineer. Item includes cost of all materials, consumable, labours etc. complete with all lead & lift etc. Note: 1) Two Component mixed material shall be injected as per manufacturer's specification. 2) Injection shall be carried out until material rejection or packer to packer contact is observed.
365.01 | Drilling of 14mm holes & fixing of 13/100mm packers. | 50.00 | Nos. | 0.00 | 286.00 | 14300.00 | 400.00 | 20000.00 | 14300.00 | KHAN CONTRACTOR
365.02 | Supplying and injection MC Polyurethane Inkjet 2700 L / 2300 Plus series resin including cost of materials and thinner. Note: Resin material consumed only will be paid. No payment for thinner etc. will be done. | 50.00 | Litre | 0.00 | 6786.00 | 339300.00 | 3000.00 | 150000.00 | 150000.00 | Technical Construction Co.
366.00 | Removal of the existing PVC flooring carefully including stacking of serviceable material in civil maintenance store and Providing & fixing new 2mm thick PVC anti-static flooring & skirting conforming to IS 3462 latest revision of required size & approved shade of ARMSTRONG / ROYAL HOUSE / KRISHNA including fixing with fibre base/rubber base adhesive SR-988 or equivelent as approved by engineer complete with all costs of material, labour, tools & tackles etc. as per direction of Engineer. (Sample with shade and specifications shall be submitted by the contractor prior to supply of material). | 1000.00 | SqM | 0.00 | 386.00 | 386000.00 | 800.00 | 800000.00 | 386000.00 | KHAN CONTRACTOR
367.00 | Providing and fixing 12 mm thick frameless toughened glass door shutter of approved brand and manufacture, including providing and fixing top & bottom pivot & double acting hydraulic floor spring type fixing arrangement and making necessary holes etc. for fixing required door fittings, all complete as per direction of Engineer-in-charge (Door handle, lock and stopper etc.to be paid separately). | 25.00 | SqM | 0.00 | 3186.00 | 79650.00 | 5000.00 | 125000.00 | 79650.00 | KHAN CONTRACTOR
368.00 | Providing and fixing concertina coil fencing with punched tape concertina coil 600 mm dia 10 metre openable length ( total length 90 m), having 50 nos rounds per 6 metre length, upto 3 m height of wall with existing angle iron ‘Y’ shaped placed 2.4m or 3.00 m apart and with 9 horizontal R.B.T. reinforced barbed wire, stud tied with G.I. staples and G.I. clips to retain horizontal, including necessary bolts or G.I. barbed wire tied to angle iron, all complete as per direction of Engineer-in-charge, with reinforced barbed tape(R.B.T.) / Spring core (2.5mm thick) wire of high tensile strength of 165 kg/ sq.mm with tape (0.52 mm thick) and weight 43.478 gm/ metre (cost of M.S. angle, C.C. blocks shall be paid separately) | 1000.00 | metre | 0.00 | 376.00 | 376000.00 | 280.00 | 280000.00 | 280000.00 | Technical Construction Co.
369.00 | Providing & Fixing of GI chicken mesh 20mm x 20mm x 26 SWG as Directed by Engineer-in-Charge. | 100.00 | SqM | 0.00 | 86.00 | 8600.00 | 60.00 | 6000.00 | 6000.00 | Technical Construction Co.
370.00 | Providing & Applying of EMERY PAPER / SAND PAPER of following sizes 60 no as Directed by the Engineer-in-Charge. | 100.00 | Each | 0.00 | 6.00 | 600.00 | 35.00 | 3500.00 | 600.00 | KHAN CONTRACTOR
371.00 | Providing & Applying of EMERY PAPER / SAND PAPER of following sizes 80 no as Directed by the Engineer-in-Charge. | 100.00 | Each | 0.00 | 6.00 | 600.00 | 35.00 | 3500.00 | 600.00 | KHAN CONTRACTOR
372.00 | Providing 10 mm thick Plaster of Paris (Gypsum Anhydrous) Ceiling upto a height of 5 m above floor level over first class Kail wood strips 25 x 6 mm with 10 gap in between and reinforced with rabbit wire mesh fixed to wooden frame (Frame work to be paid separately) : Flat Surface. | 50.00 | SqM | 0.00 | 86.00 | 4300.00 | 1000.00 | 50000.00 | 4300.00 | KHAN CONTRACTOR
373.00 | Providing and fixing Aluminium Aldrops, handle (all types), hinges, tower bolt, pagstry, I-hooks etc. to fit & shap as per work requirement & as direction of Engineer in charge. | 100.00 | kg | 0.00 | 186.00 | 18600.00 | 500.00 | 50000.00 | 18600.00 | KHAN CONTRACTOR
374.00 | Refixing Rough/Polished sand stone (Dholpur Pink stone matching to existing Vijay Bhawan wall stone) slabs 25 to 32 mm thick over a layer of 12mm thick cement mortar 1:3 and pasted with suitable adhesive such as araldite and steel screws for vertical / horizontal facia etc. and joints treated with white cement slurry mixed with pigment to match the shade of the slabs, including rubbing and polishing, edge moulding, finishing & curing work at all level etc. complete as per specification & direction of Engineer-in-charge. Note :-This item work can be executed upto 15 Metre Height from ground level. Bidder should quote their rate considering charges of hydraulic lift, scaffolding etc. Stone will be provided by department. | 50.00 | SqM | 0.00 | 1286.00 | 64300.00 | 300.00 | 15000.00 | 15000.00 | Technical Construction Co.
375.00 | Providing and fixing sand stone (Dholpur Pink stone matching to existing Vijay Bhawan wall stone) slabs 25 to 32 mm thick over a layer of 12mm thick cement mortar 1:3 and pasted with suitable adhesive such as araldite and steel screws for vertical / horizontal facia etc. and joints treated with white cement slurry mixed with pigment to match the shade of the slabs, including rubbing and polishing, edge moulding, finishing & curing work at all level etc. complete as per specification & direction of Engineer-in-charge. Note :-This item work can be executed upto 15 Metre Height from ground level. Bidder should quote their rate considering charges of hydraulic lift, scaffolding etc. Stone will be provided by department. | 50.00 | SqM | 0.00 | 3486.00 | 174300.00 | 1200.00 | 60000.00 | 60000.00 | Technical Construction Co.
376.00 | Providing & Fixing of acoustic and fire retardant Aluminum 0.50 mm TCT Plain Roll formed 84 – C Linear panel false ceiling system with epoxy base electrostatically RAL 9003 white powder coating on surface side together with necessary grid components as required viz: GS 0.60 mm thick 84 – C Carrier, GS 84 - C Carrier Coupler, GS 18 x 20 mm Interlocked powder coated Edge Profile, 4 mm Dia GS Wire Rod, level adjustment clip for maintenance of existing false ceiling as Directed by the Engineer-in-Charge. | 500.00 | SqM | 0.00 | 1786.00 | 893000.00 | 5000.00 | 2500000.00 | 893000.00 | KHAN CONTRACTOR
377.00 | Providing and laying 50 mm thick CC 1:2:4 for COPING using 12mm down aggregates, finishing the exposed surfaces with cement mortar 1 : 4 including fixing of broken glass pieces on top of coping wherever required, finishing, formwork, curing, scaffoldings etc. complete as per direction of Engineer-in-charge. | 250.00 | SqM | 0.00 | 586.00 | 146500.00 | 650.00 | 162500.00 | 146500.00 | KHAN CONTRACTOR
378.00 | Providing & Fixing of approved quality of 10 mm thick laminated glass in required size as Directed by the Engineer-in-Charge. Note :- This item work can be executed upto 10 Metre Height from ground level. Bidder should quote their rate considering charges of hydraulic lift, scaffolding etc. | 25.00 | SqM | 0.00 | 5786.00 | 144650.00 | 5000.00 | 125000.00 | 125000.00 | Technical Construction Co.
379.00 | Providing & Applying of ARALIDITE as Directed by the Engineer-in-Charge. | 50.00 | kg | 0.00 | 586.00 | 29300.00 | 800.00 | 40000.00 | 29300.00 | KHAN CONTRACTOR
380.00 | Providing & Applying of GP-2 cementitious compund as directed by the Engineer-in-Charge. | 1.00 | MT | 0.00 | 39416.00 | 39416.00 | 30000.00 | 30000.00 | 30000.00 | Technical Construction Co.
381.00 | Providing & Fixing of approved quality decorative ACP sheet of 4mm thickness (coil thickness - 0.25mm) in required size as Directed by the Engineer-in-Charge. | 1000.00 | SqM | 0.00 | 3086.00 | 3086000.00 | 1500.00 | 1500000.00 | 1500000.00 | Technical Construction Co.
382.00 | Dismantling cement asbestos or other hard board ceiling or partition walls including stacking of serviceable materials and disposal of unserviceable materials within 50 metres lead. | 150.00 | SqM | 0.00 | 86.00 | 12900.00 | 100.00 | 15000.00 | 12900.00 | KHAN CONTRACTOR
383.00 | Providing and applying fibre reinforced elastomeric liquid water proofing membrane with resilient acrylic polymers having Sun Reflectivity Index (SRI) of 105 on top of concrete roof in three coats @10.76 litre/ 10 sqm. One coat of self-priming of elastomeric waterproofing liquid (dilution with water in the ratio of 3:1) and two coats of undiluted elastomeric waterproofing liquid (dry film thickness of complete application/system not less than 500 microns). The operation shall be carried out after scrapping and properly cleaning the surface to remove loose particles with wire brushes, complete in all respect as per the direction of Engineer-in Charge. | 250.00 | SqM | 0.00 | 296.00 | 74000.00 | 1200.00 | 300000.00 | 74000.00 | KHAN CONTRACTOR
384.00 | Providing & Fixing of M.S. Door Tee spring(YEN BRAND FOR DESIGNER DOOR SPRING HELIX) as Directed by the Engineer-in-Charge. | 25.00 | Each | 0.00 | 206.00 | 5150.00 | 250.00 | 6250.00 | 5150.00 | KHAN CONTRACTOR
385.00 | Providing & Applying of LIME (WHITING) Code 1216 as Directed by the Engineer-in-Charge. | 250.00 | kg | 0.00 | 16.00 | 4000.00 | 100.00 | 25000.00 | 4000.00 | KHAN CONTRACTOR
386.00 | Providing & Fixing of approved quality Float Valve with P.V.C. BALLS Heavy Duty as Directed by the Engineer-in-Charge: 250 MM DIA | 10.00 | Each | 0.00 | 86.10 | 861.00 | 100.00 | 1000.00 | 861.00 | KHAN CONTRACTOR
387.00 | Providing & Fixing of Commercial plywood 4 mm thick ISI marked . | 35.00 | SqM | 0.00 | 386.00 | 13510.00 | 600.00 | 21000.00 | 13510.00 | KHAN CONTRACTOR
388.00 | Providing & Fixing of Commercial plywood 19 mm thick ISI marked. | 35.00 | SqM | 0.00 | 786.00 | 27510.00 | 900.00 | 31500.00 | 27510.00 | KHAN CONTRACTOR
| Total in Figures |  |  |  |  | 49866786.00 |  | 49643075.00
Lowest Amount Quoted BY: Technical Construction Co.(49643075.00)

## BOQ Summary
BOQ Summary Details Tender Title: Biennial contract for Maintenance of Main plant buildings at RAPS-1 and 2 Plant Site for the year 2025-27. Tender ID: 2025_NPCIL_229901_1
Sheet Name | Sl.No | Bidder Name | Amount | Bid Rank
BoQ1 | 1 | Technical Construction Co. (BID ID -838647) | 49643075.00 | L1
| 2 | KHAN CONTRACTOR (BID ID -836693) | 49866786.00 | L2