## BoQ1
Government eProcurement System Created By: Manoj Kumar Singh Created Date/Time: 27-May-2026 04:19 PM Tender Title: Construction of 240 Nos. of D type residential quarters 6 blocks of G plus 10 floors including External services Tender ID: 2025_NPCIL_242432_1
Tender Inviting Authority: Station Director, KK-3&4
Name of Work: Construction of 240 Nos. of D-type residential quarters (6 blocks of G+10 floors) including External Services (Watersupply, Sewerage system and Electrical works) at Anuvijay Township
Contract No: NPCIL/KK-5&6/CONST/CIVIL/PT/2025/102
SCHEDULE OF WORK / ITEM(S)
Sl.No | Description of Work / Item(s) | No.of Qty | Units | Estimated Rate | Vishal Builders (GSTN-22AAEFV1401G1ZU) BID ID -887441 |  | Abirami Engineering Construction and co (GSTN-33AAHFA7617A1ZZ) BID ID -888464 |  | P AND C PROJECTS PRIVATE LIMITED (GSTN-33AABCP2483L1ZB) BID ID -889369 |  | M/s. RPP INFRA PROJECTS LIMITED (GSTN-33AAACR9307E1ZO) BID ID -889605 |  | SRI BALAJI CONSTRUCTIONS (GSTN-33ABTFS1970K1ZM) BID ID -891207 |  | Som Projects Pvt. Ltd. (GSTN-NA) BID ID -890402
[5 empty] | Rate | Amount | Rate | Amount | Rate | Amount | Rate | Amount | Rate | Amount | Rate | Amount | L1 Amount | L1 Vendor
1.00 | Earth work excavation on Soils
1.10 | Earth work excavation by mechanical means(hydraulic excavator)/manual means in over areas, rafts, foundation, trenches, roads etc in all types of soils below ground level of all depths including shoring, strutting, bailing / pumping of water, leveling, ramming the bottom of excavation, refilling with selected excavated materials in the sides of the foundation in layers and refilling the areas as directed with the balance available excavated earth (filling/compacting in layers of not more than 150 mm thick compacted layer, each layer well rammed, watered and consolidated) etc complete all as per drawings and specifications. | 15600.00 | Cu. Meter | 100.00 | 335.00 | 5226000.00 | 195.00 | 3042000.00 | 116.00 | 1809600.00 | 265.00 | 4134000.00 | 236.00 | 3681600.00 | 450.00 | 7020000.00 | 1809600.00 | P AND C PROJECTS PRIVATE LIMITED
1.20 | Earth work excavation by mechanical means(hydraulic excavator)/manual means upto a height of 6m (appx) above natural ground level in over areas/high earth profiled areas for levelling the surface/ area grading works etc in all types of soils and including removing existing concrete retaining walls, stone pitching etc and transporting and depositing the excavated earth/debris in the areas within a lead of 2Km as directed etc complete all as per drawings and specifications. | 75000.00 | Cu. Meter | 100.00 | 228.00 | 17100000.00 | 100.00 | 7500000.00 | 75.00 | 5625000.00 | 132.00 | 9900000.00 | 259.60 | 19470000.00 | 250.00 | 18750000.00 | 5625000.00 | P AND C PROJECTS PRIVATE LIMITED
2.00 | Earth work excavation by mechanical means(hydraulic excavator)/manual means in Soft rock in over areas, raft , foundation, trenches etc including shoring, shrutting wherever required bailing/pumping of water, leveling the bottom of excavation and refilling with selected excavated materials in the sides of the foundation in layers and refilling the areas as directed with the selected balance available excavated earth (filling/compacting in layers of not more than 150 mm thick compacted layer, each layer well rammed, watered and consolidated) etc complete all as per drawings and specifications | 4800.00 | Cu. Meter | 10.00 | 533.00 | 2558400.00 | 445.00 | 2136000.00 | 98.00 | 470400.00 | 505.00 | 2424000.00 | 590.00 | 2832000.00 | 800.00 | 3840000.00 | 470400.00 | P AND C PROJECTS PRIVATE LIMITED
3.00 | Earth work excavation by mechanical means(hydraulic excavator)/manual means in hard rock by chiselling (blasting prohibited) in over areas, raft, foundation, trenches etc including shoring, shrutting wherever required bailing/pumping of water, leveling the bottom of excavation and stacking the excavated material at places as directed within a lead of 2 kms as per drawings and specifications (Only stack measurement will be made and paid for) | 2000.00 | Cu. Meter | 10.00 | 1523.00 | 3046000.00 | 1000.00 | 2000000.00 | 116.00 | 232000.00 | 808.00 | 1616000.00 | 295.00 | 590000.00 | 2100.00 | 4200000.00 | 232000.00 | P AND C PROJECTS PRIVATE LIMITED
4.00 | Conducting static plate load test on soil as per IS-1888 of latest revision and specifications at the founding level including cost of all equipments, materials, labours and preparation and submission of test report. [ Estimated SBC is 300 KN/Sqm]. | 2.00 | No. | 10.00 | 837760.00 | 1675520.00 | 35400.00 | 70800.00 | 30505.00 | 61010.00 | 40800.00 | 81600.00 | 59000.00 | 118000.00 | 60000.00 | 120000.00 | 61010.00 | P AND C PROJECTS PRIVATE LIMITED
5.00 | Providing Pre-construction anti-termite treatment as per IS-6313 using chlorpyriphos emulsifiable concentrate 20 % with 1 % concentration as per specifications. Note: The contractor shall furnish from the agency carrying out this work under this item a written guarantee in favour of NPCIL for the satisfactory performance of the treatment for a period of five years. | 3204.00 | Sq. Meter | 10.00 | 228.00 | 730512.00 | 240.00 | 768960.00 | 77.00 | 246708.00 | 206.00 | 660024.00 | 354.00 | 1134216.00 | 150.00 | 480600.00 | 246708.00 | P AND C PROJECTS PRIVATE LIMITED
6.00 | Filling with selected earth brought from a lead of 2Km (source as directed by NPCIL inside colony). Selected earth to be loaded and transported from the source using mechanical means (Excavator & tipper etc) and filling/compacting in each layers of not more than 150 mm thick compacted layer, each layer well rammed, watered and consolidated all as per drawings and specifications. | 15000.00 | Cu. Meter | 10.00 | 228.00 | 3420000.00 | 95.00 | 1425000.00 | 523.00 | 7845000.00 | 79.00 | 1185000.00 | 295.00 | 4425000.00 | 300.00 | 4500000.00 | 1185000.00 | M/s. RPP INFRA PROJECTS LIMITED
7.00 | Providing and filling with crushed sand of approved quality as per drawings and specifications | 720.00 | Cu. Meter | 10.00 | 2687.00 | 1934640.00 | 2000.00 | 1440000.00 | 3364.00 | 2422080.00 | 1836.00 | 1321920.00 | 2950.00 | 2124000.00 | 1650.00 | 1188000.00 | 1188000.00 | Som Projects Pvt. Ltd.
8.00 | Providing, laying, spreading and compacting graded stone aggregate (size range53 mm to 0.075 mm) to wet mix macadam (WMM) specification including premixing the material with water at OMC in mechanical mix plant, carriage of mixed material by tipper to site, for all leads & lifts, laying in uniform layers with mechanical paver finisher/manual means in sub- base / base course on well prepared surface and compacting with vibratory roller of 8 to 10 tonne capacity for open area works & other vibratory arrangements inside building areas to achieve the desired density, complete as per specifications and directions of Engineer-in-Charge, as per clause 406 of MORT & H specifications complete in all respects. | 1740.00 | Cu. Meter | 10.00 | 2893.00 | 5033820.00 | 1420.00 | 2470800.00 | 3042.00 | 5293080.00 | 1824.00 | 3173760.00 | 3540.00 | 6159600.00 | 3000.00 | 5220000.00 | 2470800.00 | Abirami Engineering Construction and co
9.00 | Providing and laying plain cement concrete 1:4:8 using 40 mm and down graded stone aggregate at all height including mechanical mixing, leveling, compaction, vibrating, finishing smooth the exposed surfaces of concrete, curing etc complete as per drawings and standard specifications. | 1376.00 | Cu. Meter | 10.00 | 7661.00 | 10541536.00 | 5300.00 | 7292800.00 | 8529.00 | 11735904.00 | 4900.00 | 6742400.00 | 5900.00 | 8118400.00 | 6600.00 | 9081600.00 | 6742400.00 | M/s. RPP INFRA PROJECTS LIMITED
10.00 | Providing and laying plain cement concrete 1:2:4, using 20 mm and down graded stone aggregate at all height including mechanical mixing, leveling, compaction, vibrating, finishing smooth the exposed surfaces of concrete, curing etc complete as per drawings and standard specifications. | 720.00 | Cu. Meter | 10.00 | 8181.00 | 5890320.00 | 5900.00 | 4248000.00 | 7657.00 | 5513040.00 | 6370.00 | 4586400.00 | 7080.00 | 5097600.00 | 7800.00 | 5616000.00 | 4248000.00 | Abirami Engineering Construction and co
11.00 | Providing and laying M30/M35 Design mix concrete with cement content up to 350kg/Cum using 20mm and down graded stone aggregates, admixtures including Mixing ,Ramming, Compaction, leveling, curing, placing at all lifts/elevations, including scaffolding and Finishing smooth all exposed faces complete as per specification. | 15560.00 | Cu. Meter | 10.00 | 8851.00 | 137721560.00 | 9400.00 | 146264000.00 | 8748.00 | 136118880.00 | 8019.00 | 124775640.00 | 10620.00 | 165247200.00 | 8200.00 | 127592000.00 | 124775640.00 | M/s. RPP INFRA PROJECTS LIMITED
12.00 | Adjustment of cement used less/more than the specified quantity | 108000.00 | Kg | 10.00 | 9.00 | 972000.00 | 7.00 | 756000.00 | 9.00 | 972000.00 | 7.00 | 756000.00 | 9.44 | 1019520.00 | 9.00 | 972000.00 | 756000.00 | Abirami Engineering Construction and co, M/s. RPP INFRA PROJECTS LIMITED
13.00 | Providing ,placing in position and removing Form work for all insitu concrete works including scaffolding etc., complete at all elevations/heights as per drawing and specification (measurement for form work shall be the area of forms in contact with concrete surfaces) | 116480.00 | Sq. Meter | 10.00 | 838.00 | 97610240.00 | 650.00 | 75712000.00 | 872.00 | 101570560.00 | 693.00 | 80720640.00 | 1052.56 | 122602188.80 | 650.00 | 75712000.00 | 75712000.00 | Abirami Engineering Construction and co, Som Projects Pvt. Ltd.
14.00 | Providing cutting ,bending placing and tying mild steel, high yield steel reinforcement in RCC works including providing spacer blocks in CM 1:2, binding wires etc.complete at all elevations as per drawings and specifications including dewatering wherever necessary etc complete as per drawings and specifications | 2876.00 | MT | 10.00 | 90615.00 | 260608740.00 | 106500.00 | 306294000.00 | 84298.00 | 242441048.00 | 99000.00 | 284724000.00 | 106200.00 | 305431200.00 | 90000.00 | 258840000.00 | 242441048.00 | P AND C PROJECTS PRIVATE LIMITED
15.00 | Supply and Fixing in position 25mm thick Cement bonded Particle board (Bison board) of brands NCL/Hindustan Plywood Co/Ramco/Everest and required sizes for wardrobe shelves. The cost inclusive of material, labour, tools & tackles including Fixing the board on the brickwall/concrete area in position and finishing the edges smooth etc complete as per drawings and specifications | 1866.00 | Sq. Meter | 10.00 | 2257.00 | 4211562.00 | 1060.00 | 1977960.00 | 2196.00 | 4097736.00 | 996.00 | 1858536.00 | 1770.00 | 3302820.00 | 1800.00 | 3358800.00 | 1858536.00 | M/s. RPP INFRA PROJECTS LIMITED
16.00 | Cement Concrete Block Masonry works
16.10 | Providing and constructing cement concrete block masonry of minimum M5 grade conforming to IS-2185 of latest version , using solid blocks of approved size in cement mortar 1:4 by volume, for walls below plinth and locations including racking out joints, curing etc complete as per specification | 760.00 | Cu. Meter | 10.00 | 9978.00 | 7583280.00 | 6000.00 | 4560000.00 | 8206.00 | 6236560.00 | 5452.00 | 4143520.00 | 10620.00 | 8071200.00 | 7000.00 | 5320000.00 | 4143520.00 | M/s. RPP INFRA PROJECTS LIMITED
16.20 | Providing and constructing cement concrete block masonry of minimum M5 grade conforming to IS-2185 of latest version , using solid blocks of approved size in cement mortar 1:4 by volume, for walls in super structure for all locations and elevations including scaffolding, racking out joints, curing etc complete as per drawings and specifications | 7920.00 | Cu. Meter | 10.00 | 10588.00 | 83856960.00 | 7100.00 | 56232000.00 | 8407.00 | 66583440.00 | 6080.00 | 48153600.00 | 10738.00 | 85044960.00 | 7200.00 | 57024000.00 | 48153600.00 | M/s. RPP INFRA PROJECTS LIMITED
16.30 | Providing and constructing 100mm thick cement concrete block masonry of minimum M5 grade conforming to IS-2185 of latest version , using solid blocks of approved size in cement mortar 1:4 by volume, including providing 40mm thick Cement Concrete 1:2:4 (including form work) at every third layer, for partition walls at all elevations and locations including scaffolding, racking out joints, curing etc complete as per specifications and drawing | 10200.00 | Sq. Meter | 10.00 | 1150.00 | 11730000.00 | 825.00 | 8415000.00 | 1473.00 | 15024600.00 | 864.00 | 8812800.00 | 1770.00 | 18054000.00 | 880.00 | 8976000.00 | 8415000.00 | Abirami Engineering Construction and co
17.00 | Providing and laying brick bat coba made in the proportion of 1:2.5 (1 part of slaked lime/cement, 2.5 parts of 20mm minimum size broken burnt clay brick jelly/broken AAC Blocks of approved quality) filling in sunken floors including beating, consolidating, mixing, compacting, finishing, curing all complete as per drawings and specifications | 1752.00 | Cu. Meter | 10.00 | 9139.00 | 16011528.00 | 4500.00 | 7884000.00 | 12937.00 | 22665624.00 | 3950.00 | 6920400.00 | 3540.00 | 6202080.00 | 7000.00 | 12264000.00 | 6202080.00 | SRI BALAJI CONSTRUCTIONS
18.00 | Plastering of external faces (using Crushed Sand/M.Sand) of brick work/concrete at all elevations in cement mortar 1:4, 20 mm thick (in two coats) mixed with nano composite plaster additive Sylocon of M/s ANN world (Proportion @ 1 litre/50 kg of cement bag) Or manufacturers recommended proportions of TOP Plast IP of M/s Confix India Or M/s Fosroc, including scaffolding at all elevations, curing, forming grooves, plaster bands, border, keystone etc wherever required all as per drawings and specifications | 67400.00 | Sq. Meter | 10.00 | 707.00 | 47651800.00 | 660.00 | 44484000.00 | 488.00 | 32891200.00 | 516.00 | 34778400.00 | 401.20 | 27040880.00 | 620.00 | 41788000.00 | 27040880.00 | SRI BALAJI CONSTRUCTIONS
19.00 | Providing cement plaster for the internal faces (using Crushed Sand/M.Sand) of brickwork / concrete at all elevations in cement mortar 1:5, 12mm thick mixed with nano composite plaster additive Sylocon of M/s ANN world (Proportion @ 1 litre/50 kg of cement bag) Or manufacturers recommended proportions of TOP Plast IP of M/s Confix India Or M/s Fosroc , finished smooth including scaffolding, finishing, curing, forming grooves wherever necessary all complete as per drawings and specifications | 94200.00 | Sq. Meter | 10.00 | 484.00 | 45592800.00 | 410.00 | 38622000.00 | 519.00 | 48889800.00 | 430.00 | 40506000.00 | 318.60 | 30012120.00 | 395.00 | 37209000.00 | 30012120.00 | SRI BALAJI CONSTRUCTIONS
20.00 | Providing cement plaster for the ceiling (using Crushed Sand/M.Sand) with 6 mm thick in cement mortar 1:3 at all elevations including hacking and preparing the surface, scaffolding, finishing, curing etc all complete as per drawings and specifications | 32400.00 | Sq. Meter | 10.00 | 443.00 | 14353200.00 | 380.00 | 12312000.00 | 457.00 | 14806800.00 | 340.00 | 11016000.00 | 354.00 | 11469600.00 | 350.00 | 11340000.00 | 11016000.00 | M/s. RPP INFRA PROJECTS LIMITED
21.00 | Providing sand faced/plain water proof cement plaster 20mm thick (in two coats) in cement mortar 1:3 mixed with waterproofing compound FOSROC/ROFF/Dr.Fixit/ SIKA/BASF/Bostic make consumption as per manufacturers specifications including finishing with a floating coat of neat cement, scaffolding, curing as per drawings and specifications | 1020.00 | Sq. Meter | 10.00 | 707.00 | 721140.00 | 560.00 | 571200.00 | 698.00 | 711960.00 | 520.00 | 530400.00 | 590.00 | 601800.00 | 620.00 | 632400.00 | 530400.00 | M/s. RPP INFRA PROJECTS LIMITED
22.00 | Providing and Fixing 20mm thick Exterior grade designer tiles of approved colour and design over 20mm thick base cement mortar 1:4 laid and pointed with white cement slurry mixed with pigments to match with the shade of the tile including rubbing, curing, in Steps (both tread & riser), Walkway areas, Entrances etc., as per drawings and specifications (Note: Minimum price of Tile shall be of Rs.40/Sq.ft-excluding GST) | 3300.00 | Sq. Meter | 10.00 | 1726.00 | 5695800.00 | 770.00 | 2541000.00 | 1101.00 | 3633300.00 | 780.00 | 2574000.00 | 944.00 | 3115200.00 | 1080.00 | 3564000.00 | 2541000.00 | Abirami Engineering Construction and co
23.00 | Providing and laying M40 grade 80 mm thick interlocking precast concrete pavers blocks as per relevant IS of approved shape over a profiled layer to the required line, pattern etc., all as per drawings and specifications (Note:Minimum price of Paver block shall be of Rs.44/Sq.ft-excluding GST) | 8400.00 | Sq. Meter | 10.00 | 1173.00 | 9853200.00 | 670.00 | 5628000.00 | 922.00 | 7744800.00 | 539.00 | 4527600.00 | 1062.00 | 8920800.00 | 910.00 | 7644000.00 | 4527600.00 | M/s. RPP INFRA PROJECTS LIMITED
24.00 | Providing and Fixing in position vitrified (Soluble salt) floor/skirting tiles of JOHNSON/ SOMANY/ REGENCY/NITCO/BELL/ KAJARIA/AGL/CERA/ SIMPOLA/ HSIL/VERMORA/ BONZER7/PAVIT make of size not less than 600x600 mm, thickness not less than 8mm of approved colours as per the design including setting in cement mortar 1:4, 20 mm thick base layer and fixing with adequate cement slurry/paste, pointing the joints neatly with white cement with pigment to match with tiles, all as per drawings and specifications (Note:Minimum price of Tile shall be of Rs.60/Sq.ft-excluding GST) | 24000.00 | Sq. Meter | 10.00 | 1831.00 | 43944000.00 | 915.00 | 21960000.00 | 1379.00 | 33096000.00 | 790.00 | 18960000.00 | 1062.00 | 25488000.00 | 1290.00 | 30960000.00 | 18960000.00 | M/s. RPP INFRA PROJECTS LIMITED
25.00 | Ceramic tiles flooring
25.10 | Providing and Fixing in position ceramic unglazed floor tiles of size 600 x 600 mm as specified below (thickness to be specified by the manufacturer) of premium quality confirming to IS-15622 of JOHNSON/ SOMANY/ REGENCY/NITCO/BELL/ KAJARIA/AGL/ CERA/ SIMPOLA/HSIL/VERMORA/BONZER7/PAVIT make, in all colours and shades laid on 20mm thick Cement Mortar 1:4 (1 Cement : 4 Coarse Sand) and fixing with adequate cement slurry/paste including pointing the joint with white cement and matching colour pigment etc at all floors complete all as per drawings and specifications (Note:Minimum price of Tile shall be of Rs.60/Sq.ft-excluding GST) | 4200.00 | Sq. Meter | 10.00 | 1831.00 | 7690200.00 | 885.00 | 3717000.00 | 1379.00 | 5791800.00 | 810.00 | 3402000.00 | 1062.00 | 4460400.00 | 1290.00 | 5418000.00 | 3402000.00 | M/s. RPP INFRA PROJECTS LIMITED
25.20 | Providing and Fixing in position ceramic unglazed floor tiles of size 300 x 300 mm as specified below (thickness to be specified by the manufacturer) of premium quality confirming to IS-15622 of JOHNSON/ SOMANY/ REGENCY/NITCO/BELL/ KAJARIA/AGL/ CERA/ SIMPOLA /HSIL/VERMORA/BONZER7/PAVIT make, in all colours and shades laid on 20mm thick Cement Mortar 1:4 (1 Cement : 4 Coarse Sand) with 3mm spacer and fixing with adequate cement slurry/paste and fixing the tiles at all floors/levels etc complete all as per drawings and specifications (Note: 1. Joint filler item will be paid under relevant item. 2. Minimum price of Tile shall be of Rs.50/Sq.ft -excluding GST) | 1800.00 | Sq. Meter | 10.00 | 1656.00 | 2980800.00 | 826.00 | 1486800.00 | 1198.00 | 2156400.00 | 820.00 | 1476000.00 | 1062.00 | 1911600.00 | 1100.00 | 1980000.00 | 1476000.00 | M/s. RPP INFRA PROJECTS LIMITED
25.30 | Providing and applying joint filling in the joints of Ceramic tile (3mm spacer) by cleaning the loose particles and filling with Tile mate Epoxy resin based ceramic tile joint filler materials of SIKA/BASF/ROFF/FOSROC/ Dr.Fixit/ Bostic India make with colouring pigments to match the colour of the tiles including cost of materials, tools labours etc complete as per drawings and specifications | 1800.00 | Sq. Meter | 10.00 | 259.00 | 466200.00 | 325.00 | 585000.00 | 101.00 | 181800.00 | 291.00 | 523800.00 | 354.00 | 637200.00 | 350.00 | 630000.00 | 181800.00 | P AND C PROJECTS PRIVATE LIMITED
26.00 | Providing and Fixing in position ceramic glazed wall tiles of size 300 x 450 mm (thickness to be specified by the manufacturer) of premium quality confirming to IS-15622 of JOHNSON/ SOMANY/ REGENCY/ NITCO/BELL/ KAJARIA/AGL/CERA/SIMPOLA/HSIL/ VERMORA/ BONZER7 make laid on 20mm thick Cement Mortar 1:3(1 Cement : 3 Coarse Sand) and fixing with adequate cement slurry/paste in position on the wall including pointing the joint with white cement mixed with colour pigment of matching shade complete at all floors, all as per drawings and specifications. There is no seperate payment will be paid for Base mortor for fixing the tiles (Note:Minimum price of Tile shall be of Rs.60/Sq.ft -excluding GST) | 12312.00 | Sq. Meter | 10.00 | 1831.00 | 22543272.00 | 950.00 | 11696400.00 | 1349.00 | 16608888.00 | 869.00 | 10699128.00 | 1062.00 | 13075344.00 | 1370.00 | 16867440.00 | 10699128.00 | M/s. RPP INFRA PROJECTS LIMITED
27.00 | Providing and laying 20mm thick (+-2mm) polished Natural granite slab of approved colour Jet Black, for platform/flooring/wall cladding and other surfaces as directed with all exposed surfaces buffed,cutting required shapes, making half/full round nosing, making holes for fixing utilities as required, set over a base of cement mortar 1:4, 20 mm thick neatly pointed with white cement and colouring pigments to match the shade of the stone as per the requirement, curing, rubbing, polishing, making pocket holes for fixing kitchen sink/wash basin /gas hose etc complete as per drawings and specifications. The rate inclusive of cutting the Granite for required shapes as per drawings and as directed (Note:Minimum price of Granite shall be of Rs.100/Sq.ft -excluding GST) | 1104.00 | Sq. Meter | 10.00 | 4798.00 | 5296992.00 | 2850.00 | 3146400.00 | 2618.00 | 2890272.00 | 2400.00 | 2649600.00 | 2950.00 | 3256800.00 | 4400.00 | 4857600.00 | 2649600.00 | M/s. RPP INFRA PROJECTS LIMITED
28.00 | Providing and laying 20mm thick (+-2mm) polished Natural granite slab of approved colour Sadarhalli, for wall cladding and other surfaces as directed with all exposed surfaces buffed, making half/full round nosing, fixing the granite slab in position using tile fixing adhesive of M/s Myk Laticrete Or Dr.Fixit – Pidilite Industries Limited Or M/s Fosroc India Private Limited and neatly pointed with white cement and colouring pigments to match the shade of the stone as per the requirement, curing, rubbing, polishing, making holes for gas hose etc complete as per drawings and specifications. The rate inclusive of cutting the Granite for required shapes as per drawings and as directed (Note:Minimum price of Granite shall be of Rs.80/Sq.ft-excluding GST) | 1824.00 | Sq. Meter | 10.00 | 3732.00 | 6807168.00 | 2600.00 | 4742400.00 | 2141.00 | 3905184.00 | 2268.00 | 4136832.00 | 2714.00 | 4950336.00 | 3000.00 | 5472000.00 | 3905184.00 | P AND C PROJECTS PRIVATE LIMITED
29.00 | Providing and laying 20mm thick (+-2mm) Marble stone of "Green Marble" shade/design for platform/flooring/wall cladding/window sills/staircase riser & tread, landing etc., of required size with all exposed faces buffed, making half/full/ round nosing set over a base of cement mortar 1:4, 20mm thick, pointed with white cement slurry mixed with pigments to match the shade of the stone, including curing, rubbing, polishing etc. complete as per drawings and specifications. The rate inclusive of cutting the Marble for required shapes as per drawings and as directed (Note:Minimum price of Marble shall be of Rs.80/Sq.ft-excluding GST) | 5820.00 | Sq. Meter | 10.00 | 3013.00 | 17535660.00 | 2720.00 | 15830400.00 | 1740.00 | 10126800.00 | 2400.00 | 13968000.00 | 2478.00 | 14421960.00 | 3000.00 | 17460000.00 | 10126800.00 | P AND C PROJECTS PRIVATE LIMITED
30.00 | Providing and making RCC sunken slab water proofing by Flexible Cementitious Elastomeric Waterproofing system using Confix India/BASF/ROFF/FOSROC/ Dr.Fixit/ Bostic India make. This item may be got executed by specialised water proofing agency duly approved by NPCIL and 5 years joint guarantee for water proofing is required to be submitted. Following are the operations: Clean the surface thoroughly to remove dust, oil laitance present in the surface if any. Grind the surface in such a way to prepare the area for waterproofing treatment. After completing the grinding work, Coving with mortar of ratio as per manufactures recommendations including required Injection grouting (Top Inject), Treating all the honeycombs. Fixing fillets in all sharp corners using Polymer Modified Mortar cement and sand in the ratio of 1:4:2 Parts by weight. After drying, applying the waterproofing coating of 2 mm thickness using Two Component High Flexible Cementitious Elastomeric Waterproofing including all the materials, tools , labours, and as per drawings and specifications & as per manufactures recommendations and as directed by the Engineer-in-charge | 11400.00 | Sq. Meter | 10.00 | 838.00 | 9553200.00 | 885.00 | 10089000.00 | 676.00 | 7706400.00 | 858.00 | 9781200.00 | 1180.00 | 13452000.00 | 1000.00 | 11400000.00 | 7706400.00 | P AND C PROJECTS PRIVATE LIMITED
31.00 | Providing and making RCC roof mother slab water proof Hybrid Polyurethane Membrane System using Confix India/BASF/ROFF/ FOSROC/ Dr.Fixit/ Bostic India make. This item may be got executed by specialised water proofing agency duly approved by NPCIL and 5 years joint guarantee for water proofing is required to be submitted. Following are the operations: Cleaning the surface to ensure no dirt, dust and other loose particles. Grinding the surface. it will be treated. Fixing fillets in all sharp corners and coving using polymer modified mortar of ratio as per manufactures recommendations. Supply and application of fast drying high performance Moisture insensitive epoxy primer on the waterproofing area both horizontal and vertical surfaces. Providing & applying 100% Solids content, 2 component, solvent free, liquid hot applied elastomeric seamless hybrid polyurethane Membrane application by special automatic plural component high pressure spray machine with a total consumption of min 2.2 kg/m2 to form a total system DFT of min 2 mm thickness along with grouting with top inject grouting materials including all the materials, tools , labours, and drawings and specifications & as per manufactures recommendations and as directed by the Engineer-in-charge | 4200.00 | Sq. Meter | 10.00 | 1295.00 | 5439000.00 | 2000.00 | 8400000.00 | 2519.00 | 10579800.00 | 1975.00 | 8295000.00 | 1180.00 | 4956000.00 | 2280.00 | 9576000.00 | 4956000.00 | SRI BALAJI CONSTRUCTIONS
32.00 | Supply and laying one course of pressed cement tiles 20 mm thick of 250mmX250mm size as per IS:1237 of latest version, laid over the roof slab over a base of 20mm thick CM 1:4 and joints pointed neatly in cement mortar 1:3 mixed with water proofing admixture of approved make etc complete all as per drawings and specifications | 3600.00 | Sq. Meter | 10.00 | 1538.00 | 5536800.00 | 770.00 | 2772000.00 | 688.00 | 2476800.00 | 574.00 | 2066400.00 | 1180.00 | 4248000.00 | 910.00 | 3276000.00 | 2066400.00 | M/s. RPP INFRA PROJECTS LIMITED
33.00 | Providing, fabricating and erection of Structural steel members made out of M.S. angles, flats, plates, pipes, channels, tubes, rods etc conforming to relevant IS etc., including cost of welding, welding rods, drilling holes, bolts/nuts, anchor fastners wherever required and providing and applying two or more coats of approved quality synthetic enamel paint over a coat of zinc chromate yellow primer etc., as per drawings and specifications | 180.00 | MT | 10.00 | 111651.00 | 20097180.00 | 110000.00 | 19800000.00 | 140410.00 | 25273800.00 | 91300.00 | 16434000.00 | 141600.00 | 25488000.00 | 135000.00 | 24300000.00 | 16434000.00 | M/s. RPP INFRA PROJECTS LIMITED
34.00 | Supplying, manufacturing and Fixing frames and architraves for doors using first quality Malaysian Vengai wood of required sizes fixed in masonry/concrete with three numbers of MS holdfasts of size 40mm width x 5mm thick & 300 mm long on each side of the frame or providing fischer screws of required length for column portions wherever required all as directed, for the various sizes of structural openings including making necessary rebate/stopper for Fixing shutters as per drawings and specifications. | 30.00 | Cu. Meter | 10.00 | 165828.00 | 4974840.00 | 129800.00 | 3894000.00 | 127827.00 | 3834810.00 | 121500.00 | 3645000.00 | 236000.00 | 7080000.00 | 150000.00 | 4500000.00 | 3645000.00 | M/s. RPP INFRA PROJECTS LIMITED
35.00 | Supplying and Fixing of Moulded Skin panel doors of Solid core type conforming to IS: 15380, 35mm thick single leaf/double leaves manufactured from BORON based chemically treated and seasoned wood with minimum 3mm thick sheet of fiberboard HDF Skin including providing and Fixing of fixtures and fittings as per relevant IS such as 4 Nos of 125mm -SS Hinges, Aluminium "D" handles 150mm 2 Nos, 300mm long 16mm dia Aluminium Aldrop 1 No, 300mm long tower bolt 1 No, 150mm long tower bolt 1 No, Magnetic catcher/door stopper: 1 no,50mm bush 1 No etc all as per the drawings and specifications. | 444.00 | Sq. Meter | 10.00 | 5027.00 | 2231988.00 | 2700.00 | 1198800.00 | 4322.00 | 1918968.00 | 2460.00 | 1092240.00 | 3540.00 | 1571760.00 | 3800.00 | 1687200.00 | 1092240.00 | M/s. RPP INFRA PROJECTS LIMITED
36.00 | Supplying and Fixing of Flush Doors of Solid core type confirming to IS : 2202, 32mmTO 35mm thick single leaf chemically treated and seasoned WOOD, core is framed in treated and seasoned wooden battens and strengthened by a layer of cross-bands, face veneers encompass both sides of the core, bonded with phenol formaldehyde resin and permanent type preservatives, under the cross-bonding process and internally lipped with treated wood for various structural openings including providing and Fixing of fixtures and fittings as per relevant IS such as 4 Nos of 125 mm SS hinges, Aluminium D handles 150mm 2 Nos, 300mm long 16mm dia Aluminium Aldrop 1 No, 300mm long tower bolt 1 No, 150mm long tower bolt 1 No., Magnetic Catcher/Door stopper: 1 No, 50mm bush 1 No etc all as per the drawings and specifications. | 792.00 | Sq. Meter | 10.00 | 4265.00 | 3377880.00 | 2600.00 | 2059200.00 | 4410.00 | 3492720.00 | 2592.00 | 2052864.00 | 3540.00 | 2803680.00 | 3500.00 | 2772000.00 | 2052864.00 | M/s. RPP INFRA PROJECTS LIMITED
37.00 | Supplying and fixing in position single leaf Factory made flush door shutter (Doors inside flats), frame of size 100mm size facing sheet & locking framing 75mm x 50mm and shutters of 25mm thick (Coloured frame and shutter) using PVC integral foam sheet . The PVC Integral Foam shall be factory manufactured solid section of light weight sheet with fine & homogeneous closed cell structure with smooth, glossy, hard surface finish on both sides. The sheet shall have density of 500 - 600 Kg/Cum, water absorption less than 1% and tensile strength greater than 11 MPa. PVC integral form sheet shall be of M/s. Jain Irrigation Systems Ltd. (Ex-cel sheet) or M/s Kemron Wood plast Pvt Ltd Or M/s ASIS India Pvt Ltd Integral PVC Form makes of approved colour for flush door shutter including providing recessions for hinges, fixing with following fittings over the PVC solid door frame using required fasteners,cutting the sheets for required dimentions, jointing the same, finishing all edges with mixture of PVC powder & solvent for smooth finish including providing and fixing 20mm wide SS flat on door for design etc., all complete as per specification and as directed by the Engineer-In-Charge. a) 3 Nos. of 75 mm long stainless steel butt hinges with suitable stainless steel screws. b) Two numbers of 125mm long SS Handle with suitable CP screws. c) Two numbers of 100mm long SS tower bolt,150mm long SS Altrop, Magnetic Catcher with suitable CP screws. (Note:Minimum price of Flush door shutter & frame of above item shall be of Rs.7700/Sq.M-excluding GST) The door shutter shall be fixed with the following hardware fittings: - | 1620.00 | Sq. Meter | 10.00 | 12490.00 | 20233800.00 | 13000.00 | 21060000.00 | 6765.00 | 10959300.00 | 12000.00 | 19440000.00 | 9440.00 | 15292800.00 | 10950.00 | 17739000.00 | 10959300.00 | P AND C PROJECTS PRIVATE LIMITED
38.00 | Providing and Fixing wire mesh door shutters made of Malaysian Vengai wooden panels of 35 mm thick with stiles and top rails of 100 mm wide, 175 mm bottom and middle rails including providing stainless steel mesh of wire 0.56mm dia with average aperture width of 1.16 mm fixed with Malaysian Vengai wood beading 12 x15 mm including providing and Fixing fixtures and fittings as per relevant IS such as 4 Nos of 125mm -SS Hinges, 300mm long Aluminium tower bolt 1No, Aluminium tower bolt 150mm 1 No, Aluminium "D" Handles 150mm 2Nos and 300mm long 16mm dia Aluminium Aldrop 1 No., Magnetic catcher/door stopper 1 no etc, all as per the drawings and specifications. | 1440.00 | Sq. Meter | 10.00 | 5331.00 | 7676640.00 | 4700.00 | 6768000.00 | 5860.00 | 8438400.00 | 4050.00 | 5832000.00 | 3540.00 | 5097600.00 | 4000.00 | 5760000.00 | 5097600.00 | SRI BALAJI CONSTRUCTIONS
39.00 | Providing and Fixing approved quality sleek-o-matic, pulky hydraulic door closer of mild steel trends including cost of labour, tools, tackles, screws, etc., complete as per specifications
39.10 | Supply | 720.00 | No. | 10.00 | 685.00 | 493200.00 | 175.00 | 126000.00 | 1043.00 | 750960.00 | 166.00 | 119520.00 | 826.00 | 594720.00 | 300.00 | 216000.00 | 119520.00 | M/s. RPP INFRA PROJECTS LIMITED
39.20 | Fixing | 720.00 | No. | 10.00 | 152.00 | 109440.00 | 40.00 | 28800.00 | 82.00 | 59040.00 | 57.00 | 41040.00 | 236.00 | 169920.00 | 150.00 | 108000.00 | 28800.00 | Abirami Engineering Construction and co
40.00 | Providing and Fixing factory made UPVC white colour casement/sliding window using extruded profiles. Profiles of frames and sash will be mitered cut and fusion welded at all corners, including drilling of holes for Fixing hardware and drainage of water etc., making arrangement for Fixing of hardware, EPDM gasket, 1.2 ± 0.2 mm thick galvanised steel profile to be inserted in required profile, frame will be fixed to the wall with 8 mm x 100 mm long fasteners and other fixturs etc all complete as per drawings and manufacturers specifications and following are the requisite specifications: Profile Colour: Half white Or Grey white, Window section 60mm series, Wall thickness of outer frame profile 2.2mm, Weight for the casement outer frame 1kg/mtr, dimension of the casement outer frame profle is 2.2mm, Weight of sliding outer frame profile is 1.146 kg/mtr, Dimensions of the sliding outer frame profile is 60x60mm, Touch lock in zinc alloy powder coated for sliding windows, Nylor rollers, Brush seal 6x6mm and premium quality PVC gasket seals to be used including application of Silicone sealent for the joints of wall to window joints to avoid rain water entry.
40.10 | UPVC Sliding window glazed with 5mm thick frosted/pinned glass shutter and Aluminium mosquito mesh shutter (Note:Minimum price of UPVC of above item shall be of Rs.3400/Sq.M-excluding GST) | 5100.00 | Sq. Meter | 10.00 | 7854.00 | 40055400.00 | 4250.00 | 21675000.00 | 5645.00 | 28789500.00 | 4740.00 | 24174000.00 | 5900.00 | 30090000.00 | 6500.00 | 33150000.00 | 21675000.00 | Abirami Engineering Construction and co
40.20 | UPVC Louvered window with 5mm thick frosted/pinned glass and Aluminium mosquito mesh shutter (Note:Minimum price of UPVC of above item shall be of Rs.3000/Sq.M-excluding GST) | 480.00 | Sq. Meter | 100.00 | 8587.00 | 4121760.00 | 4250.00 | 2040000.00 | 3295.00 | 1581600.00 | 4056.00 | 1946880.00 | 5900.00 | 2832000.00 | 6500.00 | 3120000.00 | 1581600.00 | P AND C PROJECTS PRIVATE LIMITED
40.30 | UPVC Sliding window glazed with 6mm thick Polycorbonate sheet (Note:Minimum price of UPVC of above item shall be of Rs.4000/Sq.M-excluding GST) | 600.00 | Sq. Meter | 10.00 | 8639.00 | 5183400.00 | 5300.00 | 3180000.00 | 4393.00 | 2635800.00 | 5530.00 | 3318000.00 | 6490.00 | 3894000.00 | 7500.00 | 4500000.00 | 2635800.00 | P AND C PROJECTS PRIVATE LIMITED
41.00 | Supplying and fixing in position single leaf Factory made Ward robes framing and shutters using PVC integral foam sheet (Frame of size 100mmx18mm and shutters of 18mm thick - Off white coloured framing and coloured shutters other than white) . The PVC Integral Foam shall be factory manufactured solid section of light weight sheet with fine & homogeneous closed cell structure with smooth, glossy, hard surface finish on both sides. The sheet shall have density of 500 - 600 Kg/Cum, water absorption less than 1% and tensile strength greater than 11 MPa. PVC integral form sheet shall be of M/s. Jain Irrigation Systems Ltd. (Ex-cel sheet) or M/s Kemron Wood plast Pvt Ltd Or M/s ASIS India Pvt Ltd Integral PVC Form makes of approved colour for wardrobes including providing recessions for hinges, fixing with following fittings over the wardrobes using required fasteners/screws,cutting the sheets for required dimentions, jointing the same, finishing all edges with mixture of PVC powder & solvent for smooth finish,including providing and fixing 20mm wide SS flat on shutter for design etc., all complete as per specification and as directed by the Engineer-In-Charge. Per ward robe (frame and shutter) shall be fixed with the following hardware fittings: - a) 8 Nos. of 75 mm long stainless steel butt hinges with suitable stainless steel screws. b) Two numbers of 125mm long SS Handle with suitable CP screws. c) Two numbers of 100mm long SS tower bolt with suitable CP screws. d) Two numbers of Magnetic Catcher e) One Number of SS Aldrop-12mm dia. (Note:Minimum price of Ward robe framing and shutters of above item shall be of Rs.5300/Sq.M-excluding GST) | 1860.00 | Sq. Meter | 10.00 | 9139.00 | 16998540.00 | 8850.00 | 16461000.00 | 5820.00 | 10825200.00 | 7200.00 | 13392000.00 | 7080.00 | 13168800.00 | 8400.00 | 15624000.00 | 10825200.00 | P AND C PROJECTS PRIVATE LIMITED
42.00 | Supplying and fixing in position single leaf Factory made covered Kitchen Over head cabinet (Modular Kitchen) using PVC integral foam sheet. The length of the cabinet shall be as per the design and breadth shall be of 300mm and height shall be of 600mm. The cabinet will be divided into two compartments by providing PVC Sheets at mid of 300mm height from top. The Top sheet, side, bottom and mid sheets including cabinet shutters shall be of using 18mm thick PVC intergral form sheet (All surfaces-other than shutters in Offwhite colour and shutters in Colour other than white) . The cabinet will be fixed in position on the wall surface using 18mm thick PVC backing sheets with required anchorage arrangements. The PVC Integral Foam shall be factory manufactured solid section of light weight sheet with fine & homogeneous closed cell structure with smooth, glossy, hard surface finish on both sides. The sheet shall have density of 500 - 600 Kg/Cum, water absorption less than 1% and tensile strength greater than 11 MPa. PVC integral form sheet shall be of M/s. Jain Irrigation Systems Ltd. (Ex-cel sheet) or M/s Kemron Wood plast Pvt Ltd Or M/s ASIS India Pvt Ltd Integral PVC Form makes of approved colour for cabinet including providing recessions for hinges, fixing with following fittings over the kitchen cabinet using required fasteners/screws,cutting the sheets for required dimentions, jointing the same, finishing all edges with mixture of PVC powder & solvent for smooth finish or other means,including providing and fixing 20mm wide SS flat on door for design etc., all complete as per specification and as directed by the Engineer-In-Charge. The each double leaf cabinet shutter shall be fixed with the following hardware fittings: - a) 4 Nos. of 75 mm long stainless steel butt hinges with suitable stainless steel screws. b) Two numbers of 125mm long SS Handle with suitable CP screws. c) Two numbers of 100mm long SS tower bolt with suitable CP screws. d) Two numbers of Magnetic Catcher e) One Number of 150mm SS Aldrop-12mm dia. (Note:Minimum price of Kitchen over head cabinet framing and shutters of above item shall be of Rs.10600/Sq.M-excluding GST) | 360.00 | Sq. Meter | 10.00 | 19070.00 | 6865200.00 | 16000.00 | 5760000.00 | 7138.00 | 2569680.00 | 14220.00 | 5119200.00 | 8260.00 | 2973600.00 | 15000.00 | 5400000.00 | 2569680.00 | P AND C PROJECTS PRIVATE LIMITED
43.00 | Supplying and fixing in position single leaf Factory made flush door shutter (for Toilets), frame of size 75mm x 36mm and shutters of 18mm thick (Off white colour frame and shutter) using PVC integral foam sheet (for Toilet doors) . The PVC Integral Foam shall be factory manufactured solid section of light weight sheet with fine & homogeneous closed cell structure with smooth, glossy, hard surface finish on both sides. The sheet shall have density of 500 - 600 Kg/Cum, water absorption less than 1% and tensile strength greater than 11 MPa. PVC integral form sheet shall be of M/s. Jain Irrigation Systems Ltd. (Ex-cel sheet) Or or M/s Kemron Wood plast Pvt Ltd Or M/s ASIS India Pvt Ltd Integral PVC Form makes of approved colour for flush door shutter including providing recessions for hinges, fixing with following fittings over the PVC solid door frame using required fasteners,cutting the sheets for required dimentions, jointing the same, finishing all edges with mixture of PVC powder & solvent for smooth finish, including providing and fixing 20mm wide SS flat on door for design etc., all complete as per specification and as directed by the Engineer-In-Charge. The door shutter shall be fixed with the following hardware fittings: - a) 3 Nos. of 75 mm long stainless steel butt hinges with suitable stainless steel screws. b) Two numbers of 125mm long SS Handle with suitable CP screws. c) Two numbers of 100mm long SS tower bolt with suitable CP screws. (Note:Minimum price of Flush door (toilet doors) framing and shutters of above item shall be of Rs.5300/Sq.M-excluding GST) | 1140.00 | Sq. Meter | 10.00 | 9444.00 | 10766160.00 | 8000.00 | 9120000.00 | 4667.00 | 5320380.00 | 7200.00 | 8208000.00 | 6490.00 | 7398600.00 | 7500.00 | 8550000.00 | 5320380.00 | P AND C PROJECTS PRIVATE LIMITED
44.00 | Internal painting works
44.10 | Supply of Acrylic Emulsion paint primer suitable for Asian paints (Premium Emulsion)/Lewis Berger (Rangoli) /ICI Dulux (Super smooth) make as per manufacturers recommendations. | 8400.00 | Litres | 10.00 | 77.00 | 646800.00 | 175.00 | 1470000.00 | 297.00 | 2494800.00 | 162.00 | 1360800.00 | 118.00 | 991200.00 | 100.00 | 840000.00 | 646800.00 | Vishal Builders
44.20 | Supply of Anti-efflorescene/water proof putty in Asian paints /Lewis Berger /ICI Dulux make as per manufacturers recommendations | 108000.00 | kg | 10.00 | 34.00 | 3672000.00 | 50.00 | 5400000.00 | 29.00 | 3132000.00 | 49.00 | 5292000.00 | 29.50 | 3186000.00 | 25.00 | 2700000.00 | 2700000.00 | Som Projects Pvt. Ltd.
44.30 | Supply of Acrylic Emulsion paint of approved colour and shade made of Asian paints (Premium Emulsion)/Lewis Berger (Rangoli) /ICI Dulux (Super smooth) make as per manufacturers recommendations. (Colour and shade of paint will be decided/approved by NPCIL) | 18000.00 | Litres | 100.00 | 232.00 | 4176000.00 | 190.00 | 3420000.00 | 297.00 | 5346000.00 | 170.00 | 3060000.00 | 236.00 | 4248000.00 | 250.00 | 4500000.00 | 3060000.00 | M/s. RPP INFRA PROJECTS LIMITED
44.40 | Application of Acrylic Emulsion paint primer one coat inlcuding application of wall putty in minimum 1.5mm thickness by sand papering, cleaning the surface from dirt etc. Final application of finishing wall painting with two or more coats with Acrylic Emulsion paint with required manpower, tools, brush, etc to complete the job. to get good finish at all elevations etc all as per as per drawings and specifications (Primer, putty and Acrylic Emulsion paint will be paid under relevant item). This item is for application of paint in Internal wall surfaces except Ceiling painting. | 94200.00 | Sq. Meter | 10.00 | 159.00 | 14977800.00 | 135.00 | 12717000.00 | 121.00 | 11398200.00 | 119.00 | 11209800.00 | 177.00 | 16673400.00 | 150.00 | 14130000.00 | 11209800.00 | M/s. RPP INFRA PROJECTS LIMITED
44.50 | Application of Acrylic Emulsion paint primer one coat inlcuding sand papering, cleaning the surface from dirt, filling pin holes with required coats of putty etc. Final application of finishing ceiling painting with two or more coats with Acrylic Emulsion paint with required manpower, tools, brush, etc to complete the job. to get good finish at all elevations etc all as per as per drawings and specifications (Primer, putty and Acrylic Emulsion paint will be paid under relevant item). This item is for application of paint in Ceiling wall surfaces | 32400.00 | Sq. Meter | 10.00 | 115.00 | 3726000.00 | 90.00 | 2916000.00 | 132.00 | 4276800.00 | 62.00 | 2008800.00 | 141.60 | 4587840.00 | 150.00 | 4860000.00 | 2008800.00 | M/s. RPP INFRA PROJECTS LIMITED
45.00 | External painting
45.10 | Supply of "Anti-efflorescene/Alcali block" primer suitable for exterior Emulsion paint of Asian paints (Apex Ultima Protect)/Lewis Berger(Weather coat all guard)/ICI Dulux (Weather sheild Max) make as per manufacturers recommendations | 4500.00 | Litres | 10.00 | 160.00 | 720000.00 | 200.00 | 900000.00 | 286.00 | 1287000.00 | 162.00 | 729000.00 | 141.60 | 637200.00 | 150.00 | 675000.00 | 637200.00 | SRI BALAJI CONSTRUCTIONS
45.20 | Supply of Exterior Emulsion paint of Asian paints (Apex Ultima Protect)/Lewis Berger(Weather coat all guard)/ICI Dulux (Weather sheild Max) make as per manufacturers recommendations (Colour and shade of paint will be decided/approved by NPCIL) | 12000.00 | Litres | 10.00 | 432.00 | 5184000.00 | 310.00 | 3720000.00 | 549.00 | 6588000.00 | 287.00 | 3444000.00 | 295.00 | 3540000.00 | 320.00 | 3840000.00 | 3444000.00 | M/s. RPP INFRA PROJECTS LIMITED
45.30 | Application of Exterior Emulsion Paint primer one coat inlcuding sand papering, cleaning the surface from dirt, etc. Final application of finishing painting with two or more coats with Exterior Emulsion paint with required manpower, tools, brush, scaffolding etc to complete the job to get good finish at all elevations etc all as per as per drawings and specifications (Primer and Exterior Emulsion paint will be paid under relevant item) | 66000.00 | Sq. Meter | 10.00 | 98.00 | 6468000.00 | 130.00 | 8580000.00 | 77.00 | 5082000.00 | 119.00 | 7854000.00 | 177.00 | 11682000.00 | 150.00 | 9900000.00 | 5082000.00 | P AND C PROJECTS PRIVATE LIMITED
46.00 | Enamel Painting
46.10 | Supply of First Quality synthetic enamel paint primer for wooden surface application of Asian paints/ Lewis Berger/ ICI Dulux make as per technical specifications | 720.00 | Litres | 10.00 | 381.00 | 274320.00 | 210.00 | 151200.00 | 231.00 | 166320.00 | 164.00 | 118080.00 | 236.00 | 169920.00 | 200.00 | 144000.00 | 118080.00 | M/s. RPP INFRA PROJECTS LIMITED
46.20 | Supply of First Quality synthetic enamel paint approved colour of Asian paints/ Lewis Berger/ ICI Dulux make as per technical specifications. (Colour and shade of paint will be decided/approved by NPCIL) | 1200.00 | Litres | 10.00 | 244.00 | 292800.00 | 220.00 | 264000.00 | 351.00 | 421200.00 | 194.00 | 232800.00 | 354.00 | 424800.00 | 300.00 | 360000.00 | 232800.00 | M/s. RPP INFRA PROJECTS LIMITED
46.30 | Application of two coats of First Quality synthetic enamel paint over a coat of primer on new wood work, suitably prepared for receiving the paint by surface scraping, rubbing applying filler etc., including cost of filler primer, paint etc all complete as per drawings and specifications (Primer & First Quality synthetic enamel paint will be paid under relevant item) | 6000.00 | Sq. Meter | 10.00 | 91.00 | 546000.00 | 90.00 | 540000.00 | 99.00 | 594000.00 | 83.00 | 498000.00 | 141.60 | 849600.00 | 90.00 | 540000.00 | 498000.00 | M/s. RPP INFRA PROJECTS LIMITED
47.00 | Providing and application of Bitumen Painting (Black anti-corrosive bitumastic paint) of grade 80/100) using approved quality in two coats over RCC footings, stub columns and beams etc as per drawings and specifications | 13218.00 | Sq. Meter | 10.00 | 533.00 | 7045194.00 | 70.00 | 925260.00 | 220.00 | 2907960.00 | 61.00 | 806298.00 | 118.00 | 1559724.00 | 120.00 | 1586160.00 | 806298.00 | M/s. RPP INFRA PROJECTS LIMITED
48.00 | Providing and application of Water proofing system using approved quality 5mm thick Bitumen Tar felt sheets to avoid ground water ingress to foundation surfaces. The bitumen tar felt sheets has to be fixed on foundation using application primer or tar/bitumen gum to the foundation surfaces. The surfaces to be cleaned and kept in dry dry condition before application. Necessary dewatering arrangements to be done if water persists. The cost inclusive of materials, labour, tools and dewatering charges etc complete as per drawings and specifications | 4320.00 | Sq. Meter | 10.00 | 1295.00 | 5594400.00 | 290.00 | 1252800.00 | 1027.00 | 4436640.00 | 287.00 | 1239840.00 | 354.00 | 1529280.00 | 480.00 | 2073600.00 | 1239840.00 | M/s. RPP INFRA PROJECTS LIMITED
49.00 | Providing and Fixing Two way dead locks (7 levers) of Godrej/Doorset/Yale/Ozone/Milano/Atom/Spider/IPSA makes with keys as per specification
49.10 | Supply | 240.00 | No. | 10.00 | 914.00 | 219360.00 | 890.00 | 213600.00 | 736.00 | 176640.00 | 810.00 | 194400.00 | 1770.00 | 424800.00 | 1520.00 | 364800.00 | 176640.00 | P AND C PROJECTS PRIVATE LIMITED
49.20 | Fixing | 240.00 | No. | 10.00 | 152.00 | 36480.00 | 170.00 | 40800.00 | 82.00 | 19680.00 | 246.00 | 59040.00 | 236.00 | 56640.00 | 610.00 | 146400.00 | 19680.00 | P AND C PROJECTS PRIVATE LIMITED
50.00 | Providing and Fixing "Judas eye" in front door including making hole filling and making good the surface etc. complete as per specifications
50.10 | Supply | 240.00 | No. | 10.00 | 274.00 | 65760.00 | 70.00 | 16800.00 | 384.00 | 92160.00 | 83.00 | 19920.00 | 118.00 | 28320.00 | 305.00 | 73200.00 | 16800.00 | Abirami Engineering Construction and co
50.20 | Fixing | 240.00 | No. | 10.00 | 61.00 | 14640.00 | 50.00 | 12000.00 | 82.00 | 19680.00 | 82.00 | 19680.00 | 118.00 | 28320.00 | 305.00 | 73200.00 | 12000.00 | Abirami Engineering Construction and co
51.00 | Providing and Fixing in position over doors and windows approved make MS powder coated curtain rods of 25mm dia of approved colour including providing necessary decorative end fittings and wherever necessary intermediated support to be provided if width is more including providing required nos. of curtain hanging PVC hooks, necessary screws rawl plugs etc complete as per drawings and specifications
51.10 | Supply | 5520.00 | Meter | 10.00 | 228.00 | 1258560.00 | 90.00 | 496800.00 | 307.00 | 1694640.00 | 81.00 | 447120.00 | 708.00 | 3908160.00 | 275.00 | 1518000.00 | 447120.00 | M/s. RPP INFRA PROJECTS LIMITED
51.20 | Fixing | 5520.00 | Meter | 10.00 | 152.00 | 839040.00 | 45.00 | 248400.00 | 55.00 | 303600.00 | 49.00 | 270480.00 | 177.00 | 977040.00 | 115.00 | 634800.00 | 248400.00 | Abirami Engineering Construction and co
52.00 | Supplying and fixing 20mm dia anodised aluminum hangers for wardrobe including supplying and fixing of rawl plugs and screws with die-cast anodised aluminum brackets, end fittings etc complete as per drawings and specifications.
52.10 | Supply | 576.00 | Meter | 100.00 | 533.00 | 307008.00 | 90.00 | 51840.00 | 604.00 | 347904.00 | 62.00 | 35712.00 | 236.00 | 135936.00 | 230.00 | 132480.00 | 35712.00 | M/s. RPP INFRA PROJECTS LIMITED
52.20 | Fixing | 576.00 | Meter | 10.00 | 152.00 | 87552.00 | 45.00 | 25920.00 | 82.00 | 47232.00 | 62.00 | 35712.00 | 118.00 | 67968.00 | 115.00 | 66240.00 | 25920.00 | Abirami Engineering Construction and co
53.00 | Providing and Fixing in position 24 guage G.I. Chicken mesh of 150 mm wide in between the junction of column/beams with masonry by placing the mesh with nailing/cement pasting etc before at all elevations etc complete as per drawings and specifications | 118716.00 | Meter | 10.00 | 11.00 | 1305876.00 | 35.00 | 4155060.00 | 9.00 | 1068444.00 | 28.00 | 3324048.00 | 23.60 | 2801697.60 | 40.00 | 4748640.00 | 1068444.00 | P AND C PROJECTS PRIVATE LIMITED
54.00 | Providing and Fixing cloth drying lines in balcony consisting of 1000 x 50 x 40 mm thick hardwood battens fixed with 5 Nos. of MS Chromium plated hooks on both battens on either side of the wall with 5 rows of 6mm dia nylon rope for the full length of drying area and tied with MS hook etc,. including Fixing the batten securely with necessary screws, rawl pugs and painting the wooden battens with two coats of synthetic enamel paint of approved make and shade over a coat of primer. | 480.00 | No. | 10.00 | 1858.00 | 891840.00 | 420.00 | 201600.00 | 2152.00 | 1032960.00 | 492.00 | 236160.00 | 2360.00 | 1132800.00 | 1065.00 | 511200.00 | 201600.00 | Abirami Engineering Construction and co
55.00 | Providing fabricating and Fixing MS letter boxes size 375 mm X 230 mm X 75mm each made out of 12 gauge MS sheet including providing and applying two coats of synthetic enamel paint over a coat of primer as per drawing and writing the respective quarter number on the box as per drawings and specifications : 5 boxes combined | 48.00 | No. | 100.00 | 8378.00 | 402144.00 | 2600.00 | 124800.00 | 427.00 | 20496.00 | 2835.00 | 136080.00 | 7080.00 | 339840.00 | 2740.00 | 131520.00 | 20496.00 | P AND C PROJECTS PRIVATE LIMITED
56.00 | Water tank Inner water proofing works using Polyurea system productive coating of 1500 micron. This item may be got executed by specialised water proofing agency duly approved by NPCIL and 5 years joint guarantee for water proofing is required to be submitted Following are the working procedure: The inner surface of water tank found any cracks and pin holes are to be filled with epoxy putty. The prepared surface shall be applied with Polyurethane primer and top coat shall be applied with Polyurea of Polyroof PW Confix India make Or Fosroc Or Piditite Or Huntsman makes, for internal coating of portable water by spray system, the material shall be 100% solid of two component and rapid curing pure Polyurea system as a water proofing and productive coating of 1500 micron to be applied as per manufactures specification. The top coat shall be seamless coating which shall ensure very long life cycles and high durability. The product shall be fast setting and based on elastomeric water proof coating for clean water. The top coat of Polyurea shall confirm the following technical parameters. Solid-100 %, Tensile strength - 26.2 mpa,Tear Resistance-73.6 N/mm,Shore A hardness-90, Shore D hardness – 43,Elongation %-420 %, Solid Content-100%,Abrasion Resistance-45 mg/1000 cycles,Crack Bridging Capacity – Pass The rate shall be inclusive of deployment of man power such as specialized applicator / operator including necessary tools, tackles, machineries, scaffolding, consumables etc., to complete the entire work as per the requirement of Engineer-in-charge. | 775.00 | Sq. Meter | 100.00 | 2209.00 | 1711975.00 | 1650.00 | 1278750.00 | 3596.00 | 2786900.00 | 2050.00 | 1588750.00 | 1180.00 | 914500.00 | 2430.00 | 1883250.00 | 914500.00 | SRI BALAJI CONSTRUCTIONS
57.00 | Providing and Fixing Terracotta jally of 75mm thick of approved size and pattern including chasing the masonry/concrete if required and Fixing with CM 1:3 true to line and plumb & making good the surfaces, curing etc. at all elevations, complete all as per drawings and specifications | 1740.00 | Sq. Meter | 10.00 | 1676.00 | 2916240.00 | 700.00 | 1218000.00 | 1238.00 | 2154120.00 | 664.00 | 1155360.00 | 1770.00 | 3079800.00 | 1370.00 | 2383800.00 | 1155360.00 | M/s. RPP INFRA PROJECTS LIMITED
58.00 | Providing, casting, finishing, curing, hoisting and placing in position 100mm thick precast slabs (for inspection chambers) in cement concrete 1:2:4 using 20mm down size stone aggregate excluding cost of reinforcement but including formwork all complete as per drawings and specifications (The rate shall be exclusive of reinforcement) | 320.00 | Sq. Meter | 10.00 | 934.00 | 298880.00 | 910.00 | 291200.00 | 1407.00 | 450240.00 | 810.00 | 259200.00 | 1770.00 | 566400.00 | 1215.00 | 388800.00 | 259200.00 | M/s. RPP INFRA PROJECTS LIMITED
59.00 | Supply and fixing of Retro reflective sign board madeout of wide angle cube corner micro prismatic retro refective sheeting conforming to IRC 67-2010 & Type 11 standards of ASTM D 4956-09 fixed over 2mm thick aluminium sheet along with Aluminoum pole of required size as directed. The item includes cost of all materials, loading, unloading, lead, lift transportation, fixing arrangements etc complete. 10 years warrenty as per clause 6.90 of IRC 67-2012 for Type XI Retro reflective sheeting from the manufacturer and a certified copy of test reports from an indipendent test laboratory confirming to clause 6.70 of IRC 67-2012 including 3 years outdoor weather exposure report for the retro reflective sheeting offered shall be submitted by the contractor. Item includes providing and Fixing Powder coated (50 micron black or bronze) Aluminium Poles as per requirement for sign boards with extruded built up standard tubular and other sections of approved make conforming to IS:733 and IS:1285 powder coated to the required shade, fixed with rawl plugs and screws etc complete as per drawings and Specifications | 40.00 | Sq. Meter | 10.00 | 12947.00 | 517880.00 | 5300.00 | 212000.00 | 1654.00 | 66160.00 | 5166.00 | 206640.00 | 10620.00 | 424800.00 | 6840.00 | 273600.00 | 66160.00 | P AND C PROJECTS PRIVATE LIMITED
60.00 | Providing and Fixing in position approved vitreous chinaware orissa pattern Water Closet 580 mm x 440 mm "Hindware/Cera/Nycer/Parryware" make with "S" or "P" trap with all jointing materials including excavation, making hole in masonry, reconstructing the same, encasing the pan and trap with brick jelly concrete 1:2:4 and finishing the same etc., complete as per drawings and specifications
60.10 | Supply | 240.00 | No. | 100.00 | 2742.00 | 658080.00 | 1750.00 | 420000.00 | 1321.00 | 317040.00 | 1640.00 | 393600.00 | 7080.00 | 1699200.00 | 3040.00 | 729600.00 | 317040.00 | P AND C PROJECTS PRIVATE LIMITED
60.20 | Fixing | 240.00 | No. | 100.00 | 762.00 | 182880.00 | 440.00 | 105600.00 | 2101.00 | 504240.00 | 648.00 | 155520.00 | 1180.00 | 283200.00 | 3800.00 | 912000.00 | 105600.00 | Abirami Engineering Construction and co
61.00 | Providing and Fixing in position approved European type water closet of "Hindware/Cera/Nycer/Parryware" make comprising of a) Wash down EWC in white glazed vitreous chinaware with integral "P" of "S" trap with or without vent and jointing the trap with soil pipe in CM 1:1 b) Hindware/Cera/ Nycer/Parryware make PVC 10 liters capacity low level flushing cistern with all syphonic fittings. c) White solid plastic seat cover with CP pillar hinges and rubber buffers etc complete as per drawings and specifications
61.10 | Supply | 240.00 | No. | 100.00 | 4311.00 | 1034640.00 | 8800.00 | 2112000.00 | 7267.00 | 1744080.00 | 6560.00 | 1574400.00 | 5900.00 | 1416000.00 | 6080.00 | 1459200.00 | 1034640.00 | Vishal Builders
61.20 | Fixing | 240.00 | No. | 100.00 | 1066.00 | 255840.00 | 600.00 | 144000.00 | 2101.00 | 504240.00 | 891.00 | 213840.00 | 1180.00 | 283200.00 | 3800.00 | 912000.00 | 144000.00 | Abirami Engineering Construction and co
62.00 | Providing and fixing PVC flushing cistern of 10 litres capacity "Hindware/Cera/ Nycer/Parryware" make with all syphonic fittings, including assembling the cistern components and flush pipe, testing etc., Complete all as per specifications etc complete as per drawings and specifications.
62.10 | Supply | 240.00 | No. | 100.00 | 1340.00 | 321600.00 | 1300.00 | 312000.00 | 727.00 | 174480.00 | 1148.00 | 275520.00 | 1180.00 | 283200.00 | 1520.00 | 364800.00 | 174480.00 | P AND C PROJECTS PRIVATE LIMITED
62.20 | Fixing | 240.00 | No. | 100.00 | 228.00 | 54720.00 | 220.00 | 52800.00 | 280.00 | 67200.00 | 324.00 | 77760.00 | 590.00 | 141600.00 | 760.00 | 182400.00 | 52800.00 | Abirami Engineering Construction and co
63.00 | Providing and Fixing in position porcelain oval shape white colour counter sunk wash basin of size 560x470x190mm (minimum) of Hindware/Cera/ Nycer/Parryware make on Granite counter as per drawings and specifications (Item of marble/granite will be paid under relevant item).
63.10 | Supply | 240.00 | No. | 100.00 | 4265.00 | 1023600.00 | 2600.00 | 624000.00 | 2788.00 | 669120.00 | 2000.00 | 480000.00 | 2360.00 | 566400.00 | 4560.00 | 1094400.00 | 480000.00 | M/s. RPP INFRA PROJECTS LIMITED
63.20 | Fixing | 240.00 | No. | 100.00 | 609.00 | 146160.00 | 150.00 | 36000.00 | 700.00 | 168000.00 | 237.00 | 56880.00 | 590.00 | 141600.00 | 3040.00 | 729600.00 | 36000.00 | Abirami Engineering Construction and co
64.00 | Providing and Fixing in position best quality vitreous chinaware hand wash basin of 550x400mm size white colour of Hindware/Cera/Nycer/Parryware/Prayag/Johnson/Somany make and Fixing with Rug bolt of approved size and make as per drawings and specifications
64.10 | Supply | 240.00 | No. | 100.00 | 3656.00 | 877440.00 | 2600.00 | 624000.00 | 3402.00 | 816480.00 | 2460.00 | 590400.00 | 2714.00 | 651360.00 | 3800.00 | 912000.00 | 590400.00 | M/s. RPP INFRA PROJECTS LIMITED
64.20 | Fixing | 240.00 | No. | 100.00 | 609.00 | 146160.00 | 250.00 | 60000.00 | 700.00 | 168000.00 | 240.00 | 57600.00 | 590.00 | 141600.00 | 3040.00 | 729600.00 | 57600.00 | M/s. RPP INFRA PROJECTS LIMITED
65.00 | Providing and Fixing vitreous CP Brass Soap dish of Cera/Adson/Parryware/Ess Ess make as per drawings and specifications
65.10 | Supply | 480.00 | No. | 100.00 | 1036.00 | 497280.00 | 850.00 | 408000.00 | 502.00 | 240960.00 | 820.00 | 393600.00 | 826.00 | 396480.00 | 1370.00 | 657600.00 | 240960.00 | P AND C PROJECTS PRIVATE LIMITED
65.20 | Fixing | 480.00 | No. | 100.00 | 152.00 | 72960.00 | 100.00 | 48000.00 | 35.00 | 16800.00 | 80.00 | 38400.00 | 236.00 | 113280.00 | 155.00 | 74400.00 | 16800.00 | P AND C PROJECTS PRIVATE LIMITED
66.00 | Providing and fixing PTMT symet waste coupling -32mm dia half threaded for wash basin of Prayag/Polytuf/Wavin Vectus/King pipes/Polo India/Plasto make with rubber plug ball chain with necessary check nut as per drawings and specifications.
66.10 | Supply | 480.00 | No. | 100.00 | 152.00 | 72960.00 | 130.00 | 62400.00 | 145.00 | 69600.00 | 119.00 | 57120.00 | 188.80 | 90624.00 | 305.00 | 146400.00 | 57120.00 | M/s. RPP INFRA PROJECTS LIMITED
66.20 | Fixing | 480.00 | No. | 100.00 | 30.00 | 14400.00 | 40.00 | 19200.00 | 35.00 | 16800.00 | 41.00 | 19680.00 | 35.40 | 16992.00 | 305.00 | 146400.00 | 14400.00 | Vishal Builders
67.00 | Providing and fixing heavy quality PTMT waste coupling 38mm dia for kitchen sink of Prayag/Polytuf/Wavin Vectus/King pipes/Polo India/Plasto make with or without overflow with rubber plug CP brass ball chain with necessary checknut etc complete as per drawings and specifications.
67.10 | Supply | 240.00 | No. | 100.00 | 152.00 | 36480.00 | 210.00 | 50400.00 | 145.00 | 34800.00 | 205.00 | 49200.00 | 236.00 | 56640.00 | 380.00 | 91200.00 | 34800.00 | P AND C PROJECTS PRIVATE LIMITED
67.20 | Fixing | 240.00 | No. | 100.00 | 30.00 | 7200.00 | 40.00 | 9600.00 | 70.00 | 16800.00 | 40.00 | 9600.00 | 47.20 | 11328.00 | 380.00 | 91200.00 | 7200.00 | Vishal Builders
68.00 | Providing and Fixing heavy quality PTMT bottle trap as per IS-9763 of Prayag/Polytuf/Wavin Vectus/King pipes/Polo India/Plasto make of self cleaning design for wash basin. - 32 mm nominal bore
68.10 | Supply | 480.00 | No. | 100.00 | 632.00 | 303360.00 | 330.00 | 158400.00 | 1268.00 | 608640.00 | 324.00 | 155520.00 | 472.00 | 226560.00 | 760.00 | 364800.00 | 155520.00 | M/s. RPP INFRA PROJECTS LIMITED
68.20 | Fixing | 480.00 | No. | 100.00 | 114.00 | 54720.00 | 40.00 | 19200.00 | 140.00 | 67200.00 | 40.00 | 19200.00 | 70.80 | 33984.00 | 760.00 | 364800.00 | 19200.00 | Abirami Engineering Construction and co, M/s. RPP INFRA PROJECTS LIMITED
69.00 | Providing and Fixing 15 mm size heavy quality CP brass pillar cock easy clean type as per relevant IS for wash basin with capstan head Adson/Cera/Parryware/Ess Ess make as per drawings and specifications
69.10 | Supply | 480.00 | No. | 100.00 | 1142.00 | 548160.00 | 850.00 | 408000.00 | 342.00 | 164160.00 | 820.00 | 393600.00 | 826.00 | 396480.00 | 1520.00 | 729600.00 | 164160.00 | P AND C PROJECTS PRIVATE LIMITED
69.20 | Fixing | 480.00 | No. | 100.00 | 114.00 | 54720.00 | 80.00 | 38400.00 | 140.00 | 67200.00 | 80.00 | 38400.00 | 70.80 | 33984.00 | 230.00 | 110400.00 | 33984.00 | SRI BALAJI CONSTRUCTIONS
70.00 | Providing and Fixing heavy quality 15mm dia CP brass angle cock as per relevant IS, Adson/Cera/Parryware/Ess Ess make as per drawings and specifications
70.10 | Supply | 2400.00 | No. | 100.00 | 990.00 | 2376000.00 | 850.00 | 2040000.00 | 588.00 | 1411200.00 | 790.00 | 1896000.00 | 590.00 | 1416000.00 | 910.00 | 2184000.00 | 1411200.00 | P AND C PROJECTS PRIVATE LIMITED
70.20 | Fixing | 2400.00 | No. | 100.00 | 114.00 | 273600.00 | 90.00 | 216000.00 | 140.00 | 336000.00 | 82.00 | 196800.00 | 82.60 | 198240.00 | 230.00 | 552000.00 | 196800.00 | M/s. RPP INFRA PROJECTS LIMITED
71.00 | Providing and Fixing heavy quality 15 mm dia, CP brass screw down long bodied bib tap with CP brass flanges as per relevant IS, Adson/Cera/Parryware/Ess Ess make as per drawings and specifications
71.10 | Supply | 1440.00 | No. | 100.00 | 1340.00 | 1929600.00 | 1100.00 | 1584000.00 | 509.00 | 732960.00 | 1013.00 | 1458720.00 | 590.00 | 849600.00 | 1215.00 | 1749600.00 | 732960.00 | P AND C PROJECTS PRIVATE LIMITED
71.20 | Fixing | 1440.00 | No. | 100.00 | 114.00 | 164160.00 | 80.00 | 115200.00 | 140.00 | 201600.00 | 80.00 | 115200.00 | 59.00 | 84960.00 | 230.00 | 331200.00 | 84960.00 | SRI BALAJI CONSTRUCTIONS
72.00 | Providing and Fixing 15mm dia CP brass screw down stop cock concealed type with female ends as per relevant IS, Adson/Cera/Parryware/Ess Ess make as per drawings and specifications
72.10 | Supply | 1680.00 | No. | 100.00 | 2056.00 | 3454080.00 | 1300.00 | 2184000.00 | 581.00 | 976080.00 | 1215.00 | 2041200.00 | 472.00 | 792960.00 | 1520.00 | 2553600.00 | 792960.00 | SRI BALAJI CONSTRUCTIONS
72.20 | Fixing | 1680.00 | No. | 100.00 | 152.00 | 255360.00 | 80.00 | 134400.00 | 140.00 | 235200.00 | 80.00 | 134400.00 | 59.00 | 99120.00 | 460.00 | 772800.00 | 99120.00 | SRI BALAJI CONSTRUCTIONS
73.00 | Providing and Fixing heavy quality CP brass shower rose 15 mm x 50 mm easy clean type with ball and socket arrangement as per relevant IS, Adson/Cera/Parryware/Ess Ess make with CP shower arm of 300 mm length with CP flange as per drawings and specifications
73.10 | Supply | 480.00 | No. | 100.00 | 1828.00 | 877440.00 | 1300.00 | 624000.00 | 429.00 | 205920.00 | 1185.00 | 568800.00 | 1180.00 | 566400.00 | 2280.00 | 1094400.00 | 205920.00 | P AND C PROJECTS PRIVATE LIMITED
73.20 | Fixing | 480.00 | No. | 100.00 | 152.00 | 72960.00 | 80.00 | 38400.00 | 140.00 | 67200.00 | 81.00 | 38880.00 | 236.00 | 113280.00 | 305.00 | 146400.00 | 38400.00 | Abirami Engineering Construction and co
74.00 | Providing and Fixing C.P. brass three pronged robe hooks of Adson/Cera/Parryware/Ess Ess make with C.P. brass flange as per drawings and specifications
74.10 | Supply | 480.00 | No. | 100.00 | 609.00 | 292320.00 | 130.00 | 62400.00 | 806.00 | 386880.00 | 128.00 | 61440.00 | 236.00 | 113280.00 | 610.00 | 292800.00 | 61440.00 | M/s. RPP INFRA PROJECTS LIMITED
74.20 | Fixing | 480.00 | No. | 100.00 | 114.00 | 54720.00 | 40.00 | 19200.00 | 35.00 | 16800.00 | 40.00 | 19200.00 | 47.20 | 22656.00 | 230.00 | 110400.00 | 16800.00 | P AND C PROJECTS PRIVATE LIMITED
75.00 | Providing and Fixing Stainless Steel Kitchen sink with drain board 1 mm thick of size 1020mm x 535 mm, bowl size 480 x 405 x 200mm, "Prince/Supreme/Prayag" make, fixed with stainless steel plug 38mm etc complete as per drawings and specifications
75.10 | Supply | 240.00 | No. | 100.00 | 6397.00 | 1535280.00 | 6300.00 | 1512000.00 | 7267.00 | 1744080.00 | 5600.00 | 1344000.00 | 5900.00 | 1416000.00 | 6840.00 | 1641600.00 | 1344000.00 | M/s. RPP INFRA PROJECTS LIMITED
75.20 | Fixing | 240.00 | No. | 100.00 | 990.00 | 237600.00 | 500.00 | 120000.00 | 2101.00 | 504240.00 | 474.00 | 113760.00 | 590.00 | 141600.00 | 910.00 | 218400.00 | 113760.00 | M/s. RPP INFRA PROJECTS LIMITED
76.00 | Providing and Fixing in position mirror of size 600 x 450mm, made of Indian glass 6mm thick manufactured by Modi guard/Saint Gobain/Hindustan/Borosil/Asahi India/La Opala RG Ltd make factory silvered with PVC backing 4mm thick etc., complete as per drawings and specifications
76.10 | Supply | 480.00 | No. | 100.00 | 1980.00 | 950400.00 | 1050.00 | 504000.00 | 859.00 | 412320.00 | 1053.00 | 505440.00 | 1180.00 | 566400.00 | 1370.00 | 657600.00 | 412320.00 | P AND C PROJECTS PRIVATE LIMITED
76.20 | Fixing | 480.00 | No. | 100.00 | 152.00 | 72960.00 | 80.00 | 38400.00 | 70.00 | 33600.00 | 80.00 | 38400.00 | 118.00 | 56640.00 | 305.00 | 146400.00 | 33600.00 | P AND C PROJECTS PRIVATE LIMITED
77.00 | Providing and Fixing of 600 mm x 20 mm CP brass towel rod of Adson/Cera/Parryware/Ess Ess make, with a pair of CP brass brackets and wall flanges fixed to wall with CP brass screws screwed on to wooden plugs embedded in wall etc., complete as per drawings and specifications
77.10 | Supply | 480.00 | No. | 100.00 | 1295.00 | 621600.00 | 1100.00 | 528000.00 | 423.00 | 203040.00 | 1027.00 | 492960.00 | 1180.00 | 566400.00 | 1370.00 | 657600.00 | 203040.00 | P AND C PROJECTS PRIVATE LIMITED
77.20 | Fixing | 480.00 | No. | 100.00 | 152.00 | 72960.00 | 80.00 | 38400.00 | 70.00 | 33600.00 | 82.00 | 39360.00 | 118.00 | 56640.00 | 305.00 | 146400.00 | 33600.00 | P AND C PROJECTS PRIVATE LIMITED
78.00 | Providing and Fixing 15 mm dia PVC inlet connections to withstand temperature up to 600 C of "Kohinoor/Prayag/ Adson/water tec" make with heavy PVC check nut at both ends of length not exceeding 450 mm as per drawings and specifications
78.10 | Supply | 1920.00 | No. | 100.00 | 84.00 | 161280.00 | 130.00 | 249600.00 | 132.00 | 253440.00 | 120.00 | 230400.00 | 147.50 | 283200.00 | 150.00 | 288000.00 | 161280.00 | Vishal Builders
78.20 | Fixing | 1920.00 | No. | 100.00 | 15.00 | 28800.00 | 80.00 | 153600.00 | 70.00 | 134400.00 | 79.00 | 151680.00 | 29.50 | 56640.00 | 75.00 | 144000.00 | 28800.00 | Vishal Builders
79.00 | Providing and Fixing 38m PVC Telescopic pipe for kitchen sink | 240.00 | No. | 100.00 | 91.00 | 21840.00 | 130.00 | 31200.00 | 86.00 | 20640.00 | 122.00 | 29280.00 | 265.50 | 63720.00 | 230.00 | 55200.00 | 20640.00 | P AND C PROJECTS PRIVATE LIMITED
80.00 | Providing and Fixing polyethylene - Aluminium polyethylene (PE-AL-PE) composite pressure pipe UV stabilized with carbon black confirming to IS:15450-2004 for water Supply including providing and Fixing composite box clamps/fixing pipes on GI brackets of approved design at 1000mm spacing for external works Or laying under floor wherever required and cutting the walls for required depth for concealed installation including cutting charges and making good the walls/concrete for internals and providing and Fixing all the required specials/fittings etc wherever required at all elevations including cost of scaffolding, core cutting etc. complete as per drawings and specifications (Earthwork excavation will be paid under relevant item)
80.10 | 12-16mm dia
80.20 | Supply (Pipe with required specials as required) | 480.00 | Meter | 100.00 | 177.00 | 84960.00 | 130.00 | 62400.00 | 204.00 | 97920.00 | 164.00 | 78720.00 | 354.00 | 169920.00 | 200.00 | 96000.00 | 62400.00 | Abirami Engineering Construction and co
80.30 | Fixing | 480.00 | Meter | 100.00 | 99.00 | 47520.00 | 60.00 | 28800.00 | 140.00 | 67200.00 | 81.00 | 38880.00 | 141.60 | 67968.00 | 100.00 | 48000.00 | 28800.00 | Abirami Engineering Construction and co
81.10 | 16-20mm dia
81.20 | Supply (Pipe with required specials as required) | 8400.00 | Meter | 100.00 | 225.00 | 1890000.00 | 170.00 | 1428000.00 | 222.00 | 1864800.00 | 164.00 | 1377600.00 | 318.60 | 2676240.00 | 300.00 | 2520000.00 | 1377600.00 | M/s. RPP INFRA PROJECTS LIMITED
81.30 | Fixing | 8400.00 | Meter | 100.00 | 99.00 | 831600.00 | 60.00 | 504000.00 | 140.00 | 1176000.00 | 81.00 | 680400.00 | 118.00 | 991200.00 | 100.00 | 840000.00 | 504000.00 | Abirami Engineering Construction and co
82.10 | 20-25mm dia
82.20 | Supply(Pipe with required specials as required) | 3300.00 | Meter | 100.00 | 343.00 | 1131900.00 | 210.00 | 693000.00 | 376.00 | 1240800.00 | 205.00 | 676500.00 | 377.60 | 1246080.00 | 400.00 | 1320000.00 | 676500.00 | M/s. RPP INFRA PROJECTS LIMITED
82.30 | Fixing | 3300.00 | Meter | 100.00 | 114.00 | 376200.00 | 60.00 | 198000.00 | 140.00 | 462000.00 | 81.00 | 267300.00 | 118.00 | 389400.00 | 100.00 | 330000.00 | 198000.00 | Abirami Engineering Construction and co
83.10 | 25-32mm dia
83.20 | Supply (Pipe with required specials as required) | 2760.00 | Meter | 100.00 | 495.00 | 1366200.00 | 350.00 | 966000.00 | 490.00 | 1352400.00 | 328.00 | 905280.00 | 424.80 | 1172448.00 | 560.00 | 1545600.00 | 905280.00 | M/s. RPP INFRA PROJECTS LIMITED
83.30 | Fixing | 2760.00 | Meter | 100.00 | 114.00 | 314640.00 | 60.00 | 165600.00 | 140.00 | 386400.00 | 81.00 | 223560.00 | 118.00 | 325680.00 | 120.00 | 331200.00 | 165600.00 | Abirami Engineering Construction and co
84.10 | 32-40mm dia
84.20 | Supply (Pipe with required specials as required) | 1980.00 | Meter | 100.00 | 663.00 | 1312740.00 | 420.00 | 831600.00 | 806.00 | 1595880.00 | 492.00 | 974160.00 | 472.00 | 934560.00 | 800.00 | 1584000.00 | 831600.00 | Abirami Engineering Construction and co
84.30 | Fixing | 1980.00 | Meter | 100.00 | 152.00 | 300960.00 | 80.00 | 158400.00 | 140.00 | 277200.00 | 81.00 | 160380.00 | 118.00 | 233640.00 | 140.00 | 277200.00 | 158400.00 | Abirami Engineering Construction and co
85.10 | 40-50mm dia
85.20 | Supply (Pipe with required specials as required) | 5400.00 | Meter | 100.00 | 784.00 | 4233600.00 | 700.00 | 3780000.00 | 1115.00 | 6021000.00 | 656.00 | 3542400.00 | 531.00 | 2867400.00 | 1200.00 | 6480000.00 | 2867400.00 | SRI BALAJI CONSTRUCTIONS
85.30 | Fixing | 5400.00 | Meter | 100.00 | 152.00 | 820800.00 | 80.00 | 432000.00 | 140.00 | 756000.00 | 81.00 | 437400.00 | 118.00 | 637200.00 | 160.00 | 864000.00 | 432000.00 | Abirami Engineering Construction and co
86.10 | 90-110mm dia
86.20 | Supply (Pipe with required specials as required) | 2750.00 | Meter | 100.00 | 1036.00 | 2849000.00 | 1750.00 | 4812500.00 | 2444.00 | 6721000.00 | 1640.00 | 4510000.00 | 826.00 | 2271500.00 | 4000.00 | 11000000.00 | 2271500.00 | SRI BALAJI CONSTRUCTIONS
86.30 | Fixing | 2750.00 | Meter | 100.00 | 183.00 | 503250.00 | 120.00 | 330000.00 | 210.00 | 577500.00 | 162.00 | 445500.00 | 236.00 | 649000.00 | 200.00 | 550000.00 | 330000.00 | Abirami Engineering Construction and co
87.00 | Providing and Fixing isolating composite Brass Ball valve "Akar/Zolato/Leader" make with compression type integral seal end connection suitable for PE-AL-PE composite piping system as per IS-15450, suitable for hot and cold water Supply as per drawings and specifications
87.10 | Isolating composite Brass Ball valve - 50x50mm (Suitable for 4050 composite pipe)
87.20 | Supply | 198.00 | No. | 100.00 | 4189.00 | 829422.00 | 5900.00 | 1168200.00 | 984.00 | 194832.00 | 6150.00 | 1217700.00 | 1770.00 | 350460.00 | 11400.00 | 2257200.00 | 194832.00 | P AND C PROJECTS PRIVATE LIMITED
87.30 | Fixing | 198.00 | No. | 100.00 | 228.00 | 45144.00 | 170.00 | 33660.00 | 70.00 | 13860.00 | 162.00 | 32076.00 | 177.00 | 35046.00 | 760.00 | 150480.00 | 13860.00 | P AND C PROJECTS PRIVATE LIMITED
88.10 | Isolating composite Brass Ball valve - 40x40mm (Suitable for 3240 composite pipe)
88.20 | Supply | 30.00 | No. | 100.00 | 2361.00 | 70830.00 | 3400.00 | 102000.00 | 1242.00 | 37260.00 | 3280.00 | 98400.00 | 1062.00 | 31860.00 | 6840.00 | 205200.00 | 31860.00 | SRI BALAJI CONSTRUCTIONS
88.30 | Fixing | 30.00 | No. | 100.00 | 152.00 | 4560.00 | 180.00 | 5400.00 | 70.00 | 2100.00 | 196.00 | 5880.00 | 118.00 | 3540.00 | 760.00 | 22800.00 | 2100.00 | P AND C PROJECTS PRIVATE LIMITED
89.10 | Isolating composite Brass Ball valve - 32x32mm (Suitable for 2532 composite pipe)
89.20 | Supply | 48.00 | No. | 100.00 | 1736.00 | 83328.00 | 2200.00 | 105600.00 | 555.00 | 26640.00 | 2025.00 | 97200.00 | 826.00 | 39648.00 | 4560.00 | 218880.00 | 26640.00 | P AND C PROJECTS PRIVATE LIMITED
89.30 | Fixing | 48.00 | No. | 100.00 | 152.00 | 7296.00 | 90.00 | 4320.00 | 70.00 | 3360.00 | 166.00 | 7968.00 | 118.00 | 5664.00 | 760.00 | 36480.00 | 3360.00 | P AND C PROJECTS PRIVATE LIMITED
90.10 | Providing and Fixing Gun metal Non-return valve of class I confirming to relevent IS Standards of "LEADER/ZOLATO/PILOT make as per drawings and specifications
90.20 | 50 mm dia (Suitable for 4050 composite pipe)
90.30 | supply | 150.00 | No. | 100.00 | 5544.00 | 831600.00 | 3400.00 | 510000.00 | 443.00 | 66450.00 | 3280.00 | 492000.00 | 2360.00 | 354000.00 | 3800.00 | 570000.00 | 66450.00 | P AND C PROJECTS PRIVATE LIMITED
90.40 | fixing | 150.00 | No. | 100.00 | 228.00 | 34200.00 | 130.00 | 19500.00 | 70.00 | 10500.00 | 162.00 | 24300.00 | 236.00 | 35400.00 | 760.00 | 114000.00 | 10500.00 | P AND C PROJECTS PRIVATE LIMITED
91.10 | 32mm dia (Suitable for 2532 composite pipe)
91.20 | supply | 6.00 | No. | 100.00 | 3260.00 | 19560.00 | 3050.00 | 18300.00 | 277.00 | 1662.00 | 2870.00 | 17220.00 | 1416.00 | 8496.00 | 3650.00 | 21900.00 | 1662.00 | P AND C PROJECTS PRIVATE LIMITED
91.30 | fixing | 6.00 | No. | 100.00 | 152.00 | 912.00 | 130.00 | 780.00 | 70.00 | 420.00 | 162.00 | 972.00 | 236.00 | 1416.00 | 760.00 | 4560.00 | 420.00 | P AND C PROJECTS PRIVATE LIMITED
92.10 | Providing and Fixing 32mm Gun metal Air release valve of class I confirming to relevent IS Standards of "LEADER/ZOLATO/PILOT make as per drawings and specifications
92.20 | supply | 72.00 | No. | 100.00 | 4874.00 | 350928.00 | 330.00 | 23760.00 | 1638.00 | 117936.00 | 332.00 | 23904.00 | 1416.00 | 101952.00 | 2280.00 | 164160.00 | 23760.00 | Abirami Engineering Construction and co
92.30 | fixing | 72.00 | No. | 100.00 | 152.00 | 10944.00 | 80.00 | 5760.00 | 70.00 | 5040.00 | 82.00 | 5904.00 | 236.00 | 16992.00 | 760.00 | 54720.00 | 5040.00 | P AND C PROJECTS PRIVATE LIMITED
93.00 | Providing and Fixing in position at all elevations PVC pipes of "Prince/Jain/ Kitec/Finolex/Supreme/Astral/Ashirvad" make of Type-B conforming to IS 13592 of latest version and specials such as bends, junctions with or without doors, cowls, etc., for soil, waste, vent or anti-syphonage pipes & fixing pipes on GI brackets of approved design at minimum 1 m spacing with cost for core cutting, laying under floors etc complete as per drawings and specifications
93.10 | 50mm
93.20 | Supply | 1200.00 | Meter | 100.00 | 145.00 | 174000.00 | 260.00 | 312000.00 | 334.00 | 400800.00 | 243.00 | 291600.00 | 153.40 | 184080.00 | 300.00 | 360000.00 | 174000.00 | Vishal Builders
93.30 | Fixing | 1200.00 | Meter | 100.00 | 76.00 | 91200.00 | 80.00 | 96000.00 | 140.00 | 168000.00 | 123.00 | 147600.00 | 59.00 | 70800.00 | 150.00 | 180000.00 | 70800.00 | SRI BALAJI CONSTRUCTIONS
94.10 | 63mm
94.20 | Supply | 1560.00 | Meter | 100.00 | 206.00 | 321360.00 | 350.00 | 546000.00 | 383.00 | 597480.00 | 332.00 | 517920.00 | 188.80 | 294528.00 | 685.00 | 1068600.00 | 294528.00 | SRI BALAJI CONSTRUCTIONS
94.30 | Fixing | 1560.00 | Meter | 100.00 | 91.00 | 141960.00 | 80.00 | 124800.00 | 140.00 | 218400.00 | 123.00 | 191880.00 | 82.60 | 128856.00 | 150.00 | 234000.00 | 124800.00 | Abirami Engineering Construction and co
95.10 | 75 mm
95.20 | Supply | 7800.00 | Meter | 100.00 | 236.00 | 1840800.00 | 380.00 | 2964000.00 | 432.00 | 3369600.00 | 415.00 | 3237000.00 | 247.80 | 1932840.00 | 760.00 | 5928000.00 | 1840800.00 | Vishal Builders
95.30 | Fixing | 7800.00 | Meter | 100.00 | 107.00 | 834600.00 | 80.00 | 624000.00 | 140.00 | 1092000.00 | 123.00 | 959400.00 | 106.20 | 828360.00 | 150.00 | 1170000.00 | 624000.00 | Abirami Engineering Construction and co
96.10 | 110 mm
96.20 | Supply | 1620.00 | Meter | 100.00 | 343.00 | 555660.00 | 500.00 | 810000.00 | 481.00 | 779220.00 | 498.00 | 806760.00 | 424.80 | 688176.00 | 685.00 | 1109700.00 | 555660.00 | Vishal Builders
96.30 | Fixing | 1620.00 | Meter | 100.00 | 114.00 | 184680.00 | 160.00 | 259200.00 | 175.00 | 283500.00 | 164.00 | 265680.00 | 106.20 | 172044.00 | 150.00 | 243000.00 | 172044.00 | SRI BALAJI CONSTRUCTIONS
97.10 | 160 mm
97.20 | Supply | 1800.00 | Meter | 100.00 | 1997.00 | 3594600.00 | 1000.00 | 1800000.00 | 587.00 | 1056600.00 | 810.00 | 1458000.00 | 708.00 | 1274400.00 | 1050.00 | 1890000.00 | 1056600.00 | P AND C PROJECTS PRIVATE LIMITED
97.30 | Fixing | 1800.00 | Meter | 100.00 | 228.00 | 410400.00 | 260.00 | 468000.00 | 210.00 | 378000.00 | 328.00 | 590400.00 | 177.00 | 318600.00 | 230.00 | 414000.00 | 318600.00 | SRI BALAJI CONSTRUCTIONS
98.00 | Providing and laying under floor PVC pipes of Prince/Jain/ Kitec/Finolex/Supreme/ Astral/Ashirvad make as per IS-15328 of latest version and required specials for soil, waste pipes etc complete as per drawings and specifications (Earth work excavation will be paid under relevant item).
98.10 | 110 mm dia
98.20 | Supply | 420.00 | Meter | 100.00 | 533.00 | 223860.00 | 410.00 | 172200.00 | 334.00 | 140280.00 | 415.00 | 174300.00 | 590.00 | 247800.00 | 685.00 | 287700.00 | 140280.00 | P AND C PROJECTS PRIVATE LIMITED
98.30 | Fixing | 420.00 | Meter | 100.00 | 107.00 | 44940.00 | 180.00 | 75600.00 | 175.00 | 73500.00 | 164.00 | 68880.00 | 118.00 | 49560.00 | 150.00 | 63000.00 | 44940.00 | Vishal Builders
99.10 | 160 mm dia
99.20 | Supply | 1430.00 | Meter | 100.00 | 1340.00 | 1916200.00 | 850.00 | 1215500.00 | 383.00 | 547690.00 | 810.00 | 1158300.00 | 708.00 | 1012440.00 | 1290.00 | 1844700.00 | 547690.00 | P AND C PROJECTS PRIVATE LIMITED
99.30 | Fixing | 1430.00 | Meter | 100.00 | 137.00 | 195910.00 | 250.00 | 357500.00 | 210.00 | 300300.00 | 328.00 | 469040.00 | 118.00 | 168740.00 | 180.00 | 257400.00 | 168740.00 | SRI BALAJI CONSTRUCTIONS
100.00 | Providing, laying, Fixing in position at required elevations on walls, under floors/ground etc. as indicated on drawings, approved tested High density poly-ethylene of PE 80 grade pipes of JAIN/RELIANCE/KOTHARI make as per I.S. 4984-1978 including necessary welding and required specials like Elbows, moulded bends, Tees and reducers, HDPE tail piece & GI flange. cleaning, pressure testing with clean water as per standard specification and rectifying the leaks if found etc. as per drawings and specifications (excavation will be measured under relevant item)
100.10 | 160 mm (10kg/Cm2 )
100.20 | Supply | 300.00 | Meter | 100.00 | 990.00 | 297000.00 | 1200.00 | 360000.00 | 481.00 | 144300.00 | 1245.00 | 373500.00 | 1180.00 | 354000.00 | 1900.00 | 570000.00 | 144300.00 | P AND C PROJECTS PRIVATE LIMITED
100.30 | Fixing | 300.00 | Meter | 100.00 | 228.00 | 68400.00 | 300.00 | 90000.00 | 210.00 | 63000.00 | 328.00 | 98400.00 | 177.00 | 53100.00 | 230.00 | 69000.00 | 53100.00 | SRI BALAJI CONSTRUCTIONS
101.10 | Providing, Fixing and testing PVC rain water pipes of 160 mm dia as per IS-13592 of Type A of Prince/Jain/ Kitec/Finolex/Supreme /Astral/ Ashirvad make with necessary fittings and fixtures including PVC grating, screws/nails, fixing pipes on GI brackets of approved design at minimum 1 m spacing with cost for core cutting etc complete all as per drawings and specifications
101.20 | Supply | 3300.00 | Meter | 100.00 | 990.00 | 3267000.00 | 650.00 | 2145000.00 | 645.00 | 2128500.00 | 664.00 | 2191200.00 | 531.00 | 1752300.00 | 990.00 | 3267000.00 | 1752300.00 | SRI BALAJI CONSTRUCTIONS
101.30 | Fixing | 3300.00 | Meter | 100.00 | 137.00 | 452100.00 | 160.00 | 528000.00 | 210.00 | 693000.00 | 246.00 | 811800.00 | 177.00 | 584100.00 | 230.00 | 759000.00 | 452100.00 | Vishal Builders
102.00 | Providing and Fixing 160mm dia PVC Filtrain (Rain water harvesting Filter) of M/s Jain Or M/s Supreme Or M/s Plasto makes with end cap and drain valve etc to be fixed in Rain water downtake line from the terraces of Mutistoried buildings as per manufacturers specifications. The cost includes jointing the filtrain to existing PVC rain water pipes of multistoried buiding with required fixing arrangements and all other accessories to complete the work. | 96.00 | No. | 100.00 | 533.00 | 51168.00 | 14800.00 | 1420800.00 | 381.00 | 36576.00 | 12150.00 | 1166400.00 | 11800.00 | 1132800.00 | 15200.00 | 1459200.00 | 36576.00 | P AND C PROJECTS PRIVATE LIMITED
103.00 | Supplying and Fixing of best quality NECO/SARDAR/ PILOT/GEETA make of 160mm C I gate valve flange ends with brass Working parts as per IS 14846 including gasket, TVS- ISI marked nut bolts, washers, tools, tackles, labour etc. complete as per drawings and specifications
103.10 | 160mm dia | 16.00 | No. | 100.00 | 28788.00 | 460608.00 | 18850.00 | 301600.00 | 750.00 | 12000.00 | 16400.00 | 262400.00 | 42480.00 | 679680.00 | 20000.00 | 320000.00 | 12000.00 | P AND C PROJECTS PRIVATE LIMITED
104.00 | Providing and Fixing 32-40 mm dia PE-AL-PE pipe 400 mm long as per IS-15450, with 2 Male threaded coupler Fixing with Araldite coating for bonding with concrete etc for Water tank inlet, outlet and scour lines etc. complete as directed | 30.00 | No. | 100.00 | 381.00 | 11430.00 | 950.00 | 28500.00 | 611.00 | 18330.00 | 810.00 | 24300.00 | 1180.00 | 35400.00 | 1215.00 | 36450.00 | 11430.00 | Vishal Builders
105.00 | Providing and Fixing horizontal type high pressure ball cock of 40 mm dia "Prayag" make item code 155 / Or similar model in Polytuf/Wavin Vectus/King pipes/Polo India/Plasto make with required accessories like ball, rod, rubber washer and double check nut, all conforming to relevant IS etc complete as per drawings and specifications | 30.00 | No. | 100.00 | 1295.00 | 38850.00 | 880.00 | 26400.00 | 749.00 | 22470.00 | 830.00 | 24900.00 | 3540.00 | 106200.00 | 1520.00 | 45600.00 | 22470.00 | P AND C PROJECTS PRIVATE LIMITED
106.00 | Providing and Fixing single/multi PVC Nahani trap of self cleaning design with 75 mm dia outlet, Prince/Jain/ Kitec/Finolex/Supreme/ Astral/ Ashirvad make as per relevant IS, Stainless steel Grating and including necessary cement concrete 1:2:4 for embedding and making good the floor, connecting the trap to the waste pipe, forming circular hole up to floor level and rendering smooth etc. Complete as per drawings and specifications | 1680.00 | No. | 100.00 | 579.00 | 972720.00 | 180.00 | 302400.00 | 318.00 | 534240.00 | 246.00 | 413280.00 | 590.00 | 991200.00 | 685.00 | 1150800.00 | 302400.00 | Abirami Engineering Construction and co
107.00 | Providing and Fixing best quality PVC 150 x 150 mm size square mouth Gully trap and 100 mm P type outlet, "Supreme/Prince/Star/Finolex" make as per relevant IS and constructing brick masonry chamber 300 mm x 300 mm internal size in 110 mm thick fly ash brick masonry in CM 1:5 using fly ash bricks as per IS:12894, class designation : 5 from the approved manufacturer by NPCIL, with necessary excavation with bed of 100 mm thick cement concrete 1:4:8 (1 Cement : 4 coarse sand :8 graded stone aggregate of nominal size) for foundation and around the trap and plastering with CM 1:3 (1 cement : 3 fine sand) 15 mm thick on internal and external surfaces on top and up to 150 mm below ground level, finished smooth, curing providing and Fixing double seal CI cover and frame of weight not less than 7.0 kgs (as per relevant IS), at top etc complete as per drawings and specifications. (Earth work excavation will be paid under relevant item.) | 96.00 | No. | 100.00 | 3351.00 | 321696.00 | 5300.00 | 508800.00 | 577.00 | 55392.00 | 4050.00 | 388800.00 | 2360.00 | 226560.00 | 5470.00 | 525120.00 | 55392.00 | P AND C PROJECTS PRIVATE LIMITED
108.00 | Construction of inspection chambers of internal clear dimension 450 x450 up to a maximum depth of 600mm in 230 mm thick fly ash brick masonry in CM 1:6 using fly ash bricks as per IS:12894, class designation : 5 from the approved manufacturer by NPCIL, over a bed of 150mm thick 1:4:8 cement concrete foundation, plastering with CM 1:4, 20mm thick on inside, outside and all exposed surface finished with floating coat of neat cement, PCC 1: 2:4 for benching and channel finished with neat cement, Top covered with 100mm thick RCC 1:2:4 grade slab with required steel reinforcements, , including providing & Fixing double seal C.I. manhole cover & frame of 450x 450mm weight not less than 38 kg (as per relevant IS), embedding the C.I. frame in RCC cover slab etc complete as per drawings and specifications. (Earth work excavation and steel reinforcement will be paid under relevant item) | 48.00 | No. | 100.00 | 10358.00 | 497184.00 | 8000.00 | 384000.00 | 5975.00 | 286800.00 | 8300.00 | 398400.00 | 8260.00 | 396480.00 | 10640.00 | 510720.00 | 286800.00 | P AND C PROJECTS PRIVATE LIMITED
109.00 | Construction of inspection chambers of internal clear dimension 900 x600 mm up to a maximum depth of 900 mm in 230 mm thick fly ash brick masonry in CM 1:4, using fly ash bricks as per IS:12894, class designation : 5 from the approved manufacturer by NPCIL, over a bed of 150mm thick 1:4:8 cement concrete foundation, plastering with CM 1:4, 20mm thick on inside, outside and all exposed surface finished with floating coat of neat cement, PCC 1:2:4 for benching and channel finished with neat cement, providing and Fixing C.I. steps weighing not less than 3.5 Kg/each at 300 mm centre to centre etc., Top covered with 100mm thick RCC 1:2:4 grade slab with required steel reinforcements,, including providing & Fixing double seal C.I. manhole covers & frames of size 600 x 450mm of weight not less than 50 kg (as per relevant IS), embedding the C.I. frame in RCC cover slab etc complete as per drawings and specifications (Earth work excavation and steel reinforcement will be paid under relevant item) | 60.00 | No. | 100.00 | 20411.00 | 1224660.00 | 17500.00 | 1050000.00 | 10367.00 | 622020.00 | 16400.00 | 984000.00 | 10620.00 | 637200.00 | 18240.00 | 1094400.00 | 622020.00 | P AND C PROJECTS PRIVATE LIMITED
110.00 | Extra depth for above item, for depth beyond 900 mm, 300mm or part there of including providing and Fixing CI steps weighing not less than 4.5 kg/each etc, as per specifications | 24.00 | No. | 100.00 | 8530.00 | 204720.00 | 2600.00 | 62400.00 | 2473.00 | 59352.00 | 2430.00 | 58320.00 | 1180.00 | 28320.00 | 3650.00 | 87600.00 | 28320.00 | SRI BALAJI CONSTRUCTIONS
111.00 | Construction of Inspection chambers of internal clear dimension 1200 x 1000 x 1000 mm deep in 230 mm thick fly ash brick masonry in CM1:6, using fly ash bricks as per IS:12894, class designation : 5 from the approved manufacturer by NPCIL, over a bed of 150mm thick 1:4:8 cement concrete foundation, plastering with CM 1:4, 20mm thick on inside and all exposed surfaces, providing and Fixing C.I. steps weighing not less than 3.5 Kg/each at 300 mm centre to centre etc., Top covered with 100mm thick RCC 1:2:4 grade slab with required steel reinforcements, including providing & Fixing CI manhole cover & frame of 600 x 600mm ( double seal) of weight not less than 110 kgs (as per relevant IS), embedding the C.I. frame in RCC cover slab etc complete as per drawings and specifications (Earth work excavation and steel reinforcement will be paid under relevant item) | 36.00 | No. | 100.00 | 28484.00 | 1025424.00 | 17000.00 | 612000.00 | 16667.00 | 600012.00 | 24900.00 | 896400.00 | 17700.00 | 637200.00 | 30400.00 | 1094400.00 | 600012.00 | P AND C PROJECTS PRIVATE LIMITED
112.00 | Extra depth for above item, for depth beyond 1000 mm, 300mm or part there of including providing and Fixing CI steps weighing not less than 4.5 kg/each etc, as per specifications | 24.00 | No. | 100.00 | 10205.00 | 244920.00 | 3300.00 | 79200.00 | 11063.00 | 265512.00 | 4100.00 | 98400.00 | 2360.00 | 56640.00 | 5470.00 | 131280.00 | 56640.00 | SRI BALAJI CONSTRUCTIONS
113.00 | Constructing Circular manhole with fly ash brick masonry in cement mortar CM 1:6 (1cement: 4 sand) having internal diameter of 600mm at top for varying depth over the foundation concrete of 150mm thick with 1:2:8 mix (1cement: 4 sand: 8 graded stone aggregate 40mm nominal size) inside plastering 12mm thick with cement mortar 1:3 (1cement: 3sand) finished with floating coat of neat cement and the plastering of external faces of brick work / concrete with cement mortar 1:4 for 20mm thick and making channels in cement concrete 1:2:4 benching to a slope of 1:10 (1 cement: 2 coarse sand: 4 graded stone aggregate 20mm nominal size) finished with a floating coat of neat cement complete as per standard design, drawing and R.C.C. top slap with 1:2:4 mix (1cement: 2coarse sand: 4 graded stone aggregate 20 mm nominal size) with required steel reinforcements as detailed in the drawing. Including providing Ductile Iron Manhole cover and frame of size 600 mm dia & weight not less than 60 Kgs (As per EN-124 Std Grade B-125) and PVC Coated CI Rungs. The rate is including cost of all labour, material etc as per drawings and specifications.
113.10 | Manhole with bottom diameter of 900 mm and depth above 1.000 Meter up to 2.0 Meter (Brick wall-230mm thickness) | 8.00 | No. | 100.00 | 33815.00 | 270520.00 | 21000.00 | 168000.00 | 22629.00 | 181032.00 | 20750.00 | 166000.00 | 53100.00 | 424800.00 | 30400.00 | 243200.00 | 166000.00 | M/s. RPP INFRA PROJECTS LIMITED
113.20 | Manhole with bottom diameter of 1200 mm and depth above 2.0 Meter up to 3.0 Meter. (Brick wall-345mm thick upto 1.50m high and balance with 230mm thickness) | 7.00 | No. | 100.00 | 25133.00 | 175931.00 | 34000.00 | 238000.00 | 39213.00 | 274491.00 | 41000.00 | 287000.00 | 70800.00 | 495600.00 | 53200.00 | 372400.00 | 175931.00 | Vishal Builders
114.00 | Supply, installation, testing and commissioning of MRL type 8 passenger Lift of make KONE/OTIS/Mitsubishi/Johnson /Splash lift suitable for 11 Floors ( G +10) as per specifications. Scope includes Design, procurement, transportation, installation, commissioning, testing , getting CEA clearence, providing lift licence and maintenance of Lift for one year after the acceptance by NPCIL. Required illumination to be provided in the lift shaft and necessary power supply arrangement for the lift as per specification is in the scope of contractor. | 6.00 | Nos. | 100.00 | 4001446.00 | 24008676.00 | 2400000.00 | 14400000.00 | 1814797.00 | 10888782.00 | 1933900.00 | 11603400.00 | 2360000.00 | 14160000.00 | 2700000.00 | 16200000.00 | 10888782.00 | P AND C PROJECTS PRIVATE LIMITED
115.00 | Supply, installation, testing and commissioning of MRL type 15/16 passenger Lift of make KONE/OTIS/Mitsubishi/Johnson/Splash lift suitable for carrying patient stretcher for 11 Floors ( G +10) as per specifications. Scope includes Design, procurement, transportation, installation, commissioning, testing, getting CEA clearence, providing lift licence and maintenance of Lift for one year after the acceptance by NPCIL. Required illumination to be provided in the lift shaft and necessary power supply arrangement for the lift as per specification is in the scope of contractor. | 6.00 | Nos. | 100.00 | 4001446.00 | 24008676.00 | 2600000.00 | 15600000.00 | 2233597.00 | 13401582.00 | 2214000.00 | 13284000.00 | 2950000.00 | 17700000.00 | 3300000.00 | 19800000.00 | 13284000.00 | M/s. RPP INFRA PROJECTS LIMITED
116.00 | PDB: Supply and installation of 12 way, IP 43, IK 09, single phase distribution board complete with interconnection Copper busbar, Neutral bar, Earth bar, top and bottom removable gland plates with knockout, and acrylic door with the following RCBO/MCBs. 63A DP RCBO (30 mA ) - 1 no, 20A/16A/6A Single Pole MCB - 8Nos (As per the field requirement MCB rating will be decided. Sample model is 507622 for DB & lexic C curve MCB of Legrand). In addition, a circuit diagram indicating incomer details and outgoing details viz. Circuit number, circuit rating, and load connected and details of the load shall be pasted inside the panel. Also a laminated copy of the diagram shall be provided inside the panel in a suitably designed pocket. All the cable terminations should be done with suitable tinned copper lugs.
116.10 | Supply | 240.00 | Nos. | 100.00 | 6448.00 | 1547520.00 | 7000.00 | 1680000.00 | 6589.00 | 1581360.00 | 9960.00 | 2390400.00 | 35400.00 | 8496000.00 | 7200.00 | 1728000.00 | 1547520.00 | Vishal Builders
116.20 | Installation | 240.00 | Nos. | 100.00 | 762.00 | 182880.00 | 1500.00 | 360000.00 | 1647.00 | 395280.00 | 2460.00 | 590400.00 | 3540.00 | 849600.00 | 2100.00 | 504000.00 | 182880.00 | Vishal Builders
117.00 | LDB for D -type - Supply and installation of 12 way, IP 43, IK 09 single phase distribution board complete with interconnection Copper busbar, Neutral bar, Earth bar, top and bottom removable gland plates with knockout, and acrylic door with 32A DP RCBO (30mA) - 1 no, 20A/16A / 6A SP MCB - 8Nos (As per the field requirement MCB rating will be decided, model 507622 for DB & lexic C curve MCB of Legrand). In addition, a circuit diagram indicating incomer details and outgoing details viz. Circuit number, circuit rating, and load connected and details of the load shall be pasted inside the panel. Also a laminated copy of the diagram shall be provided inside the panel in a suitably designed pocket. All the cable terminations should be done with suitable tinned copper lugs.
117.10 | Supply | 240.00 | Nos. | 100.00 | 6448.00 | 1547520.00 | 7000.00 | 1680000.00 | 7138.00 | 1713120.00 | 8100.00 | 1944000.00 | 29500.00 | 7080000.00 | 6000.00 | 1440000.00 | 1440000.00 | Som Projects Pvt. Ltd.
117.20 | Installation | 240.00 | Nos. | 100.00 | 762.00 | 182880.00 | 1500.00 | 360000.00 | 1647.00 | 395280.00 | 2400.00 | 576000.00 | 3540.00 | 849600.00 | 2100.00 | 504000.00 | 182880.00 | Vishal Builders
118.00 | PDB & LDB
118.10 | Common PDB for stilt floor and common area sockets: Supply and installation of 4 way, 12 way, IP 43, IK 09, three phase distribution board complete with interconnection Copper busbar, Neutral bar, Earth bar, top and bottom removable gland plates with knockout, and metal door with 40A 4P RCBO (30 mA) - 1 no, 20A/16A / 6A SP MCB - 12Nos (As per the field requirement MCB rating will be decided. model 507670 for DB & lexic MCB/RCBO of Legrand). In addition, a circuit diagram indicating incomer details and outgoing details viz. Circuit number, circuit rating, and load connected and details of the load shall be pasted inside the panel. Also a laminated copy of the diagram shall be provided inside the panel in a suitably designed pocket. All the cable terminations should be done with suitable tinned copper lugs.
118.20 | Supply | 6.00 | Nos. | 100.00 | 7672.00 | 46032.00 | 12000.00 | 72000.00 | 9884.00 | 59304.00 | 12450.00 | 74700.00 | 47200.00 | 283200.00 | 8000.00 | 48000.00 | 46032.00 | Vishal Builders
118.30 | Installation | 6.00 | Nos. | 100.00 | 1523.00 | 9138.00 | 2500.00 | 15000.00 | 2745.00 | 16470.00 | 2460.00 | 14760.00 | 3540.00 | 21240.00 | 2100.00 | 12600.00 | 9138.00 | Vishal Builders
119.00 | LDB for Common area lighting: Supply and installation of 4 way three phase distribution board complete with interconnection Copper busbar, Neutral bar, Earth bar, top and bottom removable gland plates with knockout, and metal door with 32A 4P RCBO (30 mA) - 1 no, 20A/16A / 6A SP MCB - 12Nos (As per the field requirement MCB rating will be decided. model 507670 for DB & lexic MCB/RCBO of Legrand). In addition, a circuit diagram indicating incomer details and outgoing details viz. Circuit number, circuit rating, and load connected and details of the load shall be pasted inside the panel. Also a laminated copy of the diagram shall be provided inside the panel in a suitably designed pocket. All the cable terminations should be done with suitable tinned copper lugs.
119.10 | Supply | 30.00 | Nos. | 100.00 | 7672.00 | 230160.00 | 10500.00 | 315000.00 | 9884.00 | 296520.00 | 11620.00 | 348600.00 | 35400.00 | 1062000.00 | 7500.00 | 225000.00 | 225000.00 | Som Projects Pvt. Ltd.
119.20 | Installation | 30.00 | Nos. | 100.00 | 1523.00 | 45690.00 | 2500.00 | 75000.00 | 2745.00 | 82350.00 | 2050.00 | 61500.00 | 2950.00 | 88500.00 | 2100.00 | 63000.00 | 45690.00 | Vishal Builders
120.00 | Supply and installation of auto controller Timer Box for common lights with 230V timer -1 no, 32A 4 pole contactor -1 no, MCB with C curve-10KA - 32 A 4 pole-1 no., 6A DP MCB - 01 Nos ( model lexic MCB of Legrand) all assembled in a Thermoplastic polystyrene MCB Enclosure of approx. dimension 400 X 333 X 129 mm suitable for 1 row 18 module provision with DIN channel, hinged transparent door with locking arrangements , PE+N terminal fixed, with provision for terminating the incoming and out going cables as per the tech.specifications. All the cable terminations should be done with suitable tinned copper lugs.
120.10 | Supply | 6.00 | Nos. | 100.00 | 12731.00 | 76386.00 | 12000.00 | 72000.00 | 11531.00 | 69186.00 | 16600.00 | 99600.00 | 11800.00 | 70800.00 | 22200.00 | 133200.00 | 69186.00 | P AND C PROJECTS PRIVATE LIMITED
120.20 | Installation | 6.00 | Nos. | 100.00 | 3808.00 | 22848.00 | 1500.00 | 9000.00 | 2745.00 | 16470.00 | 1640.00 | 9840.00 | 1180.00 | 7080.00 | 3040.00 | 18240.00 | 7080.00 | SRI BALAJI CONSTRUCTIONS
121.00 | Supply and installation of auto controller contactor box for common lights with 230V, 32A 4 pole contactor -1 no, MCB with C curve-10KA - 32 A 4 pole-1 no., 6A DP MCB - 01 Nos ( model lexic MCB of Legrand) all assembled in a Thermoplastic polystyrene MCB Enclosure suitable for 1 row 18 module provision with DIN channel . The enclosure should be according with IEC 60439-3. Approximate dimensions of Thermoplastic box : 400 X 333 X 129 mm with provision for terminating the incoming and out going cables as per the specifications. All the cable terminations should be done with suitable tinned copper lugs.
121.10 | Supply | 20.00 | Nos. | 100.00 | 12684.00 | 253680.00 | 12000.00 | 240000.00 | 11531.00 | 230620.00 | 9720.00 | 194400.00 | 17700.00 | 354000.00 | 12160.00 | 243200.00 | 194400.00 | M/s. RPP INFRA PROJECTS LIMITED
121.20 | Installation | 20.00 | Nos. | 100.00 | 3808.00 | 76160.00 | 1500.00 | 30000.00 | 2745.00 | 54900.00 | 1600.00 | 32000.00 | 2360.00 | 47200.00 | 3040.00 | 60800.00 | 30000.00 | Abirami Engineering Construction and co
122.00 | Point wiring
122.10 | Point wiring for lighting and exhaust fan: Supply and wiring for light point with 3 runs of 1.5sq.mm (22/0.3) 1100V grade FRLSH insulated single core multi strand Copper conductor wire (without joint) drawn in the existing PVC Conduit, complete with modular type angle/batten lamp holder or ceiling rose, 6 Amps modular type switch of approved make including pulling the wire from existing switch box to lighting point through the conduit and connecting at both ends (Supply of switch box, grid plate and the cover plate have been covered in seperate item). All items such as 1.5sq.mm wire, 6Amps switch, PVC conduits , skirt type angle/battern holder, 3 Plate ceiling rose, hylam sheet for JBs shall be supplied by the contractor as per the requirement & specification. All the cable terminations should be done with suitable tinned copper lugs.
122.20 | Supply | 5650.00 | Point | 100.00 | 462.00 | 2610300.00 | 650.00 | 3672500.00 | 659.00 | 3723350.00 | 1079.00 | 6096350.00 | 1298.00 | 7333700.00 | 1215.00 | 6864750.00 | 2610300.00 | Vishal Builders
122.30 | Installation | 5650.00 | Point | 100.00 | 228.00 | 1288200.00 | 300.00 | 1695000.00 | 275.00 | 1553750.00 | 820.00 | 4633000.00 | 590.00 | 3333500.00 | 460.00 | 2599000.00 | 1288200.00 | Vishal Builders
123.00 | Point wiring for two way light point with required runs of 1.5 sq.mm (22/0.3) 1100V grade FRLSH insulated single core multi strand Copper conductor wire drawn in the existing PVC conduit and connection at both ends, including Supply of wire,PVC conduit,modular type ceiling rose / batten holder, hylam sheet for JBs, 2 nos. of modular type 2 way switch of approved make. (Supply of switch box, grid plate and the cover plate have been covered in seperate item). All the cable terminations should be done with suitable tinned copper lugs
123.10 | Supply | 480.00 | Point | 100.00 | 632.00 | 303360.00 | 850.00 | 408000.00 | 879.00 | 421920.00 | 1245.00 | 597600.00 | 1770.00 | 849600.00 | 1830.00 | 878400.00 | 303360.00 | Vishal Builders
123.20 | Installation | 480.00 | Point | 100.00 | 305.00 | 146400.00 | 350.00 | 168000.00 | 329.00 | 157920.00 | 820.00 | 393600.00 | 590.00 | 283200.00 | 760.00 | 364800.00 | 146400.00 | Vishal Builders
124.00 | Point wiring for Primary lighting points in the stilt floor as well as in common passage / corridors in all floors. Supply and wiring for light point with 3 runs of 1.5sq.mm (22/0.3)1100V grade FRLSH insulated single core Copper conductor wire (without joint) drawn through the existing PVC conduit, directly connected to the MCB in the common LDB, including pulling the wire from LDB to first lighting point and connecting both the ends. All items such as 1.5sq.mm wire, PVC conduit ,Cage clamp type terminal blocks, hylam sheet for JBs, shall be supplied by the contractor as per the requirement & specification. All the cable terminations should be done with suitable tinned copper lugs.
124.10 | Supply | 225.00 | Point | 100.00 | 548.00 | 123300.00 | 1000.00 | 225000.00 | 988.00 | 222300.00 | 996.00 | 224100.00 | 1416.00 | 318600.00 | 1215.00 | 273375.00 | 123300.00 | Vishal Builders
124.20 | Installation | 225.00 | Point | 100.00 | 305.00 | 68625.00 | 350.00 | 78750.00 | 329.00 | 74025.00 | 820.00 | 184500.00 | 590.00 | 132750.00 | 460.00 | 103500.00 | 68625.00 | Vishal Builders
125.00 | Point wiring for Secondary Light points in the stilt floor as well as in common passage / corridors in all floors: Supply & wiring for light point with 3 runs of 1.5sq.mm (22/0.3)1100V grade FRLSH insulated single core multi strand Copper conductor wire (without joint) drawn through the existing PVC Conduit, including pulling the wire from existing lighting point to the new lighting point through the conduit and connecting at both ends without switch control . All items such as 1.5sq.mm wire,PVC conduit, Cage clamp type Terminal blocks, hylam sheet for JBs (wherever applicable) shall be supplied by the contractor as per the requirement & specifications. All the cable terminations should be done with suitable tinned copper lugs.
125.10 | Supply | 950.00 | Point | 100.00 | 355.00 | 337250.00 | 750.00 | 712500.00 | 604.00 | 573800.00 | 830.00 | 788500.00 | 1770.00 | 1681500.00 | 760.00 | 722000.00 | 337250.00 | Vishal Builders
125.20 | Installation | 950.00 | Point | 100.00 | 228.00 | 216600.00 | 250.00 | 237500.00 | 220.00 | 209000.00 | 492.00 | 467400.00 | 590.00 | 560500.00 | 305.00 | 289750.00 | 209000.00 | P AND C PROJECTS PRIVATE LIMITED
126.00 | Point wiring for ceiling fan point with 3 runs of 1.5sq.mm (22/03) 1100V grade FRLSH insulated single core Copper conductor wire (without joint) drawn through the existing PVC Conduit and connection at both ends, including supply of wires, modular type 6Amps switch and step type capacitor based regulator 100W, 2 module-1No , hylam sheet for JBs,PVC Conduit, Cage clamp type Terminal blocks etc. of approved make. as per specifications .(Supply of switch box, grid plate and the cover plate have been covered in seperate item) Work includes Supply and Installation of GI mettalic cylindrical JB of >100 mm dia with 8mm dia hook etc. All the cable terminations should be done with suitable tinned copper lugs.
126.10 | Supply | 720.00 | Point | 100.00 | 890.00 | 640800.00 | 1000.00 | 720000.00 | 1043.00 | 750960.00 | 1245.00 | 896400.00 | 2360.00 | 1699200.00 | 1370.00 | 986400.00 | 640800.00 | Vishal Builders
126.20 | Installation | 720.00 | Point | 100.00 | 381.00 | 274320.00 | 350.00 | 252000.00 | 329.00 | 236880.00 | 656.00 | 472320.00 | 590.00 | 424800.00 | 460.00 | 331200.00 | 236880.00 | P AND C PROJECTS PRIVATE LIMITED
127.00 | Point wiring for two way fan point with required runs of 1.5sq.mm (22/03) 1100V grade FRLSH insulated single core Copper conductor wire (without joint) drawn through the existing PVC Conduit and connection at both ends, including supply of wires, PVC Conduit,6Amps two way modular type switch - 2nos, step type capacitor based regulator 100W, 2 module - 1 no. and hylam sheet for JBs etc. (Supply of switch box, grid plate and the cover plate have been covered in seperate item. ).Work includes Supply and Installation of 150 mm dia GI mettalic cylindrical JB for housing with 8mm dia hook etc. All the cable terminations should be done with suitable tinned copper lugs.
127.10 | Supply | 480.00 | Point | 100.00 | 1375.00 | 660000.00 | 1300.00 | 624000.00 | 1153.00 | 553440.00 | 1458.00 | 699840.00 | 2360.00 | 1132800.00 | 1825.00 | 876000.00 | 553440.00 | P AND C PROJECTS PRIVATE LIMITED
127.80 | Installation | 480.00 | Point | 100.00 | 457.00 | 219360.00 | 400.00 | 192000.00 | 329.00 | 157920.00 | 800.00 | 384000.00 | 590.00 | 283200.00 | 760.00 | 364800.00 | 157920.00 | P AND C PROJECTS PRIVATE LIMITED
128.00 | Point wiring for Buzzer/Calling bell : Supply and wiring for buzzer point with 2 runs of 1.5sq.mm (22/0.3) 1100V grade FRLSH insulated Copper conductor wire drawn in the existing conduit, hylam sheet for JBs, and connection at both ends complete with supply of modular type 6A, PVC Conduit,250V bell push and calling bell of approved make all as per specification. The bell shall be of ding dong type-Lisha/Anchor/Legrand/ approved make (Supply of switch box, grid plate and the cover plate have been covered in seperate item). All the cable terminations should be done with suitable tinned copper lugs.
128.10 | Supply | 240.00 | Point | 100.00 | 498.00 | 119520.00 | 900.00 | 216000.00 | 879.00 | 210960.00 | 1230.00 | 295200.00 | 590.00 | 141600.00 | 1215.00 | 291600.00 | 119520.00 | Vishal Builders
128.20 | Installation | 240.00 | Point | 100.00 | 228.00 | 54720.00 | 350.00 | 84000.00 | 329.00 | 78960.00 | 648.00 | 155520.00 | 236.00 | 56640.00 | 460.00 | 110400.00 | 54720.00 | Vishal Builders
129.00 | Point wiring for 6A Power sockets in seperate switchboard: Supply and wiring for 6A, 5pin socket with three runs of 2.5sq.mm(36/0.3) 1100V grade Copper FRLSH wire drawn through the existing conduit and connection at both ends, including Supply of modular type 6A 5 pin socket with safety shutter and SP switch of approved make ,PVC conduit ( not combined). One end of the earthing wire to be connected at the earth pin of 6A socket and another end to be connected at the earth bar in the Distribution Board. (Supply of switch box, grid plate and the cover plate have been covered in seperate item). All the cable terminations should be done with suitable tinned copper lugs.
129.10 | Supply | 1750.00 | Point | 100.00 | 1714.00 | 2999500.00 | 1500.00 | 2625000.00 | 1318.00 | 2306500.00 | 1230.00 | 2152500.00 | 590.00 | 1032500.00 | 1215.00 | 2126250.00 | 1032500.00 | SRI BALAJI CONSTRUCTIONS
129.20 | Installation | 1750.00 | Point | 100.00 | 990.00 | 1732500.00 | 500.00 | 875000.00 | 329.00 | 575750.00 | 648.00 | 1134000.00 | 236.00 | 413000.00 | 460.00 | 805000.00 | 413000.00 | SRI BALAJI CONSTRUCTIONS
130.00 | Point wiring for 6A Power sockets in existing switchboard. Supply and installation of modular type 6A, 5pin socket with safety shutter and 6A, switch of approved make in the existing switch board. (Supply of switch box, grid plate and the cover plate have been covered in seperate item. ) The Power Supply will be looped from the existing supply point available in the same switch board by interconnecting the switches and sockets etc. All the cable terminations should be done with suitable tinned copper lugs.
130.10 | Supply | 2700.00 | Point | 100.00 | 381.00 | 1028700.00 | 180.00 | 486000.00 | 220.00 | 594000.00 | 125.00 | 337500.00 | 236.00 | 637200.00 | 305.00 | 823500.00 | 337500.00 | M/s. RPP INFRA PROJECTS LIMITED
130.20 | Installation | 2700.00 | Point | 100.00 | 114.00 | 307800.00 | 75.00 | 202500.00 | 82.00 | 221400.00 | 82.00 | 221400.00 | 118.00 | 318600.00 | 150.00 | 405000.00 | 202500.00 | Abirami Engineering Construction and co
131.00 | Point wiring for 6A Twin Power sockets : Supply and wiring for two no's of 6A, 5pin socket with three runs of 2.5 sq.mm(36/0.3) 1100V grade Copper FRLSH wire drawn through the existing conduit from DB to switchbox and connection at both ends, including supply of two no's of modular type 6A 5 pin socket with safety shutter and two nos of modular type SP switch of approved make (not combined)PVC Conduit . One end of the earthing wire to be connected at the earth pin of 6A sockets and the another end to be connected at the earth bar in the Distribution Board. (Supply of switch box, grid plate and the cover plate have been covered in seperate item). All the cable terminations should be done with suitable tinned copper lugs.
131.10 | Supply | 970.00 | Point | 100.00 | 1927.00 | 1869190.00 | 1850.00 | 1794500.00 | 2032.00 | 1971040.00 | 1215.00 | 1178550.00 | 1416.00 | 1373520.00 | 1520.00 | 1474400.00 | 1178550.00 | M/s. RPP INFRA PROJECTS LIMITED
131.20 | Installation | 970.00 | Point | 100.00 | 1142.00 | 1107740.00 | 500.00 | 485000.00 | 549.00 | 532530.00 | 656.00 | 636320.00 | 590.00 | 572300.00 | 460.00 | 446200.00 | 446200.00 | Som Projects Pvt. Ltd.
132.00 | Point wiring for 16A/6A & Water heater
132.10 | Point wiring for 16A/6A , 5 in 1 socket outlet with two runs of 4 sq.mm(56/0.3) and one run of 2.5Sq.mm.(36/0.3) 1100V grade FRLSH insulated Copper wire from DB to swichbox drawn through the existing PVC conduit and connection at both ends, including supply of wires,PVC Conduit, modular type 16A/6A, 5 in 1 Socket with safety shutter, 16A switch of approved make. (Supply of switch box, grid plate and the cover plate have been covered in seperate item. ). Copper wire for earthing to be connected at the earth pin of 16A/6A socket and another end to be connected at the earth bar in the Distribution Board. All the cable terminations should be done with suitable tinned copper lugs.
132.20 | Supply | 1020.00 | Point | 100.00 | 2369.00 | 2416380.00 | 1500.00 | 1530000.00 | 3075.00 | 3136500.00 | 1600.00 | 1632000.00 | 2950.00 | 3009000.00 | 2000.00 | 2040000.00 | 1530000.00 | Abirami Engineering Construction and co
132.30 | Installation | 1020.00 | Point | 100.00 | 990.00 | 1009800.00 | 400.00 | 408000.00 | 879.00 | 896580.00 | 632.00 | 644640.00 | 590.00 | 601800.00 | 460.00 | 469200.00 | 408000.00 | Abirami Engineering Construction and co
133.00 | Water heater point wiring- Supply and wiring for Water heater with two runs of 4 sq.mm (56/0.3) and one run of 2.5 Sq.mm. (36/0.3), 1100V grade FRLS insulated Copper wire drawn through the existing conduit pipe and connecting at both ends from PDB to modular DP switch and from modular DP switch to 16A socket, including supply of 16A/6A, 5 in 1 socket with safety shutter, PVC condiuts, 32 A Modular DP switch with indicator. Copper wire for earthing to be connected at the earth pin of 16A/6A socket and another end to be connected at the earth bar in the PDB. All the cable terminations should be done with suitable tinned copper lugs (Supply of switch box, grid plate and the cover plate have been covered in seperate item).
133.10 | Supply | 240.00 | Point | 100.00 | 2369.00 | 568560.00 | 1200.00 | 288000.00 | 1537.00 | 368880.00 | 1476.00 | 354240.00 | 2360.00 | 566400.00 | 1825.00 | 438000.00 | 288000.00 | Abirami Engineering Construction and co
133.20 | Installation | 240.00 | Point | 100.00 | 990.00 | 237600.00 | 400.00 | 96000.00 | 439.00 | 105360.00 | 800.00 | 192000.00 | 590.00 | 141600.00 | 460.00 | 110400.00 | 96000.00 | Abirami Engineering Construction and co
134.00 | AC point: Point wiring for 20A AC socket with Modular 20A, 2Pole MCB: Supply and Installation of AC point with 230 V, 25A modular type 3 pin power socket, Modular 20A, 2pole, MCB control, wiring with two runs of 4 sq.mm(56/0.3) and one run of 2.5Sq.mm.(36/0.3) 1100V grade FRLSH insulated Copper wire drawn through the existing conduit pipe and connection from PDB to Modular 20A, 2pole, MCB and then to socket as per the specifications .Socket and MCB shall be mounted in seperate boxes. All materials including boxes , PVC conduits, grid plate and cover plate are covered in the scope of supply. All the cable terminations should be done with suitable tinned copper lugs.
134.10 | Supply | 480.00 | Point | 100.00 | 2626.00 | 1260480.00 | 3500.00 | 1680000.00 | 4393.00 | 2108640.00 | 2370.00 | 1137600.00 | 3540.00 | 1699200.00 | 2735.00 | 1312800.00 | 1137600.00 | M/s. RPP INFRA PROJECTS LIMITED
134.20 | Installation | 480.00 | Point | 100.00 | 1295.00 | 621600.00 | 900.00 | 432000.00 | 988.00 | 474240.00 | 1230.00 | 590400.00 | 590.00 | 283200.00 | 910.00 | 436800.00 | 283200.00 | SRI BALAJI CONSTRUCTIONS
135.00 | Point wiring PDB & LDB to Rising main busduct
135.10 | Point wiring PDB to Rising main busduct - Supply and wiring of 3R x 10.0sq.mm, 1100V grade FRLSH insulated single core multistrand Copper wire, drawn through the existing PVC conduit from rising main to Meter box and from Meter box at the electrical room at each floor to the PDB (All items such as 10sq.mm wire, PVC conduits shall be supplied by the contractor as per the requirement & specification) . The termination shall be done by using crimping type Copper lugs of approved make. All the cable terminations should be done with suitable tinned copper lugs (Measurement will be based on point wiring 10m X3R x10.0 sq.mm Approx).
135.20 | Supply | 240.00 | Point | 100.00 | 4250.00 | 1020000.00 | 4800.00 | 1152000.00 | 6040.00 | 1449600.00 | 4000.00 | 960000.00 | 7080.00 | 1699200.00 | 4860.00 | 1166400.00 | 960000.00 | M/s. RPP INFRA PROJECTS LIMITED
135.30 | Installation | 240.00 | Point | 100.00 | 3046.00 | 731040.00 | 500.00 | 120000.00 | 1318.00 | 316320.00 | 790.00 | 189600.00 | 590.00 | 141600.00 | 910.00 | 218400.00 | 120000.00 | Abirami Engineering Construction and co
136.00 | Point wiring LDB to Rising main busduct - Supply and wiring of 3RX6.0sq.mm 1100V grade FRLSH insulated single core multistrand Copper wire, drawn through the existing PVC conduit from rising main to Meter box and from Meter box at the electrical room at each floor to the LDB (All items such as 10sq.mm wire, PVC conduits shall be supplied by the contractor as per the requirement & specification). The termination shall be done by using crimping type Copper lugs of approved make. All the cable terminations should be done with suitable tinned copper lugs (Measurement will be based on point wiring 10mX3RX6.0sq.mm Approx).
136.10 | Supply | 240.00 | Point | 100.00 | 2803.00 | 672720.00 | 2000.00 | 480000.00 | 2745.00 | 658800.00 | 2460.00 | 590400.00 | 3540.00 | 849600.00 | 2735.00 | 656400.00 | 480000.00 | Abirami Engineering Construction and co
136.20 | Supply | 240.00 | Point | 100.00 | 2285.00 | 548400.00 | 400.00 | 96000.00 | 879.00 | 210960.00 | 648.00 | 155520.00 | 590.00 | 141600.00 | 760.00 | 182400.00 | 96000.00 | Abirami Engineering Construction and co
137.00 | Point wiring Distribution Board to Switch boards. Supply and wiring of 3RX2.5 sq.mm FRLSH insulated single core multistrand 1100v Copper wire, drawn through the existing PVC conduit from MCB DB to various switch boards as circuit mains. The termination shall be done by using crimping type Copper lugs of approved make (Measurement will be based on point wiring 8mX3RX2.5sq.mm Approx).
137.10 | Supply | 2940.00 | Point | 100.00 | 1115.00 | 3278100.00 | 800.00 | 2352000.00 | 1054.00 | 3098760.00 | 720.00 | 2116800.00 | 1180.00 | 3469200.00 | 1370.00 | 4027800.00 | 2116800.00 | M/s. RPP INFRA PROJECTS LIMITED
137.20 | Installation | 2940.00 | Point | 100.00 | 1295.00 | 3807300.00 | 280.00 | 823200.00 | 549.00 | 1614060.00 | 237.00 | 696780.00 | 354.00 | 1040760.00 | 460.00 | 1352400.00 | 696780.00 | M/s. RPP INFRA PROJECTS LIMITED
138.00 | Supply and wiring of 4RX4.0sq.mm + 2R x 2.5 sqmm (E) 1100V grade FRLSH insulated single core multistrand Copper wire, drawn through the existing PVC conduit from rising main to the lift Power Distribution Board installed in electrical room near lift shaft including supply of wires,PVC Conduit. The termination shall be done by using crimping type Copper lugs of approved make as instructed by engineer – in- charge (Measurement will be based on point wiring). All the cable terminations should be done with suitable tinned copper lugs
138.10 | Supply | 12.00 | Point | 100.00 | 4541.00 | 54492.00 | 3700.00 | 44400.00 | 11531.00 | 138372.00 | 2430.00 | 29160.00 | 2360.00 | 28320.00 | 3345.00 | 40140.00 | 28320.00 | SRI BALAJI CONSTRUCTIONS
138.20 | Installation | 12.00 | Point | 100.00 | 3732.00 | 44784.00 | 1200.00 | 14400.00 | 3295.00 | 39540.00 | 1200.00 | 14400.00 | 590.00 | 7080.00 | 760.00 | 9120.00 | 7080.00 | SRI BALAJI CONSTRUCTIONS
139.00 | Supply and wiring of 4RX4.0sq.mm + 2R x 2.5 sqmm (E) 1100V grade FRLSH insulated single core multistrand Copper wire, drawn through the existing PVC conduit from rising main to the Common PDB for sockets at stilt floor electrical room including supply of wires,PVC Conduit. The termination shall be done by using crimping type Copper lugs of approved make as per spec (Measurement will be based on point wiring).
139.10 | Supply | 6.00 | Point | 100.00 | 5640.00 | 33840.00 | 2200.00 | 13200.00 | 6589.00 | 39534.00 | 1580.00 | 9480.00 | 2360.00 | 14160.00 | 3340.00 | 20040.00 | 9480.00 | M/s. RPP INFRA PROJECTS LIMITED
139.20 | Installation | 6.00 | Point | 100.00 | 4664.00 | 27984.00 | 1200.00 | 7200.00 | 1647.00 | 9882.00 | 820.00 | 4920.00 | 590.00 | 3540.00 | 760.00 | 4560.00 | 3540.00 | SRI BALAJI CONSTRUCTIONS
140.00 | Supply and wiring of power circuit with 4RX4.0sq.mm + 2R x 2.5sqmm (E) 1100V grade FRLSH insulated single core multistrand Copper wire, drawn through the existing PVC conduit from rising main to the Auto Controller timer/contactor box and looping from contactor box to Common LDB for area lighting located in the same room as per SLD including supply of wires,PVC Conduit. The termination shall be done by using crimping type Copper lugs of approved make and glanding done with suitable lamellar type polyamid glands wherever required as instructed by engineer – in- charge (Measurement will be based on point wiring).
140.10 | Supply | 24.00 | Point | 100.00 | 4854.00 | 116496.00 | 1500.00 | 36000.00 | 6589.00 | 158136.00 | 810.00 | 19440.00 | 2950.00 | 70800.00 | 3345.00 | 80280.00 | 19440.00 | M/s. RPP INFRA PROJECTS LIMITED
140.20 | Installation | 24.00 | Point | 100.00 | 3998.00 | 95952.00 | 1200.00 | 28800.00 | 1647.00 | 39528.00 | 800.00 | 19200.00 | 590.00 | 14160.00 | 760.00 | 18240.00 | 14160.00 | SRI BALAJI CONSTRUCTIONS
141.00 | Supply and wiring of control circuit with 2RX2.5 sqmm wire ,1100V grade FRLSH insulated single core multistrand Copper wire, drawn through the existing PVC conduit from Auto controller timer box to Auto conroller contactor box for the control supply to contactor coil at various elevations/floors by looping including supply of wires,PVC Conduit. The termination shall be done by using crimping type Copper lugs of approved make and glanding done with suitable lamellar type polyamid glands wherever required as instructed by engineer – in- charge (Measurement will be based on point wiring).
141.10 | Supply | 24.00 | Point | 100.00 | 717.00 | 17208.00 | 900.00 | 21600.00 | 1647.00 | 39528.00 | 581.00 | 13944.00 | 1180.00 | 28320.00 | 1215.00 | 29160.00 | 13944.00 | M/s. RPP INFRA PROJECTS LIMITED
141.20 | Installation | 24.00 | Point | 100.00 | 1237.00 | 29688.00 | 500.00 | 12000.00 | 659.00 | 15816.00 | 410.00 | 9840.00 | 354.00 | 8496.00 | 460.00 | 11040.00 | 8496.00 | SRI BALAJI CONSTRUCTIONS
142.00 | Light Fittings
142.10 | Supply and Installation of Aluminium extruded Decorative 4 feet LED luminaire having minimum 2500 lumens output with efficacy of >100 lm/watt, all pre wired upto terminal block as per specifications. Sufficient length of wires to be provided for terminating light fitting and ceiling rose/Holder.
142.20 | Supply | 1580.00 | Nos. | 100.00 | 609.00 | 962220.00 | 500.00 | 790000.00 | 714.00 | 1128120.00 | 324.00 | 511920.00 | 590.00 | 932200.00 | 610.00 | 963800.00 | 511920.00 | M/s. RPP INFRA PROJECTS LIMITED
142.30 | Installation | 1580.00 | Nos. | 100.00 | 152.00 | 240160.00 | 200.00 | 316000.00 | 110.00 | 173800.00 | 240.00 | 379200.00 | 236.00 | 372880.00 | 150.00 | 237000.00 | 173800.00 | P AND C PROJECTS PRIVATE LIMITED
143.00 | Supply and Installation of Aluminium extruded Decorative 2 feet mirror light LED luminaire having minimum 1150 lumens output with efficacy of >110 lm/watt, all pre wired upto terminal block as per specifications. Sufficient length of wires to be provided for terminating light fitting and ceiling rose/Holder. Ref. model: Philips BN021 LED10S-6500 PSU GR S1.
143.10 | Supply | 600.00 | Nos. | 100.00 | 152.00 | 91200.00 | 350.00 | 210000.00 | 494.00 | 296400.00 | 237.00 | 142200.00 | 590.00 | 354000.00 | 530.00 | 318000.00 | 91200.00 | Vishal Builders
143.20 | Installation | 600.00 | Nos. | 100.00 | 152.00 | 91200.00 | 150.00 | 90000.00 | 165.00 | 99000.00 | 160.00 | 96000.00 | 236.00 | 141600.00 | 150.00 | 90000.00 | 90000.00 | Abirami Engineering Construction and co, Som Projects Pvt. Ltd.
144.00 | Supply and Fixing of LED surface /ceiling mounted down light fitting with minimum 1200 Lumens output with > 100 Lm/W efficacy Opel diffuser for common areas , all pre wired upto terminal block as per specifications. Sufficient length of wires to be provided for terminating light fitting and connector / ceiling rose/Holder. Ref. model: Philips SM260C LED12S-6500 PSU WH
144.10 | Supply | 840.00 | Nos. | 100.00 | 533.00 | 447720.00 | 850.00 | 714000.00 | 933.00 | 783720.00 | 790.00 | 663600.00 | 708.00 | 594720.00 | 1065.00 | 894600.00 | 447720.00 | Vishal Builders
144.20 | Installation | 840.00 | Nos. | 100.00 | 152.00 | 127680.00 | 200.00 | 168000.00 | 165.00 | 138600.00 | 240.00 | 201600.00 | 354.00 | 297360.00 | 230.00 | 193200.00 | 127680.00 | Vishal Builders
145.00 | Supply and fixing of Ceilling /wall / surface mounted bulkhead fitting for outside areas - Weather proof Integrated LED Bulk head luminaire comprises of pressure die cast housing, acrylic diffuser & frame, including all the accessories with IP 65 having minimum 700 lumens output with efficacy of > 100 lm/watt, wall mounting type all pre wired upto terminal block as per specifications. Sufficient length of wires to be provided for terminating light fitting and ceiling rose/Holder. Ref. model: Philips WT140W LED7S CW PSU S1 PC
145.10 | Supply | 360.00 | Nos. | 100.00 | 838.00 | 301680.00 | 900.00 | 324000.00 | 988.00 | 355680.00 | 632.00 | 227520.00 | 708.00 | 254880.00 | 835.00 | 300600.00 | 227520.00 | M/s. RPP INFRA PROJECTS LIMITED
145.20 | Installation | 360.00 | Nos. | 100.00 | 228.00 | 82080.00 | 200.00 | 72000.00 | 165.00 | 59400.00 | 240.00 | 86400.00 | 236.00 | 84960.00 | 150.00 | 54000.00 | 54000.00 | Som Projects Pvt. Ltd.
146.00 | Supply and Fixing of LED Street light fittings having IP 65 with minimum 2400 lumens output having efficacy > 100 Lm/W for external areas as per specifications. Model CG LST-25-CDL-M of crompton greaves/Bajaj/Havells. Scope includes supply of 01 meter heavy duty G.I. pipe with accessories for fixing the light fitting as per specifications. Sufficient length of wires to be provided for terminating light fitting and ceiling rose/Holder.
146.10 | Supply | 84.00 | Nos. | 100.00 | 1219.00 | 102396.00 | 3000.00 | 252000.00 | 3844.00 | 322896.00 | 1975.00 | 165900.00 | 2360.00 | 198240.00 | 4560.00 | 383040.00 | 102396.00 | Vishal Builders
146.20 | Installation | 84.00 | Nos. | 100.00 | 305.00 | 25620.00 | 1200.00 | 100800.00 | 549.00 | 46116.00 | 800.00 | 67200.00 | 590.00 | 49560.00 | 760.00 | 63840.00 | 25620.00 | Vishal Builders
147.00 | Supply and Fixing of 230V LED bulbs having B-22 base with minimum 700 lumens as per specifications
147.10 | Supply | 1560.00 | Nos. | 100.00 | 61.00 | 95160.00 | 200.00 | 312000.00 | 165.00 | 257400.00 | 119.00 | 185640.00 | 236.00 | 368160.00 | 185.00 | 288600.00 | 95160.00 | Vishal Builders
147.20 | Installation | 1560.00 | Nos. | 100.00 | 15.00 | 23400.00 | 50.00 | 78000.00 | 55.00 | 85800.00 | 80.00 | 124800.00 | 59.00 | 92040.00 | 80.00 | 124800.00 | 23400.00 | Vishal Builders
148.00 | Supply and Fixing of LED bulbs, 230V having B-22 base with minimum 1200 Lumen output for flats as per specifications
148.10 | Supply | 1440.00 | Nos. | 100.00 | 107.00 | 154080.00 | 370.00 | 532800.00 | 220.00 | 316800.00 | 237.00 | 341280.00 | 295.00 | 424800.00 | 305.00 | 439200.00 | 154080.00 | Vishal Builders
148.20 | Installation | 1440.00 | Nos. | 100.00 | 15.00 | 21600.00 | 60.00 | 86400.00 | 55.00 | 79200.00 | 80.00 | 115200.00 | 59.00 | 84960.00 | 150.00 | 216000.00 | 21600.00 | Vishal Builders
149.00 | Fans
149.10 | Supply and fixing of 1200mm sweep ceiling fan of make/model CG high speed/Orient summer king without regulator, including assembling, fixing, supplying and providing 3 core x 1.0 sq.mm flexible Copper cable and connection between fan and the ceiling rose / Connector in the existing fan hook box asper specifications.
149.20 | Supply | 1000.00 | Nos. | 100.00 | 2513.00 | 2513000.00 | 2600.00 | 2600000.00 | 2251.00 | 2251000.00 | 1975.00 | 1975000.00 | 2360.00 | 2360000.00 | 2735.00 | 2735000.00 | 1975000.00 | M/s. RPP INFRA PROJECTS LIMITED
149.30 | Installation | 1000.00 | Nos. | 100.00 | 381.00 | 381000.00 | 300.00 | 300000.00 | 220.00 | 220000.00 | 640.00 | 640000.00 | 295.00 | 295000.00 | 305.00 | 305000.00 | 220000.00 | P AND C PROJECTS PRIVATE LIMITED
150.00 | Supply & fixing of Exhaust fans 230 mm sweep Heavy duty with double bearing of make Khaitan/ Almonard/ CG/Orient. Scope includes supply and installation of automatic louver /shutters fabricated with UPVC sheet and SS wire mesh (SS wire mesh of 35 cm x 35 cm size having 10mmx10mm square grid wire ) to prevnt entry of dust, birds, rats etc. Mesh shall be removable from inside. Supply and termination of 3 C x 1.0 sq.mm sheathed copper flexible cable between the existing ceiling rose and the exhaust fan all as per technical specification
150.10 | Supply | 275.00 | Nos. | 100.00 | 2056.00 | 565400.00 | 1700.00 | 467500.00 | 1977.00 | 543675.00 | 1975.00 | 543125.00 | 2124.00 | 584100.00 | 2735.00 | 752125.00 | 467500.00 | Abirami Engineering Construction and co
150.20 | Installation | 275.00 | Nos. | 100.00 | 381.00 | 104775.00 | 300.00 | 82500.00 | 220.00 | 60500.00 | 640.00 | 176000.00 | 295.00 | 81125.00 | 760.00 | 209000.00 | 60500.00 | P AND C PROJECTS PRIVATE LIMITED
151.00 | PVC Conduits
151.10 | 25 MM dia PVC Conduits . Supply and installation of Heavy duty PVC Conduit with all accessories like bends, junction boxes and couplers, factory made PVC covers for all pull JBs, etc. all as per specification. (Measurement shall be based on completed length of conduit with accessories).
151.20 | Supply | 7000.00 | Meter | 100.00 | 61.00 | 427000.00 | 60.00 | 420000.00 | 66.00 | 462000.00 | 38.00 | 266000.00 | 70.80 | 495600.00 | 80.00 | 560000.00 | 266000.00 | M/s. RPP INFRA PROJECTS LIMITED
151.30 | Installation | 7000.00 | Meter | 100.00 | 76.00 | 532000.00 | 30.00 | 210000.00 | 33.00 | 231000.00 | 33.00 | 231000.00 | 23.60 | 165200.00 | 45.00 | 315000.00 | 165200.00 | SRI BALAJI CONSTRUCTIONS
152.00 | 32 MM dia PVC Conduits . Supply and installation of Heavy duty PVC Conduit with all accessories like bends ,junction boxes and couplers, factory made PVC covers for all pull JBs, etc. all as per specification. (Measurement shall be based on completed length of conduit with accessories).
152.10 | Supply | 3000.00 | Meter | 100.00 | 85.00 | 255000.00 | 70.00 | 210000.00 | 88.00 | 264000.00 | 50.00 | 150000.00 | 82.60 | 247800.00 | 105.00 | 315000.00 | 150000.00 | M/s. RPP INFRA PROJECTS LIMITED
152.20 | Installation | 3000.00 | Meter | 100.00 | 99.00 | 297000.00 | 40.00 | 120000.00 | 44.00 | 132000.00 | 25.00 | 75000.00 | 23.60 | 70800.00 | 60.00 | 180000.00 | 70800.00 | SRI BALAJI CONSTRUCTIONS
153.00 | Raising Main Bus Ducts
153.10 | Supply, Installation, testing and commissioning of 250A Power Rising main bus ducts - 1 & 2 for C Blocks along with all accessories as mentioned below. 250A, Air insulated type Copper busway (3L+N+PE), 100% N, 10KA, crimp closed casing (> 0.8 mm) made of hot-galvanised sheet steel, pre-lacquered RAL 7035/9001 white, protective conductor (PE) sized >= 50% of cross-section of phases and connected to the casing at each junction, Rated insulation & operating voltage is 690V. The rate quoted shall be inclusive of all components required for completing the rising main job in all respect and as per the detailed specifications given in technical specifications.
153.20 | Supply and installation of Straight run with plug in opening - KSC25PG | 408.00 | Meter | 100.00 | 19616.00 | 8003328.00 | 15000.00 | 6120000.00 | 8017.00 | 3270936.00 | 28000.00 | 11424000.00 | 11800.00 | 4814400.00 | 30000.00 | 12240000.00 | 3270936.00 | P AND C PROJECTS PRIVATE LIMITED
153.30 | Supply and installation of Flange end - KSC25PG | 12.00 | Nos. | 100.00 | 24447.00 | 293364.00 | 15000.00 | 180000.00 | 7138.00 | 85656.00 | 40500.00 | 486000.00 | 47200.00 | 566400.00 | 15200.00 | 182400.00 | 85656.00 | P AND C PROJECTS PRIVATE LIMITED
153.40 | Supply and installation of End feed unit without 250A 4P MCCB, with R, Y, B & ON, OFF, TRIP Indication lamps and 2A control MCB | 12.00 | Nos. | 100.00 | 166029.00 | 1992348.00 | 15000.00 | 180000.00 | 9335.00 | 112020.00 | 36000.00 | 432000.00 | 82600.00 | 991200.00 | 60000.00 | 720000.00 | 112020.00 | P AND C PROJECTS PRIVATE LIMITED
153.50 | Supply and installation of End closure - KSB25FA3 | 12.00 | Nos. | 100.00 | 4941.00 | 59292.00 | 5000.00 | 60000.00 | 7907.00 | 94884.00 | 3240.00 | 38880.00 | 3540.00 | 42480.00 | 4800.00 | 57600.00 | 38880.00 | M/s. RPP INFRA PROJECTS LIMITED
153.60 | Supply and installation Spring Hanger support at every floor - KS01000ZV3 | 120.00 | Nos. | 100.00 | 8056.00 | 966720.00 | 6000.00 | 720000.00 | 714.00 | 85680.00 | 8000.00 | 960000.00 | 8260.00 | 991200.00 | 5000.00 | 600000.00 | 85680.00 | P AND C PROJECTS PRIVATE LIMITED
153.70 | Supply and installation 63A TPN Tap off box with provision for 8 Module MCB | 120.00 | Nos. | 100.00 | 21742.00 | 2609040.00 | 8000.00 | 960000.00 | 7303.00 | 876360.00 | 9840.00 | 1180800.00 | 5900.00 | 708000.00 | 6500.00 | 780000.00 | 708000.00 | SRI BALAJI CONSTRUCTIONS
154.00 | Supply, Installation, testing and commissioning of 160A Lighting Rising main bus ducts - 1 & 2 for D along with all accessories as mentioned below. 160A, Air insulated type Copper busway (3L+N+PE), 100% N, 4.1KA, crimp closed casing (> 0.8 mm) made of hot-galvanised sheet steel, pre-lacquered RAL 7035/9001 white, protective conductor (PE) sized >= 50% of cross-section of phases and connected to the casing at each junction, Rated insulation & operating voltage is 690V. The rate quoted shall be inclusive of all components required for completing the rising main job in all respect and as per the detailed specifications given in technical specifications.
154.10 | Straight run with plug in opening - KSC16PG | 408.00 | Meter | 100.00 | 19616.00 | 8003328.00 | 15000.00 | 6120000.00 | 7083.00 | 2889864.00 | 23700.00 | 9669600.00 | 42480.00 | 17331840.00 | 30000.00 | 12240000.00 | 2889864.00 | P AND C PROJECTS PRIVATE LIMITED
154.20 | Supply and installation of Flange end - KSC25FE | 12.00 | Nos. | 100.00 | 24447.00 | 293364.00 | 30000.00 | 360000.00 | 6589.00 | 79068.00 | 40000.00 | 480000.00 | 47200.00 | 566400.00 | 12500.00 | 150000.00 | 79068.00 | P AND C PROJECTS PRIVATE LIMITED
154.30 | Supply and installation of End feed unit without 160A 4P MCCB, with R, Y, B & ON, OFF, TRIP Indication lamps and 2A control MCB | 12.00 | Nos. | 100.00 | 166029.00 | 1992348.00 | 30000.00 | 360000.00 | 9335.00 | 112020.00 | 35550.00 | 426600.00 | 59000.00 | 708000.00 | 40000.00 | 480000.00 | 112020.00 | P AND C PROJECTS PRIVATE LIMITED
154.40 | Supply and installation of End closure - KSB25FA3 | 12.00 | Nos. | 100.00 | 4941.00 | 59292.00 | 5000.00 | 60000.00 | 4942.00 | 59304.00 | 3200.00 | 38400.00 | 2360.00 | 28320.00 | 4800.00 | 57600.00 | 28320.00 | SRI BALAJI CONSTRUCTIONS
154.50 | Supply and installation Spring Hanger support at every floor - KS01000ZV3 | 120.00 | Nos. | 100.00 | 8056.00 | 966720.00 | 6000.00 | 720000.00 | 4942.00 | 593040.00 | 8100.00 | 972000.00 | 17700.00 | 2124000.00 | 5000.00 | 600000.00 | 593040.00 | P AND C PROJECTS PRIVATE LIMITED
154.60 | Supply and installation 63A TPN Tap off box with provision for 8 Module MCB | 120.00 | Nos. | 100.00 | 21742.00 | 2609040.00 | 8000.00 | 960000.00 | 7138.00 | 856560.00 | 9480.00 | 1137600.00 | 2950.00 | 354000.00 | 6500.00 | 780000.00 | 354000.00 | SRI BALAJI CONSTRUCTIONS
155.00 | Supply, Installation, testing and commissioning of common items required for D type Blocks 250A Power Rising main bus ducts and 160A Lighting Rising main bus ducts . The rate quoted shall be inclusive of all components required for completing the job in all respect and as per the drawings and detailed specifications given in technical specifications.
155.10 | Supply , installation, testing and commissioning of Single Phase Enegy Meter of approved make / model (housed in a Polycarbonate box) direct measurement of the Real Energy (kWh) on a single-phase network (92 VAC to 276 VAC) up to Imax = 63 A. DIN Rail type and shall be of max. depth of 64 mm when installed on the DIN Rail. E. The meter shall communicate via a Modbus RS-485 port. The meter active energy accuracy shall be class 1conforming to IEC 62053-21 and EN50470-3-IEM2150 - A9MEM2150 and as per the technical specifications . | 510.00 | Nos. | 100.00 | 4450.00 | 2269500.00 | 4500.00 | 2295000.00 | 6040.00 | 3080400.00 | 4800.00 | 2448000.00 | 3540.00 | 1805400.00 | 7500.00 | 3825000.00 | 1805400.00 | SRI BALAJI CONSTRUCTIONS
155.20 | Supply and installation of 63 A, 'C' Curve, DP MCB | 250.00 | Nos. | 100.00 | 987.00 | 246750.00 | 1800.00 | 450000.00 | 879.00 | 219750.00 | 1230.00 | 307500.00 | 2950.00 | 737500.00 | 2500.00 | 625000.00 | 219750.00 | P AND C PROJECTS PRIVATE LIMITED
155.30 | Supply and installation of 32 A, 'C' Curve, DP MCB | 250.00 | Nos. | 100.00 | 655.00 | 163750.00 | 1600.00 | 400000.00 | 769.00 | 192250.00 | 810.00 | 202500.00 | 1770.00 | 442500.00 | 1350.00 | 337500.00 | 163750.00 | Vishal Builders
155.40 | Supply and installation of 250A 4P 25KA MCCB with spreader | 12.00 | Nos. | 100.00 | 29931.00 | 359172.00 | 22000.00 | 264000.00 | 23062.00 | 276744.00 | 14400.00 | 172800.00 | 88500.00 | 1062000.00 | 40000.00 | 480000.00 | 172800.00 | M/s. RPP INFRA PROJECTS LIMITED
155.50 | Supply and installation of 160A 4P 25KA MCCB with spreader | 12.00 | Nos. | 100.00 | 22543.00 | 270516.00 | 16000.00 | 192000.00 | 15375.00 | 184500.00 | 11850.00 | 142200.00 | 59000.00 | 708000.00 | 25000.00 | 300000.00 | 142200.00 | M/s. RPP INFRA PROJECTS LIMITED
156.00 | Boxes for switch boards: Supply and concealing of factory made epoxy powder coated MS boxes of make Legrand mylinc / MDS Mosaic/ MK India/ Siemens Delta vega /Schneider in the wall including grid plates, cover plates, hardware, dummy covers, etc. for Installation of the modular switches/sockets. Supply of the switches and sockets have been covered elsewhere.
156.10 | 3 Modules
156.20 | Supply of 3 modules | 3700.00 | Nos. | 100.00 | 242.00 | 895400.00 | 160.00 | 592000.00 | 132.00 | 488400.00 | 160.00 | 592000.00 | 236.00 | 873200.00 | 230.00 | 851000.00 | 488400.00 | P AND C PROJECTS PRIVATE LIMITED
156.30 | Installation of 03 Modules | 3700.00 | Nos. | 100.00 | 76.00 | 281200.00 | 80.00 | 296000.00 | 66.00 | 244200.00 | 119.00 | 440300.00 | 236.00 | 873200.00 | 125.00 | 462500.00 | 244200.00 | P AND C PROJECTS PRIVATE LIMITED
157.00 | 4 Modules
157.10 | Supply of 4 modules | 800.00 | Nos. | 100.00 | 305.00 | 244000.00 | 220.00 | 176000.00 | 154.00 | 123200.00 | 203.00 | 162400.00 | 259.60 | 207680.00 | 275.00 | 220000.00 | 123200.00 | P AND C PROJECTS PRIVATE LIMITED
157.20 | Installation of 04 Modules | 800.00 | Nos. | 100.00 | 76.00 | 60800.00 | 80.00 | 64000.00 | 66.00 | 52800.00 | 123.00 | 98400.00 | 236.00 | 188800.00 | 125.00 | 100000.00 | 52800.00 | P AND C PROJECTS PRIVATE LIMITED
158.00 | 6 Modules
158.10 | Supply of 6 modules | 1500.00 | Nos. | 100.00 | 358.00 | 537000.00 | 300.00 | 450000.00 | 220.00 | 330000.00 | 237.00 | 355500.00 | 295.00 | 442500.00 | 380.00 | 570000.00 | 330000.00 | P AND C PROJECTS PRIVATE LIMITED
158.20 | Installation of 06 Modules | 1500.00 | Nos. | 100.00 | 152.00 | 228000.00 | 100.00 | 150000.00 | 110.00 | 165000.00 | 120.00 | 180000.00 | 236.00 | 354000.00 | 125.00 | 187500.00 | 150000.00 | Abirami Engineering Construction and co
159.00 | 8 Modules
159.10 | Supply of 8 modules | 1200.00 | Nos. | 100.00 | 437.00 | 524400.00 | 350.00 | 420000.00 | 275.00 | 330000.00 | 316.00 | 379200.00 | 318.60 | 382320.00 | 425.00 | 510000.00 | 330000.00 | P AND C PROJECTS PRIVATE LIMITED
159.20 | Installation of 08 Modules | 1200.00 | Nos. | 100.00 | 190.00 | 228000.00 | 150.00 | 180000.00 | 165.00 | 198000.00 | 160.00 | 192000.00 | 236.00 | 283200.00 | 150.00 | 180000.00 | 180000.00 | Abirami Engineering Construction and co, Som Projects Pvt. Ltd.
160.00 | 9-12 Modules
160.10 | Supply of 9-12 modules | 300.00 | Nos. | 100.00 | 533.00 | 159900.00 | 400.00 | 120000.00 | 329.00 | 98700.00 | 395.00 | 118500.00 | 354.00 | 106200.00 | 620.00 | 186000.00 | 98700.00 | P AND C PROJECTS PRIVATE LIMITED
160.20 | Installation of 09- 12 Modules | 300.00 | Nos. | 100.00 | 228.00 | 68400.00 | 200.00 | 60000.00 | 165.00 | 49500.00 | 160.00 | 48000.00 | 236.00 | 70800.00 | 150.00 | 45000.00 | 45000.00 | Som Projects Pvt. Ltd.
161.00 | Water Heater: Supply and Installation of storage type water Heaters of stainless steel tank Capacity 15 liters with all accessories including chord wire and plug top, brackets etc. of approved make Racold Havells/MARC /Venus -15L model suitable for working on 230V AC system all as per specification & as directed by the Engineer – in – charge (Water connection to heater is covered in seperate item.)
161.10 | Supply | 265.00 | Nos. | 100.00 | 8378.00 | 2220170.00 | 10500.00 | 2782500.00 | 10433.00 | 2764745.00 | 8100.00 | 2146500.00 | 11800.00 | 3127000.00 | 7200.00 | 1908000.00 | 1908000.00 | Som Projects Pvt. Ltd.
161.20 | Installation | 265.00 | Nos. | 100.00 | 762.00 | 201930.00 | 850.00 | 225250.00 | 1098.00 | 290970.00 | 800.00 | 212000.00 | 1180.00 | 312700.00 | 1500.00 | 397500.00 | 201930.00 | Vishal Builders
162.00 | Earthing Systems
162.10 | Supply ,Installation, testing and commissioning of maintenance free earthing system- corrosion resistive, molicular bonded copper to high strength steel cores, rod of size 10 feet long and 5/8 inch dia,copper bonded (min. 250 micron thickness) steel rod designed for Electrical grounding system along with moisture enhancer of non corrossive, non soluable , highly hygroscopic, electrical conductive (GEM )-minimum 2 bags of each 11 Kgs ground enhancement material cofirming to IEC 62651-7 and required earth rod clamps for terminal connections . Excavation of earth pit, filling with ecofriendly backfill compound , providing necessary concreting & brickwork and casting ,placing of slab as per IS 3043 standard, connection with earth pit as per enclosed drgs.specification of this tender and as directed by Engineer in Charge (Earth wire for connection from earth pit to panels are covered in seperate item). | 30.00 | Nos. | 100.00 | 9139.00 | 274170.00 | 10000.00 | 300000.00 | 9335.00 | 280050.00 | 16200.00 | 486000.00 | 7080.00 | 212400.00 | 12500.00 | 375000.00 | 212400.00 | SRI BALAJI CONSTRUCTIONS
162.20 | Supply & laying/fixing of 25 X 3mm Tinned Copper flat from earth pits to main panels/Meter boxes/Rising mains/Electical equipments and main runner for flats as per tech specifications.
162.30 | Supply | 1800.00 | Meter | 100.00 | 868.00 | 1562400.00 | 900.00 | 1620000.00 | 1263.00 | 2273400.00 | 800.00 | 1440000.00 | 708.00 | 1274400.00 | 1065.00 | 1917000.00 | 1274400.00 | SRI BALAJI CONSTRUCTIONS
162.40 | Installation | 1800.00 | Meter | 100.00 | 76.00 | 136800.00 | 250.00 | 450000.00 | 44.00 | 79200.00 | 158.00 | 284400.00 | 236.00 | 424800.00 | 150.00 | 270000.00 | 79200.00 | P AND C PROJECTS PRIVATE LIMITED
163.00 | Supply, Installation and connecting 450mm long 25 x 3mm Tinned copper earth strip as earth link to be located in the electrical room at stilt floor with nut and bolts, necessary accessories for fixing etc. as per specifications
163.10 | Supply | 12.00 | Nos. | 100.00 | 396.00 | 4752.00 | 800.00 | 9600.00 | 329.00 | 3948.00 | 405.00 | 4860.00 | 590.00 | 7080.00 | 610.00 | 7320.00 | 3948.00 | P AND C PROJECTS PRIVATE LIMITED
163.20 | Installation | 12.00 | Nos. | 100.00 | 53.00 | 636.00 | 150.00 | 1800.00 | 110.00 | 1320.00 | 160.00 | 1920.00 | 236.00 | 2832.00 | 150.00 | 1800.00 | 636.00 | Vishal Builders
164.00 | Supply, Installation and connecting 300mm long 25 x 3mm Tinned Copper earth strip as earth link to be located in the duct at each floor level of electrical room with nut and bolts, necessary accessories for fixing etc.
164.10 | Supply | 120.00 | Nos. | 100.00 | 260.00 | 31200.00 | 400.00 | 48000.00 | 329.00 | 39480.00 | 243.00 | 29160.00 | 472.00 | 56640.00 | 305.00 | 36600.00 | 29160.00 | M/s. RPP INFRA PROJECTS LIMITED
164.20 | Installation | 120.00 | Nos. | 100.00 | 53.00 | 6360.00 | 100.00 | 12000.00 | 110.00 | 13200.00 | 160.00 | 19200.00 | 236.00 | 28320.00 | 185.00 | 22200.00 | 6360.00 | Vishal Builders
165.00 | Lightning conductor
165.10 | Supply of controlled steamer Emission (CSE) lightning conductor Dynasphere MKIV. Non corrossive made of stainless steel as per IEC61024 designed and tested to meet UL-96. The air terminal shall be placed using the Collection Volume Method or Field Intensification Method as per IEEE-998. It shall be fully autonomous ( no battery, no external power Supply required)Dedicated tester shall be available for maintenance and system shall be tested in High Voltage Laboratoty (CPRI) as well as in real lightning conditions and as per the Technical specifications. | 3.00 | Nos. | 100.00 | 137088.00 | 411264.00 | 150000.00 | 450000.00 | 16473.00 | 49419.00 | 162000.00 | 486000.00 | 118000.00 | 354000.00 | 80000.00 | 240000.00 | 49419.00 | P AND C PROJECTS PRIVATE LIMITED
165.20 | Supply of 6 mtr long Aluminium pole of 60 mm dia (Approx 17 Kg) with base plate and M20 thread at the top to fix the unit with all hardwares required for installtion, ie. Anchor fasteners, brackets, clamps etc. in full set | 3.00 | Nos. | 100.00 | 13061.00 | 39183.00 | 15000.00 | 45000.00 | 6040.00 | 18120.00 | 24000.00 | 72000.00 | 11800.00 | 35400.00 | 30400.00 | 91200.00 | 18120.00 | P AND C PROJECTS PRIVATE LIMITED
165.30 | Supply of 1100V , 70 sqmm FRLSH insulated single core multistand copper cable as per IS 694 | 240.00 | Meter | 100.00 | 1188.00 | 285120.00 | 950.00 | 228000.00 | 933.00 | 223920.00 | 810.00 | 194400.00 | 1180.00 | 283200.00 | 1800.00 | 432000.00 | 194400.00 | M/s. RPP INFRA PROJECTS LIMITED
165.40 | Lightning arrestor down conductor holder: Down conductor holde made of SS 304 grade, Mounding saddle with mounting threaded base plate with MS screw isolated by conical 40X8 mm dough moulding compound hexagonal insulator. Stainless steel wall mounting clamp M6 threated made of SS-304 suitable to fix insulator supply with all mounting screws and accessories. Saddle should mount for every 750 mm (Interval between each holders should be 750 mm) . | 300.00 | Nos. | 100.00 | 975.00 | 292500.00 | 300.00 | 90000.00 | 44.00 | 13200.00 | 240.00 | 72000.00 | 354.00 | 106200.00 | 4800.00 | 1440000.00 | 13200.00 | P AND C PROJECTS PRIVATE LIMITED
165.50 | Supply of lightning Event Counter (LEC) , non resettable, mechanical counter , non electronic, without battery or external power Supply, IP67 enclosure which can register every lightning stroke of more than 1.5KA of 8/20 micro second | 3.00 | Nos. | 100.00 | 9901.00 | 29703.00 | 35000.00 | 105000.00 | 25258.00 | 75774.00 | 48600.00 | 145800.00 | 23600.00 | 70800.00 | 63840.00 | 191520.00 | 29703.00 | Vishal Builders
165.60 | Supply and installation of Maintenance Free Earthing - RADIAL EARTHING SYSTEM of approved makes.The copper bonded steel rods size of 5/8 Inch x 5 feet - 4 Nos. used as earth electrodes,GEM(Ground Enhancement Material) 4 Bags around the ground conductor to reduce soil resistivity and low ground impedance.(Complies to IEC 62561-7. The ground enhancement material should be environmental safe The Copper bonded ground earth rods shall have the UL certification (UL 467), which calls for a minimum molecular bonding of 250 microns. Corrossion free Earth rod clamp - 4 Nos. and Interlinking CBSC conductor (Copper Bonded Steel Conductor ) size of 8 mm. shall be used for connecting all earth pits. All Works should be completed as per technical specifications. | 12.00 | Set | 100.00 | 9748.00 | 116976.00 | 25000.00 | 300000.00 | 9335.00 | 112020.00 | 39500.00 | 474000.00 | 14160.00 | 169920.00 | 48640.00 | 583680.00 | 112020.00 | P AND C PROJECTS PRIVATE LIMITED
165.70 | Installation , testing and commissioning of Advanced Lightning Protection System (Dynasphere-MkIV SS) with Down conductor and earthing including Laying and connection of copper coductors, excavation of pit, treating the earth pit with GEM and backfilling the soil etc to complete the lightning protection system work in full.All hardwares , supports, trays etc required to complete the work in full is in the scope of contractor. | 3.00 | Nos. | 100.00 | 38080.00 | 114240.00 | 40000.00 | 120000.00 | 16473.00 | 49419.00 | 44550.00 | 133650.00 | 59000.00 | 177000.00 | 54720.00 | 164160.00 | 49419.00 | P AND C PROJECTS PRIVATE LIMITED
165.80 | Flood light LED: Supply & Fixing of 150W LED Flood Light (18000 lumens)with innovative thermal management and available in multiple optics and equipped with IP-66 protection. (Philips/bajaj/crompton/wipro) | 24.00 | Nos. | 100.00 | 6702.00 | 160848.00 | 8500.00 | 204000.00 | 16473.00 | 395352.00 | 6320.00 | 151680.00 | 7080.00 | 169920.00 | 8210.00 | 197040.00 | 151680.00 | M/s. RPP INFRA PROJECTS LIMITED
166.00 | Supply and Installation of heat shrinkable straight through joint kits for LT Power cable (1100 V grade, XLPE Armoured AL) complete as per drawings and tech specifications for the following cables.
166.10 | 3.5C x 240 mm² | 10.00 | Set | 100.00 | 7997.00 | 79970.00 | 7000.00 | 70000.00 | 15375.00 | 153750.00 | 9480.00 | 94800.00 | 17700.00 | 177000.00 | 12160.00 | 121600.00 | 70000.00 | Abirami Engineering Construction and co
166.20 | 3.5C x 150 mm² | 10.00 | Set | 100.00 | 7388.00 | 73880.00 | 5000.00 | 50000.00 | 11531.00 | 115310.00 | 5530.00 | 55300.00 | 11800.00 | 118000.00 | 4560.00 | 45600.00 | 45600.00 | Som Projects Pvt. Ltd.
167.00 | Supply and installation of cable Glands and Termination of LT cables.- Glanding, termination, testing and commissioning of LT Power cables. Scope includes supply and installation of double compression type nickel plated brass cable glands of approved makes suitable for following LT Power cables ( 1100 grade XLPE, Armoured ), removing and refixing after making necessary hole in gland plates, termination of cable using cable gland, supply of aluminium or copper crimping type lugs, clamping of the cable cores, marking with wire number ferrules, supply of all hardwares required to complete the job in full as per approved drawings and specification of this tender (Scope includes supply of required size and type of glands and lugs)
167.10 | 3.5C x 240 mm² | 14.00 | Nos. | 100.00 | 914.00 | 12796.00 | 1800.00 | 25200.00 | 1318.00 | 18452.00 | 4000.00 | 56000.00 | 7080.00 | 99120.00 | 4865.00 | 68110.00 | 12796.00 | Vishal Builders
167.20 | 3.5C x 150 mm² | 14.00 | Nos. | 100.00 | 632.00 | 8848.00 | 1200.00 | 16800.00 | 988.00 | 13832.00 | 3160.00 | 44240.00 | 5900.00 | 82600.00 | 3950.00 | 55300.00 | 8848.00 | Vishal Builders
167.30 | 3.5C x 120 mm² | 30.00 | Nos. | 100.00 | 533.00 | 15990.00 | 900.00 | 27000.00 | 769.00 | 23070.00 | 2400.00 | 72000.00 | 4720.00 | 141600.00 | 3040.00 | 91200.00 | 15990.00 | Vishal Builders
167.40 | 3.5C x 95 mm² | 30.00 | Nos. | 100.00 | 434.00 | 13020.00 | 1000.00 | 30000.00 | 659.00 | 19770.00 | 1975.00 | 59250.00 | 4012.00 | 120360.00 | 2585.00 | 77550.00 | 13020.00 | Vishal Builders
167.50 | 4C x 16 mm² | 75.00 | Nos. | 100.00 | 289.00 | 21675.00 | 350.00 | 26250.00 | 329.00 | 24675.00 | 960.00 | 72000.00 | 1180.00 | 88500.00 | 1370.00 | 102750.00 | 21675.00 | Vishal Builders
168.00 | Supply and Erection of structural steel materials- Providing, fabricating and erection of structural steel supports members made out of M.S.angles, flats, plates, pipes, channels, tubes, rods etc confirming to relevent IS etc., including cost of welding, welding rods, drilling holes, bolts/nuts wherever required and providing and applying two or more coats of approved quality synthetic enamel paint over a coat of zinc chromate yellow primer etc., as per drawings and specifications and per technical specifications | 1000.00 | Kg | 100.00 | 114.00 | 114000.00 | 120.00 | 120000.00 | 132.00 | 132000.00 | 85.00 | 85000.00 | 177.00 | 177000.00 | 135.00 | 135000.00 | 85000.00 | M/s. RPP INFRA PROJECTS LIMITED
169.00 | Supply and installation of cable route marker (LT cable ) of 100 mm x 100 mm x 5 mm GI / CI with engraving as per Technical specifications, fixed on ISA 35x35x6 mm-60 cm long, preparation of PCC cube of 250 mm x250mm x 250 mm with 1:2:4 concrete, curing, cleaning , painting with primer and red colour enamel paint on metal parts, shifting to location and install along the cable route by excavating 250 mm deep. | 20.00 | Nos. | 100.00 | 282.00 | 5640.00 | 700.00 | 14000.00 | 933.00 | 18660.00 | 492.00 | 9840.00 | 2360.00 | 47200.00 | 685.00 | 13700.00 | 5640.00 | Vishal Builders
170.00 | Design, fabrication and Supply of Main Electrical panels with following components and as per datail technical specifications and drawings: Incomer:- 400A TP+N 36KA Thermal Magnetic type MCCB with Handle+Spreader – 1 set R,Y,B Phase Indication LED Lamp - 1 Set 3 Ph.Digital Multifunction Meter - 1 Set, 400/5A CT - 3 No's 2A 1P Control MCB - 3 Nos Outgoing 1: - 250A TP+N 25 KA TM Based MCCB with Handle+Spreader – 2 Sets Busbar Size: Phase & neutral : 1Rx30x06MM Copper Earth: 25x03MM Copper. Approx. min. Panel size 1000 mm (L) x 1475 mm (H) x 350 mm Outgoing 2: - 160A TP+N 25KA TM Based MCCB with Handle+Spreader – 2 Sets Busbar Size: Phase & neutral : 1Rx30x06MM Copper Earth: 25x03MM Copper. Approx. min. Panel size 1000 mm (L) x 1475 mm (H) x 350 mm (D) | 12.00 | Set | 100.00 | 317485.00 | 3809820.00 | 240000.00 | 2880000.00 | 26356.00 | 316272.00 | 142200.00 | 1706400.00 | 590000.00 | 7080000.00 | 360000.00 | 4320000.00 | 316272.00 | P AND C PROJECTS PRIVATE LIMITED
171.00 | Supply and placing of good quality crusher sand as per specifications. | 50.00 | Cu. Meter | 100.00 | 2687.00 | 134350.00 | 1500.00 | 75000.00 | 2745.00 | 137250.00 | 1640.00 | 82000.00 | 2360.00 | 118000.00 | 2430.00 | 121500.00 | 75000.00 | Abirami Engineering Construction and co
172.00 | Supply and placing of good quality fly ash bricks of size 225mmX115mmX75mm as per the specifications. | 2000.00 | Nos. | 100.00 | 14.00 | 28000.00 | 12.00 | 24000.00 | 16.00 | 32000.00 | 8.00 | 16000.00 | 11.80 | 23600.00 | 11.00 | 22000.00 | 16000.00 | M/s. RPP INFRA PROJECTS LIMITED
173.00 | LT cable laying - Scope includes preliminary inspection and checking of cable healthiness, testing of cables before laying, Transportation/Mobilaisation of cable drum to the work location, Cable laying, Cable preliminary Dressing, tag preparation and clamping, Cable drum deposition & scrap removal to scrap yard, Area cleaning and house keeping as per technical specifications and relevent IS
173.10 | Laying of 3.5C x 240 mm² LT, XLPE, Alumium armoured cable | 3700.00 | Meter | 100.00 | 838.00 | 3100600.00 | 200.00 | 740000.00 | 329.00 | 1217300.00 | 198.00 | 732600.00 | 236.00 | 873200.00 | 210.00 | 777000.00 | 732600.00 | M/s. RPP INFRA PROJECTS LIMITED
173.20 | Laying of 3.5C x 150 mm² LT, XLPE, Alumium armoured cable | 3700.00 | Meter | 100.00 | 762.00 | 2819400.00 | 120.00 | 444000.00 | 165.00 | 610500.00 | 192.00 | 710400.00 | 236.00 | 873200.00 | 210.00 | 777000.00 | 444000.00 | Abirami Engineering Construction and co
173.30 | Laying of 3.5C x 120 mm² LT, XLPE, Alumium armoured cable | 400.00 | Meter | 100.00 | 762.00 | 304800.00 | 100.00 | 40000.00 | 110.00 | 44000.00 | 162.00 | 64800.00 | 236.00 | 94400.00 | 180.00 | 72000.00 | 40000.00 | Abirami Engineering Construction and co
173.40 | Laying of 3.5C x 95 mm² LT, XLPE, Alumium armoured cable | 400.00 | Meter | 100.00 | 685.00 | 274000.00 | 80.00 | 32000.00 | 88.00 | 35200.00 | 131.00 | 52400.00 | 236.00 | 94400.00 | 150.00 | 60000.00 | 32000.00 | Abirami Engineering Construction and co
173.50 | Laying of 4C x 16 mm² LT, XLPE, Alumium armoured cable | 1200.00 | Meter | 100.00 | 533.00 | 639600.00 | 40.00 | 48000.00 | 44.00 | 52800.00 | 104.00 | 124800.00 | 118.00 | 141600.00 | 120.00 | 144000.00 | 48000.00 | Abirami Engineering Construction and co
174.00 | Installation and commissioning of Elelctrical panels supplied in this contract with all accessories as per the specifications.The scope includes welding of base frame with embedded parts available in trench, erection of panels,tesing and commissioning etc to complete the work in full.Supply of all hardwares and consumables required for completing the work is in the scope of contractor. | 12.00 | Set | 100.00 | 22848.00 | 274176.00 | 5000.00 | 60000.00 | 8236.00 | 98832.00 | 5135.00 | 61620.00 | 11800.00 | 141600.00 | 7600.00 | 91200.00 | 60000.00 | Abirami Engineering Construction and co
175.00 | Installation of Octagonal street light Poles: Supply and installation of of 6 Mtr, height Octagonal-Hot dip galvanised pole made of 3mm thick HT sheet, steel plate, along with base packets, Suitable arm brackets for mounting 30W LED street light fitting, provisions of cable glanding & termination by ring type lugs foundation bolts etc. Supply of Pole arm or bracket, laying of 3C x 2.5 sqmm unarmoured PVC sheathed multi strand flexible copper cable from Pole JB to LED fittings, Supply of stud type Terminal blocks , 30W LED ,termination of cable and checking the functional features of LED fittings. All other consumables and hardwares including copper lugs and cables required to complete the job in all respects including all hardwares and accessories is in the scope of contractor. | 35.00 | Nos. | 100.00 | 21401.00 | 749035.00 | 6500.00 | 227500.00 | 7138.00 | 249830.00 | 12000.00 | 420000.00 | 29500.00 | 1032500.00 | 15200.00 | 532000.00 | 227500.00 | Abirami Engineering Construction and co
176.00 | Earthing of streetlight Pole: Supply and installation of 20 mm dia GI rod ( of >80 micron) - 3 mtr length, by drilling a hole of 100 mm dia in the soil, installation of earth rod in the hole , filling the hole with electrodite/ U-protec/E-damen makes back fill compound of 20 kg, welding of 25mm X 6mm GI flat of 200mm length in GI rod for making earth connection between the Pole and GI rod by nuts, bimetallic washers and bolts etc. all as per specification. Copper cable for earth connection is covered in this scope. | 35.00 | Nos. | 100.00 | 9901.00 | 346535.00 | 1800.00 | 63000.00 | 9335.00 | 326725.00 | 4740.00 | 165900.00 | 5900.00 | 206500.00 | 7600.00 | 266000.00 | 63000.00 | Abirami Engineering Construction and co
177.00 | Earth work excavation by mechanical means(hydraulic excavator) / manual means including soft rock for foundation, trenches etc., in all types of soils below ground level including shoring, strutting, bailing / pumping of water, levelling, ramming the bottom of excavation, refilling with selected excavated materials , consolidating and disposing off the surplus earth at places as directed within a lead of 50 m all as per drawings and specifications. - upto 1.5m depth | 500.00 | Cu. Meter | 100.00 | 533.00 | 266500.00 | 300.00 | 150000.00 | 2306.00 | 1153000.00 | 203.00 | 101500.00 | 354.00 | 177000.00 | 1290.00 | 645000.00 | 101500.00 | M/s. RPP INFRA PROJECTS LIMITED
178.00 | Supply and Laying of 0.5mm dia annealed copper conductor 50 pair jelly filled armored Telephone cable as per technical specification. Recommended Make: Delton/Havells/Finolex/Reliance | 1870.00 | Meters | 100.00 | 780.00 | 1458600.00 | 500.00 | 935000.00 | 384.00 | 718080.00 | 385.00 | 719950.00 | 118.00 | 220660.00 | 525.00 | 981750.00 | 220660.00 | SRI BALAJI CONSTRUCTIONS
179.00 | Supply and Laying of 0.5mm dia annealed copper conductor 200 pair jelly filled armored Telephone cable as per technical specification, .Recommended Make: Delton/Havells/Finolex/Reliance | 1650.00 | Meters | 100.00 | 1523.00 | 2512950.00 | 2000.00 | 3300000.00 | 1537.00 | 2536050.00 | 1216.00 | 2006400.00 | 354.00 | 584100.00 | 1650.00 | 2722500.00 | 584100.00 | SRI BALAJI CONSTRUCTIONS
180.00 | supply and installation of 500 pair fabricated junction box by using CRCA sheet as per IS-513 as mentioned below.Rack Standard : Conforms to DIN 41494 standard outdoor application,Sheet thickness : 2 mm as per technical specification | 2.00 | No. | 100.00 | 7616.00 | 15232.00 | 20000.00 | 40000.00 | 7138.00 | 14276.00 | 38500.00 | 77000.00 | 59000.00 | 118000.00 | 48640.00 | 97280.00 | 14276.00 | P AND C PROJECTS PRIVATE LIMITED
181.00 | Supply and installation of IP 65 Glass fiber reinfoced POLYSTER / Polycarbonate SMC 50 pair junction box Size 250 x 400 x 120 as per technical specification Make: Hensel, Devipolymer, Scame, Rittal, Ensto, ADC Krone, Spelsberg] | 12.00 | No. | 100.00 | 3808.00 | 45696.00 | 2000.00 | 24000.00 | 2745.00 | 32940.00 | 4620.00 | 55440.00 | 11800.00 | 141600.00 | 7500.00 | 90000.00 | 24000.00 | Abirami Engineering Construction and co
182.00 | Supply and Jointing of telephone cable by using joints kits and its installation (Upto 50 pair cable) as per technical specification | 4.00 | No. | 100.00 | 7616.00 | 30464.00 | 8500.00 | 34000.00 | 4942.00 | 19768.00 | 6080.00 | 24320.00 | 1770.00 | 7080.00 | 8360.00 | 33440.00 | 7080.00 | SRI BALAJI CONSTRUCTIONS
183.00 | Supply and Jointing of telephone cable by using joints kits and its installation more than 50 and upto 200 pair as per technical specification | 5.00 | No. | 100.00 | 15232.00 | 76160.00 | 2000.00 | 10000.00 | 2745.00 | 13725.00 | 11550.00 | 57750.00 | 2950.00 | 14750.00 | 15200.00 | 76000.00 | 10000.00 | Abirami Engineering Construction and co
184.00 | Supply and laying of 3 pair solid tinned copper 0.5mm dia telecommunication cable with PVC/polyethylene insulation, individual pair , PVC sheath. [Recommended Make: finolex, delton, Havell, Lapp, Servel, Reliance, R&M, RR Kabel] | 43200.00 | Meters | 100.00 | 94.00 | 4060800.00 | 50.00 | 2160000.00 | 33.00 | 1425600.00 | 55.00 | 2376000.00 | 59.00 | 2548800.00 | 60.00 | 2592000.00 | 1425600.00 | P AND C PROJECTS PRIVATE LIMITED
185.00 | Supply and laying of 10 pair solid tinned copper 0.5mm dia telecommunication cable with PVC/polyethylene insulation, individual pair , PVC sheath. [Recommended Make: finolex, delton, Havell, Lapp, Servel, Reliance, R&M, RR Kabel] | 2400.00 | Meters | 100.00 | 358.00 | 859200.00 | 100.00 | 240000.00 | 93.00 | 223200.00 | 154.00 | 369600.00 | 118.00 | 283200.00 | 135.00 | 324000.00 | 223200.00 | P AND C PROJECTS PRIVATE LIMITED
186.00 | Supply and installation of 2x2 lines Modular Telephone wall Sockets (RJ11) and termination of cable at both the ends as per technical specification. . Recommended Make: Myrius / Mylink / MDS Maosic / MK India / Schneider / SIEMENS | 970.00 | Set | 100.00 | 282.00 | 273540.00 | 1000.00 | 970000.00 | 439.00 | 425830.00 | 1368.00 | 1326960.00 | 590.00 | 572300.00 | 150.00 | 145500.00 | 145500.00 | Som Projects Pvt. Ltd.
187.00 | Supply of Telephone instruments Basic without caller ID as per technical specification. [Recommended Make: EUROSAT/ Lextel/ Signtel] | 240.00 | No. | 100.00 | 762.00 | 182880.00 | 1000.00 | 240000.00 | 2745.00 | 658800.00 | 770.00 | 184800.00 | 1180.00 | 283200.00 | 1200.00 | 288000.00 | 182880.00 | Vishal Builders
188.00 | Supply and installation of IP 65 Glass fiber reinfoced POLYSTER / Polycarbonate SMC 10 Pair junction box Size 250 x 255 x 120 as per technical specification. [Recommended Make: Hensel, Devipolymer, Scame, Rittal, Ensto, Spelsberg] | 60.00 | No. | 100.00 | 3046.00 | 182760.00 | 3000.00 | 180000.00 | 2196.00 | 131760.00 | 1900.00 | 114000.00 | 5900.00 | 354000.00 | 6000.00 | 360000.00 | 114000.00 | M/s. RPP INFRA PROJECTS LIMITED
189.00 | Supply and installation of HOT DIP Galvanised perforated type cable trays size 60mm(SH)X100mm Wx 3000mm L with cover as per the technical specification. [Recommended Make cable tray : NIDEX/SNIDER/OBO BETTERMAN | 840.00 | Meters | 100.00 | 1569.00 | 1317960.00 | 650.00 | 546000.00 | 714.00 | 599760.00 | 770.00 | 646800.00 | 3540.00 | 2973600.00 | 1065.00 | 894600.00 | 546000.00 | Abirami Engineering Construction and co
190.00 | Supply and installation of 20mm PVC Concealding Conduit with fittings for laying of 3 pair Telephone cables. Recommended make:Precision/AKG/Diamond | 43200.00 | Meters | 100.00 | 87.00 | 3758400.00 | 80.00 | 3456000.00 | 99.00 | 4276800.00 | 94.00 | 4060800.00 | 118.00 | 5097600.00 | 90.00 | 3888000.00 | 3456000.00 | Abirami Engineering Construction and co
191.00 | Excavation and refilling for laying of Under ground Telephone Cable and HDPE Pipe laying for OFC cable as per location requirement. | 280.00 | Cu. Meter | 100.00 | 381.00 | 106680.00 | 900.00 | 252000.00 | 220.00 | 61600.00 | 924.00 | 258720.00 | 354.00 | 99120.00 | 990.00 | 277200.00 | 61600.00 | P AND C PROJECTS PRIVATE LIMITED
192.00 | Supply of 1:2 Passive Splitters (50:50) as per technical specification. Recommended make: Fober, Syrotech,Net link | 8.00 | No. | 100.00 | 251.00 | 2008.00 | 500.00 | 4000.00 | 3844.00 | 30752.00 | 385.00 | 3080.00 | 1180.00 | 9440.00 | 610.00 | 4880.00 | 2008.00 | Vishal Builders
193.00 | Supply of 1:32 Passive Splitters as per technical specification. Recommended make: Fober, Syrotech, Net link | 12.00 | No. | 100.00 | 3427.00 | 41124.00 | 2500.00 | 30000.00 | 2745.00 | 32940.00 | 1520.00 | 18240.00 | 4720.00 | 56640.00 | 2130.00 | 25560.00 | 18240.00 | M/s. RPP INFRA PROJECTS LIMITED
194.00 | Supply and Instalation of Fiber Termination Box for 1: 32 fibers splitting , designed for connect feeder/distribution cable to drop cable using PLC splitter of Drop cables as per technical specification. Suggested Make: Net link, Fober, Syrotech | 12.00 | No. | 100.00 | 13709.00 | 164508.00 | 2500.00 | 30000.00 | 7138.00 | 85656.00 | 3080.00 | 36960.00 | 8260.00 | 99120.00 | 6500.00 | 78000.00 | 30000.00 | Abirami Engineering Construction and co
195.00 | Supply and installation of fabricated OFC Out door junction box by using CRCA sheet as per technical specification. size 60cm (Height) X 30Cm (Width) X 50cm (Length) | 2.00 | No. | 100.00 | 5179.00 | 10358.00 | 30000.00 | 60000.00 | 6040.00 | 12080.00 | 34200.00 | 68400.00 | 11800.00 | 23600.00 | 6000.00 | 12000.00 | 10358.00 | Vishal Builders
196.00 | Supply and Instalation of 24 port Fiber Distribution Box . Suggested Make : Net link, Fober, Syrotech | 2.00 | No. | 100.00 | 8378.00 | 16756.00 | 6000.00 | 12000.00 | 15375.00 | 30750.00 | 4620.00 | 9240.00 | 14160.00 | 28320.00 | 2500.00 | 5000.00 | 5000.00 | Som Projects Pvt. Ltd.
197.00 | Supply and laying of optical fiber cable 4 core armoured OFC cable as per the technical specification. Suggested Make: Commscope / Systimax /Panduit-Pan Net/TE-Amp/ADC Krone / R&M / Molex | 1540.00 | Meters | 100.00 | 44.00 | 67760.00 | 50.00 | 77000.00 | 168.00 | 258720.00 | 54.00 | 83160.00 | 354.00 | 545160.00 | 150.00 | 231000.00 | 67760.00 | Vishal Builders
198.00 | Supply and laying of optical fiber cable 24 core armoured OFC cable as per the technical specification. Suggested Make: Commscope / Systimax /Panduit-Pan Net/TE-Amp/ADC Krone / R&M / Molex | 2900.00 | Meters | 100.00 | 145.00 | 420500.00 | 100.00 | 290000.00 | 384.00 | 1113600.00 | 76.00 | 220400.00 | 708.00 | 2053200.00 | 180.00 | 522000.00 | 220400.00 | M/s. RPP INFRA PROJECTS LIMITED
199.00 | Supply and laying of PLB High density poly ethelene flexible pipe 32 mm dia as per the technical specification. Recommended make duraline/Jain irrigation/kriti India/gamson India/Aspra industries | 1540.00 | Meters | 100.00 | 244.00 | 375760.00 | 150.00 | 231000.00 | 154.00 | 237160.00 | 116.00 | 178640.00 | 118.00 | 181720.00 | 180.00 | 277200.00 | 178640.00 | M/s. RPP INFRA PROJECTS LIMITED
200.00 | Supply and laying of PLB High density poly ethelene flexible pipe 50 mm dia as per the technical specification. Recommended make duraline/Jain irrigation/kriti India/gamson India/Aspra industries | 2900.00 | Meters | 100.00 | 259.00 | 751100.00 | 250.00 | 725000.00 | 242.00 | 701800.00 | 152.00 | 440800.00 | 177.00 | 513300.00 | 245.00 | 710500.00 | 440800.00 | M/s. RPP INFRA PROJECTS LIMITED
201.00 | OFC Splicing for 1 core along with preparation of OTDR as per technical specification | 540.00 | No. | 100.00 | 305.00 | 164700.00 | 300.00 | 162000.00 | 329.00 | 177660.00 | 231.00 | 124740.00 | 2360.00 | 1274400.00 | 350.00 | 189000.00 | 124740.00 | M/s. RPP INFRA PROJECTS LIMITED
202.00 | Supply and Instalation Wall outlet (Face Plate) with pig tail and SC Type coupler as per technical specification. Recommended make: Netlink/Syrotech/Optrotech | 250.00 | No. | 100.00 | 426.00 | 106500.00 | 300.00 | 75000.00 | 220.00 | 55000.00 | 266.00 | 66500.00 | 2360.00 | 590000.00 | 200.00 | 50000.00 | 50000.00 | Som Projects Pvt. Ltd.
203.00 | Supply of SC Type OFC Patch cord (1.5 Meter) as per technical specification. Recommended make: Netlink/Syrotech/Optrotech | 240.00 | No. | 100.00 | 426.00 | 102240.00 | 150.00 | 36000.00 | 384.00 | 92160.00 | 114.00 | 27360.00 | 1770.00 | 424800.00 | 350.00 | 84000.00 | 27360.00 | M/s. RPP INFRA PROJECTS LIMITED
204.00 | Supply and laying of 2F Single Mode Flat Drop (Easy Strip) Indoor / Outdoor Cable, (A2 type cable) as per technical specification. Recommended make: TE/Molex/R&M/Krone | 12308.00 | Meters | 100.00 | 30.00 | 369240.00 | 50.00 | 615400.00 | 66.00 | 812328.00 | 39.00 | 480012.00 | 82.60 | 1016640.80 | 40.00 | 492320.00 | 369240.00 | Vishal Builders
205.00 | Supply and installation of 20mm PVC Concealding Conduit with fittings for laying of Single Mode Flat Drop cables. Recommended make:Precision/AKG/Diamond | 12308.00 | Meters | 100.00 | 87.00 | 1070796.00 | 100.00 | 1230800.00 | 99.00 | 1218492.00 | 94.00 | 1156952.00 | 118.00 | 1452344.00 | 90.00 | 1107720.00 | 1070796.00 | Vishal Builders
206.00 | Supply and installation of Dome Fiber Optic Splice Closure 24 Fibers Cable Joint Kit,Suggested Make: Commscope / Systimax /Panduit-Pan Net/TE-Amp/ADC Krone / R&M / Molex | 2.00 | No. | 100.00 | 7540.00 | 15080.00 | 6000.00 | 12000.00 | 38436.00 | 76872.00 | 4619.00 | 9238.00 | 11800.00 | 23600.00 | 6000.00 | 12000.00 | 9238.00 | M/s. RPP INFRA PROJECTS LIMITED
207.00 | Supply and laying of RG-6 T.V Coaxial cables with solid polyethylene dielectric, 1.15 mm dia cored, poly laminated aluminium tape, Jelly filled, PVC sheath cable. [Make:finolex, delton, havells, comscope, R&M, RR Kabel ] | 36000.00 | Meters | 100.00 | 62.00 | 2232000.00 | 50.00 | 1800000.00 | 27.00 | 972000.00 | 55.00 | 1980000.00 | 59.00 | 2124000.00 | 60.00 | 2160000.00 | 972000.00 | P AND C PROJECTS PRIVATE LIMITED
208.00 | Supply and Installation of Four Module type Modular T.V Coaxial socket(1 Socket and 3 Dummy).as per technical specificationSize: Four Module[Make: MK blenze / Siemens / legrand / | 240.00 | No. | 100.00 | 603.00 | 144720.00 | 800.00 | 192000.00 | 494.00 | 118560.00 | 1140.00 | 273600.00 | 1180.00 | 283200.00 | 200.00 | 48000.00 | 48000.00 | Som Projects Pvt. Ltd.
209.00 | Supply and Installation of Two Module type Modular T.V Coaxial socket as per technical specification . Size: Two Module [Make: MK blenze / Siemens / legrand / | 730.00 | No. | 100.00 | 390.00 | 284700.00 | 500.00 | 365000.00 | 275.00 | 200750.00 | 924.00 | 674520.00 | 590.00 | 430700.00 | 200.00 | 146000.00 | 146000.00 | Som Projects Pvt. Ltd.
210.00 | Supply and installation of 20mm PVC Concealding Conduit with fittings for laying of RG 6 coaxial cables. Recommended make:Precision/AKG/Diamond | 36000.00 | Meters | 100.00 | 86.00 | 3096000.00 | 100.00 | 3600000.00 | 99.00 | 3564000.00 | 94.00 | 3384000.00 | 118.00 | 4248000.00 | 90.00 | 3240000.00 | 3096000.00 | Vishal Builders
211.00 | Supply, Installation, Erection, Testing & Commissioning of Single loop Fire Alarm Control Panel, one loop card, Requires network card MOF795099 additionally for network. Including two 7AH/12V battery for backup as paer Technical specification. Recommended Make: Morley Honeywell, Ziton,GSt,COOPER Fire] | 6.00 | No. | 100.00 | 205632.00 | 1233792.00 | 90000.00 | 540000.00 | 82364.00 | 494184.00 | 131497.00 | 788982.00 | 118000.00 | 708000.00 | 45000.00 | 270000.00 | 270000.00 | Som Projects Pvt. Ltd.
212.00 | Supply, Installation, Erection, Testing & Commissioning of Analogue Addressable Manual Call Point Recommended Make: Morley Honeywell, Ziton,GSt,COOPER Fire | 145.00 | No. | 100.00 | 8378.00 | 1214810.00 | 2000.00 | 290000.00 | 933.00 | 135285.00 | 3850.00 | 558250.00 | 3540.00 | 513300.00 | 4200.00 | 609000.00 | 135285.00 | P AND C PROJECTS PRIVATE LIMITED
213.00 | Supply, Installation, Erection, Testing & Commissioning of Analogue Intelligent Wall Mounted Sounder Red with Pure White skirt [Recommended Make: Morley Honeywell, Ziton,GSt,COOPER Fire] | 145.00 | No. | 100.00 | 6854.00 | 993830.00 | 6000.00 | 870000.00 | 5326.00 | 772270.00 | 7600.00 | 1102000.00 | 5900.00 | 855500.00 | 5200.00 | 754000.00 | 754000.00 | Som Projects Pvt. Ltd.
214.00 | Supply and laying of Installation of 2 core 1.5 sq.mm cu Armoured FRLS Cable as per technical specification Recommended Make: finolex, delton, Havell, Lapp, Servel, Reliance, R&M, RR Kabel | 1200.00 | Meters | 100.00 | 200.00 | 240000.00 | 150.00 | 180000.00 | 88.00 | 105600.00 | 193.00 | 231600.00 | 236.00 | 283200.00 | 245.00 | 294000.00 | 105600.00 | P AND C PROJECTS PRIVATE LIMITED
215.00 | SIGNAGES : Supply & installing in position of various size of sign boards made out of 3 mm thick "opaque" PVC foam board with computer cut, PVC non reflective self adhesive vinyl painted foam board. 1. Printed signage (IN CASE OF FIRE USE STAIR UNLESS INSTRUCTED OTHERWISE) as per technical specification 2. Floor Identification signages.(ie. GROUND FLOOR.....etc) as per technnical specification. 3. signages of FIRE EXTINGUISHER as per technical specification. 4. signages of ASSEMBLY POINT as per technical specification. 5.signages of Instruction of FIRE ALERT as per technical specification. 6.signages of Instruction of FIRE ORDER as per technical specification. | 6.00 | SET | 100.00 | 266560.00 | 1599360.00 | 25000.00 | 150000.00 | 2745.00 | 16470.00 | 34200.00 | 205200.00 | 4720.00 | 28320.00 | 38000.00 | 228000.00 | 16470.00 | P AND C PROJECTS PRIVATE LIMITED
216.00 | Supply and installation of 20mm PVC Concealding Conduit with fittings for laying of FRLS cables. | 1200.00 | Meters | 100.00 | 87.00 | 104400.00 | 90.00 | 108000.00 | 99.00 | 118800.00 | 92.00 | 110400.00 | 118.00 | 141600.00 | 90.00 | 108000.00 | 104400.00 | Vishal Builders
217.00 | Manufacture, Supply, Storage at site, Assembly, fabrication, erection, welding, inspection and testing, Guarantee, documentation and handing over of Fire Protection System wet risers cum down comers comprising 12.5 HP Terrace pump with all accessories required for auto start and stop, pressure gauges, pressure switches, Power cable, control panels,Fire Hydrant, Fire Brigade Inlet, valves, pipe and pipe fittings , Firehoses with male / female end fittings and Nozzles, Hose reel drums with braided hose, hose boxes, fire extinguishers with finish painting , including all man power ,tools and tackles, plants and machinery for completion of the work as per the tender technical specifications supplied and instructed by NPCIL Engineer including obtaining statutory clearances from Tamilnadu Fire and Rescue Services (TNFRS) authorities. | 6.00 | Each | 100.00 | 761600.00 | 4569600.00 | 1180000.00 | 7080000.00 | 164728.00 | 988368.00 | 1580000.00 | 9480000.00 | 2360000.00 | 14160000.00 | 2500000.00 | 15000000.00 | 988368.00 | P AND C PROJECTS PRIVATE LIMITED
218.00 | Applicable GST Rate (%) Included in the Quoted Price
| Total in Figures |  |  |  |  | 1375207791.00 |  | 1178476980.00 |  | 1176587624.00 |  | 1115218251.00 |  | 1368057650.20 |  | 1268678610.00
Lowest Amount Quoted BY: M/s. RPP INFRA PROJECTS LIMITED(1115218251.00)

## BOQ Summary
BOQ Summary Details Tender Title: Construction of 240 Nos. of D type residential quarters 6 blocks of G plus 10 floors including External services Tender ID: 2025_NPCIL_242432_1
Sheet Name | Sl.No | Bidder Name | Amount | Bid Rank
BoQ1 | 1 | M/s. RPP INFRA PROJECTS LIMITED (BID ID -889605) | 1115218251.00 | L1
| 2 | P AND C PROJECTS PRIVATE LIMITED (BID ID -889369) | 1176587624.00 | L2
| 3 | Abirami Engineering Construction and co (BID ID -888464) | 1178476980.00 | L3
| 4 | Som Projects Pvt. Ltd. (BID ID -890402) | 1268678610.00 | L4
| 5 | SRI BALAJI CONSTRUCTIONS (BID ID -891207) | 1368057650.20 | L5
| 6 | Vishal Builders (BID ID -887441) | 1375207791.00 | L6