## BoQ1
Government eProcurement System Created By: NAUNIHAL SINGH MEENA Created Date/Time: 18-Feb-2026 10:25 AM Tender Title: Biennial contract for maintenance and renovation of office building, main plant buildings, roads and external civil infrastructure related work at plant site for year 2025-2027 at RR Site, unit - 7and8. Tender ID: 2025_NPCIL_245269_1
Tender Inviting Authority: Station Director, RAPP-7&8
Name of Work:Biennial contract for maintenance and renovation of office building, main plant buildings, roads and external civil infrastructure related work at plant site for year 2025-2027 at RR Site, unit - 7&8.
Contract No: NPC/RRS/78/2025/CPT-A2852
SCHEDULE OF WORK / ITEM(S)
Sl.No | Description of Work / Item(s) | No.of Qty | Units | Estimated Rate | KHAN CONTRACTOR (GSTN-NA) BID ID -895315 |  | RMT INFRATECH (GSTN-NA) BID ID -897669 |  | GUPTA CONSTRUCTION CO (GSTN-NA) BID ID -897684 |  | Technical Construction Co. (GSTN-NA) BID ID -897379
[5 empty] | Rate | Amount | Rate | Amount | Rate | Amount | Rate | Amount | L1 Amount | L1 Vendor
1.00 | Earthwork in excavation in all types of ground substrata consisting of hard rock / fragmented rock / soft rock / ordinary soils / filled up ground / murrum requiring use of rock breaker, drilling, chiseling with mechanical / manual means etc. up to a depth of 1.5 m from the original ground level and dewatering if required for foundation of walls, columns, platforms, Tree pits etc. including backfilling with selected excavated materials in plinth and foundation trenches in layers not exceeding 200 mm thick, watering ramming etc. complete and disposing off the surplus materials to a maximum radially measured lead of 1.0 KM. as per drawings, design , safety and specifications and directions of the Engineer. Note :- Bidders should essentially visit and inspect the construction sites and determine themselves the right and safest method/s of excavation considering the safety of nearby structures and population, before quoting their item rates (Blasting is not permitted). | 250.00 | cum | 1.25 | 786.00 | 196500.00 | 870.00 | 217500.00 | 800.00 | 200000.00 | 750.00 | 187500.00 | 187500.00 | Technical Construction Co.
2.00 | Extra for every additional lead of 1Km or part thereof in all kinds of soil. | 100.00 | cum | 0.00 | 26.00 | 2600.00 | 2.00 | 200.00 | 50.00 | 5000.00 | 25.00 | 2500.00 | 200.00 | RMT INFRATECH
3.00 | Extra for every additional lift of 1.5m part thereof in all kinds of soil. | 15.00 | cum | 100.00 | 86.00 | 1290.00 | 2.00 | 30.00 | 200.00 | 3000.00 | 100.00 | 1500.00 | 30.00 | RMT INFRATECH
4.00 | Filling with available excavated earth (excluding rock) in trenches, plinth, sides of foundation etc. in layer not exceeding 200 mm in depth, consolidating each deposited layer by ramming and watering, lead up to 2KM. and lift up to 1.5 m. etc. complete and disposing off the surplus materials to a maximum lead of 1.0 KM. radius as per drawings, design, safety, specifications and as directed by the Engineer. | 9000.00 | cum | 53.00 | 116.00 | 1044000.00 | 339.00 | 3051000.00 | 400.00 | 3600000.00 | 275.00 | 2475000.00 | 1044000.00 | KHAN CONTRACTOR
5.00 | Providing and laying 150 mm to 230 mm thick stone soling under floors properly hand packed, filling interstices with spalls, gravels and inert fine material and consolidating to required gradient and camber, spreading, watering etc. complete as per drawings, specifications and direction of Engineer. | 600.00 | sqm | 10.00 | 186.00 | 111600.00 | 300.00 | 180000.00 | 280.00 | 168000.00 | 375.00 | 225000.00 | 111600.00 | KHAN CONTRACTOR
6.00 | Providing and laying 230 mm thick R.R. stone pitching using departmental stone including preparation of bed in proper slope and spreading locally available earth over pitching to fill up the gaps as binding material etc. all complete as per drawings, specifications and direction of Engineer. | 500.00 | sqm | 11.00 | 286.00 | 143000.00 | 400.00 | 200000.00 | 350.00 | 175000.00 | 500.00 | 250000.00 | 143000.00 | KHAN CONTRACTOR
7.00 | Providing and laying in position cement concrete of 1:3:6 (1 Cement: 3 coarse Sand : 6 Graded Stone aggregate 20 mm nominal size) -at all level , transporting of concrete to site, laying, consolidation, finishing, curing etc. all complete excluding cost of centering & shuttering, as per direction of Engineer-in-charge. | 300.00 | cum | 10.00 | 5786.00 | 1735800.00 | 6800.00 | 2040000.00 | 4700.00 | 1410000.00 | 6200.00 | 1860000.00 | 1410000.00 | GUPTA CONSTRUCTION CO
8.00 | Providing and laying cement concrete of 1:2:4 ( 1 Cement : 2 Coarse sand : 4 graded stone aggregate 20 mm nominal size) in retaining walls, return walls, walls(any thickness) including attached pilasters, columns, piers, abutments, pillars, posts, struts, buttresses, string or lacing courses, parapets, coping, bed block, anchor block, window sills, fillets etc. at all level including transporting of concrete to site, laying including cost of finishing, curing etc. all complete excluding the cost of centering and shuttering as per specifications and direction of Engineer-in-charge. | 450.00 | cum | 22.00 | 8286.00 | 3728700.00 | 9300.00 | 4185000.00 | 5300.00 | 2385000.00 | 9000.00 | 4050000.00 | 2385000.00 | GUPTA CONSTRUCTION CO
9.00 | Providing and Application of IRONITE NO.3 powder (Metallic Dry shake natural cement colour) @ 6 Kgs/m2 sprinkled over green concrete with 1/3rd of the dry shake to be sprinkled in First pass and floated with Power float, remaining 2/3rd of dry shake to be sprinkled in next pass and the floor laid floated & trowelled to acquire desired finish. | 50.00 | sqm | 0.00 | 186.00 | 9300.00 | 150.00 | 7500.00 | 800.00 | 40000.00 | 225.00 | 11250.00 | 7500.00 | RMT INFRATECH
10.00 | Providing and laying in position machine batched, machine mixed and machine vibrated design mix cement concrete of all grades (M25 to M35 as per site/drawing requirement)) for Reinforced cement concrete or other works using 20mm size stone aggregates including transporting of concrete to site for laying but excluding the cost of centering, shuttering and reinforcement, including cost of finishing, compaction, curing, approved chemical admixtures conforming to IS 9103 in recommended proportions for achieving slump not less than 120mm and water/cement ratio not more than 0.42 at all level & for all sections as per drawings, specifications & direction of Engineer-in-charge. Use of concrete retarding agent / accelerator conforming to IS 9103 shall also be done if situation demands so. Rates should be based on using 350 kg of OPC 43 grade cement per Cum of concrete. (Note: 1) Minimum cement content will be 350kg per cum of concrete. 2) As per design mix submitted by contractor excess than 350kg cement content per cum of concrete will be included in quoted rate and will not be payable separatly.) | 100.00 | cum | 1.25 | 8586.00 | 858600.00 | 9600.00 | 960000.00 | 7000.00 | 700000.00 | 9500.00 | 950000.00 | 700000.00 | GUPTA CONSTRUCTION CO
11.00 | Providing and laying Thermo-Mechanically Treated reinforcement bars of grade as specified in drawings/specifications and as directed by engineer conforming to IS : 1786 latest revision or the latest relevant Code for RCC work including straightening, cutting, bending, placing in position and binding with 20 gauge annealed binding wire and cement mortar cover block of all size in C.M. 1:2 MIX etc. all complete- as per drawings , specifications & direction of engineer in charge. | 7000.00 | Kg | 0.00 | 116.00 | 812000.00 | 108.00 | 756000.00 | 85.00 | 595000.00 | 100.00 | 700000.00 | 595000.00 | GUPTA CONSTRUCTION CO
12.00 | Providing & laying Random Rubble masonry with hard stone in foundation and plinth level of building & upto 3.00 Mtr. height from NGL for boundary/compound wall with Cement mortar 1:6 (1 Cement :6 Coarse sand) including cost of labour, materials, curing , raking out the joints , finishing, scaffoldings etc. all complete as per specifications and direction of Engineer in charge. | 1500.00 | cum | 100.00 | 3786.00 | 5679000.00 | 4950.00 | 7425000.00 | 3800.00 | 5700000.00 | 5800.00 | 8700000.00 | 5679000.00 | KHAN CONTRACTOR
13.00 | Providing and laying Fly-ash brick masonry class designation- 7.5 ( IS-12894 -latest revision) in cement mortar 1:6 ( 1 cement : 6 coarse sand) upto plinth level including cost of labour, materials, curing, finishing, scaffoldings etc. all complete as per drawings, specifications and direction of Engineer in charge. | 100.00 | cum | 53.00 | 6186.00 | 618600.00 | 7200.00 | 720000.00 | 6500.00 | 650000.00 | 7200.00 | 720000.00 | 618600.00 | KHAN CONTRACTOR
14.00 | Providing and laying Fly-ash brick masonry using Fly-ash building bricks of class designation- 75 ( IS-12894 -latest revision ) in cement mortar 1:6 ( 1 cement : 6 coarse sand) in superstructure above plinth level up to floor five level as per specifications and direction of Engineer including cost of labour, materials, curing, finishing, scaffoldings etc. all complete as per drawings, specifications and direction of Engineer in charge. | 120.00 | cum | 10.00 | 7786.00 | 934320.00 | 8700.00 | 1044000.00 | 7500.00 | 900000.00 | 8700.00 | 1044000.00 | 900000.00 | GUPTA CONSTRUCTION CO
15.00 | Providing and laying half brick masonry using fly ash bricks of class designation-75 ( IS-12894 -latest revision ) in cement mortar 1:4 ( 1 cement : 4 coarse sand) with RCC 1:2:4 ( 1 Cement : 2 Coarse sand : 4 graded stone aggregate 20 mm nominal size) stiffeners 75 mm thick horizontally @ 1000mm c/c excluding cost of laying reinforcement but including cost of RCC stiffeners in superstructure above plinth level upto floor five level including cost of labour, materials, curing, finishing, scaffoldings, shuttering etc. all complete as per specifications and direction of Engineer in charge. Note - Reinforcement bars to be paid in relevant item. | 75.00 | sqm | 11.00 | 1186.00 | 88950.00 | 900.00 | 67500.00 | 1000.00 | 75000.00 | 1100.00 | 82500.00 | 67500.00 | RMT INFRATECH
16.00 | Pointing on stone work with cement mortar 1:3 (1 cement :3 coarse sand): Raised and cut pointing including finishing, curing, scaffoldings etc. complete at all height as per direction of Engineer-in-charge. | 1000.00 | sqm | 10.00 | 286.00 | 286000.00 | 180.00 | 180000.00 | 300.00 | 300000.00 | 300.00 | 300000.00 | 180000.00 | RMT INFRATECH
17.00 | Providing and laying 20 mm thick cement plaster of mix :- 1:4 (1 cement : 4 coarse sand ) including finishing, curing, scaffoldings etc. complete at all height as per direction of Engineer-in-charge. | 500.00 | sqm | 22.00 | 486.00 | 243000.00 | 450.00 | 225000.00 | 650.00 | 325000.00 | 500.00 | 250000.00 | 225000.00 | RMT INFRATECH
18.00 | Providing and laying 15mm thick cement plaster 1:4 (1 cement : 4 sand) in single coat on either side of single or half brick wall for interior plastering at all levels using galvanized M.S. wire of I.S. gauge designation 26 s.w.g. chicken mesh over junctions of brick work, beams and column as required including necessary grooves at the junction of RCC and brick work, arises, internal rounded angles, chamfers and / or rounded angles not exceeding 80mm in girth including scafolding, finishing, curing etc all complete as per specifications and direction of engineer. | 700.00 | sqm | 0.00 | 406.00 | 284200.00 | 390.00 | 273000.00 | 550.00 | 385000.00 | 420.00 | 294000.00 | 273000.00 | RMT INFRATECH
19.00 | Providing and fixing semi-polished Kota stone slab flooring 18 to 25 mm thick in flooring, tread of steps, landing, laid over 20 mm (average) thick base of cement mortar 1:4 (1 Cement: 4 sand): and jointed with white cement slurry mixed with pigment to match the shade of the slab, including edge molding and cutting three nos. grooves neatly in longitudinal direction of steps for antiskid purpose, rubbing and polishing complete, including cutting of slot (without edge splitting) using mechanical means for receiving the handrail supports including finishing & curing work at all level etc. complete (size of kota stone shall cover full length & width of stair case treads as shown in drawings) as per specification & direction of Engineer-in-charge. | 250.00 | sqm | 1.25 | 1186.00 | 296500.00 | 1200.00 | 300000.00 | 1200.00 | 300000.00 | 1100.00 | 275000.00 | 275000.00 | Technical Construction Co.
20.00 | Providing and fixing semi-polished Kota stone slab flooring 18 to 22 mm thick in risers of steps, skirting, dado and pillars laid on 12 mm (average) thick cement mortar 1:3 (1 Cement 3: sand) and jointed with white cement slurry mixed with pigment to match the shade of the slab, rubbing and polishing complete, including finishing & curing work at all level etc. complete as per specification & direction of Engineer-in-charge. (size of kota stone shall cover full length & width of stair case risers as shown in drawings) | 25.00 | sqm | 0.00 | 1286.00 | 32150.00 | 1260.00 | 31500.00 | 1200.00 | 30000.00 | 1800.00 | 45000.00 | 30000.00 | GUPTA CONSTRUCTION CO
21.00 | Providing and laying Dholpur stone flooring in required design and patterns, in linear as well as curvilinear portions of the building all complete as per the architectural drawings with 40 mm thick stone slab over 20 mm (average) thick base of cement mortar 1:4 (1 cement : 4 coarse sand) laid and jointed with cement slurry and pointing with white cement slurry admixed with pigment of matching shade including rubbing, curing and polishing etc. all complete as specified and as directed by the Engineer-in-Charge. | 250.00 | sqm | 100.00 | 2186.00 | 546500.00 | 2250.00 | 562500.00 | 2500.00 | 625000.00 | 4200.00 | 1050000.00 | 546500.00 | KHAN CONTRACTOR
22.00 | Providing & laying cement concrete 1:2:4 (1 cement : 2 coarse sand :4 graded stone aggregate of approved size) in 50mm average thickness for required location as directed by ENC and stilt flooring laid in suitable panels including Supply & Fixing of 40 mm x 4 mm glass strip in specified grid pattern in line and level including cost of shuttering, compaction, finishing and curing etc. all complete as per drawings, specifications and direction of engineer in charge. | 400.00 | sqm | 53.00 | 586.00 | 234400.00 | 540.00 | 216000.00 | 600.00 | 240000.00 | 600.00 | 240000.00 | 216000.00 | RMT INFRATECH
23.00 | Providing and laying premium quality Double charge vitrified tile polished finish of size 600mm x 600mm of approved shade and conforming to IS: 15622 (latest revision) of H&R JOHNSON (Double charge Magic bush Series) / KAJARIA (Double charge K-62 & K-63 series)/ NITCO (Double charge Nano vitrified premium) as approved, laid on 20 mm thick cement mortar 1:4 (1 Cement: 4 sand) in floors and skirting including grouting the joints using special tile grout FEVIMATE-TG of Pidilite or similar approved make including covering of tiles with 3mm th. PVC tile protection sheet over it for protection of tiles from paint stains, scratch during various finishing activities including finishing and curing at all levels etc. all complete as per specification and direction of Engineer-in-charge. | 500.00 | sqm | 10.00 | 1786.00 | 893000.00 | 1500.00 | 750000.00 | 1300.00 | 650000.00 | 1400.00 | 700000.00 | 650000.00 | GUPTA CONSTRUCTION CO
24.00 | Providing and laying Double charge vitrified tile polished finish of size 600mm x 1200mm (thickness to be specified by the manufacturer) with water absorption less than 0.08% and conforming to IS:15622, of approved brand & manufacturer, in all colours and shade, laid on 20 mm thick cement mortar 1:4 (1 cement: 4 coarse sand) jointing with grey cement slurry @3.3 kg/sqm including grouting the joints with white cement and matching pigments etc. The tiles must be cut with the zero chipping diamond cutter only . Laying of tiles will be done with the notch trowel, plier, wedge, clips of required thickness, leveling system and rubber mallet for placing the tiles gently and easily. complete of premium quality polished vitrified tiles of H&R JOHNSON or KAJARIA or NITCO.- as per specification & direction of Engineer-in-charge. | 350.00 | sqm | 11.00 | 1586.00 | 555100.00 | 1500.00 | 525000.00 | 1500.00 | 525000.00 | 1300.00 | 455000.00 | 455000.00 | Technical Construction Co.
25.00 | Providing and laying premium quality Glazed Vitrified tiles Matt/Antiskid finish of size 600mm x 600mm of approved shade and conforming to IS: 15622 (latest revision) of H&R JOHNSON (pure mat finish GVT series) / KAJARIA (Desert series - mat finish)/ NITCO (Architect series - mat finish) as approved, laid on 20 mm thick cement mortar 1:4 (1 Cement: 4 sand) in floors and skirting including grouting the joints using special tile grout FEVIMATE-TG of Pidilite or similar approved make complete: including covering of tiles with 3mm th. PVC tile protection sheet over it for protection of tiles from paint stains, scratch during various finishing activities including finishing and curing at all levels etc. all complete as per specification and direction of Engineer-in-charge. | 500.00 | sqm | 10.00 | 1786.00 | 893000.00 | 1200.00 | 600000.00 | 1300.00 | 650000.00 | 1400.00 | 700000.00 | 600000.00 | RMT INFRATECH
26.00 | Providing and fixing premium quality mat finished ceramic floor tiles of size 300x300mm and 6 mm thickness conforming to IS: 15622 (latest revision) & as approved by ENC in required shade, laid on 20 mm thick bed of cement mortar 1:4 (1 cement: 4 sand) including grouting the joints using special tiles grout as per relevant IS Code & as approved by ENC complete including covering of floor tiles with 3mm thick PVC tile protection sheet over it to protect the tile from painting stains and scratches during various finishing activities including finishing and curing work at all level etc. all complete as per specification & direction of Engineer in charge. | 300.00 | sqm | 22.00 | 1586.00 | 475800.00 | 1200.00 | 360000.00 | 1000.00 | 300000.00 | 1200.00 | 360000.00 | 300000.00 | GUPTA CONSTRUCTION CO
27.00 | Providing and fixing premium quality special printed ceramic glazed wall tiles of size 450mmx300mm and 6mm thickness of approved shade in base and highlighter conforming to IS: 15622 (latest revision) & as approved by ENC in skirting and dado over 12mm thick bed of cement mortar 1:3(1 cement :3 sand) including grouting the joints using special tiles grout as per relevant IS Code & as approved by ENC make complete including protecting the tiles from painting stains and scratches during various finishing activities including finishing and curing work at all level etc. all complete as per specification & direction of Engineer in charge. | 100.00 | sqm | 0.00 | 1686.00 | 168600.00 | 1400.00 | 140000.00 | 1200.00 | 120000.00 | 1250.00 | 125000.00 | 120000.00 | GUPTA CONSTRUCTION CO
28.00 | Providing & Fixing Precast cement tiles 22 mm thick with graded marble chips of sizes up to 12mm in skirting and risers of steps not exceeding 30cm in height on 12 mm thick cement plaster 1:3 (1 Cement: 3 Coarse sand) jointed with neat cement slurry mixed with pigment to match the shade of the tiles, including rubbing and polishing complete with tiles of: Light shade using white cement including finishing & curing work at all level etc. complete as per direction of Engineer-in-charge. | 5.00 | sqm | 0.00 | 1786.00 | 8930.00 | 1500.00 | 7500.00 | 1100.00 | 5500.00 | 2000.00 | 10000.00 | 5500.00 | GUPTA CONSTRUCTION CO
29.00 | Providing & Fixing Chequered terrazzo tiles 22mm thick with graded marble chips of size up to 6mm in floors jointed with neat cement slurry mixed with pigment to match the shade of the tiles including rubbing and polishing complete on 20 mm thick bed of cement mortar 1:4 (1Cemnt:4 Coarse sand): Light shade using white cement including finishing & curing work at all level etc. complete as per direction of Engineer-in-charge. | 15.00 | sqm | 100.00 | 1186.00 | 17790.00 | 1000.00 | 15000.00 | 1400.00 | 21000.00 | 1400.00 | 21000.00 | 15000.00 | RMT INFRATECH
30.00 | Providing and fixing premium quality Acid and alkali resistant tiles 300x300 mm size, 10 mm thick mat Finish, commendable sturdiness and high durability tiles as approved including skirting, risers of steps and dados over 12mm thick bed of chemical resistance mortar including cost of grounting the joints, finishing and curring work at all levels etc. complete as per specifications and direction of Engineer in charge. | 150.00 | sqm | 53.00 | 2186.00 | 327900.00 | 1800.00 | 270000.00 | 1500.00 | 225000.00 | 1900.00 | 285000.00 | 225000.00 | GUPTA CONSTRUCTION CO
31.00 | Providing and fixing up to floor five level RCC precast structural elements / members of size and thicknes as required and as specify by EIC in lintel beam, slab, trench / drain covers etc. in cement concrete 1:1.5:3 mix (1 cement :1.5 coarse sand: 3 graded stone aggregate 20 mm nominal size) with maximum water content of 22.5 ltr. per bag of cement and additional slump generated by adding suitable quality cement admixture including fixing M.S. angle frame of required size all around the precast member to protect the edges wherever required, including hoisting and setting in position with cement mortar 1:3 (1 Cement: 3 coarse sand), Cost of required centering, shuttering including finishing smooth exposed surfaces, curing etc. all complete. at all level as per specification and direction of Engineer-in-charge. Note : Providing fabrication and fixing reinforcement and M.S. angle frame shall be paid in relavant item | 30.00 | cum | 10.00 | 12786.00 | 383580.00 | 9900.00 | 297000.00 | 10000.00 | 300000.00 | 9500.00 | 285000.00 | 285000.00 | Technical Construction Co.
32.00 | Providing and laying M-35 grade and 60mm thick factory made precast cement concrete interlocking pavers block conforming to IS 15658 : 2006 made by block making machine with strong vibratory compaction and of approved shape pattern laid in required slope over and including 50mm thick compacted bed of fine sand, filling the joints with fine sand etc. all complete as per the specification & direction of Engineer – in – charge. | 100.00 | sqm | 11.00 | 1086.00 | 108600.00 | 1200.00 | 120000.00 | 800.00 | 80000.00 | 1000.00 | 100000.00 | 80000.00 | GUPTA CONSTRUCTION CO
33.00 | Providing, storing and mixing ADMIXTURE Plasticizer / Super plasticizer to accelerate, retard setting of concrete, improve workability without impairing strength and durability. | 100.00 | Kg | 10.00 | 46.00 | 4600.00 | 40.00 | 4000.00 | 80.00 | 8000.00 | 65.00 | 6500.00 | 4000.00 | RMT INFRATECH
34.00 | Providing form work of battened frame with sheathing having plywood lining / MS angle frame with sheathing of MS plate lining so as to give fair finish including centering shuttering strutting and propping etc. height of propping and centering below supporting floor not exceeding 3.5 meters to ceilings and removal of same for foundation, footings, columns, wall, Suspended floors, stairs, landings, balconies, lintels, beams, plinth beams, girders, cantilevers and access platform etc. complete at all level of floors / roof as per specifications and direction of Engineer in charge. | 150.00 | sqm | 22.00 | 286.00 | 42900.00 | 360.00 | 54000.00 | 600.00 | 90000.00 | 700.00 | 105000.00 | 42900.00 | KHAN CONTRACTOR
35.00 | Providing form work of battened frame with sheathing having plywood lining so as to give fair finish including centering shuttering strutting and propping etc. height of propping and centering and removal of same for in-situ reinforced concrete and plain concrete work for foundation, footing, basses for columns etc. complete as per specifications and direction of Engineer in charge. | 200.00 | sqm | 0.00 | 286.00 | 57200.00 | 180.00 | 36000.00 | 1000.00 | 200000.00 | 300.00 | 60000.00 | 36000.00 | RMT INFRATECH
36.00 | Providing and fixing in full width & length 15mm to 18mm thick Granite Black or any other approved shade / colour / texture gang saw cut mirror polished, premoulded, machine cut for kitchen platforms, fascias and similar locations laid over 20 mm thick base cement mortar 1:4 (1 Cement :4 sand ) with joints treated with white cement mixed with matching pigment, epoxy touch ups, including rubbing, curing, edge moulding and polishing to edge to give high gloss finish etc. complete at all levels: Area of slab over 0.50 Sqm. including finishing & curing work at all level etc. complete as per drawing, specifications and direction of Engineer-in-charge. Note:- Sample of granite shall be approved by EIC before bulk purchase. | 30.00 | sqm | 100.00 | 5786.00 | 173580.00 | 5940.00 | 178200.00 | 4500.00 | 135000.00 | 4700.00 | 141000.00 | 135000.00 | GUPTA CONSTRUCTION CO
37.00 | Providing and fixing 15 to 18mm thick Granite Black or any other approved shade / colour / texture gang saw cut mirror polished, pre-moulded, machine cut for wash basin counter including cutting opening for wash basin making half round edge moulding in granite stone for counter etc. all complete of required size laid over 20 mm thick base cement mortar 1:4 (1 Cement :4 sand ) with joints treated with white cement mixed with matching pigment, epoxy touch ups, including rubbing, curing, moulding and polishing to edge to give high gloss finish etc. complete at all levels: as per drawing, specifications and direction of Engineer-in-charge. Note:- Sample of granite shall be approved by EIC before bulk purchase. | 60.00 | sqm | 53.00 | 5786.00 | 347160.00 | 5940.00 | 356400.00 | 5000.00 | 300000.00 | 5000.00 | 300000.00 | 300000.00 | Technical Construction Co., GUPTA CONSTRUCTION CO
38.00 | Providing and fixing 15 to 18 mm thick Granite gang saw cut, mirror polished, premoulded and prepolished, machine cut granite stone on wall tops, sides, facias and similar locations of required size (all size), of approved shade, colour and texture laid over 20 mm thick base cement mortar 1:4 (1 cement : 4 coarse sand), joints treated with white cement, mixed with matching pigment, epoxy touch ups, including rubbing, curing, moulding and polishing to edges to give high gloss finish etc. complete at all levels. | 10.00 | sqm | 10.00 | 5786.00 | 57860.00 | 5750.00 | 57500.00 | 5000.00 | 50000.00 | 4500.00 | 45000.00 | 45000.00 | Technical Construction Co.
39.00 | Structural steel work riveted, bolted or welded in built up sections, trusses and frame work M.S. door & fix ventilators, anchors etc made out M.S. angle, channels, flats, rods, bars, weld mesh, M.S. pipe etc including supplying, cutting, hoisting, fixing in position and applying two coat of approved quality synthetic enamel paint over a priming coat of approved steel primer all complete as per standard design, including the cost of all material and labour complete- as per drawings , specifications & direction of engineer in charge. | 20000.00 | Kg | 11.00 | 166.00 | 3320000.00 | 150.00 | 3000000.00 | 100.00 | 2000000.00 | 120.00 | 2400000.00 | 2000000.00 | GUPTA CONSTRUCTION CO
40.00 | Providing and fixing concertina coil fencing with punched tape concertina coil 600 mm dia 10 metre openable length ( total length 90 m), having 50 nos rounds per 6 metre length, upto 3 m height of wall with existing angle iron ‘Y’ shaped placed 2.4m or 3.00 m apart and with 9 horizontal R.B.T. reinforced barbed wire, stud tied with G.I. staples and G.I. clips to retain horizontal, including necessary bolts or G.I. barbed wire tied to angle iron, all complete as per direction of Engineer-in-charge, with reinforced barbed tape(R.B.T.) / Spring core (2.5mm thick) wire of high tensile strength of 165 kg/ sq.mm with tape (0.52 mm thick) and weight 43.478 gm/ metre (cost of M.S. angle, C.C. blocks shall be paid separately) | 300.00 | meter | 10.00 | 386.00 | 115800.00 | 360.00 | 108000.00 | 400.00 | 120000.00 | 320.00 | 96000.00 | 96000.00 | Technical Construction Co.
41.00 | Providing and fixing G.I. chain link fabric fencing of required width in mesh size 50 x 50mm made of G.I. wire of dia 4mm including strengthening with 2 mm dia wire or nuts, bolts and washers as required complete as per the direction of Engineer – In charge. | 250.00 | sqm | 22.00 | 786.00 | 196500.00 | 690.00 | 172500.00 | 1000.00 | 250000.00 | 750.00 | 187500.00 | 172500.00 | RMT INFRATECH
42.00 | Fencing with angle iron post placed at required distance, embedded in cement concrete blocks, every 15th post, last but one end post and corner post shall be strutted on both sides and end post one side only and provided with horizontal lines and two diagonals interwoven with horizontal wires, of barbed wire 9.38 kg per 100 m (minimum) between the two posts filled and fixed with G.I. staples, turn buckles etc. complete.(cost of posts, struts, earth work and concrete to be paid for separately):- Payment to be made per meter cost of total length of barbed wire used.: With G.I. barded wire. | 3000.00 | meter | 0.00 | 26.00 | 78000.00 | 24.00 | 72000.00 | 18.00 | 54000.00 | 20.00 | 60000.00 | 54000.00 | GUPTA CONSTRUCTION CO
43.00 | Providing and fixing factory made 35 mm thick both side laminated flush door shutters single leaf conforming to IS ; 2202(part-1) as approved by EIC with Block board core & frame of well seasoned hard wood, cross band made from BWP grade veneers and commercial BWP grade face veneers on both sides of shutter including providing and fixing 2nd class teak wood leaping of suitable size and shape all around the edges including supply and fixing of approved brand stainless steel fixtures like Tower bolt (size-250mm long rod size 12mm), Tadi latch (300mm long rod size 14mm), Aldrop (300X16mm), Handles plate type - 100mm size (size shall be confirming to IS:208) - 02 nos, Magnetic Cather etc. with approved quality judas eye, safety chain etc. complete as per drawings, specifications and direction of Engineer. (Door skin shall be 1.0 mm thick on front face and 0.8mm thick on back face with the provision of edge bending of decorative high pressure laminated sheet of plain/wood grain in gloss/ matt/ suede finish with high density protective surface layer of make as approved by EIC). Note - actual area of shutter will be paid. | 30.00 | sqm | 1.25 | 2186.00 | 65580.00 | 4500.00 | 135000.00 | 5500.00 | 165000.00 | 4500.00 | 135000.00 | 65580.00 | KHAN CONTRACTOR
44.00 | Providing and fixing double leaf cupboard shutters with frame fabricated from 18-19 mm thick BWP grade block board conforming to IS:1659 & as approved by ENC and shade on both faces (1 mm thk. laminate on front face and 0.8 mm thk. on back face with the provision of edge bending) including IInd class teak wood lipping of 19mm wide x 6 mm thick with necessary S.S screws and bright finished heavy duty stainless steel fixtures of approved brand (two nos handles plate type - 100mm size (size shall be confirming to IS:208), two nos. magnets, two nos. tower bolt of 100mmx10mm rod size, one nos. hasps and steples etc.), Stainless Steel Butt hinges / S.S. piano hinges etc. as approved all complete as per drawings, specifications and directions of Engineer-in-charge with Note - actual area of shutter with frame will be paid. | 5.00 | sqm | 0.00 | 1286.00 | 6430.00 | 2500.00 | 12500.00 | 5000.00 | 25000.00 | 3750.00 | 18750.00 | 6430.00 | KHAN CONTRACTOR
45.00 | Providing and fixing glazing in aluminium door, window, ventilator shutters and partitions etc. with neoprene gasket and silicon sealant etc. complete as per the architectural drawings and the directions of engineer-in-charge. With float / plain glass panes of 4.0 mm thickness (Cost of aluminium, snap beading shall be included in basic item) | 50.00 | sqm | 100.00 | 1486.00 | 74300.00 | 1000.00 | 50000.00 | 900.00 | 45000.00 | 1100.00 | 55000.00 | 45000.00 | GUPTA CONSTRUCTION CO
46.00 | Providing and fixing 30mm thick factory made pre-laminated PVC door shutter of approved make and design consisting of frame made out of M.S. tubes of 19 gauge thickness and size of 19 mm x 19 mm for styles and 15x15 mm for top & bottom rails. M.S. frame shall have a coat of steel primers of approved make. M.S. frame covered with 5 mm thick heat molded PVC 'C' channel of size 30 mm thickness, 95 mm width out of which 75 mm shall be flat and 20 mm shall be tapered in 45 degree angle on both side forming styles and 5 mm thick, 115 mm wide PVC sheet out of which 95 mm shall be flat and 20 mm shall be tapered in 45 degree on the inner side to form top and bottom rail and 140 mm wide PVC sheet out of which 100 mm shall be flat and 20 mm shall be tapered on both sides to form lock rail. Top, bottom and lock rails shall be provided both side of the panel. 10 mm (5 mm x 2 ) thick, 20 mm wide cross PVC sheet be provided as gap insert for top rail & bottom rail, paneling of 5 mm thick both side PVC sheet to be fitted in the M.S. frame welded/ sealed to the styles & rails with 7 mm (5 mm+2 mm) thick x 15 mm wide PVC sheet beading on inner side, and joined together with solvent cement adhesive. An additional 5 mm thick PVC strip of 20 mm width is to be stuck on the interior side of the 'C' Channel using PVC solvent adhesive etc. including all SS fitting and fixtures such as 1 nos Tadi latch 200mm longx12mm rod size, 2 nos. tower bolt 250mm x 12mm, 2 nos. plat type handles - 100mm size (size shall be confirming to IS:208) of approved brand complete as per drawing, specification & direction of Engineer-in-charge. | 30.00 | sqm | 53.00 | 1786.00 | 53580.00 | 3600.00 | 108000.00 | 4000.00 | 120000.00 | 4000.00 | 120000.00 | 53580.00 | KHAN CONTRACTOR
47.00 | Providing and fixing glass shelf 6mm thick as per relevant IS code & as approved by ENC including all fixtures and fittings complete as per specifications. | 30.00 | each | 10.00 | 286.00 | 8580.00 | 1500.00 | 45000.00 | 1800.00 | 54000.00 | 1500.00 | 45000.00 | 8580.00 | KHAN CONTRACTOR
48.00 | Providing & Fixing of Cylindrical Locks – Keyed at Entrance Door (HYDRAULIC DOOR CLOSERS Heavy Duty) Polished Brass as approved & directed by the engineer in charge. | 20.00 | each | 11.00 | 1786.00 | 35720.00 | 2000.00 | 40000.00 | 5000.00 | 100000.00 | 1200.00 | 24000.00 | 24000.00 | Technical Construction Co.
49.00 | Providing & Fixing MS Wire Nails as Directed by the Engineer-in-Charge. | 60.00 | Kg | 10.00 | 116.00 | 6960.00 | 200.00 | 12000.00 | 150.00 | 9000.00 | 550.00 | 33000.00 | 6960.00 | KHAN CONTRACTOR
50.00 | Providing & Fixing of 1.0 mm thick decorative laminated sheet as Directed by the Engineer-in-Charge. | 30.00 | sqm | 22.00 | 286.00 | 8580.00 | 400.00 | 12000.00 | 1200.00 | 36000.00 | 500.00 | 15000.00 | 8580.00 | KHAN CONTRACTOR
51.00 | Providing & Fixing of 1.5 mm thick Decorative Laminated Sheet as Directed by the Engineer-in-Charge. | 30.00 | sqm | 0.00 | 386.00 | 11580.00 | 450.00 | 13500.00 | 1800.00 | 54000.00 | 650.00 | 19500.00 | 11580.00 | KHAN CONTRACTOR
52.00 | Providing & Fixing of the following approved quality fittings M.S. Oxidized Sliding door bolts of 16mm dia 300 mm long with necessary nuts & screws etc.: as Directed by the Engineer-in-Charge. | 50.00 | each | 1.25 | 86.00 | 4300.00 | 200.00 | 10000.00 | 250.00 | 12500.00 | 250.00 | 12500.00 | 4300.00 | KHAN CONTRACTOR
53.00 | Providing & Fixing of M.S. Nickel Chromium "D" Heavy quality Door Handle of 125 mm Long as Directed by the Engineer-in-Charge. | 60.00 | each | 0.00 | 26.00 | 1560.00 | 30.00 | 1800.00 | 25.00 | 1500.00 | 50.00 | 3000.00 | 1500.00 | GUPTA CONSTRUCTION CO
54.00 | Providing and fixing ISI marked oxidised M.S. tower bolt black finish, (Barrel type) with necessary screws etc. complete (Copper oxidised as per IS 1378) 150 mm long as Directed by the Engineer-in-Charge. | 40.00 | each | 100.00 | 26.00 | 1040.00 | 50.00 | 2000.00 | 40.00 | 1600.00 | 50.00 | 2000.00 | 1040.00 | KHAN CONTRACTOR
55.00 | Providing & Fixing of ISI marked M.S. NICKLE CHROMIUM TOWER BOLT: 200 x 10 mm as Directed by the Engineer-in-Charge. | 30.00 | each | 10.00 | 26.00 | 780.00 | 50.00 | 1500.00 | 50.00 | 1500.00 | 65.00 | 1950.00 | 780.00 | KHAN CONTRACTOR
56.00 | Providing & Fixing of ISI marked M.S. NICKLE CHROMIUM TOWER BOLT BLACK FINISH (BARREL TYPE): 150 x 10 mm as Directed by the Engineer-in-Charge. | 30.00 | each | 11.00 | 26.00 | 780.00 | 50.00 | 1500.00 | 40.00 | 1200.00 | 60.00 | 1800.00 | 780.00 | KHAN CONTRACTOR
57.00 | Providing & Fixing of Sliding Door Bolts of 16 mm Dia 300 mm Long with necessary nuts & screws etc.. : M.S. NICKLE CHROMIUM as Directed by the Engineer-in-Charge. | 40.00 | each | 10.00 | 86.00 | 3440.00 | 200.00 | 8000.00 | 300.00 | 12000.00 | 250.00 | 10000.00 | 3440.00 | KHAN CONTRACTOR
58.00 | Providing & Fixing of M.S. Oxidized Butt Hinges of following size with necessary screws etc., as Directed by the Engineer-in-Charge.
58.01 | M.S. Oxidized Butt Hinges of 75 mm (14 Gauge) | 80.00 | each | 0.00 | 26.00 | 2080.00 | 12.00 | 960.00 | 20.00 | 1600.00 | 30.00 | 2400.00 | 960.00 | RMT INFRATECH
58.02 | M.S. Oxidized butt Hinges of 100mm (14 gauge) | 80.00 | each | 1.25 | 36.00 | 2880.00 | 14.00 | 1120.00 | 30.00 | 2400.00 | 35.00 | 2800.00 | 1120.00 | RMT INFRATECH
58.03 | M.S. Oxidized butt Hinges of 125mm (12 gauge) | 50.00 | each | 1.25 | 46.00 | 2300.00 | 15.00 | 750.00 | 40.00 | 2000.00 | 50.00 | 2500.00 | 750.00 | RMT INFRATECH
59.00 | Providing & Fixing of Galvanized M.S. wire mesh of 0.63 mm dia with 12 mesh per 2.5 cm in either as Directed by the Engineer-in-Charge. | 50.00 | sqm | 0.00 | 386.00 | 19300.00 | 250.00 | 12500.00 | 500.00 | 25000.00 | 450.00 | 22500.00 | 12500.00 | RMT INFRATECH
60.00 | Providing & Fixing of S.S. wire mesh 0.63 mm dia with 12 mesh per 2.5 cm in either as Directed by the Engineer-in-Charge. | 100.00 | sqm | 100.00 | 486.00 | 48600.00 | 450.00 | 45000.00 | 700.00 | 70000.00 | 600.00 | 60000.00 | 45000.00 | RMT INFRATECH
61.00 | Providing and fixing ISI marked aluminium butt hings 125x63x4mm. ISI marked anodised (anodic coating not less than grade AC 10 asper IS: 1868) transparent or dyed to required colour or shade with necessary screws etc. complete as per drawings, specifications and directions of Engineer-in-charge | 30.00 | each | 53.00 | 56.00 | 1680.00 | 100.00 | 3000.00 | 100.00 | 3000.00 | 110.00 | 3300.00 | 1680.00 | KHAN CONTRACTOR
62.00 | Providing and fixing aluminium sliding door bolts 300x16 mm. ISI marked anodised (anodic coating not less than grade AC 10 as per IS: 1868) transparent or dyed to required colour or shade with nuts and screws etc. complete: | 40.00 | each | 10.00 | 186.00 | 7440.00 | 250.00 | 10000.00 | 350.00 | 14000.00 | 300.00 | 12000.00 | 7440.00 | KHAN CONTRACTOR
63.00 | Providing and fixing aluminium tower bolts ISI marked anodised (anodic coating not less than grade AC 10 as per IS: 1868) transparent or dyed to required colour or shade with necessary screws etc. complete: 250 x 10mm. etc. complete as per drawings, specifications and directions of Engineer-in-charge | 40.00 | each | 11.00 | 56.00 | 2240.00 | 75.00 | 3000.00 | 160.00 | 6400.00 | 80.00 | 3200.00 | 2240.00 | KHAN CONTRACTOR
64.00 | Providing and fixing aluminum handles 125 mm ISI marked anodized (anodic coating not less than grade AC 10 as per lates IS) transparent to dyed of required colour or shade with necessary screws etc. complete as per drawings, specifications and directions of Engineer-in-charge. | 40.00 | each | 10.00 | 36.00 | 1440.00 | 45.00 | 1800.00 | 110.00 | 4400.00 | 50.00 | 2000.00 | 1440.00 | KHAN CONTRACTOR
65.00 | Providing & Applying of Glass putty as Directed by the Engineer-in-Charge. | 120.00 | Kg | 22.00 | 56.00 | 6720.00 | 60.00 | 7200.00 | 50.00 | 6000.00 | 100.00 | 12000.00 | 6000.00 | GUPTA CONSTRUCTION CO
66.00 | Providing & Applying of Over cord super bond (s) welding rod 2.5mm (Metal No.-6013) of approved brand as Directed by the Engineer-in-Charge. | 100.00 | Kg | 0.00 | 186.00 | 18600.00 | 1000.00 | 100000.00 | 150.00 | 15000.00 | 800.00 | 80000.00 | 15000.00 | GUPTA CONSTRUCTION CO
67.00 | Providing and maintaining in operating condition brand new Single phase welding set with lead on Hire charges basis complete as required for completing the jobs per day basis. | 120.00 | each per day | 1.25 | 56.00 | 6720.00 | 50.00 | 6000.00 | 500.00 | 60000.00 | 100.00 | 12000.00 | 6000.00 | RMT INFRATECH
68.00 | Providing & fixing wall cladding on the frame work made out of MS Box Pipe of size 50x20 mm with screw / fastener on wall at spacing of 900mm c/c or as directed by EIC. Cladding on above frame work to be done using 8mm thick 100% asbestos free fizer cement board of required size with screw & joints to be filled with compound for smooth surface. Above fizer cement board fixing of 4mm thick SPC (stone plastic composite) panel with SR 505 adhesive & nails complete with T-profile, bidding, reducer etc. Necessary cut out for electrical or existing panel / services existing at site. Note: Payment of MS Box Frame Work Shall be paid in relevant existing SOQR Item | 100.00 | sqm | 0.00 | 3186.00 | 318600.00 | 3600.00 | 360000.00 | 1300.00 | 130000.00 | 3500.00 | 350000.00 | 130000.00 | GUPTA CONSTRUCTION CO
69.00 | Providing & Applying of High speed Hack blade (ISI marked) as Directed by the Engineer-in-Charge. | 75.00 | each | 100.00 | 46.00 | 3450.00 | 25.00 | 1875.00 | 200.00 | 15000.00 | 40.00 | 3000.00 | 1875.00 | RMT INFRATECH
70.00 | DRILLING HOLES (in normal and heavy density reinforced concrete of all grades) by core cutting of different depth at all elevations and without disturbing adjacent structures as per drawing, specification & directed by the Engineer-in-charge. Rate shall be inclusive of equipmants, labour, tools & tackles,etc. Note: scaffolding required if any shall be paid in relevant item.
70.01 | upto 25mm dia. | 100.00 | Rm | 10.00 | 4786.00 | 478600.00 | 150.00 | 15000.00 | 2000.00 | 200000.00 | 4500.00 | 450000.00 | 15000.00 | RMT INFRATECH
70.02 | above 25mm dia and upto 76mm dia. | 100.00 | Rm | 11.00 | 6786.00 | 678600.00 | 250.00 | 25000.00 | 2500.00 | 250000.00 | 7000.00 | 700000.00 | 25000.00 | RMT INFRATECH
70.03 | above 76mm dia and upto 200mm dia. | 50.00 | Rm | 10.00 | 11786.00 | 589300.00 | 450.00 | 22500.00 | 3000.00 | 150000.00 | 15000.00 | 750000.00 | 22500.00 | RMT INFRATECH
71.00 | Providing & Applying of Concrete drill bit of following size for drilling machine of approved brand as Directed by the Engineer-in-Charge.
71.01 | Concrete drill bit upto 6mm dia . | 50.00 | each | 0.00 | 286.00 | 14300.00 | 500.00 | 25000.00 | 70.00 | 3500.00 | 650.00 | 32500.00 | 3500.00 | GUPTA CONSTRUCTION CO
71.02 | Concrete drill bit upto 12mm dia | 50.00 | each | 1.25 | 386.00 | 19300.00 | 600.00 | 30000.00 | 100.00 | 5000.00 | 850.00 | 42500.00 | 5000.00 | GUPTA CONSTRUCTION CO
71.03 | Concrete drill bit upto 16mm dia | 50.00 | each | 0.00 | 586.00 | 29300.00 | 800.00 | 40000.00 | 120.00 | 6000.00 | 1150.00 | 57500.00 | 6000.00 | GUPTA CONSTRUCTION CO
71.04 | Concrete drill bit upto 20mm dia | 50.00 | each | 100.00 | 786.00 | 39300.00 | 1000.00 | 50000.00 | 150.00 | 7500.00 | 1250.00 | 62500.00 | 7500.00 | GUPTA CONSTRUCTION CO
72.00 | Providing & Applying of Hammer drilling machine with drilling upto 30mm dia on Hire charges basis per day. | 120.00 | each per day | 53.00 | 286.00 | 34320.00 | 250.00 | 30000.00 | 200.00 | 24000.00 | 750.00 | 90000.00 | 24000.00 | GUPTA CONSTRUCTION CO
73.00 | Providing & Applying of Fevicol (synthetic resin adhesive) of approved brand in one kg pack as Directed by the Engineer-in-Charge. | 60.00 | Kg | 10.00 | 486.00 | 29160.00 | 800.00 | 48000.00 | 300.00 | 18000.00 | 550.00 | 33000.00 | 18000.00 | GUPTA CONSTRUCTION CO
74.00 | Providing & Applying of M Seal of approved brand in one kg pack as Directed by the Engineer-in-Charge. | 100.00 | Kg | 11.00 | 586.00 | 58600.00 | 800.00 | 80000.00 | 400.00 | 40000.00 | 550.00 | 55000.00 | 40000.00 | GUPTA CONSTRUCTION CO
75.00 | Providing & Fixing of approved quality of plain glass of following size as Directed by the Engineer-in-Charge.
75.01 | 4mm thick plain glass of wt. @10 Kg/Sqm | 25.00 | sqm | 22.00 | 986.00 | 24650.00 | 900.00 | 22500.00 | 900.00 | 22500.00 | 1050.00 | 26250.00 | 22500.00 | RMT INFRATECH, GUPTA CONSTRUCTION CO
75.02 | 5mm thick plain glass of wt. @13.75 Kg/Sqm | 30.00 | sqm | 0.00 | 1086.00 | 32580.00 | 1000.00 | 30000.00 | 1200.00 | 36000.00 | 1200.00 | 36000.00 | 30000.00 | RMT INFRATECH
75.03 | 8 mm thick plain glass of wt. @10 Kg/Sqm | 100.00 | sqm | 0.00 | 1786.00 | 178600.00 | 1500.00 | 150000.00 | 2500.00 | 250000.00 | 1800.00 | 180000.00 | 150000.00 | RMT INFRATECH
76.00 | Providing & Fixing of Silicon as Directed by the Engineer-in-Charge. | 500.00 | liter | 100.00 | 1186.00 | 593000.00 | 1260.00 | 630000.00 | 500.00 | 250000.00 | 1200.00 | 600000.00 | 250000.00 | GUPTA CONSTRUCTION CO
77.00 | Providing & Fixing of Welded Mesh of different sizes and guage like 6 mm x 6 mm size / 10mmx10mm / 25mmx25mm / 50mm x 50mm or as Directed by the Engineer-in-Charge. | 2000.00 | Kg | 53.00 | 186.00 | 372000.00 | 200.00 | 400000.00 | 125.00 | 250000.00 | 210.00 | 420000.00 | 250000.00 | GUPTA CONSTRUCTION CO
78.00 | Providing & Applying of EMERY PAPER / SAND PAPER of following sizes as Directed by the Engineer-in-Charge.
78.01 | EMERY PAPER / SAND PAPER of sizes 60 no | 100.00 | each | 11.00 | 16.00 | 1600.00 | 15.00 | 1500.00 | 10.00 | 1000.00 | 20.00 | 2000.00 | 1000.00 | GUPTA CONSTRUCTION CO
78.02 | EMERY PAPER / SAND PAPER of sizes 80 no | 100.00 | each | 10.00 | 16.00 | 1600.00 | 15.00 | 1500.00 | 10.00 | 1000.00 | 20.00 | 2000.00 | 1000.00 | GUPTA CONSTRUCTION CO
78.03 | EMERY PAPER / SAND PAPER of sizes 100 no | 100.00 | each | 22.00 | 16.00 | 1600.00 | 15.00 | 1500.00 | 10.00 | 1000.00 | 20.00 | 2000.00 | 1000.00 | GUPTA CONSTRUCTION CO
79.00 | Providing & Applying of CYPERMETHRIN - 10ec and deposited in Civil Maintenance Store. | 100.00 | liter | 0.00 | 736.00 | 73600.00 | 400.00 | 40000.00 | 800.00 | 80000.00 | 600.00 | 60000.00 | 40000.00 | RMT INFRATECH
80.00 | Providing & Applying of METAL PAINT PRIMER RED OXIDE (0005 / GR-0) as Directed by the Engineer-in-Charge. | 250.00 | liter | 100.00 | 186.00 | 46500.00 | 200.00 | 50000.00 | 200.00 | 50000.00 | 200.00 | 50000.00 | 46500.00 | KHAN CONTRACTOR
81.00 | Providing & Fixing of Non Breakable P.V.C. Nylon Sleeves of following size as Directed by the Engineer-in-Charge.
81.01 | 25 mm Long | 1000.00 | each | 10.00 | 1.86 | 1860.00 | 2.00 | 2000.00 | 1.00 | 1000.00 | 2.00 | 2000.00 | 1000.00 | GUPTA CONSTRUCTION CO
81.02 | 35 mm Long | 1000.00 | each | 11.00 | 2.16 | 2160.00 | 2.00 | 2000.00 | 1.20 | 1200.00 | 2.00 | 2000.00 | 1200.00 | GUPTA CONSTRUCTION CO
81.03 | 50 mm Long | 1000.00 | each | 10.00 | 2.86 | 2860.00 | 2.00 | 2000.00 | 1.50 | 1500.00 | 3.00 | 3000.00 | 1500.00 | GUPTA CONSTRUCTION CO
82.00 | Providing & Fixing of approved brand 100 mm dia C.P. Grating as Directed by the Engineer-in-Charge. | 100.00 | each | 22.00 | 56.00 | 5600.00 | 50.00 | 5000.00 | 100.00 | 10000.00 | 50.00 | 5000.00 | 5000.00 | Technical Construction Co., RMT INFRATECH
83.00 | Providing and fixing ball valve (brass) of approved quality, High or low pressure, with plastic floats complete as Directed by the Engineer-in-Charge.
83.01 | 15 mm nominal bore | 30.00 | each | 1.25 | 286.00 | 8580.00 | 200.00 | 6000.00 | 1500.00 | 45000.00 | 600.00 | 18000.00 | 6000.00 | RMT INFRATECH
83.02 | 25 mm nominal bore | 40.00 | each | 0.00 | 386.00 | 15440.00 | 300.00 | 12000.00 | 1800.00 | 72000.00 | 790.00 | 31600.00 | 12000.00 | RMT INFRATECH
84.00 | Providing & Fixing of approved quality C.P. Waste Coupling of following size as Directed by the Engineer-in-Charge:
84.01 | C.P. Waste Coupling 25 mm Dia | 20.00 | each | 53.00 | 86.00 | 1720.00 | 200.00 | 4000.00 | 700.00 | 14000.00 | 240.00 | 4800.00 | 1720.00 | KHAN CONTRACTOR
84.02 | C.P. Waste Coupling 32mm Dia | 100.00 | each | 10.00 | 86.00 | 8600.00 | 250.00 | 25000.00 | 900.00 | 90000.00 | 250.00 | 25000.00 | 8600.00 | KHAN CONTRACTOR
84.03 | C.P. Waste Coupling 50mm Dia | 40.00 | each | 11.00 | 86.00 | 3440.00 | 300.00 | 12000.00 | 1100.00 | 44000.00 | 300.00 | 12000.00 | 3440.00 | KHAN CONTRACTOR
85.00 | Providing and fixing 12mm thick prelaminated particle board flat pressed three layer or graded wood particle board conforming to IS: 12823 Grade I Type II, in paneling fixed in aluminium doors, windows shutters and partition frames with C.P. brass / stainless steel screws etc. complete as per architectural drawings and directions of engineer-in-charge :Pre-laminated particle board with decorative lamination on one side and balancing lamination on other side. | 50.00 | sqm | 10.00 | 286.00 | 14300.00 | 1200.00 | 60000.00 | 2000.00 | 100000.00 | 1000.00 | 50000.00 | 14300.00 | KHAN CONTRACTOR
86.00 | Providing and fixing colour anodized aluminium work for doors, windows, ventilators and partitions as per the material, fabrication and dimensional specifications/ requirement of IS: 1948 from aluminum alloy extruded sections, tubular / appropriate Z and or other sections of approved make conforming to grade HE9-WP of IS : 733 and HV9-WP of IS: 1285, fixed with raw plugs and screws or with fixing clips, or with expansion hold fasteners including necessary filling up of gaps at junctions, at top, bottom and sides with required neoprene felt and silicon whether sealant etc. Aluminium sections shall be smooth, rust free, straight, mitered and jointed mechanically wherever required including cleat angle, Aluminium snap beading for glazing / paneling. C.P. brass / stainless steel screws, all complete as per architectural drawings and the directions of Engineer-in-charge. : For shutters of doors, windows & ventilators including providing and fixing approved ss hinges/ pivots/ rollers suitable for sliding / openable window and providing and fixing approved fittings i.e. two handle with locking arrangement for each sliding window shutter and one handle as well as two tower bolt for each glass / jali shutter with provisions of one gate hook for each glass shutter for openable window wherever required as approved including the cost of neoprene gasket all complete: colored anodized coated aluminium (thickness of anodized coating 15 micron). The finished arrangement shall be fully water tight. Note : 1. Payment of Glazing / SS wire mesh to be paid in relevant item in line with their specifications. 2. Cost of SS hinges / pivot / rollers are to be included in the quoted rate and no payment shall be made for providing and fixing the same. | 2000.00 | Kg | 22.00 | 626.00 | 1252000.00 | 630.00 | 1260000.00 | 650.00 | 1300000.00 | 500.00 | 1000000.00 | 1000000.00 | Technical Construction Co.
87.00 | Providing wood work in frames of doors, windows, clerestory windows and other frames, wrought framed and fixed in position complete as per drawings, specifications and direction of Engineer.
87.01 | with Second class teak wood | 2.00 | cum | 1.25 | 86786.00 | 173572.00 | 20000.00 | 40000.00 | 170000.00 | 340000.00 | 130000.00 | 260000.00 | 40000.00 | RMT INFRATECH
87.02 | with Sal wood | 1.50 | cum | 0.00 | 36786.00 | 55179.00 | 30000.00 | 45000.00 | 120000.00 | 180000.00 | 110000.00 | 165000.00 | 45000.00 | RMT INFRATECH
88.00 | Supplying factory made fiberglass reinforced plastics (F.R.P) chajja 4mm thick of required colour,size and design made by resin transfer moulding (RTM) machine technology, resulting in void free compact laminate in single piece, having smooth gradual slope curvature for easy drainage of water and duly reinforced by 2nos. vertically and 1 nos. horizantally 50x2mm thick M.S flat with with 12mm in built hole for grouting on the existing wall along with the 50mm flages duly inserted and sealed in the wall complete in one single piece casted monolithically,including all necessary fitting. The ERP Chajja should be manufactured using unsaturated polyster resin as per IS: 6746 duly reinforced with fiber glass chopped strand mat(CSM) as per IS: 11551 complete with protective Gel coat U/V coating on top for complete resistance from the extreme of temperature, weather & sunlight. etc. complete as per drawings, specifications and directions of Engineer-in-charge. | 15.00 | sqm | 100.00 | 786.00 | 11790.00 | 3600.00 | 54000.00 | 2000.00 | 30000.00 | 4500.00 | 67500.00 | 11790.00 | KHAN CONTRACTOR
89.00 | Providing & Fixing of Bright Finished Brass TOWER BOLTS (BARREL TYPE) with necessary screws etc., complete: 150 x 10 mm as Directed by the Engineer-in-Charge. | 100.00 | each | 10.00 | 116.00 | 11600.00 | 200.00 | 20000.00 | 600.00 | 60000.00 | 275.00 | 27500.00 | 11600.00 | KHAN CONTRACTOR
90.00 | Providing & Fixing of Bright Finished BRASS HANDLES 100 MM WITH PLATE 150 X 32 MM as Directed by the Engineer-in-Charge. | 100.00 | each | 11.00 | 86.00 | 8600.00 | 150.00 | 15000.00 | 600.00 | 60000.00 | 200.00 | 20000.00 | 8600.00 | KHAN CONTRACTOR
91.00 | Providing & Fixing of Brass Screws of following size as Directed by the Engineer-in-Charge.
91.01 | Brass Screws of 40 mm | 500.00 | each | 22.00 | 6.00 | 3000.00 | 5.00 | 2500.00 | 5.00 | 2500.00 | 20.00 | 10000.00 | 2500.00 | RMT INFRATECH, GUPTA CONSTRUCTION CO
91.02 | Brass Screws of 30 mm | 750.00 | each | 0.00 | 6.00 | 4500.00 | 5.00 | 3750.00 | 4.50 | 3375.00 | 18.00 | 13500.00 | 3375.00 | GUPTA CONSTRUCTION CO
91.03 | Brass Screws of 25 mm | 750.00 | each | 1.25 | 6.00 | 4500.00 | 5.00 | 3750.00 | 4.00 | 3000.00 | 15.00 | 11250.00 | 3000.00 | GUPTA CONSTRUCTION CO
92.00 | Providing & fixing aluminium door seal with built-in brush of standard make. | 50.00 | each | 100.00 | 286.00 | 14300.00 | 200.00 | 10000.00 | 500.00 | 25000.00 | 300.00 | 15000.00 | 10000.00 | RMT INFRATECH
93.00 | Providing and laying with bitumen felt over the roof/cable trenches & inspection chambers consisting of first layer of blown and/or residual bitumen applied hot @ 1.2kg/m2 of area, second coat of felt type-3 grade-I (hessian base self finished bitumen felt including proper cleaning and preparation of surface complete as directed by the engineer. | 300.00 | sqm | 100.00 | 386.00 | 115800.00 | 450.00 | 135000.00 | 550.00 | 165000.00 | 600.00 | 180000.00 | 115800.00 | KHAN CONTRACTOR
94.00 | Providing & Fixing Low level placed PVC flushing cistern Dual Flush Tank (white) with all accessories complete as approved & Directed by the Engineer-in-charge. | 160.00 | each | 53.00 | 386.00 | 61760.00 | 1000.00 | 160000.00 | 1500.00 | 240000.00 | 1000.00 | 160000.00 | 61760.00 | KHAN CONTRACTOR
95.00 | Providing & Fixing of GI chiken mesh 20mm x 20mm x 26 SWG as Directed by the Engineer-in-charge. | 50.00 | sqm | 53.00 | 86.00 | 4300.00 | 50.00 | 2500.00 | 50.00 | 2500.00 | 170.00 | 8500.00 | 2500.00 | RMT INFRATECH, GUPTA CONSTRUCTION CO
96.00 | Providing & Fixing of Cinch Anhor / Anchor fastner, Screw headed / sunken / Capstan headed bolts alongwith washer of following sizes as apprved by the Engineer.
96.01 | M-8 | 300.00 | each | 22.00 | 86.00 | 25800.00 | 80.00 | 24000.00 | 50.00 | 15000.00 | 70.00 | 21000.00 | 15000.00 | GUPTA CONSTRUCTION CO
96.02 | M-10 | 400.00 | each | 22.00 | 96.00 | 38400.00 | 90.00 | 36000.00 | 60.00 | 24000.00 | 90.00 | 36000.00 | 24000.00 | GUPTA CONSTRUCTION CO
96.03 | M-12 | 300.00 | each | 0.00 | 116.00 | 34800.00 | 100.00 | 30000.00 | 70.00 | 21000.00 | 110.00 | 33000.00 | 21000.00 | GUPTA CONSTRUCTION CO
96.04 | M-16 | 100.00 | each | 1.25 | 156.00 | 15600.00 | 120.00 | 12000.00 | 80.00 | 8000.00 | 150.00 | 15000.00 | 8000.00 | GUPTA CONSTRUCTION CO
97.00 | Applying white cement based wall putty (two coats) as approved by ENC including base coat of alkaline resistance cement primer over cement plaster/ concrete surfaces after cleaning / scrubbing of the surfaces with wire brushes, soft brushes, sand papers, steel sheet scrappers and mechanical grinder etc. for removing all kind of burrs, imperfections, undulations and other such defects existing in the surface to achieve plain & even surface. including the cost of materials, labour etc. all complete as per direction of Engineer-in-Charge. | 1000.00 | sqm | 0.00 | 96.00 | 96000.00 | 72.00 | 72000.00 | 95.00 | 95000.00 | 120.00 | 120000.00 | 72000.00 | RMT INFRATECH
98.00 | Providing and applying Two coats of SBR Latex mixed with cement in specified proportion (cement mixed with waterproofing material conforming to relevant IS as approved by engineer in charge in the proportion as recommended by manufacturers forming 300 - 400 microns thick layer in 2 coats of application on treated surface, RCC sunken slab or where ever required including hacking/cleaning and washing the surface etc. all complete as per specification and direction of engineer in charge. Note:- The whole treated area shall be flooded with water for a minimum period of 4 days for water tightness test. | 50.00 | sqm | 100.00 | 586.00 | 29300.00 | 450.00 | 22500.00 | 250.00 | 12500.00 | 500.00 | 25000.00 | 12500.00 | GUPTA CONSTRUCTION CO
99.00 | Providing & Applying Red oxide Zinc chromate primer as Directed by the Engineer-in-Charge. | 75.00 | liter | 53.00 | 286.00 | 21450.00 | 300.00 | 22500.00 | 250.00 | 18750.00 | 300.00 | 22500.00 | 18750.00 | GUPTA CONSTRUCTION CO
100.00 | Providing & Applying of WOOD PRIMER PINK (0007 / GR-2) as approved & Directed by the Engineer-in-Charge. | 75.00 | liter | 10.00 | 286.00 | 21450.00 | 200.00 | 15000.00 | 250.00 | 18750.00 | 220.00 | 16500.00 | 15000.00 | RMT INFRATECH
101.00 | Providing & Applying of Thinner for General purpose paint 800 and deposited in civil maintenance store as approved & Directed by the Engineer-in-Charge. | 100.00 | liter | 11.00 | 186.00 | 18600.00 | 180.00 | 18000.00 | 150.00 | 15000.00 | 190.00 | 19000.00 | 15000.00 | GUPTA CONSTRUCTION CO
102.00 | Providing & Applying of Synthetic Adhesive (For wood work) FOR GENERAL PURPOSE as Directed by the Engineer-in-Charge. | 25.00 | Kg | 10.00 | 286.00 | 7150.00 | 150.00 | 3750.00 | 300.00 | 7500.00 | 320.00 | 8000.00 | 3750.00 | RMT INFRATECH
103.00 | Providing & Applying of SYNTHETIC ADHESIVE (For Painting & White Washing) as Directed by the Engineer-in-Charge. | 100.00 | Kg | 22.00 | 86.00 | 8600.00 | 150.00 | 15000.00 | 300.00 | 30000.00 | 250.00 | 25000.00 | 8600.00 | KHAN CONTRACTOR
104.00 | Removing old paint coatings from the concrete / plastered surfaces including ceiling and making them even and free from all kinds of defects such as burrs, undulations, imperfections by all suitable means such as scrapping, grinding, scrubbing, sand papering including repair of dents as per standard procedures etc. to make the surface ready to recieve fresh coat of paints all as per direction of engineer including cost of consumables, labour, tools tackles, scaffolding, protective gears, house keeping etc. | 500.00 | sqm | 0.00 | 16.00 | 8000.00 | 25.00 | 12500.00 | 30.00 | 15000.00 | 25.00 | 12500.00 | 8000.00 | KHAN CONTRACTOR
105.00 | Painting Two coats with black Japan paint of approved brand and manufacture to give an even shade after cleaning / scrubbing of surfaces with wire brushes, soft brushes & sand papers including the cost of materials, labour, cleaning of area after painting etc. complete as per direction of Engineer-in-Charge. | 250.00 | sqm | 1.25 | 86.00 | 21500.00 | 60.00 | 15000.00 | 110.00 | 27500.00 | 75.00 | 18750.00 | 15000.00 | RMT INFRATECH
106.00 | Supplying and applying of wheather proof exterior emulsion paint (Weather coat smooth) as per relevant IS & approved by ENC of required shade in one coat on surfaces of walls, columns, ceiling etc. after cleaning / scrubbing of surfaces with wire brushes, soft brushes & sand papers including cleaning of area after painting etc, complete as per direction of Engineer-in-Charge. | 250.00 | sqm | 0.00 | 116.00 | 29000.00 | 144.00 | 36000.00 | 200.00 | 50000.00 | 110.00 | 27500.00 | 27500.00 | Technical Construction Co.
107.00 | Supplying and applying of Plastic emulsion paint as per relevant IS & approved by ENC in one coat on surfaces of walls, columns, ceiling etc. after cleaning / scrubbing of surfaces with wire brushes, soft brushes & sand papers including cleaning of area after painting etc, complete as per direction of Engineer-in-Charge. | 1000.00 | sqm | 100.00 | 86.00 | 86000.00 | 90.00 | 90000.00 | 120.00 | 120000.00 | 90.00 | 90000.00 | 86000.00 | KHAN CONTRACTOR
108.00 | Supplying and applying of Plastic emulsion paint as per relevant IS & approved by ENC in Two coat on surfaces of walls, columns, ceiling etc. after cleaning / scrubbing of surfaces with wire brushes, soft brushes & sand papers including cleaning of area after painting etc, complete as per direction of Engineer-in-Charge. | 500.00 | sqm | 53.00 | 126.00 | 63000.00 | 180.00 | 90000.00 | 150.00 | 75000.00 | 110.00 | 55000.00 | 55000.00 | Technical Construction Co.
109.00 | Supplying and applying single coat of Synthetic Enamel Paint of approved make and color as per manufacture specifications over previous painted surfaces at all elevations including surface cleaning, scaffolding upto 20m height, spreading of suitable clean protection covering on all exposed surfaces to protect them from staining. All surfaces surrounding to painted area such as door & window frames, glass pans, electrical fittings, switch board, floors, skirting, platform etc. shall be cleaned to sparkling clean condition as directed by Engineer-in-Charge. | 1000.00 | sqm | 10.00 | 106.00 | 106000.00 | 90.00 | 90000.00 | 250.00 | 250000.00 | 90.00 | 90000.00 | 90000.00 | Technical Construction Co., RMT INFRATECH
110.00 | Supplying and applying of approved brand Acrylic Distemper paint as per relevant IS & approved by ENC in Two coat on surfaces of walls, columns, ceiling etc. after cleaning / scrubbing of surfaces with wire brushes, soft brushes & sand papers including cleaning of area after painting etc, complete as per direction of Engineer-in-Charge. | 150.00 | sqm | 11.00 | 66.00 | 9900.00 | 144.00 | 21600.00 | 70.00 | 10500.00 | 100.00 | 15000.00 | 9900.00 | KHAN CONTRACTOR
111.00 | Supplying and applying of approved brand Acrylic Distemper paint as per relevant IS & approved by ENC in one coat on surfaces of walls, columns, ceiling etc. after cleaning / scrubbing of surfaces with wire brushes, soft brushes & sand papers including cleaning of area after painting etc, complete as per direction of Engineer-in-Charge. | 300.00 | sqm | 10.00 | 36.00 | 10800.00 | 60.00 | 18000.00 | 64.00 | 19200.00 | 65.00 | 19500.00 | 10800.00 | KHAN CONTRACTOR
112.00 | Providing & applying single coat of black anti-corrosive bitumastic paint on Concrete surfaces at all elevations as decided engineer in charge including surface cleaning, scaffolding upto 12m height, spreading of suitable clean protection covering on all exposed surfaces to protect them from staining all complete as per specifications and as directed by Engineer-in-charge | 500.00 | sqm | 22.00 | 106.00 | 53000.00 | 90.00 | 45000.00 | 110.00 | 55000.00 | 80.00 | 40000.00 | 40000.00 | Technical Construction Co.
113.00 | Epoxy Paint confirming to PC-E-615 on previously painted Surfaces: Supply & Application of Epoxy Paint of approved brands, to a min. thickness of 125 Microns DFT in single coat on previously painted surfaces of concrete / plastered / metal surface on floor / wall/ ceilings at all elevations as directed by engineer in charge including all materials, scaffolding upto 22m height cleaning of surfaces by detergent where ever required, removal of stains if any, removal & repairing of damaged old painted patches if any with in the surface which is to be repainted under this item and application of paint over repaired patches before applying repainting on entire surface, scaffolding, masking for covering EP's, spreading of suitable clean protection covering on all exposed adjacent surfaces to protect them from staining and removal of the same after completion of painting etc. complete as per technical specifications and as directed by Engineer-in-Charge. | 1000.00 | sqm | 0.00 | 156.00 | 156000.00 | 279.00 | 279000.00 | 600.00 | 600000.00 | 150.00 | 150000.00 | 150000.00 | Technical Construction Co.
114.00 | Clearing all wild growth and unwanted vegetation, bush, wood saplings and trees not exceeding 300 mm girth and disposing off the matreial 1.0 KM outside the periphery of the area cleared. | 500000.00 | sqm | 0.00 | 6.86 | 3430000.00 | 6.30 | 3150000.00 | 2.00 | 1000000.00 | 5.00 | 2500000.00 | 1000000.00 | GUPTA CONSTRUCTION CO
115.00 | Surface dressing of ground including removing vegetations and / or inequalities not exceeding 15 cms. Deep and disposal of rubbish upto lead of 50 m and lift upto 1.5 m for all kind of soil. | 3000.00 | sqm | 0.00 | 36.00 | 108000.00 | 40.00 | 120000.00 | 15.00 | 45000.00 | 25.00 | 75000.00 | 45000.00 | GUPTA CONSTRUCTION CO
116.00 | Earth work in surface excavation not exceeding 30cm in depth but exceeding 1.5 m in width as well as 10 Sqm on plan including disposal of excavated earth up to 1.0 KM and lift up to 1.5 m, disposed soil to be leveled and neatly dressed etc. completed and disposing off the surplus materials to a maximum lead of 1.0 KM. radius as per drawings, specifications and as directed by the Engineer. | 2000.00 | sqm | 53.00 | 136.00 | 272000.00 | 144.00 | 288000.00 | 25.00 | 50000.00 | 120.00 | 240000.00 | 50000.00 | GUPTA CONSTRUCTION CO
117.00 | Dressing to camber and consolidating with 8 to 10 tone road roller including making good the undulations etc. and re-rolling the sub grade complete for all kind of soils. | 250.00 | sqm | 53.00 | 86.00 | 21500.00 | 15.00 | 3750.00 | 70.00 | 17500.00 | 175.00 | 43750.00 | 3750.00 | RMT INFRATECH
118.00 | Painting road surface marking with adequate no. of coats to give uniform finish with ready mixed road marking paint conforming to IS: 164 on bituminous surface in white/ yellow shade including cleaning the surface of all dirt, scale, oil, grease and foreign material etc. and lining out complete.: Old work (One or more coats). | 500.00 | sqm | 11.00 | 86.00 | 43000.00 | 200.00 | 100000.00 | 330.00 | 165000.00 | 150.00 | 75000.00 | 43000.00 | KHAN CONTRACTOR
119.00 | Painting runway/taxi track/apron marking with adequate nos of coats (two or more coat) to give uniform finish with road marking paint of superior make (in Golden Yellow, White and Black colors) as approved by the Engineer-incharge, i/c cleaning the surface of all dirt, scales, oil, grease and other foreign material etc. and lining out complete. | 150.00 | sqm | 11.00 | 86.00 | 12900.00 | 200.00 | 30000.00 | 230.00 | 34500.00 | 200.00 | 30000.00 | 12900.00 | KHAN CONTRACTOR
120.00 | Providing and applying 2.5 mm thick road marking strips (retro- reflective) of specified shade/ colour using hot thermoplastic material by fully/ semi automatic thermoplastic paint applicator machine fitted with profile shoe, glass beads dispenser, propane tank heater and profile shoe heater, driven by experienced operator on road surface including cost of material, labour, T&P, cleaning the road surface of all dirt, seals, oil, grease and foreign material etc. complete as per direction of Engineer-in-charge and accordance with applicable specifications. | 750.00 | sqm | 10.00 | 586.00 | 439500.00 | 600.00 | 450000.00 | 700.00 | 525000.00 | 500.00 | 375000.00 | 375000.00 | Technical Construction Co.
121.00 | Providing and fixing retro-reflective Cautionary, Mandatory & Informatory sign boards of required size and shape made out of 2 mm thick aluminum sheet face to be fully covered with high intensity encapsulated lens type retro-reflective sheeting, Letters symbols, borders etc. will be as per IRC : 67 with required colors scheme on the boards and with the high intensity grade A as per specification and as approved by Engineer In charge. Note: Structural steel support of specified configuration as required for installing sign - boards shall be paid separately under relevant items. | 30.00 | sqm | 22.00 | 5786.00 | 173580.00 | 6000.00 | 180000.00 | 7000.00 | 210000.00 | 6000.00 | 180000.00 | 173580.00 | KHAN CONTRACTOR
122.00 | Supplying & fixing of Name / Sign boards, Ordinary / Retro Reflective Sign Board required shape and size and made out of water proofing backing sheet having minimum thickness 2mm or as instruct by ENC, over front face to be stoving, pasting comuter cut letters / symbols with Safety / Commercial Grade retro reflectives sheeting incluiding fixing the same with anchors / nuts, bolts, washers/ or as per site requirement etc. at all heights and elevations complete as per the direction of engineer. | 1000.00 | sqm | 1.25 | 1686.00 | 1686000.00 | 900.00 | 900000.00 | 2000.00 | 2000000.00 | 3000.00 | 3000000.00 | 900000.00 | RMT INFRATECH
123.00 | Preparing old surface (black top surface) by brushing with wire brushes for removing cake mud etc. sweeping with brooms and finally fanning the cleaned surface with gunny bags to remove all loose dirt etc. as per specifications and direction of Engineer. | 3000.00 | sqm | 1.25 | 6.00 | 18000.00 | 15.00 | 45000.00 | 10.00 | 30000.00 | 10.00 | 30000.00 | 18000.00 | KHAN CONTRACTOR
124.00 | Providing and applying evenly a priming / tack coat with bituminous primer @ 8.5 kg/ 10 sqm. for newly prepared surface. | 3000.00 | sqm | 0.00 | 16.00 | 48000.00 | 60.00 | 180000.00 | 150.00 | 450000.00 | 50.00 | 150000.00 | 48000.00 | KHAN CONTRACTOR
125.00 | Providing and laying single course premix carpet surface in thickness as specified by the Engineer with 0.36 cu.m of stone chippings (in proportion of 20 mm size-0.18 cu.m., 10 mm size-0.12 cu.m and 6 mm size-0.06 cu.m) mixed with bitumen @ 5% by total weight of the aggregate including heating and premixing of aggregate in hot mix plant and compaction with 8 to 12 tonne roller to true grade line, camber and maintaining the sharp straight edge using suitable & effective means all etc. complete as per drawings, specifications and direction of Engineer. | 200.00 | MT | 100.00 | 1186.00 | 237200.00 | 6000.00 | 1200000.00 | 9000.00 | 1800000.00 | 5500.00 | 1100000.00 | 237200.00 | KHAN CONTRACTOR
126.00 | Providing and laying of premixed seal coat in 10mm compacted thickness with mix proportion of fine aggregate (passing 6.30 mm sieve and retained on 2.36 mm sieve) mixed with bitumen of grade 80/100 @ 6.0% by weight of fine aggregate evenly mixing in hot mix plant and rolling with road roller to a uniform thickness surface including cleaning the surface by sweeping with brooms and finally fanning the cleaned surface with gunny bags to remove all loose dirt and foreign materials etc. complete as per specifications and direction of Engineer. | 50.00 | MT | 53.00 | 1186.00 | 59300.00 | 6900.00 | 345000.00 | 10000.00 | 500000.00 | 7000.00 | 350000.00 | 59300.00 | KHAN CONTRACTOR
127.00 | Providing and fixing 12 mm thick frameless toughened glass door shutter of approved brand and manufacture, including providing and fixing top & bottom pivot & double acting hydraulic floor spring type fixing arrangement and making necessary holes etc. for fixing required door fittings, all complete as per direction of Engineer-in-charge (Door handle, lock and stopper etc.to be paid separately). | 40.00 | sqm | 10.00 | 3186.00 | 127440.00 | 4500.00 | 180000.00 | 5300.00 | 212000.00 | 4000.00 | 160000.00 | 127440.00 | KHAN CONTRACTOR
128.00 | Providing and fixing cut edge mirror 6mm thick of overall size 600X450mm especially fabricated with superior glass (of approved quality) with designer acrylic PVC frame of approved colour and make mounted around with 6mm thick non-water absorbent Acrylic/PVC material backing fixed with cleats, all complete as per the specifications and directions of Engineer. | 50.00 | each | 11.00 | 786.00 | 39300.00 | 900.00 | 45000.00 | 1500.00 | 75000.00 | 500.00 | 25000.00 | 25000.00 | Technical Construction Co.
129.00 | Providing corrugated 6mm thick Coloured Fiber sheet roofing including vertical/ curved surface fixed with polymer coated J or L hooks, bolts and nuts 8 mm diametre with bitumen and G.I. limpet washer filled with white lead excluding the cost of purlins, rafters and trusses and including cutting to size and shape wherever required. (Weight of 6 mm fiber sheet not less then 10.76 Kg/M2) | 50.00 | sqm | 10.00 | 2686.00 | 134300.00 | 2700.00 | 135000.00 | 800.00 | 40000.00 | 2350.00 | 117500.00 | 40000.00 | GUPTA CONSTRUCTION CO
130.00 | Providing and fixing precoated galvanised iron profile sheets (size, shape and pitch of corrugation as approved by Engineer-in-charge) 0.50 mm (+ 0.05 %) total coated thickness with zinc coating 120 grams per sqm as per IS: 277, in 240 mpa steel grade, 5-7 microns epoxy primer on both side of the sheet and polyester top coat 15-18 microns. Sheet should have protective guard film of 25 microns minimum to avoid scratches during transportation and should be supplied in single length upto 12 metre or as desired by Engineer-in-charge. The sheet shall be fixed using self drilling /self tapping screws of size (5.5x 55 mm) with EPDM seal, complete upto any pitch in horizontal/ vertical or curved surfaces, excluding the cost of purlins, rafters and trusses and including cutting to size and shape wherever required. | 750.00 | sqm | 22.00 | 926.00 | 694500.00 | 1080.00 | 810000.00 | 820.00 | 615000.00 | 750.00 | 562500.00 | 562500.00 | Technical Construction Co.
131.00 | Providing and fixing precoated galvanised steel sheet roofing accessories 0.50 mm (+0.05 %) total coated thickness, Zinc coating 120 grams per sqm as per IS: 277, in 240 mpa steel grade, 5-7 microns epoxy primer on both side of the sheet and polyester top coat 15-18 microns using self drilling/ self tapping screws complete : Ridges plain (500 - 600mm) | 100.00 | meter | 1.25 | 386.00 | 38600.00 | 500.00 | 50000.00 | 560.00 | 56000.00 | 500.00 | 50000.00 | 38600.00 | KHAN CONTRACTOR
132.00 | Providing and fixing UV stabilized fiberglass reinforced plastic sheet roofing up to any pitch including fixing with polymer coated 'j' or 'L' hooks bolts & nuts 8mm dia. G.I. plain/bitumen washers complete but excluding the cost of purlins, rafters, trusses etc. the sheets shall be manufactured out of 2400 TEX panel ravings incorporating minimum 0.3% Ultra-violet stabilizers in resin system under approximately 2400 psi and hot cured. They shall be of uniform pigmentation and thickness without air pockets and shall conform to IS 10192 and IS12866. The sheets shall be opaque or translucent, clear or pigmented, textured or smooth as specified. 2mm thick corrugated (2.5"or 4.2"or 6") or step-down (2"or 3"or 6") as specified. | 200.00 | sqm | 0.00 | 786.00 | 157200.00 | 1200.00 | 240000.00 | 1450.00 | 290000.00 | 1100.00 | 220000.00 | 157200.00 | KHAN CONTRACTOR
133.00 | Providing and fixing UV stabilized fiberglass reinforced plastic sheet roofing up to any pitch including fixing with polymer coated 'j' or 'L' hooks bolts & nuts 8mm dia. G.I. plain/bitumen washers complete but excluding the cost of purlins, rafters, trusses etc. the sheets shall be manufactured out of 2400 TEX panel ravings incorporating minimum 0.3% Ultra-violet stabilizer in resin system under approximately 2400 psi and hot cured. They shall be of uniform pigmentation and thickness without air pockets and shall conform to IS 10192 and IS12866. The sheets shall be opaque or translucent, clear or pigmented, textured or smooth as specified. 2mm thick flat | 50.00 | sqm | 100.00 | 586.00 | 29300.00 | 1080.00 | 54000.00 | 1300.00 | 65000.00 | 900.00 | 45000.00 | 29300.00 | KHAN CONTRACTOR
134.00 | Providing and fixing ACP (Aluminum Composite Pannel) false ceiling system, 600 mm x 600 mm in size, 3 mm thick polyethylene filled pannel with both side Aluminum coil of 0.25 mm thickness finished by PVDF coating. Access false ceiling pannels shall be in square shape, have adequate fire resistance properties. The frame work of ACP Access system shall be made of powder coated G.I. T- Section of size 38 mm x 25 mm x Gross T- section of size 25 mm x 25 mm and wall angle fixed with wall or existing framework . The ACP false ceiling pannels of ALSTONE or equivalent make. Shade of ACP pannel and frame work shall be got approved by Engineer. Note:-The rate shall be inclusive of all materials, labour etc. for the finished work. The rate shall also include the provisions for necessary arrangements for cutouts required for providing lighting, fixture, grill diffursues, spot lights, smoke detectors, water sprinklers, speakers etc. | 150.00 | sqm | 53.00 | 2186.00 | 327900.00 | 3600.00 | 540000.00 | 1800.00 | 270000.00 | 2300.00 | 345000.00 | 270000.00 | GUPTA CONSTRUCTION CO
135.00 | Providing and modifying 12 mm thick Gypsum board false ceiling with or without load bearing hanger arrangements inclusive of necessary cut out to receive electrical / air ducts in Gypsum board with two coats of suitable paint including matching the new work with the existing false ceiling at all elevations and locations. (Cost of perimeter channel, main rafter, intermediate channel, connecting clip and painting of false ceilling will be paid under relevant item.) | 120.00 | sqm | 10.00 | 786.00 | 94320.00 | 1440.00 | 172800.00 | 1200.00 | 144000.00 | 1200.00 | 144000.00 | 94320.00 | KHAN CONTRACTOR
136.00 | Providing and fixing perimeter channel of size 20x30x27mm on walls for repairing of false ceiling. | 150.00 | meter | 11.00 | 56.00 | 8400.00 | 25.00 | 3750.00 | 1000.00 | 150000.00 | 50.00 | 7500.00 | 3750.00 | RMT INFRATECH
137.00 | Providing & fixing main rafter for repair of false ceiling. | 150.00 | meter | 1.25 | 56.00 | 8400.00 | 45.00 | 6750.00 | 1500.00 | 225000.00 | 50.00 | 7500.00 | 6750.00 | RMT INFRATECH
138.00 | Providing and fixing intermediate channel for repair of false ceiling. | 50.00 | meter | 0.00 | 56.00 | 2800.00 | 45.00 | 2250.00 | 1300.00 | 65000.00 | 70.00 | 3500.00 | 2250.00 | RMT INFRATECH
139.00 | Providing and fixing connecting clip for repair of false ceiling. | 50.00 | each | 100.00 | 6.00 | 300.00 | 50.00 | 2500.00 | 200.00 | 10000.00 | 10.00 | 500.00 | 300.00 | KHAN CONTRACTOR
140.00 | Dismantling the existing (damaged) plain aluminium fire retardant panel false ceiling inclusive of frame and modifying / rectifying / replacing the same by providing new (if, existing old component is damaged and found not usable in the opinion of engineer) squire edge panels of matching pattern confirming to SUPERSIL 84C or equivalent, formed out of 0.5 mm thick aluminium alloy, powder coated on exposed sides, fixed on roll formed carriers of galvanised stove enamelled protruded to hold panels in a module of 100 mm.The carriers to be suspended from soffit of slab / beam with G.I. suspension system by 6 mm dia mild steel hangers at 1200 mm C/C with suitable turn buckle / level adjuster fixed with connecting clips, nuts, bolts, washers, screws all complete as per specifications, drawing and direction of engineer. | 300.00 | sqm | 53.00 | 1286.00 | 385800.00 | 500.00 | 150000.00 | 500.00 | 150000.00 | 3000.00 | 900000.00 | 150000.00 | RMT INFRATECH, GUPTA CONSTRUCTION CO
141.00 | Providing, replacing and fixing GI Powder coated T-section/Angle section /Channel section in required size for reparing of existing modular tile based false ceiling system havig grid system of approved brand or as approved by ENC with frame work with all tools and tackles complete. | 50.00 | meter | 10.00 | 486.00 | 24300.00 | 100.00 | 5000.00 | 300.00 | 15000.00 | 350.00 | 17500.00 | 5000.00 | RMT INFRATECH
142.00 | Providing and fixing in line and level modular tile based false ceiling system having the module of size 600 mm x 600mm x 12mm thick, all as per manufacturers specifications for following alternatives. The rate shall be inclusive of making cutouts opening for light fittings, diffusers, spot lights, smoke detectors, water sprinklers, speaker etc. (Note:- Contractor to quote the item rate based on the approved make as per IS) | 500.00 | sqm | 11.00 | 486.00 | 243000.00 | 1500.00 | 750000.00 | 1700.00 | 850000.00 | 350.00 | 175000.00 | 175000.00 | Technical Construction Co.
143.00 | Providing and fixing best quality stainless steel kitchen sink of SS grade 304 glossy finish as approved by ENC without drain board of overall size 610 x 457 x 200 mm (24"x18"x8") including all accessories such as choke stop stainer, outlet pipe upto floor trap etc. as required all complete as per specifications and direction of engineer in charge. | 10.00 | each | 10.00 | 2786.00 | 27860.00 | 4000.00 | 40000.00 | 7000.00 | 70000.00 | 3200.00 | 32000.00 | 27860.00 | KHAN CONTRACTOR
144.00 | Providing and fixing Orissa pattern Water Closet (OP 23 (Open rim) as approved by ENC with low level placed PVC flushing cistern (Dual Flush Tank {white} connected with 32 mm dia PVC flush pipe with all fittings and brackets with C.P. brass angle cock with CP flange and 15 mm dia high quality PVC inlet connection of required length with all accessories, fittings & fixtures of best quality and brand. Item includes essentially following. (a). Orissa pattern white glazed viterous china W.C. pan of size 580mm x 440mm of approved brand and 100mm dia sand cast iron 'P' trap. (b). Low level placed PVC flushing cistern Dual Flush Tank (white) as approved by ENC with all accessories complete. (c). 15mm dia PVC inlet connection of required length of approved brand with heavy duty C.P. brass unions and rubber washer etc. (d). 15mm dia C.P. brass angle valve with C.P. flange of superior quality as approved by ENC. (Note : For above all items, test certificate if available as per relevant IS code has to be submitted prior execution of work.) | 20.00 | each | 22.00 | 2186.00 | 43720.00 | 6000.00 | 120000.00 | 7000.00 | 140000.00 | 8000.00 | 160000.00 | 43720.00 | KHAN CONTRACTOR
145.00 | Providing and fixing European type white glazed vitreous china ware water closet concealed S trap as approved by ENC with Germfree EWC solid seat cover with C.P. brass hinges and rubber buffers of approved brand, with low level placed PVC flushing cistern (Dual Flush Tank white) connected with 32 mm dia PVC flush pipe with fittings and brackets, 15mm dia PVC inlet connection of required length and approved brand, 15mm dia C.P. brass angle valve with C.P. flange of superior quality all complete as per specification and direction of engineer in charge comprising following accessories: (a). White vitreous china wash down European type W.C. pan with white vitreous china 'S' trap of approved brand. (b). Germfree EWC solid seat cover (white) with C.P. brass hinges and rubber buffers of approved brand. (c). Low level placed PVC flushing cistern Dual Flush Tank (white) as approved by ENC with all accessories complete. (d). 15mm dia heavy duty PVC inlet connection of required length and approved brand with brass unions complete. (e). 15mm dia C.P. brass angle valve with C.P. flange of superior qualityas approved by ENC. (f). Jet spray provision of Jaquar make ALE 547 with 1Meter PVC tube (stainless steel) with 01 nos 15mm dia CP brass angle valve with Cp flange of approved quality. (Note : For above all items, test certificate if available as per relevant IS code has to be submitted prior execution of work.) | 20.00 | each | 0.00 | 2186.00 | 43720.00 | 7000.00 | 140000.00 | 9000.00 | 180000.00 | 9000.00 | 180000.00 | 43720.00 | KHAN CONTRACTOR
146.00 | Providing and fixing in position white glazed vitreous china ware wash basin as per relevant IS code & as approved by ENC of following accessories jointed watertight as given below : (a). One no. wash basin of size 500x400mm as per relevant IS code & as approved by ENC. (b). One pair of wall bracket of 35mm x 35mm x 5mm M.S. angle painted with two coats of synthetic enamel paint over a coat of primer of approved quality and make. (c). One no. 32mm dia C.P. brass waste coupling with C.P. grating as per relevant IS code & as approved by ENC. (d). One no. 32mm dia C.P. brass bottle trap with wall flange and connected C.P. pipe as per relevant IS code & as approved by ENC (e). Two nos. 15mm dia C.P. brass angle valve with C.P. flange of superior qualityas per relevant IS code & as approved by ENC. (f). One no. central hole C.P. brass basin mixer without popup waste system with 450mm long braided hoses of superior quality as per IS & approved by ENC. (g). 32mm dia B class G.I. waste pipe (concealed) of required length (from bottle trap to nahani trap) including painting with anti corrosive bituminous paint. | 2.00 | each | 1.25 | 2186.00 | 4372.00 | 6000.00 | 12000.00 | 11000.00 | 22000.00 | 10000.00 | 20000.00 | 4372.00 | KHAN CONTRACTOR
147.00 | Providing and fixing in position white glazed vitreous under counter oval shape china ware wash basin as per relevant IS code & as approved by ENC comprising of following accessories jointed watertight as given below: (a). One no. oval shape white wash basin of size 550x450 mm as per relevant IS code & as approved by ENC. (b). One no. 32mm dia C.P. brass waste coupling with C.P. grating as per relevant IS code & as approved by ENC. (c). One no. 32mm dia C.P. brass bottle trap with wall flange and connected C.P. pipe as per relevant IS code & as approved by ENC. (d). Two nos. 15mm dia C.P. brass angle valve with C.P. flange of superior quality as per relevant IS code & as approved by ENC. (e). One no. central hole C.P. brass basin mixer without popup waste system with 450mm long braided hoses of superior quality as per relevant IS code & as approved by ENC. (f). 32mm dia B class G.I. waste pipe (concealed) of required length (from bottle trap to nahani trap) including painting with anti corrosive bituminous paint. | 2.00 | each | 0.00 | 2186.00 | 4372.00 | 6000.00 | 12000.00 | 10000.00 | 20000.00 | 11500.00 | 23000.00 | 4372.00 | KHAN CONTRACTOR
148.00 | Providing and fixing double action hydraulic floor spring of approved brand and manufacture IS: 6315 marked, for doors, including cost of cutting floors as required, embedding in floors and cover plates with brass pivot and single place M.S. sheet outer box with slide plate etc. complete as per the direction of Engineer-in-charge : With stainless steel cover plate. | 10.00 | each | 100.00 | 2786.00 | 27860.00 | 3000.00 | 30000.00 | 3500.00 | 35000.00 | 2500.00 | 25000.00 | 25000.00 | Technical Construction Co.
149.00 | Providing and fixing C.P. brass Angular stop cock with C.P. flange and PVC/CP connecting pipe of required length for geyser points of superior quality as approved by ENC : 15 mm nominal bore. | 120.00 | each | 53.00 | 386.00 | 46320.00 | 800.00 | 96000.00 | 900.00 | 108000.00 | 1000.00 | 120000.00 | 46320.00 | KHAN CONTRACTOR
150.00 | Providing and fixing C.P. brass bib cock with C.P. flange of superior quality (Jaquar Clarion cat no. 23047 or similar approved quality) as approved by ENC : 15 mm nominal bore. | 100.00 | each | 10.00 | 1286.00 | 128600.00 | 800.00 | 80000.00 | 900.00 | 90000.00 | 1150.00 | 115000.00 | 80000.00 | RMT INFRATECH
151.00 | Providing and fixing C.P. brass bib cock with C.P. flange and nozzle of superior quality (Jaquar Continental cat no. 049 NKN or similar approved quality) as approved by ENC : 15 mm nominal bore. | 100.00 | each | 11.00 | 1286.00 | 128600.00 | 800.00 | 80000.00 | 900.00 | 90000.00 | 1050.00 | 105000.00 | 80000.00 | RMT INFRATECH
152.00 | Providing and fixing C.P. brass shower rose with Shower arm 190mm long and wall flange of superior quality of approved brand as approved by ENC. | 90.00 | each | 10.00 | 386.00 | 34740.00 | 800.00 | 72000.00 | 1500.00 | 135000.00 | 2500.00 | 225000.00 | 34740.00 | KHAN CONTRACTOR
153.00 | Providing and fixing class 'B' G.I. pipe of approved brand confirming to IS 1239 of following nominal bore with all fittings and specials of heavy duty as required including cutting the walls, floors trenching & reffilling as required, making them good, claimping on wall of approved quality claimps as per specifications, testing the line etc. complete as per drawings, specifications and direction of engineer. Exposed on wall
153.01 | 15mm dia nominal bore | 1500.00 | meter | 0.00 | 286.00 | 429000.00 | 400.00 | 600000.00 | 300.00 | 450000.00 | 280.00 | 420000.00 | 420000.00 | Technical Construction Co.
153.02 | 20mm dia nominal bore | 1200.00 | meter | 1.25 | 326.00 | 391200.00 | 450.00 | 540000.00 | 350.00 | 420000.00 | 360.00 | 432000.00 | 391200.00 | KHAN CONTRACTOR
153.03 | 25 mm dia nominal bore | 490.00 | meter | 0.00 | 486.00 | 238140.00 | 550.00 | 269500.00 | 400.00 | 196000.00 | 450.00 | 220500.00 | 196000.00 | GUPTA CONSTRUCTION CO
153.04 | 32 mm dia nominal bore | 300.00 | meter | 100.00 | 586.00 | 175800.00 | 650.00 | 195000.00 | 420.00 | 126000.00 | 500.00 | 150000.00 | 126000.00 | GUPTA CONSTRUCTION CO
153.05 | 40 mm dia nominal bore | 210.00 | meter | 53.00 | 686.00 | 144060.00 | 850.00 | 178500.00 | 470.00 | 98700.00 | 625.00 | 131250.00 | 98700.00 | GUPTA CONSTRUCTION CO
153.06 | 50 mm dia nominal bore | 210.00 | meter | 10.00 | 786.00 | 165060.00 | 1000.00 | 210000.00 | 700.00 | 147000.00 | 800.00 | 168000.00 | 147000.00 | GUPTA CONSTRUCTION CO
154.00 | Providing and fixing 25mm nominal bore ball valve (brass) of approved quality, High or low pressure, with 150mm dia approved quality plastic floats with complete accessories. | 60.00 | each | 11.00 | 286.00 | 17160.00 | 450.00 | 27000.00 | 1500.00 | 90000.00 | 700.00 | 42000.00 | 17160.00 | KHAN CONTRACTOR
155.00 | Providing & fixing M.S. manhole cover and frame for water tank of size 600mm X 600mm (inside clear) cover shall be made out of 35mm X 35mm X 5mm M.S. angle & 5mm thick M.S. plate cover, frame shall be made out of 50x50x5mm thick MS angle and hinges to the frame and fixing the frame with proper anchors to the water tank's concrete slab and providing handle and locking arrangement complete including painting with two coats of synthetic enamel paint of approved make and shade over one coat of red oxide zinc chromate primer etc. complete as per design drawings and specifications. | 2.00 | each | 10.00 | 786.00 | 1572.00 | 2500.00 | 5000.00 | 3500.00 | 7000.00 | 4250.00 | 8500.00 | 1572.00 | KHAN CONTRACTOR
156.00 | Providing and laying or fixing in position, under floor or against walls, ISI market sand cast iron, socket and spigot soil, waste, ventilation pipes and fittings including cost of all fittings like bends, offset tees, tapers, collars, connection plugs, shoes, cowls and clamps confirming to IS : 1729 and jointing with tarred spun yarn and molten pig lead, caulking the joints, testing and painting with two coats of approved paint of required shade including cutting chase or holes in walls and floors and making good where required etc. complete
156.01 | 75mm dia. | 150.00 | meter | 0.00 | 786.00 | 117900.00 | 15.00 | 2250.00 | 2500.00 | 375000.00 | 1250.00 | 187500.00 | 2250.00 | RMT INFRATECH
156.02 | 100mm dia | 90.00 | meter | 0.00 | 986.00 | 88740.00 | 25.00 | 2250.00 | 3000.00 | 270000.00 | 1400.00 | 126000.00 | 2250.00 | RMT INFRATECH
157.00 | Providing and fixing in position C.I. floor trap of self cleaning design 100mm inlet and 75 mm outlet with C.P. grating on top including embedding in cement concrete 1:2:4 (1 cement : 2 coarse sand : 4 graded stone aggregate of 20 mm nominal size) etc. complete as per drawings, specifications and as directed by engineer. | 60.00 | each | 100.00 | 86.00 | 5160.00 | 1000.00 | 60000.00 | 1000.00 | 60000.00 | 1700.00 | 102000.00 | 5160.00 | KHAN CONTRACTOR
158.00 | Providing and fixing on wall face / embedded in ground un plasticized Rigid PVC Rain water pipes as approved by ENC & conforming to IS:13592 type A (4 Kg/Cm2) including shoes, bends, clamps etc. all complete jointing with seal ring conforming to IS : 5382 leaving 10 mm for thermal expansion (I) single socketed pipes:110 mm dia. | 84.00 | meter | 53.00 | 486.00 | 40824.00 | 450.00 | 37800.00 | 600.00 | 50400.00 | 425.00 | 35700.00 | 35700.00 | Technical Construction Co.
159.00 | Providing and fixing on wall face / embedded in ground un plasticized Rigid PVC pipe as approved by ENC & conforming to IS:4985 class-II (4 Kg/Cm2) including all fittings and fixtures complete including jointing the pipe with solvent cement rubber ring and lubricant as per specifications :160 mm diameter. | 120.00 | meter | 10.00 | 786.00 | 94320.00 | 690.00 | 82800.00 | 800.00 | 96000.00 | 700.00 | 84000.00 | 82800.00 | RMT INFRATECH
160.00 | Providing and laying non-pressure NP2 class (light duty) R.C.C. pipes with collars jointed with stiff mixture of cement mortar in the proportion of 1:2 (1 cement : 2 fine sand) including testing of joints etc. complete:
160.01 | 150mm dia. R.C.C. pipe. | 30.00 | meter | 10.00 | 486.00 | 14580.00 | 600.00 | 18000.00 | 800.00 | 24000.00 | 500.00 | 15000.00 | 14580.00 | KHAN CONTRACTOR
160.02 | 250mm dia. R.C.C. pipe. | 24.00 | meter | 22.00 | 686.00 | 16464.00 | 650.00 | 15600.00 | 1000.00 | 24000.00 | 750.00 | 18000.00 | 15600.00 | RMT INFRATECH
160.03 | 300mm dia. R.C.C. pipe. | 16.00 | meter | 0.00 | 986.00 | 15776.00 | 700.00 | 11200.00 | 1300.00 | 20800.00 | 900.00 | 14400.00 | 11200.00 | RMT INFRATECH
160.04 | 450mm dia. R.C.C. pipe. | 40.00 | meter | 100.00 | 1286.00 | 51440.00 | 800.00 | 32000.00 | 1800.00 | 72000.00 | 1450.00 | 58000.00 | 32000.00 | RMT INFRATECH
161.00 | Providing & Fixing of approved quality C.P. brass bib cock of following sizeas per direction of EIC.
161.01 | C.P. brass bib cock 15 mm dia of weighing not less than 400 gm | 40.00 | each | 10.00 | 486.00 | 19440.00 | 450.00 | 18000.00 | 600.00 | 24000.00 | 510.00 | 20400.00 | 18000.00 | RMT INFRATECH
161.02 | C.P. brass long body bib cock of approved make 15mm dia, weight not less than 690 gms | 60.00 | each | 11.00 | 686.00 | 41160.00 | 650.00 | 39000.00 | 800.00 | 48000.00 | 800.00 | 48000.00 | 39000.00 | RMT INFRATECH
162.00 | Providing & Fixing of approved quality brass stop cock 15 mm dia of weighing not less than 400 gm. | 30.00 | each | 10.00 | 386.00 | 11580.00 | 450.00 | 13500.00 | 600.00 | 18000.00 | 370.00 | 11100.00 | 11100.00 | Technical Construction Co.
163.00 | Providing & Fixing of approved quality brass BIB cock 15 mm dia of weighing not less than 400 gm. | 75.00 | each | 22.00 | 386.00 | 28950.00 | 450.00 | 33750.00 | 600.00 | 45000.00 | 370.00 | 27750.00 | 27750.00 | Technical Construction Co.
164.00 | Providing & Fixing of approved quality Anglo Indian W.C. PAN as approved by ENC. | 5.00 | each | 0.00 | 1786.00 | 8930.00 | 4500.00 | 22500.00 | 2000.00 | 10000.00 | 5500.00 | 27500.00 | 8930.00 | KHAN CONTRACTOR
165.00 | Providing & Fixing of approved C.P.brass pillar cock 15 mm dia. of weighting not less than 600 gm. (IS-1795 - 1982). | 50.00 | each | 1.25 | 686.00 | 34300.00 | 600.00 | 30000.00 | 900.00 | 45000.00 | 720.00 | 36000.00 | 30000.00 | RMT INFRATECH
166.00 | Providing & Fixing of Hydraulic Door Closers Sleek Door Closer – SLK 101 as directed by the engineer. | 50.00 | each | 0.00 | 1786.00 | 89300.00 | 1500.00 | 75000.00 | 1500.00 | 75000.00 | 1500.00 | 75000.00 | 75000.00 | Technical Construction Co., RMT INFRATECH, GUPTA CONSTRUCTION CO
167.00 | Providing & Fixing of PVC waste pipe 1 inch dia 900mm long with 32mm PVC waste coupling for Kitchen Sink & Wash Basin with all fittings as Directed by the Engineer-in-Charge. | 200.00 | each | 100.00 | 36.00 | 7200.00 | 90.00 | 18000.00 | 100.00 | 20000.00 | 65.00 | 13000.00 | 7200.00 | KHAN CONTRACTOR
168.00 | Providing & Fixing of Chromium plated (C.P.) urinal brass spreader fittings of approved make as Directed by the Engineer-in-Charge. | 250.00 | each | 53.00 | 86.00 | 21500.00 | 250.00 | 62500.00 | 300.00 | 75000.00 | 275.00 | 68750.00 | 21500.00 | KHAN CONTRACTOR
169.00 | Providing & Fixing of 32mm dia PVC flushing bend for low level cistern as Directed by the Engineer-in-Charge. | 100.00 | each | 10.00 | 16.00 | 1600.00 | 100.00 | 10000.00 | 60.00 | 6000.00 | 80.00 | 8000.00 | 1600.00 | KHAN CONTRACTOR
170.00 | Providing & Fixing of Nickel plated M.S. wood screw of following size as Directed by the Engineer-in-Charge.
170.01 | 15mm long | 500.00 | each | 0.00 | 2.86 | 1430.00 | 2.00 | 1000.00 | 1.50 | 750.00 | 3.00 | 1500.00 | 750.00 | GUPTA CONSTRUCTION CO
170.02 | 25mm long | 500.00 | each | 100.00 | 3.86 | 1930.00 | 2.00 | 1000.00 | 2.00 | 1000.00 | 3.00 | 1500.00 | 1000.00 | RMT INFRATECH, GUPTA CONSTRUCTION CO
170.03 | 50mm long | 750.00 | each | 53.00 | 5.86 | 4395.00 | 2.00 | 1500.00 | 2.50 | 1875.00 | 4.00 | 3000.00 | 1500.00 | RMT INFRATECH
171.00 | Providing & Fixing of approved quality GI fittings dia reducer TEE of Heavy duty ISI marked of following size as Directed by the Engineer-in-Charge.
171.01 | 20 mm to 15 mm dia Reducer TEE | 50.00 | each | 11.00 | 36.00 | 1800.00 | 80.00 | 4000.00 | 50.00 | 2500.00 | 90.00 | 4500.00 | 1800.00 | KHAN CONTRACTOR
171.02 | 40 mm to 15 mm dia Reducer TEE | 20.00 | each | 10.00 | 66.00 | 1320.00 | 100.00 | 2000.00 | 60.00 | 1200.00 | 200.00 | 4000.00 | 1200.00 | GUPTA CONSTRUCTION CO
171.03 | 25 mm to 15 mm dia Reducer TEE | 50.00 | each | 22.00 | 46.00 | 2300.00 | 80.00 | 4000.00 | 70.00 | 3500.00 | 115.00 | 5750.00 | 2300.00 | KHAN CONTRACTOR
171.04 | 25 mm to 20 mm dia Reducer TEE | 15.00 | each | 0.00 | 46.00 | 690.00 | 60.00 | 900.00 | 80.00 | 1200.00 | 70.00 | 1050.00 | 690.00 | KHAN CONTRACTOR
171.05 | 32 mm to 15 mm dia Reducer TEE | 5.00 | each | 1.25 | 56.00 | 280.00 | 80.00 | 400.00 | 90.00 | 450.00 | 100.00 | 500.00 | 280.00 | KHAN CONTRACTOR
171.06 | 32 mm to 20 mm dia Reducer TEE | 10.00 | each | 0.00 | 56.00 | 560.00 | 80.00 | 800.00 | 100.00 | 1000.00 | 100.00 | 1000.00 | 560.00 | KHAN CONTRACTOR
171.07 | 32 mm to 25 mm dia Reducer TEE | 10.00 | each | 100.00 | 56.00 | 560.00 | 80.00 | 800.00 | 120.00 | 1200.00 | 100.00 | 1000.00 | 560.00 | KHAN CONTRACTOR
171.08 | 40 mm to 20 mm dia Reducer TEE | 10.00 | each | 53.00 | 66.00 | 660.00 | 60.00 | 600.00 | 130.00 | 1300.00 | 110.00 | 1100.00 | 600.00 | RMT INFRATECH
171.09 | 40 mm to 32 mm dia Reducer TEE | 10.00 | each | 10.00 | 66.00 | 660.00 | 60.00 | 600.00 | 135.00 | 1350.00 | 110.00 | 1100.00 | 600.00 | RMT INFRATECH
171.10 | 40 mm to 25 mm dia Reducer TEE | 25.00 | each | 11.00 | 66.00 | 1650.00 | 100.00 | 2500.00 | 150.00 | 3750.00 | 110.00 | 2750.00 | 1650.00 | KHAN CONTRACTOR
172.00 | Providing & Fixing of approved quality G.I. Tee Heavy duty of following size as Directed by the Engineer-in-Charge.
172.01 | 15 mm. dia | 50.00 | each | 22.00 | 26.00 | 1300.00 | 50.00 | 2500.00 | 60.00 | 3000.00 | 60.00 | 3000.00 | 1300.00 | KHAN CONTRACTOR
172.02 | 20 mm dia | 50.00 | each | 0.00 | 36.00 | 1800.00 | 60.00 | 3000.00 | 70.00 | 3500.00 | 80.00 | 4000.00 | 1800.00 | KHAN CONTRACTOR
172.03 | 25 mm dia | 25.00 | each | 1.25 | 46.00 | 1150.00 | 80.00 | 2000.00 | 90.00 | 2250.00 | 120.00 | 3000.00 | 1150.00 | KHAN CONTRACTOR
172.04 | 32 mm dia | 20.00 | each | 0.00 | 56.00 | 1120.00 | 100.00 | 2000.00 | 100.00 | 2000.00 | 140.00 | 2800.00 | 1120.00 | KHAN CONTRACTOR
172.05 | 40 mm dia | 15.00 | each | 100.00 | 66.00 | 990.00 | 120.00 | 1800.00 | 130.00 | 1950.00 | 170.00 | 2550.00 | 990.00 | KHAN CONTRACTOR
172.06 | 50 mm dia | 10.00 | each | 53.00 | 86.00 | 860.00 | 200.00 | 2000.00 | 180.00 | 1800.00 | 260.00 | 2600.00 | 860.00 | KHAN CONTRACTOR
173.00 | Providing and fixing G.I. Union of following size in G.I. pipe of following size including cutting and threading the pipe and making long screws etc. complete
173.01 | 15 mm nominal bore. | 40.00 | each | 11.00 | 86.00 | 3440.00 | 150.00 | 6000.00 | 60.00 | 2400.00 | 275.00 | 11000.00 | 2400.00 | GUPTA CONSTRUCTION CO
173.02 | 20 mm nominal bore. | 40.00 | each | 10.00 | 106.00 | 4240.00 | 200.00 | 8000.00 | 75.00 | 3000.00 | 275.00 | 11000.00 | 3000.00 | GUPTA CONSTRUCTION CO
173.03 | 25 mm nominal bore. | 20.00 | each | 22.00 | 136.00 | 2720.00 | 250.00 | 5000.00 | 95.00 | 1900.00 | 375.00 | 7500.00 | 1900.00 | GUPTA CONSTRUCTION CO
173.04 | 32 mm nominal bore. | 20.00 | each | 0.00 | 156.00 | 3120.00 | 300.00 | 6000.00 | 120.00 | 2400.00 | 400.00 | 8000.00 | 2400.00 | GUPTA CONSTRUCTION CO
173.05 | 40 mm nominal bore. | 10.00 | each | 0.00 | 186.00 | 1860.00 | 400.00 | 4000.00 | 180.00 | 1800.00 | 450.00 | 4500.00 | 1800.00 | GUPTA CONSTRUCTION CO
173.06 | 50 mm nominal bore. | 5.00 | each | 100.00 | 216.00 | 1080.00 | 500.00 | 2500.00 | 250.00 | 1250.00 | 550.00 | 2750.00 | 1080.00 | KHAN CONTRACTOR
174.00 | Providing & Fixing of approved quality GI fittings of Heavy duty ISI marked dia reducer Elbow of following size as Directed by the Engineer-in-Charge.
174.01 | 20 mm to 15 mm dia reducer Elbow | 50.00 | each | 10.00 | 26.00 | 1300.00 | 80.00 | 4000.00 | 50.00 | 2500.00 | 250.00 | 12500.00 | 1300.00 | KHAN CONTRACTOR
174.02 | 25 mm to 15 mm dia Reducer Elbow | 20.00 | each | 11.00 | 36.00 | 720.00 | 100.00 | 2000.00 | 55.00 | 1100.00 | 250.00 | 5000.00 | 720.00 | KHAN CONTRACTOR
174.03 | 25 mm to 20 mm dia reducer Elbow | 25.00 | each | 10.00 | 36.00 | 900.00 | 110.00 | 2750.00 | 60.00 | 1500.00 | 250.00 | 6250.00 | 900.00 | KHAN CONTRACTOR
174.04 | 32 mm to 15 mm dia Reducer ELBOW | 15.00 | each | 22.00 | 46.00 | 690.00 | 120.00 | 1800.00 | 60.00 | 900.00 | 300.00 | 4500.00 | 690.00 | KHAN CONTRACTOR
174.05 | 32 mm to 20 mm dia Reducer ELBOW | 15.00 | each | 0.00 | 46.00 | 690.00 | 150.00 | 2250.00 | 70.00 | 1050.00 | 300.00 | 4500.00 | 690.00 | KHAN CONTRACTOR
174.06 | 32 mm to 25 mm dia Reducer ELBOW | 10.00 | each | 100.00 | 46.00 | 460.00 | 180.00 | 1800.00 | 85.00 | 850.00 | 300.00 | 3000.00 | 460.00 | KHAN CONTRACTOR
174.07 | 40 mm to 15 mm dia Reducer ELBOW | 10.00 | each | 53.00 | 56.00 | 560.00 | 200.00 | 2000.00 | 70.00 | 700.00 | 350.00 | 3500.00 | 560.00 | KHAN CONTRACTOR
174.08 | 40mm to 20 mm dia Reducer ELBOW | 10.00 | each | 10.00 | 56.00 | 560.00 | 80.00 | 800.00 | 80.00 | 800.00 | 350.00 | 3500.00 | 560.00 | KHAN CONTRACTOR
174.09 | 40mm to 25 mm dia Reducer ELBOW | 5.00 | each | 11.00 | 56.00 | 280.00 | 100.00 | 500.00 | 100.00 | 500.00 | 350.00 | 1750.00 | 280.00 | KHAN CONTRACTOR
174.10 | 40mm to 32mm dia Reducer ELBOW | 10.00 | each | 10.00 | 56.00 | 560.00 | 110.00 | 1100.00 | 130.00 | 1300.00 | 350.00 | 3500.00 | 560.00 | KHAN CONTRACTOR
175.00 | Providing & Fixing of approved quality G.I. elbow (Heavy duty of ISI mark)of following size as Directed by the Engineer-in-Charge.
175.01 | 15 mm dia | 50.00 | each | 0.00 | 26.00 | 1300.00 | 60.00 | 3000.00 | 40.00 | 2000.00 | 70.00 | 3500.00 | 1300.00 | KHAN CONTRACTOR
175.02 | 20 mm dia | 50.00 | each | 1.25 | 26.00 | 1300.00 | 70.00 | 3500.00 | 50.00 | 2500.00 | 100.00 | 5000.00 | 1300.00 | KHAN CONTRACTOR
175.03 | 25 mm dia | 20.00 | each | 0.00 | 36.00 | 720.00 | 75.00 | 1500.00 | 80.00 | 1600.00 | 120.00 | 2400.00 | 720.00 | KHAN CONTRACTOR
175.04 | 32 mm dia | 20.00 | each | 100.00 | 46.00 | 920.00 | 80.00 | 1600.00 | 100.00 | 2000.00 | 180.00 | 3600.00 | 920.00 | KHAN CONTRACTOR
175.05 | 40 mm dia | 15.00 | each | 53.00 | 56.00 | 840.00 | 90.00 | 1350.00 | 120.00 | 1800.00 | 250.00 | 3750.00 | 840.00 | KHAN CONTRACTOR
175.06 | 50 mm dia | 10.00 | each | 10.00 | 86.00 | 860.00 | 100.00 | 1000.00 | 150.00 | 1500.00 | 300.00 | 3000.00 | 860.00 | KHAN CONTRACTOR
176.00 | Providing & Fixing of approved quality G.I. nipple of following size as Directed by the Engineer-in-Charge.
176.01 | 15 mm dia of 50 mm long | 50.00 | each | 10.00 | 16.00 | 800.00 | 25.00 | 1250.00 | 15.00 | 750.00 | 30.00 | 1500.00 | 750.00 | GUPTA CONSTRUCTION CO
176.02 | 15 mm dia of 100 mm long | 50.00 | each | 22.00 | 26.00 | 1300.00 | 26.00 | 1300.00 | 20.00 | 1000.00 | 40.00 | 2000.00 | 1000.00 | GUPTA CONSTRUCTION CO
176.03 | 15 mm dia of 150 mm long | 50.00 | each | 0.00 | 46.00 | 2300.00 | 28.00 | 1400.00 | 30.00 | 1500.00 | 50.00 | 2500.00 | 1400.00 | RMT INFRATECH
176.04 | 20 mm dia of 50 mm long | 40.00 | each | 1.25 | 26.00 | 1040.00 | 30.00 | 1200.00 | 20.00 | 800.00 | 40.00 | 1600.00 | 800.00 | GUPTA CONSTRUCTION CO
176.05 | 20 mm dia of 100 mm long | 40.00 | each | 0.00 | 56.00 | 2240.00 | 32.00 | 1280.00 | 25.00 | 1000.00 | 40.00 | 1600.00 | 1000.00 | GUPTA CONSTRUCTION CO
176.06 | 20 mm dia of 150 mm long | 40.00 | each | 100.00 | 76.00 | 3040.00 | 35.00 | 1400.00 | 30.00 | 1200.00 | 50.00 | 2000.00 | 1200.00 | GUPTA CONSTRUCTION CO
176.07 | 25 mm dia of 50 mm long | 50.00 | each | 10.00 | 36.00 | 1800.00 | 40.00 | 2000.00 | 30.00 | 1500.00 | 40.00 | 2000.00 | 1500.00 | GUPTA CONSTRUCTION CO
176.08 | 25 mm dia of 100 mm long | 50.00 | each | 11.00 | 66.00 | 3300.00 | 42.00 | 2100.00 | 35.00 | 1750.00 | 50.00 | 2500.00 | 1750.00 | GUPTA CONSTRUCTION CO
176.09 | 25 mm dia of 150 mm long | 40.00 | each | 10.00 | 96.00 | 3840.00 | 45.00 | 1800.00 | 40.00 | 1600.00 | 70.00 | 2800.00 | 1600.00 | GUPTA CONSTRUCTION CO
176.10 | 32 mm dia of 50 mm long | 7.00 | each | 22.00 | 46.00 | 322.00 | 45.00 | 315.00 | 40.00 | 280.00 | 50.00 | 350.00 | 280.00 | GUPTA CONSTRUCTION CO
176.11 | 32 mm dia. 100 mm long | 20.00 | each | 0.00 | 86.00 | 1720.00 | 50.00 | 1000.00 | 60.00 | 1200.00 | 65.00 | 1300.00 | 1000.00 | RMT INFRATECH
176.12 | 32 mm dia of 150 mm long | 20.00 | each | 1.25 | 126.00 | 2520.00 | 60.00 | 1200.00 | 80.00 | 1600.00 | 90.00 | 1800.00 | 1200.00 | RMT INFRATECH
177.00 | Providing & Fixing of approved quality G.I. plug of following size Heavy duty as Directed by the Engineer-in-Charge.
177.01 | 15 mm dia | 20.00 | each | 0.00 | 16.00 | 320.00 | 20.00 | 400.00 | 10.00 | 200.00 | 20.00 | 400.00 | 200.00 | GUPTA CONSTRUCTION CO
177.02 | 20 mm dia | 20.00 | each | 100.00 | 16.00 | 320.00 | 20.00 | 400.00 | 15.00 | 300.00 | 25.00 | 500.00 | 300.00 | GUPTA CONSTRUCTION CO
177.03 | 25 mm dia. | 10.00 | each | 53.00 | 26.00 | 260.00 | 22.00 | 220.00 | 20.00 | 200.00 | 30.00 | 300.00 | 200.00 | GUPTA CONSTRUCTION CO
177.04 | 32 mm dia | 7.00 | each | 10.00 | 26.00 | 182.00 | 22.00 | 154.00 | 30.00 | 210.00 | 40.00 | 280.00 | 154.00 | RMT INFRATECH
177.05 | 40 mm dia | 7.00 | each | 11.00 | 36.00 | 252.00 | 24.00 | 168.00 | 50.00 | 350.00 | 50.00 | 350.00 | 168.00 | RMT INFRATECH
177.06 | 50 mm dia | 7.00 | each | 10.00 | 36.00 | 252.00 | 24.00 | 168.00 | 80.00 | 560.00 | 70.00 | 490.00 | 168.00 | RMT INFRATECH
178.00 | Providing & Fixing of approved quality G.I. holder clamp Heavy duty of following size as Directed by the Engineer-in-Charge.
178.01 | 15 mm dia | 50.00 | each | 0.00 | 16.00 | 800.00 | 20.00 | 1000.00 | 8.00 | 400.00 | 25.00 | 1250.00 | 400.00 | GUPTA CONSTRUCTION CO
178.02 | 20 mm dia | 50.00 | each | 1.25 | 16.00 | 800.00 | 22.00 | 1100.00 | 10.00 | 500.00 | 25.00 | 1250.00 | 500.00 | GUPTA CONSTRUCTION CO
178.03 | 25 mm dia | 50.00 | each | 0.00 | 16.00 | 800.00 | 25.00 | 1250.00 | 15.00 | 750.00 | 30.00 | 1500.00 | 750.00 | GUPTA CONSTRUCTION CO
178.04 | 32 mm dia | 40.00 | each | 100.00 | 26.00 | 1040.00 | 25.00 | 1000.00 | 20.00 | 800.00 | 35.00 | 1400.00 | 800.00 | GUPTA CONSTRUCTION CO
178.05 | 40 mm dia . | 40.00 | each | 53.00 | 26.00 | 1040.00 | 30.00 | 1200.00 | 25.00 | 1000.00 | 45.00 | 1800.00 | 1000.00 | GUPTA CONSTRUCTION CO
178.06 | 50 mm dia | 30.00 | each | 10.00 | 26.00 | 780.00 | 35.00 | 1050.00 | 30.00 | 900.00 | 45.00 | 1350.00 | 780.00 | KHAN CONTRACTOR
179.00 | Providing & Fixing of approved quality GI fittings of Heavy duty ISI marked dia reducer socket of following size as Directed by the Engineer-in-Charge.
179.01 | 20 mm to 15 mm dia reducer socket | 40.00 | each | 10.00 | 16.00 | 640.00 | 40.00 | 1600.00 | 70.00 | 2800.00 | 50.00 | 2000.00 | 640.00 | KHAN CONTRACTOR
179.02 | 25 mm to 15 mm dia reducer socket | 30.00 | each | 22.00 | 26.00 | 780.00 | 42.00 | 1260.00 | 75.00 | 2250.00 | 60.00 | 1800.00 | 780.00 | KHAN CONTRACTOR
179.03 | 25 mm to 20 mm dia reducer socket | 20.00 | each | 0.00 | 26.00 | 520.00 | 44.00 | 880.00 | 80.00 | 1600.00 | 60.00 | 1200.00 | 520.00 | KHAN CONTRACTOR
179.04 | 32 mm to 15 mm dia reducer socket | 20.00 | each | 1.25 | 36.00 | 720.00 | 46.00 | 920.00 | 80.00 | 1600.00 | 90.00 | 1800.00 | 720.00 | KHAN CONTRACTOR
179.05 | 32 mm to 20 mm dia reducer socket . | 20.00 | each | 0.00 | 36.00 | 720.00 | 48.00 | 960.00 | 90.00 | 1800.00 | 90.00 | 1800.00 | 720.00 | KHAN CONTRACTOR
179.06 | 32 mm to 25 mm dia reducer socket | 15.00 | each | 100.00 | 36.00 | 540.00 | 50.00 | 750.00 | 100.00 | 1500.00 | 90.00 | 1350.00 | 540.00 | KHAN CONTRACTOR
179.07 | 40mm to 15 mm dia reducer socket | 5.00 | each | 53.00 | 56.00 | 280.00 | 52.00 | 260.00 | 85.00 | 425.00 | 90.00 | 450.00 | 260.00 | RMT INFRATECH
179.08 | 40mm to 20 mm dia reducer socket | 5.00 | each | 10.00 | 56.00 | 280.00 | 54.00 | 270.00 | 95.00 | 475.00 | 90.00 | 450.00 | 270.00 | RMT INFRATECH
179.09 | 40mm to 25 mm dia reducer socket | 5.00 | each | 11.00 | 56.00 | 280.00 | 56.00 | 280.00 | 100.00 | 500.00 | 90.00 | 450.00 | 280.00 | KHAN CONTRACTOR, RMT INFRATECH
179.10 | 40mm to 32 mm dia reducer socket | 7.00 | each | 10.00 | 56.00 | 392.00 | 60.00 | 420.00 | 110.00 | 770.00 | 90.00 | 630.00 | 392.00 | KHAN CONTRACTOR
180.00 | Providing & Fixing of approved quality GI fittings of Heavy duty class ISI marked dia Socket (Ordinary/reducing type) of following size as Directed by the Engineer-in-Charge.
180.01 | 15mm dia Socket (Ordinary/reducing type) | 40.00 | each | 0.00 | 16.00 | 640.00 | 20.00 | 800.00 | 50.00 | 2000.00 | 50.00 | 2000.00 | 640.00 | KHAN CONTRACTOR
180.02 | 20mm dia Socket (Ordinary/reducing type) | 40.00 | each | 0.00 | 16.00 | 640.00 | 25.00 | 1000.00 | 60.00 | 2400.00 | 60.00 | 2400.00 | 640.00 | KHAN CONTRACTOR
180.03 | 25mm dia Socket (Ordinary/reducing type) | 20.00 | each | 100.00 | 26.00 | 520.00 | 25.00 | 500.00 | 70.00 | 1400.00 | 70.00 | 1400.00 | 500.00 | RMT INFRATECH
180.04 | 32mm dia Socket (Ordinary/reducing type) | 20.00 | each | 53.00 | 36.00 | 720.00 | 30.00 | 600.00 | 80.00 | 1600.00 | 90.00 | 1800.00 | 600.00 | RMT INFRATECH
180.05 | 40mm dia Socket (Ordinary/reducing type) | 20.00 | each | 10.00 | 56.00 | 1120.00 | 35.00 | 700.00 | 100.00 | 2000.00 | 100.00 | 2000.00 | 700.00 | RMT INFRATECH
180.06 | 50mm dia Socket (Ordinary/reducing type) | 10.00 | each | 11.00 | 86.00 | 860.00 | 40.00 | 400.00 | 120.00 | 1200.00 | 160.00 | 1600.00 | 400.00 | RMT INFRATECH
181.00 | Providing & Fixing of approved quality GI fittings of Heavy duty class ISI marked Bend(Ordinary / reducing type) of following size as Directed by the Engineer-in-Charge.
181.01 | 15 mm dia Bend(Ordinary / reducing type) | 40.00 | each | 22.00 | 36.00 | 1440.00 | 30.00 | 1200.00 | 70.00 | 2800.00 | 40.00 | 1600.00 | 1200.00 | RMT INFRATECH
181.02 | 20 mm dia Bend(Ordinary / reducing type) | 40.00 | each | 0.00 | 56.00 | 2240.00 | 30.00 | 1200.00 | 75.00 | 3000.00 | 50.00 | 2000.00 | 1200.00 | RMT INFRATECH
181.03 | 25 mm dia Bend(Ordinary / reducing type) | 30.00 | each | 100.00 | 66.00 | 1980.00 | 30.00 | 900.00 | 80.00 | 2400.00 | 70.00 | 2100.00 | 900.00 | RMT INFRATECH
181.04 | 32 mm dia Bend(Ordinary / reducing type) | 25.00 | each | 53.00 | 76.00 | 1900.00 | 30.00 | 750.00 | 85.00 | 2125.00 | 70.00 | 1750.00 | 750.00 | RMT INFRATECH
181.05 | 40 mm dia Bend(Ordinary / reducing type) | 25.00 | each | 10.00 | 86.00 | 2150.00 | 30.00 | 750.00 | 90.00 | 2250.00 | 80.00 | 2000.00 | 750.00 | RMT INFRATECH
181.06 | 50 mm dia Bend(Ordinary / reducing type) | 25.00 | each | 11.00 | 96.00 | 2400.00 | 30.00 | 750.00 | 100.00 | 2500.00 | 130.00 | 3250.00 | 750.00 | RMT INFRATECH
182.00 | Providing & Fixing of white glazed vitreous china ware WASH WASIN 460mm X 310mm as approved by EIC With one,two tap hole and one over flow hole antisplash as Directed by the Engineer-in-Charge. | 3.00 | each | 10.00 | 786.00 | 2358.00 | 1200.00 | 3600.00 | 1500.00 | 4500.00 | 1050.00 | 3150.00 | 2358.00 | KHAN CONTRACTOR
183.00 | Providing & Fixing of C.P. Wash Basin Mixer of approved brand as Directed by the Engineer-in-Charge. | 20.00 | each | 22.00 | 786.00 | 15720.00 | 2500.00 | 50000.00 | 1200.00 | 24000.00 | 2700.00 | 54000.00 | 15720.00 | KHAN CONTRACTOR
184.00 | Providing & Fixing of Taski Fresh & Clean Urinal Screen as Directed by the Engineer-in-Charge. | 600.00 | each | 0.00 | 786.00 | 471600.00 | 80.00 | 48000.00 | 50.00 | 30000.00 | 250.00 | 150000.00 | 30000.00 | GUPTA CONSTRUCTION CO
185.00 | Providing & Applying of Good Sense Odor Eliminator as Directed by the Engineer-in-Charge. | 300.00 | each | 1.25 | 186.00 | 55800.00 | 100.00 | 30000.00 | 100.00 | 30000.00 | 800.00 | 240000.00 | 30000.00 | RMT INFRATECH, GUPTA CONSTRUCTION CO
186.00 | Providing & Fixing of neoprin rubber gasket for glazed pannels etc. as Directed by the Engineer-in-Charge. | 500.00 | meter | 0.00 | 86.00 | 43000.00 | 150.00 | 75000.00 | 50.00 | 25000.00 | 150.00 | 75000.00 | 25000.00 | GUPTA CONSTRUCTION CO
187.00 | Demolishing R.C.C. work, including stacking of steel bars and disposal of unserviceable material with in 50 metres lead as per direction of Engineer-in-charge. | 25.00 | cum | 100.00 | 3686.00 | 92150.00 | 900.00 | 22500.00 | 1200.00 | 30000.00 | 2500.00 | 62500.00 | 22500.00 | RMT INFRATECH
188.00 | Providing and fixing in position heavy duty gun metal wheel valve screw down type of following size confirming to IS: 778 latest revision of approved make including the cost of all jointing materials, fittings and testing etc. complete as per specifications and direction of EIC.
188.01 | 15 mm dia. | 100.00 | each | 10.00 | 286.00 | 28600.00 | 450.00 | 45000.00 | 1500.00 | 150000.00 | 450.00 | 45000.00 | 28600.00 | KHAN CONTRACTOR
188.02 | 20 mm dia. | 50.00 | each | 11.00 | 326.00 | 16300.00 | 500.00 | 25000.00 | 1600.00 | 80000.00 | 550.00 | 27500.00 | 16300.00 | KHAN CONTRACTOR
188.03 | 25mm dia nominal bore | 40.00 | each | 10.00 | 386.00 | 15440.00 | 550.00 | 22000.00 | 1800.00 | 72000.00 | 650.00 | 26000.00 | 15440.00 | KHAN CONTRACTOR
188.04 | 32mm dia nominal bore | 50.00 | each | 22.00 | 486.00 | 24300.00 | 800.00 | 40000.00 | 2000.00 | 100000.00 | 900.00 | 45000.00 | 24300.00 | KHAN CONTRACTOR
188.05 | 40mm dia nominal bore | 80.00 | each | 0.00 | 586.00 | 46880.00 | 1000.00 | 80000.00 | 2200.00 | 176000.00 | 1200.00 | 96000.00 | 46880.00 | KHAN CONTRACTOR
189.00 | Providing & Fixing of PVC connection pipe with brass unions of following size as Directed by the Engineer-in-Charge.
189.01 | 30 cm length & 15 mm nominal bore | 60.00 | each | 0.00 | 116.00 | 6960.00 | 120.00 | 7200.00 | 100.00 | 6000.00 | 150.00 | 9000.00 | 6000.00 | GUPTA CONSTRUCTION CO
189.02 | 45 cm length & 15 mm nominal bore | 60.00 | each | 100.00 | 186.00 | 11160.00 | 150.00 | 9000.00 | 120.00 | 7200.00 | 170.00 | 10200.00 | 7200.00 | GUPTA CONSTRUCTION CO
189.03 | 60 cm length & 15 mm nominal bore | 30.00 | each | 10.00 | 186.00 | 5580.00 | 180.00 | 5400.00 | 150.00 | 4500.00 | 220.00 | 6600.00 | 4500.00 | GUPTA CONSTRUCTION CO
190.00 | Providing and fixing vertical blinds of approved shade with all standard fixing arrangments including cost of drilling holes, fixing screws, handling etc. all complete as approved and directed by engineer. | 80.00 | sqm | 11.00 | 2786.00 | 222880.00 | 2750.00 | 220000.00 | 2000.00 | 160000.00 | 2000.00 | 160000.00 | 160000.00 | Technical Construction Co., GUPTA CONSTRUCTION CO
191.00 | Providing & Fixing approved quality of M.S. Black (Shoes Nails) as directed by the Engineer and deposited in civil maintenance store. | 5.00 | Kg | 10.00 | 186.00 | 930.00 | 300.00 | 1500.00 | 150.00 | 750.00 | 1200.00 | 6000.00 | 750.00 | GUPTA CONSTRUCTION CO
192.00 | Providing & Fixing of Aluminium U Channel of size 6 mm x 6 mm as Directed by the Engineer-in-Charge. | 50.00 | meter | 22.00 | 86.00 | 4300.00 | 100.00 | 5000.00 | 200.00 | 10000.00 | 150.00 | 7500.00 | 4300.00 | KHAN CONTRACTOR
193.00 | Providing & Fixing of P.V.C. Syphon Set as Directed by the Engineer-in-Charge. | 90.00 | each | 0.00 | 86.00 | 7740.00 | 500.00 | 45000.00 | 500.00 | 45000.00 | 440.00 | 39600.00 | 7740.00 | KHAN CONTRACTOR
194.00 | Providing and fixing C.P. brass angle valve for basin mixer and geyser points of approved quantity conforming to IS : 8931 : 15 mm nominal bore. | 40.00 | each | 1.25 | 486.00 | 19440.00 | 650.00 | 26000.00 | 800.00 | 32000.00 | 600.00 | 24000.00 | 19440.00 | KHAN CONTRACTOR
195.00 | Providing & Fixing of Jet Spray for European W.C. as Directed by the Engineer-in-Charge. | 120.00 | each | 100.00 | 156.00 | 18720.00 | 360.00 | 43200.00 | 500.00 | 60000.00 | 350.00 | 42000.00 | 18720.00 | KHAN CONTRACTOR
196.00 | Providing & Fixing of P.V.C Bend 110 mm Dia for Rain Water Pipes as Directed by the Engineer-in-Charge. | 50.00 | each | 100.00 | 186.00 | 9300.00 | 120.00 | 6000.00 | 250.00 | 12500.00 | 150.00 | 7500.00 | 6000.00 | RMT INFRATECH
197.00 | Providing & Fixing P.V.C. Toilet Seat Cover Heavy Duty for European WC as Directed by the Engineer-in-Charge. | 75.00 | each | 53.00 | 586.00 | 43950.00 | 1000.00 | 75000.00 | 500.00 | 37500.00 | 600.00 | 45000.00 | 37500.00 | GUPTA CONSTRUCTION CO
198.00 | Providing & Fixing of P.V.C. Toilet Seat Cover Heavy Duty for ANGLO INDIAN WC as Directed by the Engineer-in-Charge. | 50.00 | each | 53.00 | 786.00 | 39300.00 | 1000.00 | 50000.00 | 500.00 | 25000.00 | 750.00 | 37500.00 | 25000.00 | GUPTA CONSTRUCTION CO
199.00 | Providing & Fixing of approved quality Brass Spindle of following size as Directed by the Engineer-in-Charge.
199.01 | Brass Spindle Small size | 150.00 | each | 22.00 | 86.00 | 12900.00 | 120.00 | 18000.00 | 70.00 | 10500.00 | 180.00 | 27000.00 | 10500.00 | GUPTA CONSTRUCTION CO
199.02 | Brass Spindle Medium size | 100.00 | each | 22.00 | 86.00 | 8600.00 | 120.00 | 12000.00 | 100.00 | 10000.00 | 200.00 | 20000.00 | 8600.00 | KHAN CONTRACTOR
199.03 | Brass Spindle Big Heavy size | 50.00 | each | 0.00 | 86.00 | 4300.00 | 150.00 | 7500.00 | 150.00 | 7500.00 | 200.00 | 10000.00 | 4300.00 | KHAN CONTRACTOR
200.00 | Providing & Fixing of approved quality P.V.C. Washer for Bibcock as Directed by the Engineer-in-Charge. | 5.00 | Kg | 1.25 | 186.00 | 930.00 | 150.00 | 750.00 | 200.00 | 1000.00 | 150.00 | 750.00 | 750.00 | Technical Construction Co., RMT INFRATECH
201.00 | Providing & Fixing of approved quality P.V.C. Stop Cock as Directed by the Engineer-in-Charge. | 50.00 | each | 0.00 | 186.00 | 9300.00 | 200.00 | 10000.00 | 350.00 | 17500.00 | 350.00 | 17500.00 | 9300.00 | KHAN CONTRACTOR
202.00 | Providing & Applying of approved quality Wheather Proof Sealer Coat as Directed by the Engineer-in-Charge. | 50.00 | Kg | 100.00 | 186.00 | 9300.00 | 450.00 | 22500.00 | 450.00 | 22500.00 | 600.00 | 30000.00 | 9300.00 | KHAN CONTRACTOR
203.00 | Providing & Applying Acrylic Polymer chemical for cracks for interiors as Directed by the Engineer-in-Charge. | 50.00 | Kg | 53.00 | 186.00 | 9300.00 | 120.00 | 6000.00 | 450.00 | 22500.00 | 170.00 | 8500.00 | 6000.00 | RMT INFRATECH
204.00 | Providing & Pouring of approved quality Pig Lead as Directed by the Engineer-in-Charge. | 30.00 | Kg | 10.00 | 386.00 | 11580.00 | 150.00 | 4500.00 | 350.00 | 10500.00 | 390.00 | 11700.00 | 4500.00 | RMT INFRATECH
205.00 | Providing & Fixing of M.S. Nut Bolts etc. as Directed by the Engineer-in-Charge. | 100.00 | Kg | 11.00 | 186.00 | 18600.00 | 300.00 | 30000.00 | 150.00 | 15000.00 | 250.00 | 25000.00 | 15000.00 | GUPTA CONSTRUCTION CO
206.00 | Providing & Applying of LIME (WHITING) as Directed by the Engineer-in-Charge. | 500.00 | Kg | 10.00 | 16.00 | 8000.00 | 25.00 | 12500.00 | 20.00 | 10000.00 | 100.00 | 50000.00 | 8000.00 | KHAN CONTRACTOR
207.00 | Providing & Applying of GREASE of Best Quality as Directed by the Engineer-in-Charge. | 75.00 | Kg | 22.00 | 286.00 | 21450.00 | 200.00 | 15000.00 | 150.00 | 11250.00 | 300.00 | 22500.00 | 11250.00 | GUPTA CONSTRUCTION CO
208.00 | Providing & Fixing of Rubber Bush Buffer 50 mm Long as Directed by the Engineer-in-Charge. | 30.00 | each | 0.00 | 56.00 | 1680.00 | 25.00 | 750.00 | 70.00 | 2100.00 | 70.00 | 2100.00 | 750.00 | RMT INFRATECH
209.00 | Providing & Fixing of PVC Roller suitable for Sliding Window Shutter as Directed by the Engineer-in-Charge. | 150.00 | each | 1.25 | 16.00 | 2400.00 | 45.00 | 6750.00 | 100.00 | 15000.00 | 50.00 | 7500.00 | 2400.00 | KHAN CONTRACTOR
210.00 | Providing & Applying of PUTTY (Wood Work) as Directed by the Engineer-in-Charge. | 20.00 | Kg | 0.00 | 86.00 | 1720.00 | 120.00 | 2400.00 | 300.00 | 6000.00 | 150.00 | 3000.00 | 1720.00 | KHAN CONTRACTOR
211.00 | Providing & Fixing of SINTEX PURE ROTO MOULD WHITE, Three Layer silver coated insulated antibacterial WATER TANK of following Capacity as Directed by the Engineer-in-Charge.
211.01 | WATER TANK 1000 Litre | 2.00 | each | 53.00 | 16786.00 | 33572.00 | 15000.00 | 30000.00 | 13000.00 | 26000.00 | 14000.00 | 28000.00 | 26000.00 | GUPTA CONSTRUCTION CO
211.02 | WATER TANK 500 Litre | 2.00 | each | 10.00 | 8786.00 | 17572.00 | 7500.00 | 15000.00 | 6500.00 | 13000.00 | 7000.00 | 14000.00 | 13000.00 | GUPTA CONSTRUCTION CO
212.00 | Providing & Fixing of P.V.C. waste pipe for sink or wash basin of following size and type including P.V.C. waste fittings complete as Directed by the Engineer-in-Charge.
212.01 | Semi rigid pipe- 32mm dia | 50.00 | each | 10.00 | 56.00 | 2800.00 | 100.00 | 5000.00 | 250.00 | 12500.00 | 100.00 | 5000.00 | 2800.00 | KHAN CONTRACTOR
212.02 | Flexible pipe: 40mm dia | 50.00 | each | 22.00 | 66.00 | 3300.00 | 100.00 | 5000.00 | 300.00 | 15000.00 | 130.00 | 6500.00 | 3300.00 | KHAN CONTRACTOR
213.00 | Providing & Fixing of Bottle Trap for wash basin and sink: PTMT Bottle trap of following size single piece moulded with height of 270mm effective length of tail pipe 260mm from the centre of the waste coupling 77mm breadth with 25mm minimum water seal, weighing not less than 263gms. as Directed by the Engineer-in-Charge.
213.01 | PTMT Bottle trap 31/32mm | 40.00 | each | 0.00 | 186.00 | 7440.00 | 450.00 | 18000.00 | 600.00 | 24000.00 | 430.00 | 17200.00 | 7440.00 | KHAN CONTRACTOR
213.02 | PTMT Bottle trap 38/40 mm | 50.00 | each | 0.00 | 186.00 | 9300.00 | 450.00 | 22500.00 | 700.00 | 35000.00 | 430.00 | 21500.00 | 9300.00 | KHAN CONTRACTOR
214.00 | Providing and fixing white vitreous china flat back or wall corner type lipped front urinal basin of 430 X 260 X 350 mm and 340 X 410 X 265 mm sizes respectively with automatic flushing cistern with standard flush pipe and C.P. brass spreaders with brass unions and G.I. clamps complete, including painting of fittings and brackets, cutting and making good the walls and floors wherever required: Range of four urinal basin with 10 liter white P.V.C. automatic flushing cistern. | 20.00 | each | 0.00 | 1786.00 | 35720.00 | 4500.00 | 90000.00 | 2000.00 | 40000.00 | 7000.00 | 140000.00 | 35720.00 | KHAN CONTRACTOR
215.00 | Providing & Fixing of UPVC Pipes of following types (IS : 15328) for Drainage / Severage System of Supreme quality as approved by ENC including jointing pipe with solvent cement rubber sing and Lubricant.
215.01 | 160 mm SN - 4 | 60.00 | meter | 11.00 | 786.00 | 47160.00 | 500.00 | 30000.00 | 800.00 | 48000.00 | 700.00 | 42000.00 | 30000.00 | RMT INFRATECH
215.02 | 110 mm SN - 8 | 48.00 | meter | 11.00 | 486.00 | 23328.00 | 400.00 | 19200.00 | 600.00 | 28800.00 | 430.00 | 20640.00 | 19200.00 | RMT INFRATECH
216.00 | Providing & Fixing of approved quality Float Valve Aluminium RODS as per requirement Heavy Duty as Directed by the Engineer-in-Charge | 45.00 | each | 10.00 | 56.00 | 2520.00 | 36.00 | 1620.00 | 1500.00 | 67500.00 | 50.00 | 2250.00 | 1620.00 | RMT INFRATECH
217.00 | Providing & Fixing of approved quality Float Valve P.V.C. BALLS Heavy Duty of following size as Directed by the Engineer-in-Charge
217.01 | 100 mm DIA | 50.00 | each | 1.25 | 36.00 | 1800.00 | 50.00 | 2500.00 | 1500.00 | 75000.00 | 60.00 | 3000.00 | 1800.00 | KHAN CONTRACTOR
217.02 | 150 mm DIA | 40.00 | each | 1.25 | 66.00 | 2640.00 | 60.00 | 2400.00 | 2000.00 | 80000.00 | 110.00 | 4400.00 | 2400.00 | RMT INFRATECH
218.00 | Providing & Fixing of approved quality C.P. Bottel Trap Heavy Duty (Weight not less than 500 Grams) as Directed by the Engineer-in-Charge. | 150.00 | each | 0.00 | 786.00 | 117900.00 | 850.00 | 127500.00 | 1000.00 | 150000.00 | 1000.00 | 150000.00 | 117900.00 | KHAN CONTRACTOR
219.00 | Providing & Fixing of approved quality URINAL of following Dimension as Directed by the Engineer-in-Charge.
219.01 | 610 x 390 x390 mm TOPAZ HALF STALL URINAL IN WHITE COLOUR | 60.00 | each | 53.00 | 4186.00 | 251160.00 | 4500.00 | 270000.00 | 1800.00 | 108000.00 | 5500.00 | 330000.00 | 108000.00 | GUPTA CONSTRUCTION CO
219.02 | 450 X 325 x 280 mm RUBY FLAT BLACK URINAL IN WHITE COLOUR | 5.00 | each | 10.00 | 1786.00 | 8930.00 | 2500.00 | 12500.00 | 1500.00 | 7500.00 | 1800.00 | 9000.00 | 7500.00 | GUPTA CONSTRUCTION CO
220.00 | Providing & Fixing of approved quality URINAL PARTITION of Dimensions: 675 X95 X 320 mm FLAIR DIVISION PLATE FOR URINALS IN WHITE COLOUR as Directed by the Engineer-in-Charge. | 25.00 | each | 11.00 | 1786.00 | 44650.00 | 2000.00 | 50000.00 | 3000.00 | 75000.00 | 2400.00 | 60000.00 | 44650.00 | KHAN CONTRACTOR
221.00 | Providing & Fixing of approved quality Brass JUMPHER as Directed by the Engineer-in-Charge. | 25.00 | each | 10.00 | 6.00 | 150.00 | 35.00 | 875.00 | 250.00 | 6250.00 | 40.00 | 1000.00 | 150.00 | KHAN CONTRACTOR
222.00 | Providing & Fixing of approved quality Brass SPREADER as Directed by the Engineer-in-Charge. | 40.00 | each | 22.00 | 186.00 | 7440.00 | 308.00 | 12320.00 | 600.00 | 24000.00 | 350.00 | 14000.00 | 7440.00 | KHAN CONTRACTOR
223.00 | Providing & Fixing of Chromium plated (C.P.) push cock for Urinalbrass spreader fittings of approved make as Directed by the Engineer-in-Charge. | 250.00 | each | 1.25 | 186.00 | 46500.00 | 300.00 | 75000.00 | 1000.00 | 250000.00 | 300.00 | 75000.00 | 46500.00 | KHAN CONTRACTOR
224.00 | Providing & Fixing of approved quality Toilet Paper Holder as Directed by the Engineer-in-Charge. | 30.00 | each | 0.00 | 286.00 | 8580.00 | 350.00 | 10500.00 | 400.00 | 12000.00 | 450.00 | 13500.00 | 8580.00 | KHAN CONTRACTOR
225.00 | Providing & Fixing of Tile Adhesive FEVI MATE XL for tile work as Directed by the Engineer-in-Charge. | 250.00 | Kg | 100.00 | 66.00 | 16500.00 | 45.00 | 11250.00 | 150.00 | 37500.00 | 60.00 | 15000.00 | 11250.00 | RMT INFRATECH
226.00 | Providing & Fixing of approved quality Ball Valves FEMALE THREAD of following size as Directed by the Engineer-in-Charge.
226.01 | 15 mm Ball Valves FEMALE THREAD | 50.00 | each | 10.00 | 186.00 | 9300.00 | 150.00 | 7500.00 | 400.00 | 20000.00 | 350.00 | 17500.00 | 7500.00 | RMT INFRATECH
226.02 | 20 mm Ball Valves FEMALE THREAD | 30.00 | each | 11.00 | 226.00 | 6780.00 | 200.00 | 6000.00 | 500.00 | 15000.00 | 460.00 | 13800.00 | 6000.00 | RMT INFRATECH
226.03 | 25 mm Ball Valves FEMALE THREAD | 40.00 | each | 1.25 | 286.00 | 11440.00 | 220.00 | 8800.00 | 700.00 | 28000.00 | 550.00 | 22000.00 | 8800.00 | RMT INFRATECH
227.00 | Provided and fixing white board writeable with marker pen, framed with silver anodized aluminium profile with pleasing colorful rounded corners having adjustable wall hanging clamps utility tray, galvanized steel backing, vitrified glass hard ceraic surface fixed to light enameled grade steel as directed by the Engineer. | 50.00 | sqm | 0.00 | 2786.00 | 139300.00 | 3200.00 | 160000.00 | 4500.00 | 225000.00 | 2400.00 | 120000.00 | 120000.00 | Technical Construction Co.
228.00 | Providing & Fixing of approved quality SHOE for Rain Water Pipes as Directed by the Engineer-in-Charge 110 mm DIA. | 50.00 | each | 100.00 | 126.00 | 6300.00 | 144.00 | 7200.00 | 210.00 | 10500.00 | 130.00 | 6500.00 | 6300.00 | KHAN CONTRACTOR
229.00 | Providing & Fixing of approved quality COLLER for Rain Water Pipes as Directed by the Engineer-in-Charge: 110 mm DIA. | 50.00 | each | 53.00 | 86.00 | 4300.00 | 144.00 | 7200.00 | 180.00 | 9000.00 | 100.00 | 5000.00 | 4300.00 | KHAN CONTRACTOR
230.00 | Providing & Applying of ARALIDITE as Directed by the Engineer-in-Charge. | 150.00 | Kg | 10.00 | 1286.00 | 192900.00 | 1080.00 | 162000.00 | 300.00 | 45000.00 | 1000.00 | 150000.00 | 45000.00 | GUPTA CONSTRUCTION CO
231.00 | Providing & Fixing of approved quality Aluminium Floor Double Door Stoppers heavy quality with rubber cushions screws etc. as Directed by the Engineer-in-Charge. | 40.00 | each | 11.00 | 56.00 | 2240.00 | 45.00 | 1800.00 | 60.00 | 2400.00 | 50.00 | 2000.00 | 1800.00 | RMT INFRATECH
232.00 | Providing & Fixing of approved quality Teflon Tape (1/2") as Directed by the Engineer-in-Charge. | 600.00 | each | 10.00 | 56.00 | 33600.00 | 50.00 | 30000.00 | 20.00 | 12000.00 | 40.00 | 24000.00 | 12000.00 | GUPTA CONSTRUCTION CO
233.00 | Providing & Fixing approved quality of 4mm thick frosted glass in required size as Directed by the Engineer-in-Charge. | 30.00 | sqm | 22.00 | 1386.00 | 41580.00 | 1000.00 | 30000.00 | 900.00 | 27000.00 | 1100.00 | 33000.00 | 27000.00 | GUPTA CONSTRUCTION CO
234.00 | Providing & Fixing of PVC floor trap of self cleaning design 100mm inlet and 75 mm outlet with C.I. grating 100x100 mm as Directed by the Engineer-in-Charge. | 50.00 | each | 0.00 | 186.00 | 9300.00 | 500.00 | 25000.00 | 500.00 | 25000.00 | 800.00 | 40000.00 | 9300.00 | KHAN CONTRACTOR
235.00 | Supplying and filling in plinth / trenches with coarse sand including ramming and dressing complete. | 80.00 | cum | 1.25 | 1786.00 | 142880.00 | 1000.00 | 80000.00 | 2000.00 | 160000.00 | 2100.00 | 168000.00 | 80000.00 | RMT INFRATECH
236.00 | Supplying, filling, spreading & leveling stone boulders of size range 50mm to 200 mm, in recharge pit, in the required thickness, for all leads & lifts, all complete as per direction of Engineer-in-charge. | 25.00 | cum | 0.00 | 1286.00 | 32150.00 | 1000.00 | 25000.00 | 1000.00 | 25000.00 | 1400.00 | 35000.00 | 25000.00 | RMT INFRATECH, GUPTA CONSTRUCTION CO
237.00 | Demolishing stone rubble masonry manually / by mechanical means including stacking of serviceable material and disposal of unserviceable material within 50 meters lead as per direction of Engineer-in-charge In cement mortar. | 50.00 | cum | 100.00 | 2686.00 | 134300.00 | 1000.00 | 50000.00 | 600.00 | 30000.00 | 2000.00 | 100000.00 | 30000.00 | GUPTA CONSTRUCTION CO
238.00 | Demolishing cement concrete manually/mechanical means including disposal of materials within 50 metres lead as per direction of engineer in charge, 1:3:6 or richer mix | 25.00 | cum | 53.00 | 2786.00 | 69650.00 | 1200.00 | 30000.00 | 800.00 | 20000.00 | 1800.00 | 45000.00 | 20000.00 | GUPTA CONSTRUCTION CO
239.00 | Providing & Stacking of ordinary portland cement of 43 grade (OPC -43) confirming to relevent IS code and deposited in civil maintenance store along with voucher. (Note - Test certificate of cement obtained from the manufacturer shall be submitted for a qty. more than 1.0 MT brought). | 1.00 | MT | 10.00 | 8786.00 | 8786.00 | 8000.00 | 8000.00 | 7000.00 | 7000.00 | 7500.00 | 7500.00 | 7000.00 | GUPTA CONSTRUCTION CO
240.00 | Providing & Stacking of white cement conforming to relevent IS code as Directed by the Engineer-in-Charge. | .25 | MT | 11.00 | 16786.00 | 4196.50 | 18000.00 | 4500.00 | 10000.00 | 2500.00 | 15000.00 | 3750.00 | 2500.00 | GUPTA CONSTRUCTION CO
241.00 | Providing & depositing of screened river sand suitable for concrete/ masonary/ plaster works as approved as Directed by the Engineer-in-Charge. | 10.00 | cum | 10.00 | 2186.00 | 21860.00 | 1200.00 | 12000.00 | 2000.00 | 20000.00 | 2200.00 | 22000.00 | 12000.00 | RMT INFRATECH
242.00 | Providing & Spreding of good quality crusher aggregate 20mm down gauge as Directed by the Engineer-in-Charge. | 10.00 | cum | 22.00 | 2586.00 | 25860.00 | 1000.00 | 10000.00 | 1000.00 | 10000.00 | 2000.00 | 20000.00 | 10000.00 | RMT INFRATECH, GUPTA CONSTRUCTION CO
243.00 | Providing & Stacking of good quality bricks 230 x 115 x 75 mm size as approved as Directed by the Engineer-in-Charge. | 2500.00 | each | 0.00 | 8.86 | 22150.00 | 8.00 | 20000.00 | 8.00 | 20000.00 | 8.00 | 20000.00 | 20000.00 | Technical Construction Co., RMT INFRATECH, GUPTA CONSTRUCTION CO
244.00 | Providing and fixing in position Collapsible Steel Shutter with Vertical M.S. channels 20X10X2 mm and bracket with flat iron diagonals 20X5 mm size with top and bottam rails of T-iron 40X40X6 mm with 40mm dia steel pulleys / ball bearing with bolt,nuts , locking arrangments inside and outside stoppers, handles etc. and applying a priming coat of approved steel primer all as per standard design ,all complete as per drawings, specifications & direction of engineer in charge. | 20.00 | sqm | 1.25 | 6786.00 | 135720.00 | 7800.00 | 156000.00 | 6000.00 | 120000.00 | 11000.00 | 220000.00 | 120000.00 | GUPTA CONSTRUCTION CO
245.00 | Providing and Operation of Hydraulic Excavator/ J.C.B. of 1 cum bucket for clearing of rubbish, garbage, debris, Excavation work etc including cost of services of operating staff, Cost of lubricating oil, Diesal / petrol/kerosene oil, other consumables for running the machine all complete as directed by the Engineer-in-charge. | 350.00 | per hour | 0.00 | 1586.00 | 555100.00 | 1590.00 | 556500.00 | 1300.00 | 455000.00 | 1200.00 | 420000.00 | 420000.00 | Technical Construction Co.
246.00 | Lifting of dead animals of following catagory including transporting and disposing off the same upto a lead of 3 kms outside the colony residential area including cost of providing & spraying bleaching powder / phenyl as required all complete and as directed by the Engineer
246.01 | Cat-1:Dogs, Cats, Pigs, Monkeys etc. | 25.00 | each | 53.00 | 86.00 | 2150.00 | 5.00 | 125.00 | 1500.00 | 37500.00 | 270.00 | 6750.00 | 125.00 | RMT INFRATECH
246.02 | Cat-2: Cows, Buffalow, Oxen, Donkeys etc. | 20.00 | each | 10.00 | 86.00 | 1720.00 | 2.00 | 40.00 | 1999.00 | 39980.00 | 520.00 | 10400.00 | 40.00 | RMT INFRATECH
247.00 | Repairing of self coiling type existing roling shutter for proper functioing as per following requirements:
247.01 | Including greasing of coils, ball bearing and vertical channels etc. all complete | 60.00 | each | 10.00 | 286.00 | 17160.00 | 300.00 | 18000.00 | 3000.00 | 180000.00 | 275.00 | 16500.00 | 16500.00 | Technical Construction Co.
247.02 | By Providing and fixing ball bearing for rolling shutters all complete- as per drawings, specifications & direction of engineer in charge. | 30.00 | each | 22.00 | 386.00 | 11580.00 | 450.00 | 13500.00 | 5000.00 | 150000.00 | 475.00 | 14250.00 | 11580.00 | KHAN CONTRACTOR
247.03 | By Providing replacing & fixing bottom/lock rail including handle lockingt arrangment nut & bolt rivets etc. as required and depositing the replaced materials in dept. store complete. | 30.00 | each | 0.00 | 586.00 | 17580.00 | 1000.00 | 30000.00 | 4000.00 | 120000.00 | 1650.00 | 49500.00 | 17580.00 | KHAN CONTRACTOR
247.04 | by providing replacing & fixing M.S. hood cover of 24 gauge M.S. plain sheet and depositing the replaced materials in dept. store complete. | 30.00 | each | 0.00 | 186.00 | 5580.00 | 1000.00 | 30000.00 | 4000.00 | 120000.00 | 800.00 | 24000.00 | 5580.00 | KHAN CONTRACTOR
248.00 | Providing & Fixing of COMMERCIAL PLYWOOD with ISI marked of following thickness as per direction of EIC.
248.01 | 6 mm thick | 40.00 | sqm | 53.00 | 586.00 | 23440.00 | 560.00 | 22400.00 | 800.00 | 32000.00 | 475.00 | 19000.00 | 19000.00 | Technical Construction Co.
248.02 | 12 mm thick | 60.00 | sqm | 10.00 | 986.00 | 59160.00 | 880.00 | 52800.00 | 1000.00 | 60000.00 | 750.00 | 45000.00 | 45000.00 | Technical Construction Co.
249.00 | Providing & Applying of Two Component Polysulphide base Sealing compound POURING / GUN GRADE for Horizontal / vertical surface as per BIS-12118, in 4 kg (Four) standard pack as per specifications and direction of Engineer in charge. | 1200.00 | Kg | 11.00 | 686.00 | 823200.00 | 730.00 | 876000.00 | 300.00 | 360000.00 | 650.00 | 780000.00 | 360000.00 | GUPTA CONSTRUCTION CO
250.00 | Providing & Applying of ADAUR GY 257 standard pack as per specifications and direction of Engineer in charge. | 800.00 | Kg | 10.00 | 886.00 | 708800.00 | 810.00 | 648000.00 | 700.00 | 560000.00 | 650.00 | 520000.00 | 520000.00 | Technical Construction Co.
251.00 | Providing & Applying of HARDENER HY-140 standard pack as per specifications and direction of Engineer in charge. | 400.00 | Kg | 22.00 | 886.00 | 354400.00 | 810.00 | 324000.00 | 500.00 | 200000.00 | 700.00 | 280000.00 | 200000.00 | GUPTA CONSTRUCTION CO
252.00 | Letters / words writing with approved colour paint of approved brand and manufacture after cleaning / scrubbing of surfaces with soft brushes & sand papers including cost of materials, labour, cleaning of area after painting etc, complete as per direction of Engineer-in-Charge | 50000.00 | Letter per CM | 0.00 | 6.00 | 300000.00 | 4.50 | 225000.00 | 2.00 | 100000.00 | 5.00 | 250000.00 | 100000.00 | GUPTA CONSTRUCTION CO
253.00 | Providing and fixing stainless steel ( Grade 304) railing made of Hollow tubes, channels, plates etc., including welding, grinding, buffing, polishing and making curvature (wherever required) and fitting the same with necessary stainless steel nuts and bolts complete, i/c fixing the railing with necessary accessories & stainless steel dash fasteners , stainless steel bolts etc., of required size, on the top of the floor or the side of waist slab with suitable arrangement as per approval of Engineer-in-charge, (for payment purpose only weight of stainless steel members shall be considered Including fixing accessories such as nuts, bolts, fasteners etc.). | 1000.00 | Kg | 100.00 | 786.00 | 786000.00 | 810.00 | 810000.00 | 600.00 | 600000.00 | 750.00 | 750000.00 | 600000.00 | GUPTA CONSTRUCTION CO
254.00 | Providing & Applying of rapid setting cement based, water leak plugging mortar Renderoc Plug of Fosroc in standard pack as per specifications and direction of Engineer in charge. | 300.00 | Kg | 53.00 | 186.00 | 55800.00 | 90.00 | 27000.00 | 150.00 | 45000.00 | 210.00 | 63000.00 | 27000.00 | RMT INFRATECH
255.00 | Identification of leakage points, drilling the holes, cleaning the same, providing & fixing suitable nozzles with stop cock, dry pack the drilled hole with required material, tools & plant, erection and shifting of scaffolding at various heights & locations including cleaning of area, disposal of debris, mortar drops etc. all complete as directed by engineer. | 900.00 | each | 10.00 | 386.00 | 347400.00 | 150.00 | 135000.00 | 100.00 | 90000.00 | 400.00 | 360000.00 | 90000.00 | GUPTA CONSTRUCTION CO
256.00 | Providing & Injection of cement slurry admixed with 2% non-shrink grouting compound through the nozzles and plugging the same after the injection operation is over and finishing the point by removing the nozzles at various heights & locations, cleaning the area, disposal of debris, mortar drops etc. all complete as per manufacturer's specifications and direction of engineer. (P&F of nozzles shall be paid in relevant item). | 2000.00 | Kg | 11.00 | 46.00 | 92000.00 | 45.00 | 90000.00 | 35.00 | 70000.00 | 45.00 | 90000.00 | 70000.00 | GUPTA CONSTRUCTION CO
257.00 | Providing & Injection Poly grount in concrete / RCC work of approved make by suitable pump at required pressure including cutting of nipples after curing etc. complete as per direction of Engineer In Charge. Scope of Identification of leakage points, drilling the holes, cleaning the same, providing & fixing suitable nozzles with stop cock, dry pack the drilled hole with required Epoxy motor, tools & plant, erection and shifting of scaffolding at various heights & locations including cleaning of area, disposal of debris, etc. are include in qouted rate. (The Payment shall be made on the basis of actual weight of approved poly grout injected) | 600.00 | Kg | 10.00 | 706.00 | 423600.00 | 80.00 | 48000.00 | 400.00 | 240000.00 | 540.00 | 324000.00 | 48000.00 | RMT INFRATECH
258.00 | STEEL DOOR - Supplying and erecting including assembling, fitting and fixing factory made swing in / swing out 45 mm thick hollow galvanised heavy duty MS pressed steel flush doors (As per IS: 4351) along with frame at all elevations, single/ double leafs, with or without top removable panels, using galvanised MS sheets of 1.5 mm thick for frames & 1.2 mm for shutter and leaves, mastic caulking and grouting the frame, reinforcing and insulating with mineral wool or Polyurethane foam as approved by the Engineer including providing 6 mm clear sheet glass vision panel of 240 mm x 340mm in each leaf, heavy duty 04 nos. SS(304) bearing hinges of size 4"x3"x3mm , thresholds, fittings complete with frame, fittings, fixtures and all hardware such as SS(304) aldrops 300x16 mm, SS(304)tower bolts 200mm, SS(304) handles 300 x 19 mm , buffers, door stopers, heavy duty GEZE Door closer with link arm, necessary rubber gaskets/ seal for achieving air-tightness etc. as a complete package including one coat of approved primer and two coats of best quality approved paint as necessary all complete as per drawings, door schedules ,specifications as directed by engineer.(Note: Fixtures given separately in this schedule for night latche shall be paid separately under relevant item. Clear opening shall be considered for measurement. | 6.00 | sqm | 22.00 | 17786.00 | 106716.00 | 1200.00 | 7200.00 | 12000.00 | 72000.00 | 14000.00 | 84000.00 | 7200.00 | RMT INFRATECH
259.00 | Providing and fixing GEZE type SS two ball bearing flat button hinge having size of 100x75x3 mm with screw of M6 X 16mm for metal door complete as per direction of Engineer-in-Charge | 100.00 | each | 0.00 | 386.00 | 38600.00 | 150.00 | 15000.00 | 100.00 | 10000.00 | 450.00 | 45000.00 | 10000.00 | GUPTA CONSTRUCTION CO
260.00 | Providing and fixing of GEZE type Fire rated door closer having silver finish with link arm and closing force 1-6 integrated back check (visual display of closing force from front) and tested up to door width of 1.5 M complete as per direction of Engineer-in-Charge. | 50.00 | each | 1.25 | 9786.00 | 489300.00 | 900.00 | 45000.00 | 2500.00 | 125000.00 | 10500.00 | 525000.00 | 45000.00 | RMT INFRATECH
261.00 | Providing and fixing of SS (316 Grad) GEZE Aldrop 16mm dia and 300mm long complete as per direction of Engineer-in-Charge. | 40.00 | each | 0.00 | 1686.00 | 67440.00 | 250.00 | 10000.00 | 800.00 | 32000.00 | 2100.00 | 84000.00 | 10000.00 | RMT INFRATECH
262.00 | Providing and fixing of GEZE - SS door pull handle (round D type) 19mm dia and 300mm long including Accessries required for fixing the same with metal/wood door complete as per direction of Engineer-in-Charge. | 40.00 | each | 100.00 | 1786.00 | 71440.00 | 360.00 | 14400.00 | 350.00 | 14000.00 | 1800.00 | 72000.00 | 14000.00 | GUPTA CONSTRUCTION CO
263.00 | Providing and fixing of GEZE SS 304 Tower bolt 200mm length for metal door complete as per direction of Engineer-in-Charge. | 40.00 | each | 53.00 | 686.00 | 27440.00 | 300.00 | 12000.00 | 300.00 | 12000.00 | 600.00 | 24000.00 | 12000.00 | RMT INFRATECH, GUPTA CONSTRUCTION CO
264.00 | Providing and fixing of GEZE single point cross bar panic device for Steel/Fire rated door complete as per direction of Engineer-in-Charge. | 30.00 | each | 10.00 | 5786.00 | 173580.00 | 1000.00 | 30000.00 | 1000.00 | 30000.00 | 5400.00 | 162000.00 | 30000.00 | RMT INFRATECH, GUPTA CONSTRUCTION CO
265.00 | Providing and fixing of GEZE Panic bar for single and double leaf doors having silver finish and for maximum door leaf size up to 2.44 mm high and 1.5 mm width complete as per direction of Engineer-in-Charge. | 30.00 | each | 11.00 | 14786.00 | 443580.00 | 4500.00 | 135000.00 | 1000.00 | 30000.00 | 13500.00 | 405000.00 | 30000.00 | GUPTA CONSTRUCTION CO
266.00 | Providing and fixing of GEZE Lock arrangement for Metal doors shutter with External trim and lever handle complete as per direction of Engineer-in-Charge. | 60.00 | each | 10.00 | 5786.00 | 347160.00 | 1200.00 | 72000.00 | 1000.00 | 60000.00 | 5300.00 | 318000.00 | 60000.00 | GUPTA CONSTRUCTION CO
267.00 | Providing & Fixing of Eye/Face Wash Fountain having push plate and foot pedestal operate independently by push lever SS pipe, SS stay open ball valve with push plate, Bowl Made of SS and highly resistant to to acid, alkali and oil, etc, having Single rod operation to open and close the flow water BSP inlet of 15mm and BSP drain of 32mm (as per Standard IS : 10592:1982) Make :As approved by Engineer-in-Charge. | 20.00 | each | 22.00 | 16786.00 | 335720.00 | 18000.00 | 360000.00 | 8000.00 | 160000.00 | 15000.00 | 300000.00 | 160000.00 | GUPTA CONSTRUCTION CO
268.00 | Supplying & fixing of Aluminium panel 4 mm thick make from aluminium sheet of 0.25mm thick and LDPE CORE with proper PVDF coating and protective film of colour/plain approval by Engineer In-charge. | 25.00 | sqm | 0.00 | 1586.00 | 39650.00 | 1500.00 | 37500.00 | 1499.00 | 37475.00 | 1750.00 | 43750.00 | 37475.00 | GUPTA CONSTRUCTION CO
269.00 | Providing / Replacing Existing Cushion soft padding , Supplying and fixing Fibre-glass wrapping over the mineral wool as required at site, ( TYPICAL SPECIFICATION OF FIBREGLASS WRAPPING MATERIAL- ( a ) Composition-Glass Fibre -100% as base fabric ( b ) Weight- 800 GSM(+/- 20 GSM) ( c ) Tensile Strength- ≥ 800 N/5cms – Warp ( d ) Fibreglass resists upto 550 degC with short term upto 750-800 degC ( e ) Silicon Rubber Coating resists upto 250 degC (f) IS on Material properties- IS-12649-1989(Reaffirmed in 2001) on “Treated/Coated Fabrics for Various Applications - Guide For Selection” ( g ) Testing standard- IS : 11871-1986 (Reaffirmed in 2004)on “Methods for Determination Of Flammability and Flame Resistance Of Textile Fabrics” and Glow in dark Zebra marking (Black diagonal glow in-dark tape) applied over the soft paddingas at all heights and including cost of mineral wool, cutting, stitching the cloth as per shape & size and tighed with plastic strip & clip etc as directed by engineer in charge. | 100.00 | sqm | 1.25 | 1486.00 | 148600.00 | 780.00 | 78000.00 | 2000.00 | 200000.00 | 1400.00 | 140000.00 | 78000.00 | RMT INFRATECH
270.00 | Providing & Fixing of wall mounted Liquid Soap Container having capacity not less than 400 ml or as Directed by the Engineer-in-Charge. | 250.00 | each | 0.00 | 386.00 | 96500.00 | 200.00 | 50000.00 | 200.00 | 50000.00 | 360.00 | 90000.00 | 50000.00 | RMT INFRATECH, GUPTA CONSTRUCTION CO
271.00 | Providing & Fixing of Heavy Duty C.P. Luxury Health Faucet with all Fittings as Directed by the Engineer-in-Charge. | 300.00 | each | 100.00 | 286.00 | 85800.00 | 750.00 | 225000.00 | 1000.00 | 300000.00 | 870.00 | 261000.00 | 85800.00 | KHAN CONTRACTOR
272.00 | Providing and laying autoclaved aerated cement blocks masonry with 100 mm to 230 mm thick AAC blocks in super structure above plinth level up to floor V level in cement mortar 1:4 (1 cement : 4 coarse sand ). The rate includes providing and placing in position 2 Nos 6 mm dia M.S. bars at every third course of masonry work. | 50.00 | cum | 10.00 | 11786.00 | 589300.00 | 7800.00 | 390000.00 | 8000.00 | 400000.00 | 7500.00 | 375000.00 | 375000.00 | Technical Construction Co.
273.00 | Accomplishing the task of movement of materials, assisting skilled worker, movement of documents etc., on all working days on daily basis by engaging minimum number of courier cum rigger as specified in the conditions of contract. | 2400.00 | Task per day | 11.00 | 1286.00 | 3086400.00 | 1170.00 | 2808000.00 | 600.00 | 1440000.00 | 1020.00 | 2448000.00 | 1440000.00 | GUPTA CONSTRUCTION CO
274.00 | Accomplishing the task of Fitter cum Welding related works like cutting, bending, fixing and welding of metals as per desired pattern / drawing or repairing of existing buildings and structures, doors & windows and furniture and all other types of complaints received from residents and offices at R.R. Site colonies with all required tools & plants but excluding welding machine and consumables which will be supplied by NPCIL, by engaging the minimum required fitter cum welders as specified in conditions of contract, complete on all working days on daily basis. ( With all tools & tackles as required) | 600.00 | Task per day | 10.00 | 1786.00 | 1071600.00 | 1590.00 | 954000.00 | 900.00 | 540000.00 | 1450.00 | 870000.00 | 540000.00 | GUPTA CONSTRUCTION CO
275.00 | Accomplishing the task of Painting related works like applying paints or polishing on new or repairing or repainting of existing buildings and structures, doors & windows and furniture and all other types of complaints received from residents and offices at R.R. Site colonies with all required tools & tackles like Brush, putty plate, sprey roller etc.by engaging the minimum required painter as specified in conditions of contract, complete on all working days on daily basis. | 600.00 | Task per day | 22.00 | 1526.00 | 915600.00 | 1590.00 | 954000.00 | 900.00 | 540000.00 | 1200.00 | 720000.00 | 540000.00 | GUPTA CONSTRUCTION CO
276.00 | Accomplishing the task of Carpentry works like making new or repairing of existing doors & windows and furniture and all other types of complaints received from residents and offices at R.R. Site colonies with all required tools & tackles as required by engaging the minimum required carpenters as specified in conditions of contract, complete on all working days on daily basis. | 600.00 | Task per day | 0.00 | 1786.00 | 1071600.00 | 1590.00 | 954000.00 | 1100.00 | 660000.00 | 1400.00 | 840000.00 | 660000.00 | GUPTA CONSTRUCTION CO
277.00 | Accomplishing the task of writting painter related works like applying paints as base in required colour on new/old concrete or metal surface, and writting letter in required size of letter& in colour at plant site / offices at R.R. Site unit 7&8 with all required tools & tackles like all type Brushes , putty, etc.by engaging the minimum required writting painter as specified in conditions of contract, complete on all working days on daily basis. | 600.00 | Task per day | 1.25 | 1786.00 | 1071600.00 | 1590.00 | 954000.00 | 1100.00 | 660000.00 | 1400.00 | 840000.00 | 660000.00 | GUPTA CONSTRUCTION CO
278.00 | Providing the services of Experienced Data Operator (Skilled Worker) for 8 ( EIGHT ) Hours duty excluding lunch on all days (Qualification:- 12th with min. 01 year certificate course in Computer or good knowledge of M.S. office and Typing with one year experience / 12th pass & 2 years experience.) | 600.00 | Task per day | 1.25 | 1786.00 | 1071600.00 | 1590.00 | 954000.00 | 1100.00 | 660000.00 | 1400.00 | 840000.00 | 660000.00 | GUPTA CONSTRUCTION CO
279.00 | Accomplishing the task of Mason related works like laying new or repairing of existing buildings and structures including masonary, PCC / RCC works, plastering, pointing, finishings, floorings, leakages repairing and all other types of complaints received from residents and offices at R.R. Site colonies with all required tools & tackles by engaging the minimum required mason as specified in conditions of contract, complete on all working days on daily basis. | 600.00 | Task per day | 0.00 | 1786.00 | 1071600.00 | 1590.00 | 954000.00 | 1200.00 | 720000.00 | 1400.00 | 840000.00 | 720000.00 | GUPTA CONSTRUCTION CO
280.00 | Accomplishing the task of Plumbing works like making new or repairing of existing water supply lines, sanitary fittings and fixtures, water outlets, leakages and all other types of complaints received from residents and offices at R.R. Site colonies with all required tools & tackles by engaging the minimum required plumbers as specified in conditions of contract & as directed by Engineer-In-Charge complete on all working days on daily basis. | 600.00 | Task per day | 100.00 | 1786.00 | 1071600.00 | 1590.00 | 954000.00 | 1000.00 | 600000.00 | 1400.00 | 840000.00 | 600000.00 | GUPTA CONSTRUCTION CO
281.00 | Accomplishing the task of day to day maintenance jobs with all required tools & tackles but excluding consumables which will be provided by NPCIL by engaging the required Skilled manpower as specified in condition of contract beyond working (eight) hours. (With all tools & tackles as required) | 4000.00 | Task per hour | 53.00 | 286.00 | 1144000.00 | 249.00 | 996000.00 | 170.00 | 680000.00 | 260.00 | 1040000.00 | 680000.00 | GUPTA CONSTRUCTION CO
282.00 | Accomplishing the task of day to day maintenance jobs with all required tools & tackles but excluding consumables which will be provided by NPCIL by engaging the required Unskilled manpower as specified in condition of contract beyond working (eight) hours. | 3000.00 | Task per hour | 10.00 | 196.00 | 588000.00 | 198.00 | 594000.00 | 110.00 | 330000.00 | 180.00 | 540000.00 | 330000.00 | GUPTA CONSTRUCTION CO
283.00 | Providing and fixing matallized reflecting Sunfilm of “GARWARE POLYSTER” make or equivalent of approved make and shade with necessary adhesive as required for covering the glazed window panels of inside faces in rooms including installation in position to line and level, cutting the sunfilm to exact size, pasting the same with adhesive to glass surfaces with full contact without leaving of any air hole all in workmen like manner after cleaning the glass surface etc. complete as directed. | 100.00 | sqm | 11.00 | 686.00 | 68600.00 | 540.00 | 54000.00 | 300.00 | 30000.00 | 665.00 | 66500.00 | 30000.00 | GUPTA CONSTRUCTION CO
284.00 | Providing and fixing Decorative film of “GARWARE POLYSTER” make or equivalent of approved make and shade with necessary adhesive as required for covering the glazed window panels of inside faces in rooms including installation in position to line and level, cutting the sunfilm to exact size, pasting the same with adhesive to glass surfaces with full contact without leaving of any air hole all in workmen like manner after cleaning the glass surface etc. complete as directed. | 100.00 | sqm | 10.00 | 686.00 | 68600.00 | 600.00 | 60000.00 | 300.00 | 30000.00 | 700.00 | 70000.00 | 30000.00 | GUPTA CONSTRUCTION CO
285.00 | Providing and fixing pre-fabricated deco grill or equivalent expanded Aluminum grills made of anodized aluminum as per design and drawing having members section of size 7.5 mm X 6.0 mm and opening of size 102 mm X 99 mm fixed to staircase opening with aluminum frame with required screws, Y & H aluminum section as per drawing at the ends and middle joints at all heights etc. complete as per specification & directed by the engineer. | 350.00 | Kg | 22.00 | 786.00 | 275100.00 | 800.00 | 280000.00 | 1000.00 | 350000.00 | 700.00 | 245000.00 | 245000.00 | Technical Construction Co.
286.00 | Providing & fixing Roller type window curtain / blind made from specified type decorative polystered rolling curtain / blind of approved shed with all necessary standard fixing arrangement like roller chain and roller arrangement of approved make etc. complete as directed by Engineer in charge. For fully covered roller type window shed / blind. | 150.00 | sqm | 0.00 | 2786.00 | 417900.00 | 3000.00 | 450000.00 | 3000.00 | 450000.00 | 2400.00 | 360000.00 | 360000.00 | Technical Construction Co.
287.00 | Aluminum scaffolding: Supply, erection and removal of dismantlable aluminum scaffolding upto 14m height, having minimum working platform of 1300mm x 1800mm and wheels in the bottom at various locations including required materials, labour, tools and removing the same after completion of works etc. complete as per drawings and specifications. Scaffolding scheme should be in line with NPCIL safety standards. One operation of erecting and dismantling includes mobilising the scaffolding materials to various elevations, erecting at locations and dismantling after completion of intended work. Erected/assembled scaffolding shall be moved safely to nearby location without dismantling if possible as per site situation. Rate shall be inclusive of materials, labour, tools & tackles,etc. Supply and erection of aluminum scaffold and handing over to NPCIL after work completion.
287.01 | Supplying of dismantleable aluminum scaffolding upto 14m height, having minimum working platform of 1300mm x 1800mm and wheels in the bottom | 1.00 | Nos | 0.00 | 436786.04 | 436786.04 | 450000.00 | 450000.00 | 300000.00 | 300000.00 | 350000.00 | 350000.00 | 300000.00 | GUPTA CONSTRUCTION CO
287.02 | Erection/assembling and dismantling up to 2.0 m height | 100.00 | Nos | 100.00 | 786.00 | 78600.00 | 150.00 | 15000.00 | 150.00 | 15000.00 | 900.00 | 90000.00 | 15000.00 | RMT INFRATECH, GUPTA CONSTRUCTION CO
287.03 | Erection/assembling and dismantling above 2.0 m and up to 4.0 m height | 80.00 | Nos | 53.00 | 1386.00 | 110880.00 | 180.00 | 14400.00 | 170.00 | 13600.00 | 1500.00 | 120000.00 | 13600.00 | GUPTA CONSTRUCTION CO
287.04 | Erection/assembling and dismantling above 4.0 m and up to 6.0 m height | 50.00 | Nos | 10.00 | 2186.00 | 109300.00 | 210.00 | 10500.00 | 200.00 | 10000.00 | 2250.00 | 112500.00 | 10000.00 | GUPTA CONSTRUCTION CO
287.05 | Erection/assembling and dismantling above 6.0 m and up to 10.0 m height | 50.00 | Nos | 11.00 | 4186.00 | 209300.00 | 240.00 | 12000.00 | 220.00 | 11000.00 | 4500.00 | 225000.00 | 11000.00 | GUPTA CONSTRUCTION CO
287.06 | Erection/assembling and dismantling above 10.0 m and up to 14.0 m height | 60.00 | Nos | 10.00 | 7186.00 | 431160.00 | 270.00 | 16200.00 | 250.00 | 15000.00 | 6400.00 | 384000.00 | 15000.00 | GUPTA CONSTRUCTION CO
287.07 | Moving (minimum500mm shifting) the erected/assembled scaffolding safely to nearby location | 50.00 | Nos | 22.00 | 786.00 | 39300.00 | 150.00 | 7500.00 | 99.00 | 4950.00 | 2200.00 | 110000.00 | 4950.00 | GUPTA CONSTRUCTION CO
288.00 | Tractor trailer: Deploy one number of vehicle along with driver (tractor trailer or similar truck with hydraulic system for dumping) as per requirement and as directed by engineer, with minimum 1.5 MT carriage capacity for transportation of collected garbage/waste, lumps of soil, steel scrap, concrete waste, wooden waste and similar other waste from various main plant buildings and their surroundings to dump yard for final disposal or as directed by Engineer -in -charge. The rate includes all relevant documents charges i.e. registration of tractor, road tax clearance paper, insurance of the vehicle, driving license etc., driver, maintenance of vehicle, oils and lubricants and all other charges. | 600.00 | Day | 0.00 | 4186.00 | 2511600.00 | 2580.00 | 1548000.00 | 5000.00 | 3000000.00 | 2500.00 | 1500000.00 | 1500000.00 | Technical Construction Co.
289.00 | Closing of wall opening using GI sheet: Closing of wall opening on both faces all around the AC/ventilation duct/any other service line or any other unused opening using GI sheet of 0.8mm thickness including cutting, molding & fixing of the GI sheet in the RCC/block masonry by cinch anchor/ anchor fasteners of 8mm dia. (minimum 4 Nos.. on each face) as per drawings and specifications and as per direction of Engineer-In-Charge. Note: 1) The quoted rate shall be inclusive of all tools, tackles,labour,etc.. 2) The scaffolding/staging required to carry out the work will be paid in relevant item for one time. Bidder has to complete all the above mentioned activities at one span. 3) Rate is inclusive of supply & erection of G. I. sheet and anchor fasteners as detailed above. 4)Actual area of sheet (Including 50-100mm overlapping) opening shall be measured and paid. No measurement shall be done for the area through which service line passed through the opening. 5) Rate is inclusive of painting (matching with surrounding paint) of G.I. sheet.
289.01 | Clear opening having size upto 0.10 Sqm. all around AC/Ventilation duct/service line or any other unused opening | 50.00 | Nos | 0.00 | 1086.00 | 54300.00 | 10.00 | 500.00 | 1000.00 | 50000.00 | 1500.00 | 75000.00 | 500.00 | RMT INFRATECH
289.02 | Clear opening having size above 0.10 Sqm to 0.25 Sqm all around AC/Ventilation duct/service line or any other unused opening | 60.00 | Nos | 100.00 | 1286.00 | 77160.00 | 12.00 | 720.00 | 1000.00 | 60000.00 | 2000.00 | 120000.00 | 720.00 | RMT INFRATECH
289.03 | Clear opening having size above 0.25 Sqm to 0.5 Sqm all around AC/Ventilation duct/service line or any other unused opening | 70.00 | Nos | 53.00 | 1786.00 | 125020.00 | 15.00 | 1050.00 | 1400.00 | 98000.00 | 3350.00 | 234500.00 | 1050.00 | RMT INFRATECH
289.04 | Clear opening having size above 0.5 Sqm to 1.0 Sqm all around AC/Ventilation duct/service line or any other unused opening | 80.00 | Nos | 10.00 | 2186.00 | 174880.00 | 18.00 | 1440.00 | 1500.00 | 120000.00 | 4200.00 | 336000.00 | 1440.00 | RMT INFRATECH
290.00 | Closing of wall opening using flyash brick masonry, plastering, membrane curing & painting: Closing of wall opening upto wall thickness of 600mm all around the AC/ventilation duct/any other service line or any other unused opening using fly ash brick masonry in cement sand mortar 1:6 and applying 15 mm thick cement plaster mix 1:4 on both sides of opening, cured by membrane curing including chicken wire mesh wherever required and application of premium acrylic emulsion/epoxy paint on both faces matching with the paint applied around openings as per drawings and specifications and as per direction of Engineer-In-Charge. Note: 1) The quoted rate shall be inclusive of all tools, tackles, water, curing ( membrane curing), labour,etc... 2) The scaffolding/staging required to carry out the work will be paid in relevant item for one time. Bidder has to complete all the above mentioned activities at one span. 3) Nearby equipment/instruments to be protected as per the direction of Engineer-In-Charge. 4) Rate is inclusive of painting & plastering works. 5) Area of clear opening shall be measured and paid. No measurement shall be done for the area through which service line passed through the opening.
290.01 | Clear opening having size upto 0.10 Sqm. all around AC/Ventilation duct/service line or any other unused opening | 400.00 | Nos | 10.00 | 986.00 | 394400.00 | 10.00 | 4000.00 | 1200.00 | 480000.00 | 1000.00 | 400000.00 | 4000.00 | RMT INFRATECH
290.02 | Clear opening having size above 0.10 Sqm to 0.25 Sqm all around AC/Ventilation duct/service line or any other unused opening | 400.00 | Nos | 22.00 | 1286.00 | 514400.00 | 12.00 | 4800.00 | 1400.00 | 560000.00 | 2000.00 | 800000.00 | 4800.00 | RMT INFRATECH
290.03 | Clear opening having size above 0.25 Sqm to 0.50 Sqm all around AC/Ventilation duct/service line or any other unused opening | 150.00 | Nos | 0.00 | 1586.00 | 237900.00 | 15.00 | 2250.00 | 1800.00 | 270000.00 | 4000.00 | 600000.00 | 2250.00 | RMT INFRATECH
290.04 | Clear opening having size above 0.5 Sqm to 1.0 Sqm all around AC/Ventilation duct/service line or any other unused opening | 150.00 | Nos | 0.00 | 1786.00 | 267900.00 | 18.00 | 2700.00 | 2000.00 | 300000.00 | 7000.00 | 1050000.00 | 2700.00 | RMT INFRATECH
291.00 | Closing of wall openings by AAC blocks ,plastering, membrane curing & painting: Closing of wall openings upto thickness of 600 mm around the AC/ventilation duct/any other service line or any other unused opening using AAC fly ash block masonry in cement sand mortar 1:6 and applying 15 mm thick cement plaster mix 1:4 on both sides of opening including chicken wire mesh wherever required and application of premium acrylic emulsion/epoxy paint matching with the paint applied around openings on both sides as per drawings and specifications and as per direction of Engineer-In-Charge. Note: 1) The quoted rate shall be inclusive of all tools, tackles, water, curing ( membrane curing), labour,etc... 2) The scaffolding/staging required to carry out the work will be paid in relevant item. 3) Area of clear opening shall be measured and paid. No measurement shall be done for the area through which service line passed through the opening. 4) During execution of work, nearby equipment/instruments to be protected from the debris/dust as per the direction of Engineer-In-Charge. 5) No separate payment shall be done for painting & plastering works.
291.01 | Clear opening having size upto 0.10 Sqm. all around AC/Ventilation duct/service line or any other unused opening | 100.00 | Nos | 53.00 | 986.00 | 98600.00 | 10.00 | 1000.00 | 1300.00 | 130000.00 | 1100.00 | 110000.00 | 1000.00 | RMT INFRATECH
291.02 | Clear opening having size above 0.10 Sqm to 0.25 Sqm all around AC/Ventilation duct/service line or any other unused opening | 100.00 | Nos | 10.00 | 1286.00 | 128600.00 | 12.00 | 1200.00 | 1600.00 | 160000.00 | 2200.00 | 220000.00 | 1200.00 | RMT INFRATECH
291.03 | Clear opening having size above 0.25 Sqm to 0.5 Sqm all around AC/Ventilation duct/service line or any other unused opening | 100.00 | Nos | 11.00 | 1586.00 | 158600.00 | 15.00 | 1500.00 | 2000.00 | 200000.00 | 4600.00 | 460000.00 | 1500.00 | RMT INFRATECH
291.04 | Clear opening having size above 0.5 Sqm to 1.0 Sqm all around AC/Ventilation duct/service line or any other unused opening | 50.00 | Nos | 10.00 | 1786.00 | 89300.00 | 18.00 | 900.00 | 2200.00 | 110000.00 | 8000.00 | 400000.00 | 900.00 | RMT INFRATECH
292.00 | Providing & supply of Hilti make drill machine Kit TE 60-AVR + TE YX 25/52 for making holes, installation of cinch anchor & fasteners etc. or as directed by Engineer-in-charge. (Handing over the item to NPCIL after work completion) | 1.00 | Nos | 22.00 | 186786.00 | 186786.00 | 200000.00 | 200000.00 | 160000.00 | 160000.00 | 160000.00 | 160000.00 | 160000.00 | Technical Construction Co., GUPTA CONSTRUCTION CO
293.00 | Providing & supply of Hilti make Breaker KIT TE 1000 AVR+TE SX 36 for chipping & dismantling of PCC, RCC & Masonry etc. or as directed by Engineer-in-charge. (Handing over the item to NPCIL after work completion) | 1.00 | Nos | 0.00 | 286786.00 | 286786.00 | 300000.00 | 300000.00 | 200000.00 | 200000.00 | 220000.00 | 220000.00 | 200000.00 | GUPTA CONSTRUCTION CO
294.00 | Providing & supply of Hilti make diamond coring tool Kit DD 160 Set + CB 102/430 + CM DIY 102 for core cutting of size upto 160 mm in RCC &PCC structures or as directed by Engineer-in-charge. (Handing over the item to NPCIL after work completion) | 1.00 | Nos | 100.00 | 686786.00 | 686786.00 | 660000.00 | 660000.00 | 525000.00 | 525000.00 | 500000.00 | 500000.00 | 500000.00 | Technical Construction Co.
295.00 | Providing & Operating in Lawns & Gardens heavy duty brass Sprinklers mounted on painted triangular stand 2.5 feet height made of MS angle 35*35*5 mm including top plates as per direction of EIC. | 40.00 | each | 53.00 | 786.00 | 31440.00 | 800.00 | 32000.00 | 8000.00 | 320000.00 | 750.00 | 30000.00 | 30000.00 | Technical Construction Co.
296.00 | Providing & Spreading of good quality garden earth free from weeds, roots, pebbles and other foreign materials including royalty and carriege ( soil measured in trolly / stacks will be reduced by 20% for voids for payment purposes ) as per direction of EIC. (sample of garden good earth shall be approved by EIC before supplying) | 1200.00 | cum | 10.00 | 686.00 | 823200.00 | 891.00 | 1069200.00 | 600.00 | 720000.00 | 800.00 | 960000.00 | 720000.00 | GUPTA CONSTRUCTION CO
297.00 | Providing & Spreading at site Manure (COW DUNG MANURE) from approved source (manure measured in stacks will be reduced by 8% for payment) : Screened through sieve of I.S. designation 16.0 mm. | 250.00 | cum | 11.00 | 986.00 | 246500.00 | 780.00 | 195000.00 | 1200.00 | 300000.00 | 1000.00 | 250000.00 | 195000.00 | RMT INFRATECH
298.00 | Providing and fixing C.P. brass wall mixer with 3 in 1 system with provision for both hand shower and over head shower complete with 115mm long bend pipe on upper side, connecting legs and flanges (without hand & over head shower) CQT - 23281UPR of Jaquar Clarion series or similar approved quality of GROHE/KOHLER as approved. | 25.00 | each | 10.00 | 1786.00 | 44650.00 | 2500.00 | 62500.00 | 6000.00 | 150000.00 | 5800.00 | 145000.00 | 44650.00 | KHAN CONTRACTOR
299.00 | Providing and fixing gun metal gate valve with C.I. wheel of approved quality (screwed end): 50mm nominal bore as Directed by the Engineer-in-Charge. | 25.00 | each | 22.00 | 786.00 | 19650.00 | 600.00 | 15000.00 | 2200.00 | 55000.00 | 1000.00 | 25000.00 | 15000.00 | RMT INFRATECH
300.00 | Supplying, Providing and Fixing 12 mm thick cement bonded partical board conforming to IS- 14276 of approved make and shad of approved design including cost of screws etc. complete, in aluminium frame work at various elevations including finishing etc. complete as per specifications, drawings and instructions of the Engineer. (Note:- Aluminum frame work shall be paid in relevent item).. | 100.00 | sqm | 0.00 | 1796.00 | 179600.00 | 1000.00 | 100000.00 | 3000.00 | 300000.00 | 1400.00 | 140000.00 | 100000.00 | RMT INFRATECH
301.00 | Designing, fabricating, testing, installing and fixing in position Curtain Wall with Aluminium Composite Panel Cladding, with open grooves for linear as well as curvilinear portions of the building , for all heights and all levels etc. including: (a) Structural analysis & design and preparation of shop drawings for pressure equalisation or rain screen principle as required, proper drainage of water to make it watertight including checking of all the structural and functional design. (b) Providing, fabricating and supplying and fixing panels of aluminium composite panel cladding in pan shape in metalic colour of approved shades made out of 4mm thick aluminium composite panel material consisting of 3mm thick FR grade mineral core sandwiched between two Aluminium sheets (each 0.5mm thick). The aluminium composite panel cladding sheet shall be coil coated, with Kynar 500 based PVDF / Lumiflon based fluoropolymer resin coating of approved colour and shade on face # 1 and polymer (Service) coating on face # 2 as specified using stainless steel screws, nuts, bolts, washers, cleats, weather silicone sealant, backer rods etc. (c) The fastening brackets of Aluminium alloy 6005 T5 / MS with Hot Dip Galvanised with serrations and serrated washers to arrest the wind load movement, fasteners, SS 316 Pins and anchor bolts of approved make in SS 316, Nylon separators to prevent bi-metallic contacts all complete required to perform as per specification and drawing The item includes cost of all material & labour component, the cost of all mock ups at site, cost of all samples of the individual components for testing in an approved laboratory, field tests on the assembled working curtain wall with 415SUB HEAD : 8 - CLADDING WORK aluminium composite panel cladding, cleaning and protection of the curtain wall with aluminium composite panel cladding till the handing over of the building for occupation. Base frame work for ACP cladding is payable under the relevant aluminium item.s The Contractor shall provide curtain wall with aluminium composite panel cladding, having all the performance characteristics all complete, as per the Architectural drawings, as per item description, as specified, as per the approved shop drawings and as directed by the Engineer-in-Charge. However, for the purpose of payment, only the actual area on the external face of the curtain wall with Aluminum Composite Panel Cladding (including width of groove) shall be measured in sqm. up to two decimal places. | 30.00 | sqm | 1.25 | 4986.00 | 149580.00 | 3999.00 | 119970.00 | 3000.00 | 90000.00 | 4800.00 | 144000.00 | 90000.00 | GUPTA CONSTRUCTION CO
302.00 | Prodividing and fixing 12 mm thick toughened glass partition with Stainless Steel U channel/Clamp along with non staining water resistant clear silicon filling in gap as directed by the Engineer-in-Charge. | 21.00 | sqm | 0.00 | 3186.26 | 66911.46 | 4000.00 | 84000.00 | 3200.00 | 67200.00 | 4500.00 | 94500.00 | 66911.46 | KHAN CONTRACTOR
303.00 | Supply and application of polyurathene based bitumen free single pack elastomeric liquid applied water proofing membrane for a thickness of 1200 microns. The surfaces to be applied should be dry, cleaned and free fromoil and grease. Loose particles should be removed and damagedspots repaired first. Cracks should be filled up cement MORTAR forming groove as per manufacturer's recommendations, as per the specifications and directions of Engineer Incharge. | 500.00 | sqm | 100.00 | 786.00 | 393000.00 | 780.00 | 390000.00 | 1500.00 | 750000.00 | 840.00 | 420000.00 | 390000.00 | RMT INFRATECH
304.00 | Providing, storing & mixing water proofing materialas per relevant IS Code & as approved by ENCas per site requirement for mixing in cement plaster work / concrete work in proportion as recommended by the manufacturers etc. complete as per direction of Engineer-in-charge. | 50.00 | liter | 53.00 | 146.00 | 7300.00 | 50.00 | 2500.00 | 250.00 | 12500.00 | 140.00 | 7000.00 | 2500.00 | RMT INFRATECH
305.00 | Extra for providing and mixing water proofing material in cement concrete work @ 1kg per 50 kg of cement to be used in cement concrete. | 50.00 | Kg | 10.00 | 56.00 | 2800.00 | 50.00 | 2500.00 | 200.00 | 10000.00 | 60.00 | 3000.00 | 2500.00 | RMT INFRATECH
306.00 | Self adhesive tape: Providing and fixing water proofing self adhesive tape of bitumen type specified 150mm width as per instruction of Engineer-In-Charge which includes cleaning of surface,labour,material, consumables in complete. | 300.00 | Rm | 11.00 | 186.00 | 55800.00 | 100.00 | 30000.00 | 30.00 | 9000.00 | 200.00 | 60000.00 | 9000.00 | GUPTA CONSTRUCTION CO
307.00 | Supply and fixing of Metazeal of size 125mm width and 100mm depth in accordance with utlizing a low density, closed cell, expanded polyethylene joint material and specially formulated epoxy adhesive for Bonding purpose in expansion joints of various building or as per instructions of Engineer In-charg or his representative. Item also includes removal of existing aluminium sheet at location, cleaning the expansion joint up to required depth and re-fixing the same aluminium sheet after cleaning the existing polysulphide. Note- Item cost shall be include of material, labour,tools & tackles nut/bolt, fastener etc. | 300.00 | Rm | 10.00 | 2786.00 | 835800.00 | 1000.00 | 300000.00 | 250.00 | 75000.00 | 2000.00 | 600000.00 | 75000.00 | GUPTA CONSTRUCTION CO
308.00 | Supply and fixing of Metazeal of size 50mm wide X25mm Depth in accordance with utlizing a low density, closed cell, expanded polyethylene joint material and specially formulated epoxy adhesive for Bonding purpose in expansion joints of various building or as per instructions of Engineer In-charg or his representative. Item also includes removal of existing aluminium sheet at location, cleaning the expansion joint up to required depth and re-fixing the same aluminium sheet after cleaning the existing polysulphide. Note- Item cost shall be include of material, labour,tools & tackles nut/bolt, fastener etc. | 200.00 | Rm | 22.00 | 1786.00 | 357200.00 | 250.00 | 50000.00 | 150.00 | 30000.00 | 1200.00 | 240000.00 | 30000.00 | GUPTA CONSTRUCTION CO
309.00 | Providing Chemical Emulsion in sealed containers including delivery and depositing in NPCIL store as specified. Chlorpyriphos 20 E.C. conforming to IS:8944 & after approval by EIC | 3000.00 | liter | 0.00 | 306.00 | 918000.00 | 360.00 | 1080000.00 | 380.00 | 1140000.00 | 230.00 | 690000.00 | 690000.00 | Technical Construction Co.
310.00 | Spraying chemical emulsion of Chlorpyriphos emulsifiable concentrate of 20% EC of relevant latest revision ISI mark & Carrying out Indoor Residual spray with Chloropyriphos etc. after dilution with water in specified proportion (1:19) 1 Ltr. Chloropyriphos & 19 Ltr. Water in each operation for eradication of insects / mosquitoes etc. from the Main plant buildings, Office buildings, Store Buildings, Work shop area, All basement of the main plant buildings,Tunnel - trenches etc. at RR Site including cost of all material (excluding cost of chemical emulsion), labour & machinery as per direction of Engineer-in-charge under strict safe supervision (each operation comprises area covered up to exhaust of 1ltrs. of Chlorpyriphos mixed with 19 ltrs. of water in the container). | 2500.00 | each operation | 1.25 | 786.00 | 1965000.00 | 108.00 | 270000.00 | 200.00 | 500000.00 | 600.00 | 1500000.00 | 270000.00 | RMT INFRATECH
311.00 | Diluting Chlorpyriphos E.C. 20% to 1% concentration (add of 19 ltr water to 1 ltr of Chlorpyriphos E.C.20%) for pre-constructional anti termite treatment (excluding cost of chemical emulsion).Anti termite treatment of soil under floors and apron on the top surface of filled earth within and along with the plinth walls @ 5 ltr / sqm of the surface before the sand / sub grade is laid. Holes upto 50 to 75 mm deep at 150mm centers both ways including at the junction of wall and floor shall be made with crow bars on the surface to facilitate saturation of the soil with chemical emulsion complete as per direction of engineer in charge. Note:- payment shall be made on the basis of the plan area of the surface treated excluding the plan area of intervening beam & walls. | 300.00 | sqm | 0.00 | 86.86 | 26058.00 | 90.00 | 27000.00 | 100.00 | 30000.00 | 190.00 | 57000.00 | 26058.00 | KHAN CONTRACTOR
312.00 | Diluting and injecting chemical emulsion for POST - CONSTRUCTIONAL Anti-termite treatment. (excluding the cost of chemical emulsion)
312.01 | Along External walls where the apron is not provided using Chemical Emulsion @ 7.5 Litres / SqM of the vertical surface of the substructure to a depth of 300 mm including excavating the channel along the wall and rodding etc., cost of labour & machinery all complete as per the requirements & as directed by EIC under strict safe supervision. (With chlorpyriphos/ lindane E.c. 20% with 1% concentration) | 1200.00 | Rm | 10.00 | 27.86 | 33432.00 | 50.00 | 60000.00 | 100.00 | 120000.00 | 40.00 | 48000.00 | 33432.00 | KHAN CONTRACTOR
312.02 | Along External walls below concrete or masonry apron using chemical emulsion @ 2.25 litres per linear metre including drilling and plugging holes etc. cost of labour & machinery all complete as per the requirements & as directed by EIC under strict safe supervision.(With chlorpyriphos/ lindane E.c. 20% with 1% concentration) | 1200.00 | Rm | 11.00 | 46.86 | 56232.00 | 55.00 | 66000.00 | 150.00 | 180000.00 | 50.00 | 60000.00 | 56232.00 | KHAN CONTRACTOR
312.03 | Treatment of existing masonry using Chemical emulsion @ one litre per hole at 300 mm interval including dirlling holes at 45 degree and plugging them with cement mortar 1 : 2 (1 cement : 2 coarse sand) to the full depth of the hole etc. including cost of all material, labour & machinery all complete & as per the requirements as directed by EIC under strict safe supervision. (With chlorpyriphos/ lindane E.c. 20% with 1% concentration) | 1200.00 | Rm | 10.00 | 46.86 | 56232.00 | 50.00 | 60000.00 | 150.00 | 180000.00 | 45.00 | 54000.00 | 54000.00 | Technical Construction Co.
313.00 | Providing & spraying "PYRETHRUM" extract 2% (Min) of relevant latest revision ISI mark & diesel oil for Carrying out : "FOGGING" operation for pest control application all aroundand & inside of Main plant buildings, Office buildings, Store Buildings, Work shop area etc. at RR site, for preventing breeding and the ingress of mosquitoes by spraying 1.25 litre of "PYRETHRUM" etc. extract 2% (Min) mixed in Diesel (5 litres) in each operation, including cost of all material, labour & machinery all as per direction of Engineer-in-charge under strict safe supervision (each operation comprises area covered up to exhaust of 1.25 ltrs. of Pyrethrum mixed with 5 ltrs. of diesel in fogging machine). | 500.00 | each operation | 22.00 | 6286.86 | 3143430.00 | 5940.00 | 2970000.00 | 2000.00 | 1000000.00 | 3500.00 | 1750000.00 | 1000000.00 | GUPTA CONSTRUCTION CO
314.00 | Providing and laying 50 mm thick CC 1:2:4 for COPING using 12mm down aggregates, finishing the exposed surfaces with cement mortar 1 : 4 including fixing of broken glass pieces on top of coping wherever required, finishing, formwork, curing, scaffoldings etc. complete as per direction of Engineer-in-charge. | 200.00 | sqm | 0.00 | 236.26 | 47252.00 | 180.00 | 36000.00 | 500.00 | 100000.00 | 300.00 | 60000.00 | 36000.00 | RMT INFRATECH
| Total in Figures |  |  |  |  | 85086786.00 |  | 79200000.00 |  | 74648400.00 |  | 89460340.00
Lowest Amount Quoted BY: GUPTA CONSTRUCTION CO(74648400.00)

## BOQ Summary
BOQ Summary Details Tender Title: Biennial contract for maintenance and renovation of office building, main plant buildings, roads and external civil infrastructure related work at plant site for year 2025-2027 at RR Site, unit - 7and8. Tender ID: 2025_NPCIL_245269_1
Sheet Name | Sl.No | Bidder Name | Amount | Bid Rank
BoQ1 | 1 | GUPTA CONSTRUCTION CO (BID ID -897684) | 74648400.00 | L1
| 2 | RMT INFRATECH (BID ID -897669) | 79200000.00 | L2
| 3 | KHAN CONTRACTOR (BID ID -895315) | 85086786.00 | L3
| 4 | Technical Construction Co. (BID ID -897379) | 89460340.00 | L4