## BoQ1
Government eProcurement System Created By: Jitendra Shukla Created Date/Time: 24-Feb-2026 12:08 PM Tender Title: ET-1654 Tender ID: 2025_NPCIL_254511_1
Tender Inviting Authority:
Name of Work: Providing and fixing of Acid alkali resistance tiles, PPG & FRP lining work in various main plant and other structures at KAPS-3&4 Plant site.
Contract No: KAPS/CMM-W/3&4/SMU/2025/ET/1653
SCHEDULE OF WORK / ITEM(S)
Sl.No | Description of Work / Item(s) | No.of Qty | Units | Estimated Rate | RAMASHANKAR SINGH (GSTN-NA) BID ID -931985 |  | AGARWAL BROTHERS (GSTN-NA) BID ID -932155 |  | CIVILIS INFRA (GSTN-NA) BID ID -933164 |  | Goswami Furniture House (GSTN-NA) BID ID -933308 |  | KHAN CONTRACTOR (GSTN-NA) BID ID -931928 |  | SHARMA CONSTRUCTION (GSTN-NA) BID ID -928812
[5 empty] | Rate | Amount | Rate | Amount | Rate | Amount | Rate | Amount | Rate | Amount | Rate | Amount | L1 Amount | L1 Vendor
1.00 | Part A: CLEARING SITE, EARTH WORK, DEMOLISHING AND FILING WORK
1.01 | Clearing jungle including uprooting of vegetation, grass, bushes, trees and saplings of girth upto 30 cm (measured at a height of 1 m above ground) at any location within the plant premises i.e within PPS fencing area and disposal of the same upto a lead of 1.00 km in safe way to prevent fire hazard. Contractor shall deploy grass cutting hand machine as & when directed by Engineer in Charge. | 25000.00 | SqM |  | 5.50 | 137500.00 | 8.70 | 217500.00 | 8.00 | 200000.00 | 14.00 | 350000.00 | 7.86 | 196500.00 | 10.00 | 250000.00 | 137500.00 | RAMASHANKAR SINGH
2.00 | Dismantling carefully existing structure of following items in at all levels, including stacking serviceable materials and disposing of unserviceable materials within a lead of 1.5 km or spreading the debris as mentioned by engineer. Item includes cost of labour, erection and de-erection of scaffolding, tools & tackles, loading, transportation, unloading etc. all complete as directed by engineer in charge. Note:- 1. Scaffolding materials to be issued department free of cost. 2.Transportation, erection and de-erection of scaffolding cost is in contractor's scope.
2.01 | Internal or external cement plaster/ china mosaic/vitrified tiles / Mosaic tiles | 760.00 | SqM |  | 50.00 | 38000.00 | 80.00 | 60800.00 | 80.00 | 60800.00 | 90.00 | 68400.00 | 26.00 | 19760.00 | 75.00 | 57000.00 | 19760.00 | KHAN CONTRACTOR
2.02 | Plastered or non-plastered brick masonry | 100.00 | SqM |  | 550.00 | 55000.00 | 690.00 | 69000.00 | 700.00 | 70000.00 | 750.00 | 75000.00 | 286.00 | 28600.00 | 600.00 | 60000.00 | 28600.00 | KHAN CONTRACTOR
2.03 | Stone rubble masonry | 35.00 | CuM |  | 750.00 | 26250.00 | 900.00 | 31500.00 | 920.00 | 32200.00 | 970.00 | 33950.00 | 286.00 | 10010.00 | 800.00 | 28000.00 | 10010.00 | KHAN CONTRACTOR
2.04 | Plain cement concrete | 35.00 | CuM |  | 1500.00 | 52500.00 | 1500.00 | 52500.00 | 2200.00 | 77000.00 | 2500.00 | 87500.00 | 786.00 | 27510.00 | 2000.00 | 70000.00 | 27510.00 | KHAN CONTRACTOR
2.05 | Reinforced cement concrete | 20.00 | CuM |  | 2750.00 | 55000.00 | 2700.00 | 54000.00 | 3000.00 | 60000.00 | 3200.00 | 64000.00 | 1786.00 | 35720.00 | 2700.00 | 54000.00 | 35720.00 | KHAN CONTRACTOR
2.06 | Steel structures | 5.00 | MT |  | 6900.00 | 34500.00 | 8000.00 | 40000.00 | 8000.00 | 40000.00 | 7200.00 | 36000.00 | 1786.00 | 8930.00 | 6000.00 | 30000.00 | 8930.00 | KHAN CONTRACTOR
2.07 | Corrugated / semi-corrugated / plain AC sheets | 500.00 | SqM |  | 155.00 | 77500.00 | 144.00 | 72000.00 | 120.00 | 60000.00 | 140.00 | 70000.00 | 36.00 | 18000.00 | 120.00 | 60000.00 | 18000.00 | KHAN CONTRACTOR
2.08 | False ceiling (aluminium / PVC / fibre / Gypsum) with all accessories | 500.00 | SqM |  | 145.00 | 72500.00 | 150.00 | 75000.00 | 200.00 | 100000.00 | 200.00 | 100000.00 | 36.00 | 18000.00 | 160.00 | 80000.00 | 18000.00 | KHAN CONTRACTOR
3.00 | Earth work in excavation in all types of soils, mixture of gravel and soft soil/disintegrated rock other than hard up to a depth of 2.5 meter from existing ground level and all as per specification for foundations, trenches, inspection chambers, sewer lines buried pipe lines, area grading, for walkways, foundations of wall & post, pits etc. including removal of roots, stones, stone chips, concrete debris, etc. with help of machinery or manually. The cost of work includes labour, tools and tackles, machinery and equipments, disposal of surplus soil/good soil in garden premises/debris up to a lead of 1 kilometre as directed by the engineer. | 1000.00 | CuM |  | 180.00 | 180000.00 | 279.00 | 279000.00 | 180.00 | 180000.00 | 260.00 | 260000.00 | 286.00 | 286000.00 | 220.00 | 220000.00 | 180000.00 | RAMASHANKAR SINGH, CIVILIS INFRA
4.00 | Filling with availabel excavated earth (excluding rock) in trenches, plinth, sides of foundation trenchies or drains etc. in layers, consolidating each deposited layer by ramming and watering, lead up to 50 M and for all lift as per technical specifications and direction of Engineer-in-charge. | 500.00 | CuM |  | 130.00 | 65000.00 | 189.00 | 94500.00 | 150.00 | 75000.00 | 190.00 | 95000.00 | 86.00 | 43000.00 | 170.00 | 85000.00 | 43000.00 | KHAN CONTRACTOR
5.00 | Supplying, transporting and lying of yellow soil / murram at site from approved source as instructed by engineer-in-charge for various civil activities like filling in foundation, plinth and levelling of low ground profile area. Item includes cost of excavation of soil, labour, tools and tackles, loading, transportation, unloading, taxes, laying, consolidation, watering etc. complete as directed by engineer. Note: 1) Net quantity of yellow soil / murram measured in stacks will be reduced by 20% for payment. 2) Thickness of layers for filling will be as directed by Engineer in charge. | 500.00 | CuM |  | 400.00 | 200000.00 | 450.00 | 225000.00 | 550.00 | 275000.00 | 560.00 | 280000.00 | 186.00 | 93000.00 | 450.00 | 225000.00 | 93000.00 | KHAN CONTRACTOR
6.00 | Supplying, Transporting and filling in plinth, foundation, under floors, below paver blocks etc. with screened river sand with all cost of leads and in layers not more than 150mm thick each layer well rammed, watering, consolidating, dressing etc. Item includes cost of materials, loading, transportation, and unloading, labour, spreading, watering, compaction by hand / power roller etc. complete as per specifications and as directed by engineer in charge. | 50.00 | CuM |  | 1550.00 | 77500.00 | 1440.00 | 72000.00 | 1400.00 | 70000.00 | 1550.00 | 77500.00 | 1786.00 | 89300.00 | 1400.00 | 70000.00 | 70000.00 | SHARMA CONSTRUCTION, CIVILIS INFRA
7.00 | Providing and laying of granular sub-base (GSB-II) using close graded material conforming to specifications, mixing in a mechanical mix plant / manually, carriage of mixed material by tippers to work site, for all leads & lifts, spreading in uniform layers of specified thickness as directed by engineer with mechanical equipment / manually to laid on prepared surface and compacting with hand roller / manually as per site condition to achieve good compaction, complete as per specifications and directions of Engineer-in-Charge. | 150.00 | CuM |  | 1350.00 | 202500.00 | 1500.00 | 225000.00 | 1250.00 | 187500.00 | 1500.00 | 225000.00 | 1786.00 | 267900.00 | 1300.00 | 195000.00 | 187500.00 | CIVILIS INFRA
8.00 | Part B : MASONRY, PLASTER, PLAIN CONCRETE, R.C.C., REINFORCMENT, STRUCTURAL STEEL, FENCING WORK
8.01 | Supplying and laying stone pitching / soling of 230 mm thick with filling 75mm to 115mm size voids of hard basalt metal and crusher dust / murram on the side of Road/ Culvert/ embankment and other areas where ever required with correct slope as per site condition to be carried out with hard basalt rubble of required sizes including flush pointing with cement mortar 1:3, ramming, watering, preparing the surface, curing etc. complete all as per specification and as directed by Engineer. | 250.00 | SqM |  | 685.00 | 171250.00 | 450.00 | 112500.00 | 680.00 | 170000.00 | 860.00 | 215000.00 | 386.00 | 96500.00 | 850.00 | 212500.00 | 96500.00 | KHAN CONTRACTOR
9.00 | CONCRETE WORK: Providing and laying cement concrete (in -situ) for levelling course in foundation, trenches, pathways, coping, under floor etc. including mechanical mixing by adopting volumetric batches, transporting, placing at all lifts, vibrating, ramming, compacting, levelling, curing, shuttering, finishing smooth all exposed surface etc. Item includes cost of materials, tools and tackles, labours etc. complete as per specification, drawings and as directed by Engineer. Note:- 1. Rate quoted shall be exclusive of reinforcement but inclusive of form work.
9.01 | 1:3:6 (1 Cement: 3 coarse sand: 6 graded stone aggregate 20 mm nominal size) with minimum cement content of 240 kg/CuM as per volumetric batch. | 250.00 | CuM |  | 5550.00 | 1387500.00 | 6810.00 | 1702500.00 | 5500.00 | 1375000.00 | 6600.00 | 1650000.00 | 8686.00 | 2171500.00 | 5500.00 | 1375000.00 | 1375000.00 | SHARMA CONSTRUCTION, CIVILIS INFRA
9.02 | 1:2:4 (1 cement: 2 coarse sand: 4 graded stone aggregate 20 mm nominal size) with minimum cement content of 320 kg/CuM as per volumetric batch. | 400.00 | CuM |  | 6250.00 | 2500000.00 | 8630.00 | 3452000.00 | 7000.00 | 2800000.00 | 7500.00 | 3000000.00 | 9686.00 | 3874400.00 | 6800.00 | 2720000.00 | 2500000.00 | RAMASHANKAR SINGH
9.03 | Reinforced cement concrete using grade of concrete 1:1.5:3 (1 cement: 1.5 sand: 3 graded stone aggregate 20 mm nominal size) with minimum cement content of 400 kg /CuM | 450.00 | CuM |  | 7700.00 | 3465000.00 | 8910.00 | 4009500.00 | 7400.00 | 3330000.00 | 8400.00 | 3780000.00 | 10686.00 | 4808700.00 | 7200.00 | 3240000.00 | 3240000.00 | SHARMA CONSTRUCTION
10.00 | Developing, Providing and casting in situ RCC design mix, using max. size 20 mm graded aggregate of M-30 grade cement concrete including form work, scaffolding, mechanical mixing, machine batched including transporting, placing at all elevations, vibrating, consolidating, curing and finishing smooth all exposed faces for all in situ items at all levels & shapes as per drawings and specifications and as directed by Engineer. (The rate quoted shall be exclusive of reinforcement but inclusive of formwork) NOTE: (i) Design Mix shall be obtained from approved Concrete Testing Laboratory. (The item included cost of development of Design Mix) Minimum cement content shall be as per IS: 456) | 100.00 | CuM |  | 8100.00 | 810000.00 | 9810.00 | 981000.00 | 8200.00 | 820000.00 | 9100.00 | 910000.00 | 10786.00 | 1078600.00 | 8000.00 | 800000.00 | 800000.00 | SHARMA CONSTRUCTION
11.00 | Providing and laying of reinforcement steel of grade Fe-500 TMT conforming to IS :1786 of brand TATA / SAIL / VIZAG / JSW and other approved brands in all RCC works, including removing scales, straightening, cutting, bending, hoisting, placing and binding in position with 20 gauge annealed binding wire and cement mortar cover blocks of CM 1:2 etc.at all levels. Item includes cost of materials, loading, transportation, unloading, labours, tools & tackles etc. complete as per specifications, drawings and direction of Engineer. | 25.00 | MT |  | 94000.00 | 2350000.00 | 108000.00 | 2700000.00 | 91500.00 | 2287500.00 | 97000.00 | 2425000.00 | 116786.00 | 2919650.00 | 90000.00 | 2250000.00 | 2250000.00 | SHARMA CONSTRUCTION
12.00 | Providing, fabricating, erection / fixing of various types of steel structural members like Trusses, rafters, columns, purlins, gates, grills, guard bars, beddings etc. using M.S. angles, M.S. channels, ISMBs, Tees, Square /rectangle / round hollow pipes, Square bars, plates, flats etc.of brand TATA / SAIL / VIZAG / JSW and other approved brands including fixing in position and embedding with foundation bolts in concrete as per drawings & specification including painting with two coats of synthetic enamel paint over a coat of primer including cost of paints, primer, labour, materials, erection and de-erection of scaffolding etc. complete all as per directed by Engineer in charge. | 30.00 | MT |  | 111500.00 | 3345000.00 | 126000.00 | 3780000.00 | 102000.00 | 3060000.00 | 107000.00 | 3210000.00 | 136786.00 | 4103580.00 | 102000.00 | 3060000.00 | 3060000.00 | SHARMA CONSTRUCTION, CIVILIS INFRA
13.00 | Supplying and fixing 0.62 mm thick colour coated corrugated / Semi-corrugated sheet from TATA BlueScope brand in approved colours and shapes at all heights including necessary scaffolding, using studs (fasteners) as specified from manufacturer etc. all complete as directed by engineer. Item includes necessary Laps in sheets in both direction and shall be as per manufacturer specification or as per IS codes. (The area covered by sheet shall be measured for payment and no extra will be paid for overlaps, embedment, wastages etc.) | 2000.00 | SqM |  | 1090.00 | 2180000.00 | 1251.00 | 2502000.00 | 1280.00 | 2560000.00 | 1270.00 | 2540000.00 | 1486.00 | 2972000.00 | 1050.00 | 2100000.00 | 2100000.00 | SHARMA CONSTRUCTION
14.00 | Supplying and fixing 0.45 mm ( +/- 2mm) thick colour coated ridge sheet from TATA BlueScope brand in approved colours and shapes at all heights including necessary scaffolding , using studs (fasteners) as specified from manufacturer etc. all complete as directed by engineer. Item includes necessary Laps in sheets in both direction and shall be as per manufacturer specification or as per IS codes. (The actual length covered by sheet shall be measured for payment and no extra will be paid for overlaps, embedment, wastages etc.) | 200.00 | RM |  | 835.00 | 167000.00 | 870.00 | 174000.00 | 700.00 | 140000.00 | 800.00 | 160000.00 | 186.00 | 37200.00 | 750.00 | 150000.00 | 37200.00 | KHAN CONTRACTOR
15.00 | Providing and fixing G.I. chain link fencing of mesh 50x50x3mm square opening have 275 GSM and fixing with the existing steel post and struts by removing of existing MS flats (if provided with the post) and to provide 03 Nos. 4mm dia. GI wire (horizontally) at equal distance in chain link fencing with turn buckles at appropriate distance in full length of new fencing. After fixing new chain link fencing re-fix the flats with posts again including cost of materials, labours, scaffolding, making holes in steel structures, GI nuts, bolts, fasteners, manpower, welding, tools and tackles etc. completed as per directed by Engineer in charge. Note - 1) Payment towards fixing of new MS flats if any required with existing steel structure for fixing GI chain link fencing will be paid under relevant item. | 2000.00 | SqM |  | 480.00 | 960000.00 | 729.00 | 1458000.00 | 530.00 | 1060000.00 | 660.00 | 1320000.00 | 386.00 | 772000.00 | 600.00 | 1200000.00 | 772000.00 | KHAN CONTRACTOR
16.00 | Providing and fixing Galvanized Concertina Razor wire coil of 610mm diameter having minimum zinc coating of 180 GSM, using core diameter of wire 2.5 mm of Hot dip galvanized, barb profiles MBBT i.e. (medium blade, Blade length 22mm, Distance between barb 35mm with galvanized clips) up to a height 3.6M from ground level along with 03 (three) horizontal razor wires of same wire used in concertina coil to be tied at equal spaces with coil to keep concertina coil in firm position as directed by EIC. Note:- 1. Contractor has to quote rate with considering the cost of all materials, transportation, scaffolding, tools & tackles, labour etc. 2. Only fencing length will be measured and paid in running meter | 2000.00 | RM |  | 419.00 | 838000.00 | 315.00 | 630000.00 | 325.00 | 650000.00 | 350.00 | 700000.00 | 386.00 | 772000.00 | 320.00 | 640000.00 | 630000.00 | AGARWAL BROTHERS
17.00 | Supplying, fabricating and fixing stainless steel structures using sections like Plate, Rod, hollow pipes, hollow tubes etc. of SS 304 grade including cutting, grinding, welding, buffing (gloss/matt finish), transporting etc. for making S. S. Boards, Railing, Boxes, platforms, making hole, ornamental works etc. cutting to required size in perfect manner, fixing in perfect line with suitable anchors etc. complete as directed by Engineer in charge. | 250.00 | Kg |  | 700.00 | 175000.00 | 700.00 | 175000.00 | 650.00 | 162500.00 | 650.00 | 162500.00 | 786.00 | 196500.00 | 600.00 | 150000.00 | 150000.00 | SHARMA CONSTRUCTION
18.00 | Providing and constructing brick masonry using well burnt table moulded bricks in cement mortar 1:6 including cost of scaffolding, curing , racking out joints at all levels ( including below foundation up to plinth and super structure above plinth at all elevations ), tools and tackles, materials, labours etc. Item including cost of materials, loading, transportation, unloading, labour, erection and removal of steel scaffolding, tools and tackles etc. complete as per drawing, specifications and directed by engineer in charge. | 50.00 | CuM |  | 7250.00 | 362500.00 | 7800.00 | 390000.00 | 7000.00 | 350000.00 | 7600.00 | 380000.00 | 9786.00 | 489300.00 | 7000.00 | 350000.00 | 350000.00 | SHARMA CONSTRUCTION, CIVILIS INFRA
19.00 | Providing and constructing 115 mm thick masonry in cement sand mortar (1:4) for all partition walls for all elevations using well burnt table moulded bricks by providing 2 nos. 6mm MS bar at every fourth layer including cost of materials, MS bars, mixing, scaffolding, raking out joints, curing etc. Item includes cost of materials, loading, transportation, unloading, labour, erection and removal of scaffolding, tools and tackles etc. complete as per drawing, specifications and directed by engineer in charge. | 100.00 | SqM |  | 919.00 | 91900.00 | 990.00 | 99000.00 | 850.00 | 85000.00 | 1000.00 | 100000.00 | 1286.00 | 128600.00 | 900.00 | 90000.00 | 85000.00 | CIVILIS INFRA
20.00 | Providing and constructing random rubble masonry using hard stone in cement mortar 1:6 at all elevation ( including below foundation up to plinth and super structure above plinth ) including placing the bond stone of wall thickness at one SqM area, joint filling above ground level with cement mortar 1:6, curing etc. complete. Item includes cost of materials, loading, transportation, unloading, labour, erection and removal of scaffolding, tools and tackles etc. complete as per drawing, specifications and directed by engineer in charge. | 100.00 | CuM |  | 4850.00 | 485000.00 | 5500.00 | 550000.00 | 4700.00 | 470000.00 | 5300.00 | 530000.00 | 3786.00 | 378600.00 | 5000.00 | 500000.00 | 378600.00 | KHAN CONTRACTOR
21.00 | Providing and applying internal cement plaster of 12 mm thick in cement mortar 1:4, laid in one coat with a floating coat of cement to the external / internal faces of brickwork, concrete etc. including cost of materials, labours, making grooves, scaffolding, curing etc. all complete as per specifications and as directed by Engineer in charge. | 100.00 | SqM |  | 375.00 | 37500.00 | 450.00 | 45000.00 | 340.00 | 34000.00 | 400.00 | 40000.00 | 386.00 | 38600.00 | 300.00 | 30000.00 | 30000.00 | SHARMA CONSTRUCTION
22.00 | Providing and applying ceiling plaster 12 mm thick in cement mortar 1:3, laid in one coat with a floating coat of cement to the external / internal faces of brickwork, concrete etc. including cost of materials, labours, making grooves, scaffolding, curing etc. all complete as per specifications and as directed by Engineer in charge. | 200.00 | SqM |  | 356.00 | 71200.00 | 450.00 | 90000.00 | 350.00 | 70000.00 | 400.00 | 80000.00 | 386.00 | 77200.00 | 320.00 | 64000.00 | 64000.00 | SHARMA CONSTRUCTION
23.00 | Providing and applying Sand faced plaster 20mm thick, laid in two coats with base coat 12mm thick with cement sand mortar (1:4) and finishing coat of 8mm thick in cement sand mortar (1:3) to external faces including cost of materials, labours, making grooves, transportation, erection and de-erection of scaffolding, curing etc. all complete as per specifications and as directed by Engineer in charge. | 600.00 | SqM |  | 489.00 | 293400.00 | 500.00 | 300000.00 | 400.00 | 240000.00 | 440.00 | 264000.00 | 386.00 | 231600.00 | 350.00 | 210000.00 | 210000.00 | SHARMA CONSTRUCTION
24.00 | Providing and applying water proof cement plaster 20mm thick, laid in one coat with cement sand mortar (1:4) to external faces, over slab etc. including adding water proofing compound (liquid / powder form) in cement mortar as per manufacturer specification. Item including cost of materials, water proofing compound, labours, making grooves, transportation, erection and de-erection of scaffolding, curing etc. all complete as per specifications and as directed by Engineer in charge. Note: 1. Water proofing compound shall be used from reputed manufacturer's like Sika/ Fosroc / DR fixit /Ascolite. | 400.00 | SqM |  | 499.00 | 199600.00 | 500.00 | 200000.00 | 415.00 | 166000.00 | 475.00 | 190000.00 | 386.00 | 154400.00 | 370.00 | 148000.00 | 148000.00 | SHARMA CONSTRUCTION
25.00 | Providing flush pointing in cement mortar (1:3) over existing RR Stone masonry / Rubble pitching to external faces at all heights including cost of materials, labours, transportation, erection and de-erection of scaffolding ( if required), removing of loose materials, curing etc. all complete as per drawings, specifications and as directed by Engineer in charge. | 1000.00 | SqM |  | 209.00 | 209000.00 | 200.00 | 200000.00 | 250.00 | 250000.00 | 325.00 | 325000.00 | 86.00 | 86000.00 | 300.00 | 300000.00 | 86000.00 | KHAN CONTRACTOR
26.00 | Part C: FLOORING, ROOFING, FALSE CEILING WORKS
26.01 | Providing and Fixing False Ceiling of 600 x 600 x 4 mm thick Pre-Premiered, Self-embossed, reinforced, high pressure steam cured E - Board classic Ceiling Tiles of Everest/V Board Laid on Exposed grid system of T - Section flange of White Coloured at any height. The frame work shall comprise of 24mm x 32mm x 3000mm as main runner to be placed at 1200 mm C/C and securely fixed to structural soffit with 2mm GI wire at 1200 mm C/C with approved roof plug, level adjuster and screws etc. complete. Note: 1. Last hanger shall not be greater than 450mm from the adjacent Wall. 2. Flush fitting shall be 1200 mm long cross tees of 24 x 27 x 1200mm and shall be interlocked between main runners at 600 mm C/C to make 1200 x 600 mm module. 3. Cut cross Tee longer than 600 mm shall be supported independently. 4. Perimeter angle shall be 19 mm x 19 mm x 3000 mm. 5. The final module shall be of 600 mm x 600 mm. | 250.00 | SqM |  | 1019.00 | 254750.00 | 2250.00 | 562500.00 | 1800.00 | 450000.00 | 2000.00 | 500000.00 | 2186.00 | 546500.00 | 1700.00 | 425000.00 | 254750.00 | RAMASHANKAR SINGH
27.00 | Providing, transporting and fixing tiled false ceiling of galvanized steel materials of "CONWED" make in size 600 MM X 600 MM are made from 0.4mm TCT galvanized steel as per IS-513 powder coated on a continuous paint line with a flange on each end, which lay on the exposed "T" grid in true horizontal level, suspended on inter locking metal grid on hot dipped consisting of main and subsidiary "T" runners / wall angles with suitably spaced joints to get required length and of sizes and spacing as specified by manufacturer to form grids of 600MM X 600MM with wall angles and laying false ceiling tiles of approved texture in the grid including, required cutting, making opening for service like light fittings, fixtures, smoke detectors etc. Main "T" runners to be suspended from ceiling using 2mm GI adjustable rods with galvanized butterfly level clips of size as specified manufacturer cost includes removing of existing false ceiling, roll plugs, fasteners, tools and tackles, labours, scaffolding etc. complete as pacified by manufacturer and as directed by engineer in charge. NOTE: - Required scaffolding materials will be supplied by department at free of cost. However erection and de-erection of scaffolding are in the scope of contractor. | 115.00 | SqM |  | 2419.00 | 278185.00 | 3150.00 | 362250.00 | 2500.00 | 287500.00 | 3100.00 | 356500.00 | 2786.00 | 320390.00 | 2600.00 | 299000.00 | 278185.00 | RAMASHANKAR SINGH
28.00 | Providing and laying Indian patent stone (IPS) flooring with cement concrete (1:2:4) of following thickness mentioned under sub items using 10mm and below aggregates including finished with a floating coat of neat cement, including cement slurry, consolidation, curing, rubbing the surfaces smooth. Item includes cost of materials, suitable strips of glass / PVC or other materials suit to site for making of panels, labours, tools and tackles, etc. all complete as per specifications and as directed by engineer in charge.
28.01 | 25mm thick | 500.00 | SqM |  | 325.00 | 162500.00 | 540.00 | 270000.00 | 425.00 | 212500.00 | 480.00 | 240000.00 | 386.00 | 193000.00 | 400.00 | 200000.00 | 162500.00 | RAMASHANKAR SINGH
28.02 | 40mm thick | 1000.00 | SqM |  | 350.00 | 350000.00 | 630.00 | 630000.00 | 500.00 | 500000.00 | 560.00 | 560000.00 | 386.00 | 386000.00 | 500.00 | 500000.00 | 350000.00 | RAMASHANKAR SINGH
29.00 | Providing and laying Machine cut, machine polished at one side of 22 mm thick (+/- 3mm) Kota Stone in required sizes as per site requirement for flooring /Staircase/ platforms / shelves etc. Over bedding of 20mm thick cement mortar 1:4 laid and pointed with grey cement slurry mixed with pigments to match the shade of the stone. Item includes cost of materials, labours, curing, rubbing, polishing cleaning, tools and tackles etc. complete as per specifications and as directed by engineer in charge. | 150.00 | SqM |  | 1309.00 | 196350.00 | 1260.00 | 189000.00 | 1100.00 | 165000.00 | 1090.00 | 163500.00 | 986.00 | 147900.00 | 900.00 | 135000.00 | 135000.00 | SHARMA CONSTRUCTION
30.00 | Providing and laying 1st quality Glazed Ceramic wall tiles of size 300 x 300 mm or other required sizes as per site condition or as suggested by engineer of having thickness not less than 8mm thick have mat or glazed finish and conforming to relevant IS from brand like KAJARAIA, ASIAN GRANITO, BELL, VERMORA, COLORTILE, SIMPOLO in all colours, shades fixed on wall as dado / skirting using cement mortar 12mm thick in CM 1:3 jointing with grey cement slurry @ 3.3 kg/ SqM including pointing the joints with white cement and matching pigments etc. Item includes cost of tiles, transportation, curing, cutting of tiles, acid washing, pigment, cleaning etc. complete all as per specifications and complete as directed by engineer in charge. | 100.00 | SqM |  | 919.00 | 91900.00 | 1250.00 | 125000.00 | 1200.00 | 120000.00 | 1200.00 | 120000.00 | 1286.00 | 128600.00 | 1050.00 | 105000.00 | 91900.00 | RAMASHANKAR SINGH
31.00 | Providing and laying 1st quality Glazed Ceramic floor tiles of size 300x300 mm or other required sizes as per site condition or as suggested by engineer of having thickness not less than 10 mm thick have mat or glazed finish and conforming to relevant IS from brand like KAJARAIA, ASIAN GRANITO, BELL, VERMORA, COLORTILE, SIMPOLO in all colours, shades laid on 20 mm thick Cement Mortar 1:4 (1 Cement : 4 Coarse sand) for bedding jointing with grey cement slurry @ 3.3 kg/SqM including pointing the joints with white cement and matching pigments etc. Item includes cost of tiles, transportation, curing, cutting of tiles, acid washing, pigment, cleaning etc. complete all as per specifications and complete as directed by engineer in charge. | 30.00 | SqM |  | 1219.00 | 36570.00 | 1680.00 | 50400.00 | 1350.00 | 40500.00 | 1400.00 | 42000.00 | 1486.00 | 44580.00 | 1300.00 | 39000.00 | 36570.00 | RAMASHANKAR SINGH
32.00 | Providing and laying in position 600mm x 600mm / 800mm x 800mm / 600mm x 1200 mm / 800mm x 1600mm sizes or other approved size according to space available at site with architectural requirement have minimum 8 mm to 10 mm thickness of Premium Quality Vitrified Tiles from KAJARAIA, ASIAN GRANITO, BELL, VERMORA, COLORTILE, SIMPOLO and have shade of glossy / mat finish for flooring and skirting with all specials such as half tiles, corners etc. including providing and laying over base layer of thickness of 20 mm, 1:4 cement mortar with grey cement with cement slurry of 2.75 kg / SqM for flooring and 12 mm thick, 1:3 cement mortar with grey cement backing including cement paste for skirting. While laying of tiles maintain the gaps between tiles of 2mm to 3mm as per site conditions using required spacer blocks. The gaps created around the tiles are to be filled with epoxy filler of required shade. Chamfering the tiles fixed at wall corners for skirting finished to line, level and slope as required including cost of tiles, transportation, curing, cutting of tiles, acid washing, cleaning, spacer blocks etc. complete all as per specifications and as directed by Engineer. Note: 1) Base rate of vitrified tile is Rs. 600/- per SqM. 2) Definition of base rate is the rate of vitrified tile of premium quality at Vyara & Bardoli showrooms which is excluding GST, Transportation, loading and unloading at site. 3) Cost shall include chamfering the tiles fixed at wall corners for skirting. 4) Cost towards epoxy filling / grout will be paid in relevant item. | 200.00 | SqM |  | 1491.00 | 298200.00 | 1680.00 | 336000.00 | 1250.00 | 250000.00 | 1500.00 | 300000.00 | 1486.00 | 297200.00 | 1400.00 | 280000.00 | 250000.00 | CIVILIS INFRA
33.00 | Providing and laying in position 600 mm x 600 mm / 800 mm x 800 mm / 600 mm x 1200 mm / 800 mm x 1600 mm sizes or other approved size according to space available at site with architectural requirement have minimum 8 mm to 10 mm thickness of Premium Quality Vitrified Tiles of KAJARAIA, ASIAN GRANITO, BELL, VERMORA, COLORTILE, SIMPOLO and have shade of glossy / mat finish for flooring and skirting with all specials such as half tiles, corners etc. including providing and laying tiles adhesive chemicals from reputed manufacturer's like PIDILITE, FOSROC, CHOKSEY etc. over existing flooring of required thickness to maintain slope of the area including applying araldite for skirting. While laying of tiles maintain the gaps between tiles of 2mm to 3mm as per site conditions using required spacer blocks. The gaps created around the tiles are to be filled with epoxy filler of required shade. Chamfering the tiles fixed at wall corners for skirting finished to line, level and slope as required including cost of tiles, transportation, curing, cutting of tiles, acid washing, cleaning, spacer blocks etc. complete all as per specifications and as directed by Engineer. Note: 1) Base rate of vitrified tile is Rs. 600/- per SqM. 2) Definition of base rate is the rate of vitrified tile of premium quality at Vyara & Bardoli showrooms which is excluding GST, Transportation, loading and unloading at site. 3) Cost shall include chamfering the tiles fixed at wall corners for skirting. 4) Cost towards epoxy filling / grout will be paid in relevant item. | 100.00 | SqM |  | 1491.00 | 149100.00 | 1680.00 | 168000.00 | 1250.00 | 125000.00 | 1500.00 | 150000.00 | 1486.00 | 148600.00 | 1400.00 | 140000.00 | 125000.00 | CIVILIS INFRA
34.00 | Providing and fixing 2mm thick Poly-Vinyl Chloride (PVC) rolled form flooring conforming to relevant IS from brand like KRISHNA / ROYAL / MARVEL of specified shade, approved pattern and design for flooring / skirting on existing floor / plastered surfaces with suitable adhesive as per manufacturer’s specifications, closed jointed and finished to proper line, level and plumb etc. complete as per manufacturer’s specifications and as directed. Note: (1) The rate quoted shall be for the clear visible area only. No extra payment will be made for laps, wastage etc. (2) The rolled form of PVC flooring / skirting required entire quantity shall be purchased and brought to site before commencing work. | 400.00 | SqM |  | 1299.00 | 519600.00 | 1440.00 | 576000.00 | 1275.00 | 510000.00 | 1450.00 | 580000.00 | 1786.00 | 714400.00 | 1350.00 | 540000.00 | 510000.00 | CIVILIS INFRA
35.00 | Providing and laying one side polished, 18 mm (+/-2) mm thick natural Granite stone slabs of approved pattern from Jet Black, Cherry Red, Elite Brown, Cat Eye or other approved suit to site condition for flooring / dado / skirting in linear as well as curvilinear portions of the building fixed with araldite / Bondtite or other equivalent adhesive including levelling with bedding of 20mm thick cement mortar 1:4, rubbing, polishing etc. completes as per specifications and approved by engineer. Note: 1) Base rate of Granite stone slab is Rs. 175/- per Sqft. 2) Definition of base rate is the rate of Granite stone slab of standard quality at Vyara & Bardoli showrooms which is excluding GST, Transportation, loading and unloading at site.(For estimate Rs.175/- per SqFt is considered). 3) Edge moulding to desire shape will be paid under relevant item. | 50.00 | SqM |  | 4150.00 | 207500.00 | 4950.00 | 247500.00 | 4100.00 | 205000.00 | 4500.00 | 225000.00 | 3786.00 | 189300.00 | 4000.00 | 200000.00 | 189300.00 | KHAN CONTRACTOR
36.00 | Providing and laying one side polished, 18 mm (+/-2) mm thick natural Granite stone slabs of approved pattern from lakha red or other approved suit to site condition for flooring and dado in linear as well as curvilinear portions of the building fixed with araldite / Bondtite or other equivalent adhesive including levelling with bedding of 20mm thick cement mortar 1:4, rubbing, polishing etc. completes as per specifications and approved by engineer. Note: 1) Base rate of Granite stone slab is Rs. 225/- per Sqft. 2) Definition of base rate is the rate of Granite stone slab of standard quality at Vyara & Bardoli showrooms which is excluding GST, Transportation, loading and unloading at site.(For estimate Rs.225/- per SqFt is considered). 3) Edge moulding to desire shape will be paid under relevant item. | 50.00 | SqM |  | 4550.00 | 227500.00 | 4950.00 | 247500.00 | 4500.00 | 225000.00 | 5000.00 | 250000.00 | 3786.00 | 189300.00 | 4500.00 | 225000.00 | 189300.00 | KHAN CONTRACTOR
37.00 | Providing and laying one side polished, 18 mm (+/-2) mm thick natural Granite stone slabs of approved pattern from other approved brand suit to site condition for flooring and dado or skirting in linear as well as curvilinear portions of the building fixed with araldite / bondtite or other equivalent adhesive including levelling with bedding of 20mm thick cement mortar 1:4, rubbing, polishing etc. completes as per specifications and approved by engineer. Note: 1) Base rate of Granite stone slab is Rs. 150/- per Sqft. 2) Definition of base rate is the rate of Granite stone slab of standard quality at Vyara & Bardoli showrooms which is excluding GST, Transportation, loading and unloading at site.(For estimate Rs.150/- per SqFt is considered). 3) Edge moulding to desire shape will be paid under relevant item. | 50.00 | SqM |  | 2819.00 | 140950.00 | 3480.00 | 174000.00 | 3200.00 | 160000.00 | 3100.00 | 155000.00 | 3786.00 | 189300.00 | 2800.00 | 140000.00 | 140000.00 | SHARMA CONSTRUCTION
38.00 | Making full round edge moulding to 18 mm thick any type of natural stone including machine polishing to edge to give high gloss finish etc. complete as per design approved by Engineer-in-Charge. | 70.00 | RM |  | 325.00 | 22750.00 | 270.00 | 18900.00 | 370.00 | 25900.00 | 500.00 | 35000.00 | 186.00 | 13020.00 | 700.00 | 49000.00 | 13020.00 | KHAN CONTRACTOR
39.00 | Making half round edge moulding to 18 mm thick any type of natural stone including machine polishing to edge to give high gloss finish etc. complete as per design approved by Engineer-in-Charge. | 70.00 | RM |  | 210.00 | 14700.00 | 198.00 | 13860.00 | 230.00 | 16100.00 | 300.00 | 21000.00 | 186.00 | 13020.00 | 250.00 | 17500.00 | 13020.00 | KHAN CONTRACTOR
40.00 | Providing and applying fresh chemical adhesive "Tile on Tile compound" for fixing of existing loose vitrified tiles / new vitrified tiles, granites etc. From reputed manufacturers like Dr. Fixit "Fevimate XL" of PIDILITE / Choksey Chemical / Fosroc / Fixobond from Ascolite as per required thickness based on site condition and joints to be filled with compatible compound as per manufacturer specifications and recommendation, finished to line, level and slope as required, curing, cutting of tiles, cleaning etc. complete for flooring / dado. NOTE:- 1. Actual quantity brought at site will be measured and paid. Contractor has to submit mandatorily challan /bill copy/ gate passes related to entry of material at site for payment purpose. | 500.00 | Kg |  | 40.00 | 20000.00 | 35.00 | 17500.00 | 30.00 | 15000.00 | 35.00 | 17500.00 | 46.00 | 23000.00 | 32.00 | 16000.00 | 15000.00 | CIVILIS INFRA
41.00 | Re-laying / re-fixing in position existing loose vitrified / ceramic / granite etc. available at site for flooring and skirting / dado with all specials such as half tiles, corners etc. including providing and laying new base layer of thickness of 20 mm, 1:4 cement mortar with grey cement with cement slurry of 2.75 kg / SqM for flooring / 12 mm thick, 1:3 cement mortar with grey cement backing / utilization of tile on tile chemical adhesive (as mentioned in relevant item) including cement paste for skirting and pointing the joints neatly with white cement mixed with matching colour pigment sealer / white cement slurry, chamfering the tiles fixed at wall corners for skirting finished to line, level and slope as required including cost of tiles, transportation, curing, cutting of tiles, acid washing, cleaning etc. complete all as per specifications and as directed by Engineer. NOTE: 1) No cost will be paid towards vitrified tiles & chemical adhesive. 2) If any new vitrified / ceramic / granite etc. are required for execution of job then contractor has to bring it and will be paid under relevant item. 3) Removing of vitrified tiles / dado will be paid under relevant item. 4) This item is exclusively for re-fixing of loos and damaged tiles at various locations at KAPS plant site. | 200.00 | SqM |  | 550.00 | 110000.00 | 600.00 | 120000.00 | 650.00 | 130000.00 | 750.00 | 150000.00 | 786.00 | 157200.00 | 600.00 | 120000.00 | 110000.00 | RAMASHANKAR SINGH
42.00 | Providing and laying of following thickness High strength Interlocking paver blocks of VYARA TILES make in approved colour and finish and as per detailed specifications, Compressive Strength- 400 kg/cm2, conforming to requirements of Standard: IS code, with shot blasting coating, approved colour, design and pattern for footpath of required sizes / shape, made by vibro press method using steel mould, laid in required colour & pattern with line and level as decided by engineer in charge with average cement mortar bedding of 20 mm thick in 1:4 grade with cement slurry @ 2.2 kg / SqM. Finer sand is to be use for joint filling of paver blocks. Lying of paver blocks should be completed by proper cutting of blocks where required, compacting by suitable vibrating machine and cleaning of bedding and jointing sand. Cost including materials, loading & unloading, transportation, labour, tools & tackles etc. complete all as per direction of Engineer-in-Charge.
42.10 | 60mm thick paver block | 2000.00 | SqM |  | 1500.00 | 3000000.00 | 1170.00 | 2340000.00 | 1200.00 | 2400000.00 | 1300.00 | 2600000.00 | 1586.00 | 3172000.00 | 1200.00 | 2400000.00 | 2340000.00 | AGARWAL BROTHERS
42.20 | 80 mm thick paver block | 500.00 | SqM |  | 1550.00 | 775000.00 | 1500.00 | 750000.00 | 1350.00 | 675000.00 | 1500.00 | 750000.00 | 1686.00 | 843000.00 | 1300.00 | 650000.00 | 650000.00 | SHARMA CONSTRUCTION
43.00 | Providing and laying EN type Kerbstones of size 600mm X 450mm X 125mm from VYARA TILES, with pimple finish and manufacturer's name embossed on back side with accessory kerbs like ANGLE, QUADRANT, DROPPER, OFFLET & RADIUS, Pimple finished, approved colour design and pattern in required size / shape, laying to be done in line and level over 100 mm thick layer of PCC, concrete hunching is to be carried out on one / both sides of kerb stone for adequate support by using PCC 1:2:4 concrete is necessary. Joint filling / pointing should be suitable material using masking tapes. Cost including materials, loading & unloading, transportation, labour, tools & tackles etc. complete all as per direction of Engineer-in-Charge. Note:- 1. Payment of plain cement concrete will paid under relevant item. 2. Any excavation is required to be carried out for firm fixing of kerb stones will be paid under relevant item. | 1000.00 | RM |  | 1119.00 | 1119000.00 | 1200.00 | 1200000.00 | 1000.00 | 1000000.00 | 1200.00 | 1200000.00 | 1286.00 | 1286000.00 | 1100.00 | 1100000.00 | 1000000.00 | CIVILIS INFRA
44.00 | Supply and lying of EN type Water Dished Channel of size 600mm X 450mm X 125mm from VYARA TILES, with pimple finish and manufacturer's name embossed on back side of water dished channel. Pimple finished, approved colour design and pattern in required size / shape, lying to be done in line and level on required thickness of bedding of concrete using PCC 1:2:4 is necessary. Joint filling /pointing should be suitable material using masking tapes. Cost including materials, loading & unloading, transportation, labour, tools & tackles etc. complete all as per direction of Engineer-in-Charge. Note:- 1. Payment of plain cement concrete will paid under relevant item. 2. Any cutting of existing bituminous road /excavation is required to be carried out for firm fixing of Water Dished Channel will be paid under relevant item. | 50.00 | RM |  | 900.00 | 45000.00 | 1200.00 | 60000.00 | 1000.00 | 50000.00 | 1100.00 | 55000.00 | 786.00 | 39300.00 | 1000.00 | 50000.00 | 39300.00 | KHAN CONTRACTOR
45.00 | Part D: DOOR, WINDOW AND CARPENTRY WORKS
45.01 | Removing of existing damaged steel / wooden / PVC door frame with shutter up to area of 3.0 SqM including holdfasts, fittings, etc. fixed in various buildings at any elevation of KAPS plant site by systematic manner with modern tools & tackles, cleaning, and disposed of the rubbish, debris at the location shown by Engineer within 1.0 km. Item includes the cost of labour, tools& tackles transportation etc. complete all as per dismantling specification and as directed by Engineer. NOTE:- 1) After removing of door shutter and frame and dispose it at location shown by EIC. | 50.00 | Each |  | 350.00 | 17500.00 | 250.00 | 12500.00 | 250.00 | 12500.00 | 300.00 | 15000.00 | 186.00 | 9300.00 | 280.00 | 14000.00 | 9300.00 | KHAN CONTRACTOR
46.00 | Dismantling / Removing of existing any type of window shutters with glazing / existing wire mesh provided with windows including fixed holders /hinges, stoppers etc. from existing steel window frames by gas cutter / mechanical cutting machines and smoothen the surface of steel frame by using grinding machine and disposal of removed steel window shutters / wire meshes including transportation and depositing the same in CMM stores at Kakrapar Gujarat Plant site. Cost includes labours, tools and tackles, scaffolding, safety precaution of workers, cost of gas etc. complete as directed by Engineer-in-charge. NOTE: Clear opening of existing steel window frames shall be measured and paid for measurement. | 50.00 | SqM |  | 115.00 | 5750.00 | 870.00 | 43500.00 | 100.00 | 5000.00 | 100.00 | 5000.00 | 56.00 | 2800.00 | 90.00 | 4500.00 | 2800.00 | KHAN CONTRACTOR
47.00 | Removing of existing damaged wire mesh from steel / aluminium/ wooden windows/ ventilators/ openings / doors etc. and disposing as per instruction of EIC including tools tackles, labours, scaffolding etc. at all elevation complete as directed by engineer In charge. | 50.00 | SqM |  | 61.00 | 3050.00 | 45.00 | 2250.00 | 35.00 | 1750.00 | 50.00 | 2500.00 | 36.00 | 1800.00 | 45.00 | 2250.00 | 1750.00 | CIVILIS INFRA
48.00 | Providing and fixing in position at all floors heavy quality anodised aluminium sections for windows, doors, ventilators, partitions, aluminium grill of 3mm thick in 50mm X 50mm square etc. for various spans excluding glazing with standard extruded aluminium sections of Jindal / Jindal / Hindalco etc. with size as required for frames and shutters conforming to relevant IS specifications, with necessary accessories, such as rowel plugs, brass cadmium plated screws, mastic filling, weather strips, nuts, washers etc. The window /doors Aluminium section shall be smooth, rust free, straight, mitred and jointed mechanically wherever required. The sliding shutters with specified rollers and shutters with top/bottom hung shall be provided with required accessories if any for sliding in the tracks or special hinges for any hung position with locking arrangements, stoppers and handles if required as per site requirement, the cost of these items shall be included in the rate. The aluminium frame consisting of sliding tracks as per site requirement and frame is to be fixed with RCC / Masonry column with suitable sizes of screws with rawl plugs. (all fittings should be anodised) including all labours, materials, scaffolding, transport, tools and plants, joint filler compound for closing gaps between aluminium sections and existing surfaces of plaster etc. complete as directed by E.I.C. Payment will be made on the basis of weight of anodised aluminium frames / shutter members actually installed in position without any extra allowance for wastage, other non-aluminium accessories will not be considered for payment. Glazing will be measured and paid separately under relevant item). Note- 1) The items of window / ventilators / doors / partitions etc. shall include sealing the joints all-round the brick work / concrete / sills with approved mastic filler cement grout / epoxy compound / polysulphide compound or by any other means whatsoever by the contractor at his own cost as directed by the Engineer-in-Charge to make the joints tight. 2) One sample of window / ventilators / doors / partitions etc. with all fittings and fixtures along with locking arrangement including glass panels etc. complete as per schedule of quantities and specifications should be submitted for preliminary inspection before procurement on large scale. 3) Window / ventilators / doors / partitions etc. shall be manufactured / fabricated as per the actual opening size measured at site. | 2000.00 | Kg |  | 699.00 | 1398000.00 | 729.00 | 1458000.00 | 680.00 | 1360000.00 | 800.00 | 1600000.00 | 886.00 | 1772000.00 | 700.00 | 1400000.00 | 1360000.00 | CIVILIS INFRA
49.00 | Providing, manufacturing and fixing using following woods for making frames for doors, windows, cupboards etc. furniture of required sizes are to be fixed in masonry / concrete walls with 6 Nos. of hold fasts made of MS Flat of 40mm x 5 mm of 300 mm long for each frame as directed by EIC for the openings including making necessary rebate in frames according to thickness of door shutters proposed to be fixed. Providing and applying one coat of bituminous paint on exterior surfaces comes in contact with concrete/masonry all as per drawings. Item includes cost of materials, transportation, labour, tools and tackles etc. complete as per drawing, specifications and directed by engineer in charge.
49.01 | Second class teak wood | 1.00 | CuM |  | 145000.00 | 145000.00 | 125000.00 | 125000.00 | 140000.00 | 140000.00 | 150000.00 | 150000.00 | 86786.00 | 86786.00 | 140000.00 | 140000.00 | 86786.00 | KHAN CONTRACTOR
49.02 | Hard wood / Country wood | 1.00 | CuM |  | 143900.00 | 143900.00 | 125000.00 | 125000.00 | 120000.00 | 120000.00 | 140000.00 | 140000.00 | 56786.00 | 56786.00 | 135000.00 | 135000.00 | 56786.00 | KHAN CONTRACTOR
50.00 | Providing and fixing factory made PVC door frame from "SINTEX" / "KAKA PVC" make made of PVC extruded section having an overall dimension of size 48mm x 40mm (tolerance +/- 1mm) with 1.5mm wall thickness standard as specified by manufacturer, corners of the door frame to be mitred and welded of plastic, standard solid PVC corners and stainless steel screws. The entire length of PVC frames shall be reinforced by PVC hollow tube of size specified by manufacturer with 3 Nos. stainless steel hinges fixed to the frame. Cost includes towards labour, tools & tackles, transportation, materials, civil repairing work etc. complete as per manufacturers specifications and direction of Engineer-in-charge. NOTE:- 1) The items of Doors frames shall be fixed in the opening of brickwork (after removal of existing frame) including cost of minor repairing of damaged brickwork, cement plaster required for making correct size of opening suit to the new frame size etc. complete as directed by EIC. (No extra payment will be made against minor / major repairing civil works like cement plaster, brickwork etc.) 2) One sample of doors frame with all fittings and fixtures complete as per schedule of quantities and specifications should be submitted for preliminary inspection before procurement on large scale and for the approval of the Engineer-in-Charge. 3) After the preliminary inspection, the manufacturing of door frames should be taken up only after rectification of defects etc. to the full satisfaction of the department and after obtaining formal approval. 4) Doors frame shall be manufactured / prepared as per the actual opening size available at site. | 200.00 | RM |  | 310.00 | 62000.00 | 450.00 | 90000.00 | 250.00 | 50000.00 | 330.00 | 66000.00 | 286.00 | 57200.00 | 300.00 | 60000.00 | 50000.00 | CIVILIS INFRA
51.00 | Providing and fixing 30mm thick factory made PVC door shutter "SINTEX" / "KAKA PVC" make made of styles and rails of a PVC hollow section of size 80mm x 30mm or 100mm X 30mm and have standard wall thickness of minimum 1.0mm with inbuilt decorative moulding edging on one side to the existing door frames. The styles and rails mitred and jointed at the corners by means of plastic / G.I brackets of size and thickness as specified by manufacturer to provide better joinery with stainless steel screws. The lock rail (middle section) made up of PVC hollow section of desired size by manufacturer for holding shutter panels and has standard wall thickness specified by manufacturer and fixed to the shutter styles. The shutter frame should have filled with a PVC multi-chambered single panel and having overall thickness of 20mm and have specified wall thickness 0.8mm to 1mm. Cost includes towards labour, tools & tackles, fittings and fixtures, transportation, materials etc. complete as per manufacturers specifications and direction of Engineer-in-charge. Note- 1) One sample of door with all fittings and fixtures along with locking arrangement etc. complete as per schedule of quantities and specifications should be submitted for the approval of the Engineer-in-Charge for preliminary inspection before procurement on large scale for the approval of the Engineer-in-Charge. 2) After the preliminary inspection, the manufacturing of doors should be taken up only after rectification of defects etc. to the full satisfaction of the department and after obtaining formal approval. 3) List of fittings and fixtures (i) 02 Nos. Aluminium "D" handles of size 100 mm with screws (ii) 01 No. Aluminium aldrop 150mm long with all fittings and screws (iii) 01 No. Aluminium tower bolt 100 mm long with screws | 50.00 | SqM |  | 2600.00 | 130000.00 | 2790.00 | 139500.00 | 2300.00 | 115000.00 | 2550.00 | 127500.00 | 2686.00 | 134300.00 | 2300.00 | 115000.00 | 115000.00 | SHARMA CONSTRUCTION, CIVILIS INFRA
52.00 | Providing and fixing ISI marked 35mm thick flush door shutters conforming to IS: 2202 (Part I) non-decorative type, core of block board construction with frame of 1st class hard wood and well matched with 3mm thick waterproof ply on both faces of shutters bonded with phenol formaldehyde synthetic resin including cost of materials, labours, transportation, all fixtures and fitting should be from Stainless steel like, 16mm Dia. Aldrop of 300mm long - 01(one) No., 150mm D handles 02(two) Nos., 150mm long stopper 01(one) No., 200mm long Stopper, 01(one) No. floor stopper with rubber, 04(four) Nos.150 mm long hinges with SS screw of required sizes to hold the door firmly with frame and carry out the work as per drawing, specifications and directed by engineer in charge. Note: 1.Flush door shall be of Century ply / Gujcon / Anchor/ Green ply / Supreme industries and have Borer and Boiling water proof confirming to IS: 2202 Part: I. | 35.00 | SqM |  | 2700.00 | 94500.00 | 3000.00 | 105000.00 | 2850.00 | 99750.00 | 2750.00 | 96250.00 | 2186.00 | 76510.00 | 2500.00 | 87500.00 | 76510.00 | KHAN CONTRACTOR
53.00 | Providing and fixing in position special selected quality clear sheet glass of 5mm ( +/- 0.2mm ) thickness of Saint Gobain / Modi make , fixed to window frames, partitions and doors at all levels fixed with two way PVC lining / rubber gasketing to ensure water and air tightness and EPDM Gasket cushier accommodated in grooves etc. all complete as directed by the Engineer-in-charges. NOTE: 1. Actual area of glass utilized in the shutter will be measured and paid. 2. If any Aluminium beading used will be measured under relevant item | 100.00 | SqM |  | 925.00 | 92500.00 | 960.00 | 96000.00 | 1050.00 | 105000.00 | 1100.00 | 110000.00 | 1186.00 | 118600.00 | 1000.00 | 100000.00 | 92500.00 | RAMASHANKAR SINGH
54.00 | Providing and fixing of 2 MIL thickness best quality Sun Control polyester film from brand of Garware, Sun control as per design, pattern and shade on glass surfaces at different locations and at different heights including removing old faded sun film by scrapping and thoroughly cleaning the glass surface with the help of suitable cleaning solution etc. as shown by engineer at all elevation. Cost includes materials, labours, scaffolding (if required will be provided by NPCIL at free of cost), tools & tackles etc. complete. | 50.00 | SqM |  | 1150.00 | 57500.00 | 870.00 | 43500.00 | 1000.00 | 50000.00 | 1100.00 | 55000.00 | 786.00 | 39300.00 | 1000.00 | 50000.00 | 39300.00 | KHAN CONTRACTOR
55.00 | Supplying 1.0 mm thick laminated / Formica sheets at plant site in various patterns, colours, designs etc. of relevant IS from reputed manufacturer like Century / Qualam / Green ply / Kajaria / Silvalo for maintenance work of related to carpentry works as per requirement. The cost of item includes transportation, loading & unloading at site. NOTE - 1. Actual quantity brought at site will be measured and paid. Contractor has to submit mandatorily challan/bill copy/ gate passes related to entry of material at site for payment purpose. 2. Engineer in charge will give the size of laminated sheet to be supply as per requirement | 500.00 | SqM |  | 640.00 | 320000.00 | 690.00 | 345000.00 | 680.00 | 340000.00 | 700.00 | 350000.00 | 786.00 | 393000.00 | 650.00 | 325000.00 | 320000.00 | RAMASHANKAR SINGH
56.00 | Supplying at plant site 4.0 mm thick veneered sheets in various patterns, colours, designs etc. of relevant IS from reputed manufacturer like Century / Euro / Green ply for maintenance work of related to carpentry works as per requirement. The cost of item includes transportation, loading & unloading at site. NOTE - 1. Actual quantity brought at site will be measured and paid. Contractor has to submit mandatorily challan/bill copy/ gate passes related to entry of material at site for payment purpose. 2. Engineer in charge will give the size of veneered sheet to be supply as per requirement | 70.00 | SqM |  | 1391.00 | 97370.00 | 1500.00 | 105000.00 | 1800.00 | 126000.00 | 1650.00 | 115500.00 | 1786.00 | 125020.00 | 1500.00 | 105000.00 | 97370.00 | RAMASHANKAR SINGH
57.00 | Providing and fixing new fly /mosquito proof stainless steel wire mesh in existing or new doors / windows / ventilators / openings etc. made up of aluminium sections / wooden section / steel section etc. of SS-304 at all levels with average width of aperture 1.13 mm in both directions with wire of dia. 0.4572 mm and overall thickness of 0.9144mm, weight around 1.70 Kg/SqM in aluminium framed sections. NOTE - 1. Actual area of wire mesh provided in aluminium sections / wooded section / steel section will be measured and paid. 2. Contractor has to submit sample to EIC for approval before procurement. 3. Aluminium section / wooden section / steel section used for fixing wire mesh will be measured separately and paid under relevant item. | 100.00 | SqM |  | 400.00 | 40000.00 | 500.00 | 50000.00 | 450.00 | 45000.00 | 500.00 | 50000.00 | 586.00 | 58600.00 | 450.00 | 45000.00 | 40000.00 | RAMASHANKAR SINGH
58.00 | Supplying at plant site BWP( Boil Water Proof) grade Ply wood of relevant IS of following thicknesses from reputed manufacturer like Century / Anchor / Green ply / Kajaria for Minor & other maintenance related to carpentry works as per requirement. The cost of item includes transportation, loading & unloading at site. NOTE - 1. Actual quantity brought at site will be measured and paid. Contractor has to submit mandatorily challan/bill copy/ gate passes related to entry of material at site for payment purpose. 2. Engineer in charge will give the size of ply to be supply as per requirement
58.01 | 4mm | 15.00 | SqM |  | 819.00 | 12285.00 | 780.00 | 11700.00 | 720.00 | 10800.00 | 800.00 | 12000.00 | 786.00 | 11790.00 | 800.00 | 12000.00 | 10800.00 | CIVILIS INFRA
58.02 | 6mm | 15.00 | SqM |  | 919.00 | 13785.00 | 900.00 | 13500.00 | 800.00 | 12000.00 | 900.00 | 13500.00 | 986.00 | 14790.00 | 900.00 | 13500.00 | 12000.00 | CIVILIS INFRA
58.03 | 8mm | 30.00 | SqM |  | 1050.00 | 31500.00 | 1080.00 | 32400.00 | 910.00 | 27300.00 | 1000.00 | 30000.00 | 1286.00 | 38580.00 | 1000.00 | 30000.00 | 27300.00 | CIVILIS INFRA
58.04 | 12mm | 30.00 | SqM |  | 1200.00 | 36000.00 | 1170.00 | 35100.00 | 1090.00 | 32700.00 | 1100.00 | 33000.00 | 1386.00 | 41580.00 | 1100.00 | 33000.00 | 32700.00 | CIVILIS INFRA
58.05 | 19mm | 30.00 | SqM |  | 1650.00 | 49500.00 | 1500.00 | 45000.00 | 1530.00 | 45900.00 | 1500.00 | 45000.00 | 1786.00 | 53580.00 | 1500.00 | 45000.00 | 45000.00 | SHARMA CONSTRUCTION, AGARWAL BROTHERS, Goswami Furniture House
59.00 | Providing and fixing new special M.S. hinges of approved pattern, design and quality for existing M.S. window shutters at all locations/ floors for outside operating island buildings and commando barrack including removing the existing broken / damaged , un-operated ( jammed ) hinges including cost of materials, necessary welding, welding roads, workers, scaffolding, tools & tackles etc. as directed by Engineer In Charge. | 40.00 | Each |  | 301.00 | 12040.00 | 270.00 | 10800.00 | 250.00 | 10000.00 | 300.00 | 12000.00 | 86.00 | 3440.00 | 250.00 | 10000.00 | 3440.00 | KHAN CONTRACTOR
60.00 | Supplying, fixing and commissioning rectangular, extra small and sleek look model standard door closer Universal application suits, 2,00,000 Cycle passed, suitable for 50 to 60 Kg, Right / Left hand Aluminium / Wooden doors of HYPER / GODREJ / EVERITE/ DORMA with closing speed and latching speed adjustment including cost towards all materials, tools, tackles, manpower, fittings and fixtures, screws etc. at all elevation as per specifications and as directed by EIC. | 40.00 | Each |  | 2455.00 | 98200.00 | 2700.00 | 108000.00 | 2430.00 | 97200.00 | 2600.00 | 104000.00 | 1786.00 | 71440.00 | 2200.00 | 88000.00 | 71440.00 | KHAN CONTRACTOR
61.00 | Supplying, fixing and commissioning Aluminium Press Die Casted, Bottle / rectangular Type, Left/ Right Hand System door closer suitable for 80 Kg steel doors of HYPER / GODREJ / EVERITE/DORMA with closing speed and latching speed adjustment including cost towards all materials, tools, tackles, manpower, fittings and fixtures, screws etc. at all elevation as per specifications and as directed by EIC. | 40.00 | Each |  | 3000.00 | 120000.00 | 3500.00 | 140000.00 | 3200.00 | 128000.00 | 3400.00 | 136000.00 | 2186.00 | 87440.00 | 3200.00 | 128000.00 | 87440.00 | KHAN CONTRACTOR
62.00 | Providing and fixing double action hydraulic floor spring with stainless steel cover plate minimum 1.25mm thickness of approved brand and manufacturer conforming to IS: 6315, having brand logo embossed on the body /plate with double spring mechanism and door weight up to 125 kg , for doors, including cost of cutting floors, embedding in floors as required and making good the same matching to the existing floor finishing and cover plates with brass pivot and single piece MS sheet outer box with side plate etc. complete as per the direction of Engineer in charge. | 20.00 | Each |  | 10300.00 | 206000.00 | 6900.00 | 138000.00 | 9800.00 | 196000.00 | 10000.00 | 200000.00 | 1786.00 | 35720.00 | 10000.00 | 200000.00 | 35720.00 | KHAN CONTRACTOR
63.00 | Providing and fixing anchor fasteners of following diameter from HILTI / FISCHER for fixing in concrete at all elevation by deploying skilled persons, other required manpower, drilling machine, tools and tackles, including providing, fixing / erection and dismantling of steel scaffolding (If required) for executing this item etc. complete as directed by Engineer in charge. NOTE: 1. Required scaffolding will be provided by department at free of cost from SMU store. Transportation, erection and de-erection of scaffolding in the scope of contractor. 2. Length of anchor fasteners will be decided by EIC as per requirement at site.
63.01 | 8mm Diameter | 30.00 | Each |  | 225.00 | 6750.00 | 96.00 | 2880.00 | 160.00 | 4800.00 | 180.00 | 5400.00 | 226.00 | 6780.00 | 170.00 | 5100.00 | 2880.00 | AGARWAL BROTHERS
63.02 | 10mm Diameter | 80.00 | Each |  | 264.00 | 21120.00 | 150.00 | 12000.00 | 200.00 | 16000.00 | 200.00 | 16000.00 | 256.00 | 20480.00 | 200.00 | 16000.00 | 12000.00 | AGARWAL BROTHERS
63.03 | 12mm Diameter | 80.00 | Each |  | 409.00 | 32720.00 | 200.00 | 16000.00 | 280.00 | 22400.00 | 320.00 | 25600.00 | 386.00 | 30880.00 | 300.00 | 24000.00 | 16000.00 | AGARWAL BROTHERS
63.04 | 16mm Diameter | 40.00 | Each |  | 819.00 | 32760.00 | 300.00 | 12000.00 | 550.00 | 22000.00 | 650.00 | 26000.00 | 786.00 | 31440.00 | 600.00 | 24000.00 | 12000.00 | AGARWAL BROTHERS
64.00 | Transporting and supplying of following mongery fittings and fixtures of approved brand for various carpentry maintenance works.
64.01 | SS- Butt Hinges 6" (150 mm) | 100.00 | No |  | 164.00 | 16400.00 | 120.00 | 12000.00 | 170.00 | 17000.00 | 170.00 | 17000.00 | 186.00 | 18600.00 | 150.00 | 15000.00 | 12000.00 | AGARWAL BROTHERS
64.02 | SS- Butt Hinges 4" (100 mm) | 100.00 | No |  | 74.00 | 7400.00 | 90.00 | 9000.00 | 90.00 | 9000.00 | 80.00 | 8000.00 | 86.00 | 8600.00 | 80.00 | 8000.00 | 7400.00 | RAMASHANKAR SINGH
64.03 | Aluminium Handle for Door - 6" (150 mm) | 100.00 | No |  | 63.00 | 6300.00 | 30.00 | 3000.00 | 30.00 | 3000.00 | 30.00 | 3000.00 | 36.00 | 3600.00 | 28.00 | 2800.00 | 2800.00 | SHARMA CONSTRUCTION
64.04 | Aluminium Handle for Window - 4" (100 mm) | 100.00 | No |  | 46.00 | 4600.00 | 40.00 | 4000.00 | 28.00 | 2800.00 | 40.00 | 4000.00 | 46.00 | 4600.00 | 37.00 | 3700.00 | 2800.00 | CIVILIS INFRA
64.05 | MS- Handle for Door - 6" (150 mm) | 50.00 | No |  | 74.00 | 3700.00 | 30.00 | 1500.00 | 35.00 | 1750.00 | 30.00 | 1500.00 | 26.00 | 1300.00 | 28.00 | 1400.00 | 1300.00 | KHAN CONTRACTOR
64.06 | MS- Handle for Window - 4" (100 mm) | 50.00 | No |  | 34.00 | 1700.00 | 30.00 | 1500.00 | 28.00 | 1400.00 | 28.00 | 1400.00 | 16.00 | 800.00 | 25.00 | 1250.00 | 800.00 | KHAN CONTRACTOR
64.07 | Tower bolt - Aluminium - 8 " (200mm) | 100.00 | No |  | 80.00 | 8000.00 | 55.00 | 5500.00 | 72.00 | 7200.00 | 50.00 | 5000.00 | 36.00 | 3600.00 | 45.00 | 4500.00 | 3600.00 | KHAN CONTRACTOR
64.08 | Tower bolt - Aluminium - 6 " (150mm) | 100.00 | No |  | 63.00 | 6300.00 | 40.00 | 4000.00 | 49.00 | 4900.00 | 40.00 | 4000.00 | 26.00 | 2600.00 | 37.00 | 3700.00 | 2600.00 | KHAN CONTRACTOR
64.09 | Tower bolt - Aluminium - 4 " (100mm) | 80.00 | No |  | 46.00 | 3680.00 | 30.00 | 2400.00 | 38.00 | 3040.00 | 30.00 | 2400.00 | 26.00 | 2080.00 | 30.00 | 2400.00 | 2080.00 | KHAN CONTRACTOR
64.10 | SS- Tower bolt - 8 " (200mm) | 50.00 | No |  | 91.00 | 4550.00 | 150.00 | 7500.00 | 150.00 | 7500.00 | 160.00 | 8000.00 | 86.00 | 4300.00 | 170.00 | 8500.00 | 4300.00 | KHAN CONTRACTOR
64.11 | SS- Tower bolt - 6 " (150mm) | 50.00 | No |  | 67.00 | 3350.00 | 100.00 | 5000.00 | 92.00 | 4600.00 | 90.00 | 4500.00 | 86.00 | 4300.00 | 95.00 | 4750.00 | 3350.00 | RAMASHANKAR SINGH
64.12 | SS- Tower bolt - 4 " (100mm) | 40.00 | No |  | 57.00 | 2280.00 | 90.00 | 3600.00 | 75.00 | 3000.00 | 80.00 | 3200.00 | 86.00 | 3440.00 | 80.00 | 3200.00 | 2280.00 | RAMASHANKAR SINGH
64.13 | MS Aldrop - 16 mm Dia Rod, 250 mm to 300 mm long | 50.00 | No |  | 204.00 | 10200.00 | 100.00 | 5000.00 | 110.00 | 5500.00 | 120.00 | 6000.00 | 136.00 | 6800.00 | 110.00 | 5500.00 | 5000.00 | AGARWAL BROTHERS
64.14 | Chromium Plated Aldrop - 16 mm Dia Rod, 250 mm to 300 mm long | 50.00 | No |  | 200.00 | 10000.00 | 150.00 | 7500.00 | 190.00 | 9500.00 | 200.00 | 10000.00 | 156.00 | 7800.00 | 200.00 | 10000.00 | 7500.00 | AGARWAL BROTHERS
64.15 | Peg Stay - For M S Window -300 mm long | 30.00 | No |  | 160.00 | 4800.00 | 150.00 | 4500.00 | 160.00 | 4800.00 | 160.00 | 4800.00 | 156.00 | 4680.00 | 150.00 | 4500.00 | 4500.00 | SHARMA CONSTRUCTION, AGARWAL BROTHERS
64.16 | Hook & Eye of Aluminium 150 mm long | 50.00 | No |  | 160.00 | 8000.00 | 150.00 | 7500.00 | 150.00 | 7500.00 | 160.00 | 8000.00 | 86.00 | 4300.00 | 150.00 | 7500.00 | 4300.00 | KHAN CONTRACTOR
64.17 | Aluminium wind stopper with rubber at bottom of door shutters | 200.00 | No |  | 125.00 | 25000.00 | 120.00 | 24000.00 | 100.00 | 20000.00 | 120.00 | 24000.00 | 86.00 | 17200.00 | 110.00 | 22000.00 | 17200.00 | KHAN CONTRACTOR
64.18 | Fevicol for wood work "Pidilite" make | 100.00 | Kg |  | 250.00 | 25000.00 | 300.00 | 30000.00 | 340.00 | 34000.00 | 300.00 | 30000.00 | 316.00 | 31600.00 | 300.00 | 30000.00 | 25000.00 | RAMASHANKAR SINGH
64.19 | PVC solution SR 998 | 50.00 | Kg |  | 667.00 | 33350.00 | 500.00 | 25000.00 | 540.00 | 27000.00 | 500.00 | 25000.00 | 486.00 | 24300.00 | 500.00 | 25000.00 | 24300.00 | KHAN CONTRACTOR
64.20 | Roller for existing Aluminium window shutter's of required sizes | 100.00 | No |  | 119.00 | 11900.00 | 78.00 | 7800.00 | 80.00 | 8000.00 | 100.00 | 10000.00 | 36.00 | 3600.00 | 100.00 | 10000.00 | 3600.00 | KHAN CONTRACTOR
65.00 | Providing and fixing boards at site with radium stickers have contains like sign boards / logo/ pictures / letters etc. The following boards are to be used in required colour by applying radium background (if required) suit to letters / pictures etc. for making required boards with the help of computer. The computer generated board / sheet is to be got approved prior from engineer in charge before making final board. Prepared board is to be fixed over a concrete surface / masonry wall or other surfaces and locations shown by engineer in charge at all elevation of KAPS premises. The cost includes transportation, labour, tools and tackles, cost towards materials, screws etc. complete as directed by engineer in charge. NOTE: 1) Supply of required scaffolding materials and its erection and de-erection works are to be carried out by department at free of cost. 2) Self-adhesive tape / chemical are to be used for fixing small boards at no extra cost. 3) If any aluminium bedding is required to be put around boards will be paid separately under relevant item.
65.01 | 4mm thick aluminium composite panel | 100.00 | SqM |  | 3719.00 | 371900.00 | 5000.00 | 500000.00 | 4800.00 | 480000.00 | 5000.00 | 500000.00 | 3786.00 | 378600.00 | 5000.00 | 500000.00 | 371900.00 | RAMASHANKAR SINGH
65.02 | 3mm thick PVC / acrylic sheets | 50.00 | SqM |  | 3619.00 | 180950.00 | 3960.00 | 198000.00 | 3200.00 | 160000.00 | 3400.00 | 170000.00 | 2786.00 | 139300.00 | 3500.00 | 175000.00 | 139300.00 | KHAN CONTRACTOR
66.00 | Supplying and laying rubber snack door / floor mate perforated type (mesh type) - 6MM Thick (+/-) 0.5mm from Duromat in approved colour, pattern and size from reputed manufacturer for utilizing during wet weather or as and when required for site utilization. Cost includes cutting of mate in required sizes, wastages, labours, tools and tackles etc. complete as directed by engineer in charge. NOTE: Actual covered area by mate will be measured and paid. | 200.00 | SqM |  | 1550.00 | 310000.00 | 1500.00 | 300000.00 | 1600.00 | 320000.00 | 1800.00 | 360000.00 | 1786.00 | 357200.00 | 1700.00 | 340000.00 | 300000.00 | AGARWAL BROTHERS
67.00 | Part E: Other Miscl. Works
67.01 | Grouting of cement with or without repair polymer from Asian paints / Sika / Fosroc / Choksey / Pidilite at leaking spots in concrete walls, in the pipe and cable tunnels, basements, brick wall, floors and other locations at active/ non active areas within inside / outside operating island including making necessary holes, fixing pipe as nozzles and grouting the slurry of cement & repair polymer (stirrer mixed) , closing the pipe after grouting with binding wire, cleaning the area after completion of work etc. complete with all materials, labourers, equipment’s, tools, transportation etc. complete all as per specification and as directed by Engineer. Note: 1. Measurements shall be paid on the basis actual consumption of cement in kg. 2. Actual Consumption of Repair polymer will measure and paid under relevant item. | 1500.00 | Kg |  | 30.00 | 45000.00 | 27.00 | 40500.00 | 27.00 | 40500.00 | 40.00 | 60000.00 | 36.00 | 54000.00 | 25.00 | 37500.00 | 37500.00 | SHARMA CONSTRUCTION
68.00 | Providing, drilling, fixing packers, prior mixing and injecting two components low viscous Polyurethane (PU) based elastomer resin (polyurethane treatment) from Dr. Fixit, Sika, or other reputed manufacturer in water proofing field to leaking / seeping areas of RCC slabs, raft, column, walls etc. including fixing of packers, injecting two component grouting material using pneumatic / electric injection pump etc. complete as per manufacturer's specifications and as directed by Engineer. Item includes cost of all materials, consumable, labours, drilling and etc. complete with all lead & lift etc. Note: 1) Two Component mixed material shall be injected as per manufacturer's specification. 2) Injection shall be carried out until material rejection or packer to packer contact is observed. 3) Packer size for grouting shall be used as site condition and as per manufacturer's specifications. | 500.00 | Kg |  | 1900.00 | 950000.00 | 1800.00 | 900000.00 | 2300.00 | 1150000.00 | 2500.00 | 1250000.00 | 2786.00 | 1393000.00 | 2000.00 | 1000000.00 | 900000.00 | AGARWAL BROTHERS
69.00 | Providing and applying of two pack Pouring / Gun grade caulking compound from Pidilite / Choksey chemicals for repairing of existing Expansion joints (Vertical or Horizontal) / construction joints and other areas by removing existing damaged caulking compound with sealing material (if required) using backer roll in joints of required sizes before pouring of two components of caulking compound thoroughly mixed by mechanical means. Item includes cost of material, transportation, removing debris, labour, tools & tackles etc. complete all as per manufacturer’s specification and as directed by the engineer. Note: 1. Payment will be made on net weight of caulking compound actual used. 2. Caulking compound shall be deposited to EIC store before commencement of work for better control on consumption. | 1000.00 | Kg |  | 450.00 | 450000.00 | 594.00 | 594000.00 | 470.00 | 470000.00 | 560.00 | 560000.00 | 686.00 | 686000.00 | 500.00 | 500000.00 | 450000.00 | RAMASHANKAR SINGH
70.00 | Providing, supply and applying following repair materials from Asian paints/ Sika/ Fosroc/ Choksey / Pidilite / Ascolite or other reputed manufacturer available in local market at all elevation including cost of material, labour, erection and de-erection of scaffolding with transportation, tools and tackles etc. Complete as per manufacturers specification and directed by Engineer-in-charge. Note: 1. Bill / Challan copy has to be submitted to department for verification and retention.
70.01 | Hybrid PU sealant | 100.00 | Kg |  | 1150.00 | 115000.00 | 1170.00 | 117000.00 | 1100.00 | 110000.00 | 1200.00 | 120000.00 | 1186.00 | 118600.00 | 1200.00 | 120000.00 | 110000.00 | CIVILIS INFRA
70.02 | Crackseal | 50.00 | Kg |  | 650.00 | 32500.00 | 690.00 | 34500.00 | 520.00 | 26000.00 | 650.00 | 32500.00 | 486.00 | 24300.00 | 630.00 | 31500.00 | 24300.00 | KHAN CONTRACTOR
70.03 | Repair Polymer | 1000.00 | Ltr |  | 260.00 | 260000.00 | 270.00 | 270000.00 | 210.00 | 210000.00 | 250.00 | 250000.00 | 286.00 | 286000.00 | 230.00 | 230000.00 | 210000.00 | CIVILIS INFRA
70.04 | Bonding Agent | 100.00 | Ltr |  | 1400.00 | 140000.00 | 1170.00 | 117000.00 | 1200.00 | 120000.00 | 1350.00 | 135000.00 | 1586.00 | 158600.00 | 1300.00 | 130000.00 | 117000.00 | AGARWAL BROTHERS
70.05 | Repair Mortar | 1000.00 | Kg |  | 34.00 | 34000.00 | 27.00 | 27000.00 | 30.00 | 30000.00 | 35.00 | 35000.00 | 36.00 | 36000.00 | 32.00 | 32000.00 | 27000.00 | AGARWAL BROTHERS
70.06 | Micro-concrete | 1000.00 | Kg |  | 37.00 | 37000.00 | 35.00 | 35000.00 | 28.00 | 28000.00 | 35.00 | 35000.00 | 36.00 | 36000.00 | 32.00 | 32000.00 | 28000.00 | CIVILIS INFRA
70.07 | Waterproof adhesive tape / Aluminium Foil Tape / Sealing Butyl rubber Tape | 500.00 | RM |  | 675.00 | 337500.00 | 400.00 | 200000.00 | 550.00 | 275000.00 | 700.00 | 350000.00 | 186.00 | 93000.00 | 700.00 | 350000.00 | 93000.00 | KHAN CONTRACTOR
71.00 | Supplying and applying exterior acrylic primer at all heights of approved shade from Asian / Berger / Nerolac over new / old surfaces as directed by the Engineer. Item includes preparing the surface by removing of all loose paints, dirt and dusts, cleaning of surface, filling / sealing of cracks up to 3mm by crack seal / putty as specified by paint manufacturer, making good the damaged & rough surfaces smooth, minor repairs, other major cracks sealing with Birla white cement / JK white cement crack free putty, cement slurry / cement mortar, cleaning of doors, windows, ventilators, glasses etc. after completion of work. Item includes cost of paints, brushes, wire brushes, sand papers, cleaning accessories, labour, tools and tackles, transportation, loading, unloading of materials at KAPS plant site, erection & removal of steel scaffolding, personnel safety of all workers with required PPE accessories etc., complete as directed by the Engineer in charge. | 1000.00 | SqM |  | 70.00 | 70000.00 | 108.00 | 108000.00 | 75.00 | 75000.00 | 100.00 | 100000.00 | 86.00 | 86000.00 | 95.00 | 95000.00 | 70000.00 | RAMASHANKAR SINGH
72.00 | Supplying and applying 02 ( two) coats exterior emulsion paint of approved shade from Asian Paints make Apex ultima / Berger make Weather shield / Nerolac make Excel Mica Marble on new / old surfaces at all heights as directed by the Engineer. Generally Dark shade will be 20 % and Light shade will be 80%. Item includes preparing the surface by removing of all loose paints, dirt and dusts, cleaning of surface, filling / sealing of cracks up to 3mm by crack seal / putty as specified by paint manufacturer, making good the damaged & rough surfaces smooth, minor repairs, other major cracks sealing with Birla white cement / JK white cement crack free putty, cement slurry / cement mortar, cleaning of doors, windows, ventilators, glasses etc. after completion of work. Item includes cost of paints, brushes, wire brushes, sand papers, cleaning accessories, labour, tools and tackles, transportation, loading, unloading of materials at KAPS plant site, erection & removal of steel scaffolding, personnel safety of all workers with required PPE accessories etc., complete as directed by the Engineer in charge. | 1000.00 | SqM |  | 140.00 | 140000.00 | 150.00 | 150000.00 | 160.00 | 160000.00 | 150.00 | 150000.00 | 156.00 | 156000.00 | 150.00 | 150000.00 | 140000.00 | RAMASHANKAR SINGH
73.00 | Supplying and applying 02 ( two) coats of Acrylic Emulsion paint to give an even shade of approved brand and shade from Berger Paints Bison Super Emulsion/Asian Paints Tractor Emulsion / Nerolac Acrylic Emulsion / ICI Maxilite Acrylic Emulsion over on all internal surfaces of walls / ceilings in rooms of buildings at all heights. Item includes preparing the surface by removing complete loose paints from existing surfaces by scrappers /electrical driven angle grinder machines and rectified those areas by applying primer and readymade acrylic putty compatible to paint as suggested by manufacture to make levelled surface before applying emulsion paint, filled the cracks and making good damaged & rough surfaces to smooth, minor repairs, sealing of cracks with readymade Acrylic crack free putty from paint manufacturer. Item includes cost of paints, brushes, acrylic putty, wire brushes, sand papers masking taps / paper taps (used in painting work for avoiding extra unwanted areas), labours, tools and tackles, erection & removal of steel scaffolding, safety accessories for personals, shifting & replacing (after completion of painting work) in position all types of office furnitures. Cleaning of doors, windows, ventilators, floors, equipments, pipe lines, structure etc. after completion of work. Work is to be carried out as directed by the Engineer in charge. | 1000.00 | SqM |  | 85.00 | 85000.00 | 117.00 | 117000.00 | 110.00 | 110000.00 | 120.00 | 120000.00 | 86.00 | 86000.00 | 115.00 | 115000.00 | 85000.00 | RAMASHANKAR SINGH
74.00 | Supplying and applying 01(one) coat of Metal primer (Red oxide) at all heights from Asian paints / Berger paints / Nerolac paints over existing painted steel/metal surfaces etc. Item includes cost of metal primer, brushes, preparation of surfaces by removing dirt, dust, grease, oil etc. with the help of scrappers, wire brushes / electrical driven angle grinder machines / sand papers (preparing of surface such that proper bonding of fresh coat will be achieved which will avoid bubble formation), labours, tools and tackles, erection & removal of steel scaffolding, safety accessories for personals. Cleaning of floors, equipments, pipe lines, structures etc. after completion of work. Work is to be carried out as per specification and as directed by the Engineer in charge. | 250.00 | SqM |  | 39.00 | 9750.00 | 50.00 | 12500.00 | 40.00 | 10000.00 | 50.00 | 12500.00 | 66.00 | 16500.00 | 47.00 | 11750.00 | 9750.00 | RAMASHANKAR SINGH
75.00 | Supplying and applying 02 ( two) coats of Synthetic Enamel Paint at all elevations from Asian paints - (Premium Gloss enamel) / Berger paint (Hi Gloss Enamel) / Nerolac (Synthetic enamel Hi Gloss) paints over existing painted steel/metal /wooden/RCC/ Plastered surfaces etc. Item includes cost of paints, brushes, compatible putty, crack repairing, preparation of surfaces by removing dirt, dust, grease, oil etc. with the help of scrappers, wire brushes / electrical driven angle grinder machines / sand papers (preparing of surface such that proper bonding of fresh coat will be achieved which will avoid bubble formation), masking taps / paper taps (used in painting work for avoiding extra unwanted areas), labours, tools and tackles, erection & removal of steel scaffolding, safety accessories for personals, shifting & replacing (after completion of painting work) in position all types of office furnitures. Cleaning of doors, windows, ventilators, floors, equipments, pipe lines, structures etc. after completion of work. Work is to be carried out as per specification and as directed by the Engineer in charge. | 1000.00 | SqM |  | 110.00 | 110000.00 | 150.00 | 150000.00 | 130.00 | 130000.00 | 130.00 | 130000.00 | 126.00 | 126000.00 | 130.00 | 130000.00 | 110000.00 | RAMASHANKAR SINGH
76.00 | Part F: Plumbing and sanitary
76.01 | Providing, transporting, fixing and commissioning in position best vitreous wall hung china wash basin of sizes 550 mm X 450 mm with a tolerance limit of +/-50 mm in length side/ width side of Parryware / CERA / Hind Ware / Jaquar / kajaria / varmora / simpolo make confirming to relevant IS including with C.I. brackets, 15 mm C.P. brass pillar taps, 32 mm C.P. brass waste of standard pattern from Jaquar / parryware / Hindware / Cera, including painting of fittings and brackets, cutting and making good the walls wherever require, removal of broken hand wash basin and disposing the same etc. complete all as per specifications and as directed by Engineer. | 12.00 | No |  | 3194.00 | 38328.00 | 3000.00 | 36000.00 | 2500.00 | 30000.00 | 2800.00 | 33600.00 | 2786.00 | 33432.00 | 2800.00 | 33600.00 | 30000.00 | CIVILIS INFRA
77.00 | Providing, transporting, fixing and commissioning PVC flushing cistern of 10 ltr. capacity confirming to relevant IS from Parryware / CERA /Hind Ware / Jaquar / kajaria / varmora / simpolo including all symphonic fittings, assembling the cistern components with flush pipe, testing at required pressure and removal of old PVC flushing cistern, Re-fixing the Tiles if required (re-fixing of tiles will be paid under relevant item) etc. complete all as per specifications and as directed by Engineer. (Flushing cisterns shall consists of PVC body and cover, PVC siphon fittings, brackets, PVC ball cocks with PVC floats etc. complete) | 20.00 | No |  | 1919.00 | 38380.00 | 2000.00 | 40000.00 | 1800.00 | 36000.00 | 1900.00 | 38000.00 | 1786.00 | 35720.00 | 1900.00 | 38000.00 | 35720.00 | KHAN CONTRACTOR
78.00 | Providing and fixing in position approved white glazed vitreous Orissa pan water closet of size 580mm X 440mm with a tolerance limit of +/-50 mm in length side and +/- 25mm in width side of Parryware / CERA / Hind Ware / Jaquar / kajaria / varmora / simpolo including white glazed vitreous china ware “P” or “S” trap of same brand, joining the pipe with soil pipe in C.M. 1:1 making hole in masonry, reconstructing the same, encasing the pan and trap in brick jelly C:C 1:2:4, breaking of tiles and back filling extra space with river sand and fixing the tiles over cement sand mortar etc. complete all as per specifications and as approved by engineer. Note: Tiles fixing will be paid in relevant items. | 10.00 | No |  | 3319.00 | 33190.00 | 3500.00 | 35000.00 | 3250.00 | 32500.00 | 3500.00 | 35000.00 | 2186.00 | 21860.00 | 3500.00 | 35000.00 | 21860.00 | KHAN CONTRACTOR
79.00 | Providing and fixing in position approved 1st class quality vitreous low level standard size European type water closet (universal / concealed) from Parryware / CERA / Hind Ware / Jaquar / kajaria / varmora / simpolo or approved brand wash down type pan with "S" / "P" trap confirming to relevant IS and all jointing materials including removing of damaged EWC by new with making hole in masonry, reconstructing the same, encasing the pan and trap with cement mortar 1:2, making good the floor/surface including supplying and fixing White solid plastic seat of similar make with CP pillar hinges and rubber buffers, flush pipe of 40 mm dia. with closet by means of white porcelain enamelled flush bend using rubber adapter joints etc. complete all as per specifications and as per direction of Engineer. | 6.00 | No |  | 5119.00 | 30714.00 | 6000.00 | 36000.00 | 5580.00 | 33480.00 | 6100.00 | 36600.00 | 1786.00 | 10716.00 | 6000.00 | 36000.00 | 10716.00 | KHAN CONTRACTOR
80.00 | Providing & fixing white glazed vitreous Flat back china urinal pan of size around 375mm x 390mm x 590mm (with a tolerance of +/- 25mm in all sides) from Parryware / CERA / Hind Ware / Jaquar / kajaria / varmora / simpolo or approved brand fixing with S.S. coach screws/brackets including removal of existing urinal pan & finishing with white cement etc. complete. | 10.00 | No |  | 7100.00 | 71000.00 | 7920.00 | 79200.00 | 8000.00 | 80000.00 | 8100.00 | 81000.00 | 5786.00 | 57860.00 | 8000.00 | 80000.00 | 57860.00 | KHAN CONTRACTOR
81.00 | Providing & fixing 15mm dia. CP brass screw down bib cock short body with flange / without flange of approved model suit to site of MARC / Essco / Jaquar / Parryware / Prayag / kajaria or other approved brand for hand washing area including Teflon tape, tools, tackles, labour etc. complete as directed by engineer. | 50.00 | No |  | 1150.00 | 57500.00 | 1260.00 | 63000.00 | 1100.00 | 55000.00 | 1200.00 | 60000.00 | 1286.00 | 64300.00 | 1200.00 | 60000.00 | 55000.00 | CIVILIS INFRA
82.00 | Providing & fixing 15mm dia. CP brass screw down bib cock long body with flange / without flange of approved model suit to site of MARC / Essco / Jaquar / Parryware / Prayag / kajaria or other approved brand for hand washing area including Teflon tape, tools, tackles, labour etc. complete as directed by engineer. | 50.00 | No |  | 1291.00 | 64550.00 | 1500.00 | 75000.00 | 1400.00 | 70000.00 | 1450.00 | 72500.00 | 1586.00 | 79300.00 | 1400.00 | 70000.00 | 64550.00 | RAMASHANKAR SINGH
83.00 | Providing & fixing 15mm dia. CP brass pillar cock of approved model of MARC / Essco / Jaquar / Parryware / Prayag / kajaria or other approved brand all as approved and directed by Engineer. | 50.00 | No |  | 1019.00 | 50950.00 | 1440.00 | 72000.00 | 1250.00 | 62500.00 | 1350.00 | 67500.00 | 1586.00 | 79300.00 | 1300.00 | 65000.00 | 50950.00 | RAMASHANKAR SINGH
84.00 | Providing and fixing 15 mm dia. CP Brass angle cock with / without flange of MARC / Essco / Jaquar / Parryware/ Prayag or approved brand including fixing in line etc. complete as directed by engineer. | 50.00 | Each |  | 850.00 | 42500.00 | 960.00 | 48000.00 | 800.00 | 40000.00 | 900.00 | 45000.00 | 986.00 | 49300.00 | 900.00 | 45000.00 | 40000.00 | CIVILIS INFRA
85.00 | Providing and fixing 15mm Dia. CP Brass Shower rose of approved brand such as MARC / Essco/ Jaquar/ Parryware/ Prayag or approved brand etc. including cost of material, labours etc. | 12.00 | No |  | 800.00 | 9600.00 | 843.00 | 10116.00 | 1000.00 | 12000.00 | 800.00 | 9600.00 | 486.00 | 5832.00 | 800.00 | 9600.00 | 5832.00 | KHAN CONTRACTOR
86.00 | Providing and fixing PTMT Symet Shower of Prayag / Sruti or approved brand for plant site. | 10.00 | No |  | 615.00 | 6150.00 | 450.00 | 4500.00 | 400.00 | 4000.00 | 400.00 | 4000.00 | 386.00 | 3860.00 | 400.00 | 4000.00 | 3860.00 | KHAN CONTRACTOR
87.00 | Providing and fixing CP Brass push button or L type Water Cooler's tap of Parryware / Hindustan / CERA or approved brand for water coolers in side KAPS plant site confirming to relevant IS. | 40.00 | No |  | 750.00 | 30000.00 | 720.00 | 28800.00 | 750.00 | 30000.00 | 650.00 | 26000.00 | 786.00 | 31440.00 | 650.00 | 26000.00 | 26000.00 | SHARMA CONSTRUCTION, Goswami Furniture House
88.00 | Providing & fixing CP brass Urinal spreader with / without Hex of approved model suit to site of MARC / Essco / Jaquar / Parryware / Prayag / kajaria or other approved brand for hand washing area including Teflon tape, tools, tackles, labour etc. complete as directed by engineer. | 20.00 | No |  | 919.00 | 18380.00 | 1260.00 | 25200.00 | 1100.00 | 22000.00 | 1200.00 | 24000.00 | 586.00 | 11720.00 | 1200.00 | 24000.00 | 11720.00 | KHAN CONTRACTOR
89.00 | Providing & fixing following Diameters PVC pipes( pressure pipe, class 5 ) having 10.00 kg/Sq. cm pressure of ASTRAL / PRINCE / DUTRON / FINOLEX / Reliance / Supreme/ BIRLA or approved brand confirming to relevant IS including cost of materials, adhesive solution of approved brand such as PIDILITE etc., all fittings like bend, elbow, coupling etc. complete. Note: 1. Fittings will be paid separately under relevant item. 2. Item includes cost of trenching and refilling of earth.
89.01 | 32 mm Dia. | 90.00 | RM |  | 260.00 | 23400.00 | 270.00 | 24300.00 | 200.00 | 18000.00 | 250.00 | 22500.00 | 86.00 | 7740.00 | 200.00 | 18000.00 | 7740.00 | KHAN CONTRACTOR
89.02 | 40 mm Dia. | 120.00 | RM |  | 310.00 | 37200.00 | 348.00 | 41760.00 | 260.00 | 31200.00 | 300.00 | 36000.00 | 126.00 | 15120.00 | 240.00 | 28800.00 | 15120.00 | KHAN CONTRACTOR
89.03 | 50 mm Dia. | 120.00 | RM |  | 415.00 | 49800.00 | 450.00 | 54000.00 | 350.00 | 42000.00 | 400.00 | 48000.00 | 186.00 | 22320.00 | 320.00 | 38400.00 | 22320.00 | KHAN CONTRACTOR
89.04 | 63 mm Dia. | 120.00 | RM |  | 615.00 | 73800.00 | 663.00 | 79560.00 | 520.00 | 62400.00 | 600.00 | 72000.00 | 586.00 | 70320.00 | 480.00 | 57600.00 | 57600.00 | SHARMA CONSTRUCTION
89.05 | 90 mm Dia. | 120.00 | RM |  | 1050.00 | 126000.00 | 1080.00 | 129600.00 | 880.00 | 105600.00 | 1000.00 | 120000.00 | 586.00 | 70320.00 | 800.00 | 96000.00 | 70320.00 | KHAN CONTRACTOR
89.06 | 110 mm Dia. | 120.00 | RM |  | 1300.00 | 156000.00 | 1440.00 | 172800.00 | 1100.00 | 132000.00 | 1290.00 | 154800.00 | 786.00 | 94320.00 | 1040.00 | 124800.00 | 94320.00 | KHAN CONTRACTOR
89.07 | 140 mm Dia. | 60.00 | RM |  | 2399.00 | 143940.00 | 1850.00 | 111000.00 | 2130.00 | 127800.00 | 2300.00 | 138000.00 | 786.00 | 47160.00 | 1850.00 | 111000.00 | 47160.00 | KHAN CONTRACTOR
89.08 | 160 mm Dia. | 60.00 | RM |  | 3050.00 | 183000.00 | 1940.00 | 116400.00 | 2600.00 | 156000.00 | 3000.00 | 180000.00 | 986.00 | 59160.00 | 2400.00 | 144000.00 | 59160.00 | KHAN CONTRACTOR
90.00 | Supplying PVC COUPLERS, Bend, TEE, Elbow and Reducer of 10.00 kg/Sq cm pressure of PRINCE / DUTRON / FINOLEX / Reliance / Supreme / BIRLA or approved brand confirming to relevant IS.
91.00 | PVC Coupler's
91.01 | 32 mm Dia. | 40.00 | Each |  | 12.00 | 480.00 | 10.00 | 400.00 | 8.00 | 320.00 | 12.00 | 480.00 | 16.00 | 640.00 | 8.00 | 320.00 | 320.00 | SHARMA CONSTRUCTION, CIVILIS INFRA
91.02 | 40 mm Dia. | 50.00 | Each |  | 32.00 | 1600.00 | 25.00 | 1250.00 | 26.00 | 1300.00 | 80.00 | 4000.00 | 26.00 | 1300.00 | 65.00 | 3250.00 | 1250.00 | AGARWAL BROTHERS
91.03 | 50 mm Dia. | 60.00 | Each |  | 32.00 | 1920.00 | 30.00 | 1800.00 | 30.00 | 1800.00 | 25.00 | 1500.00 | 36.00 | 2160.00 | 20.00 | 1200.00 | 1200.00 | SHARMA CONSTRUCTION
91.04 | 63 mm Dia. | 60.00 | Each |  | 60.00 | 3600.00 | 120.00 | 7200.00 | 140.00 | 8400.00 | 170.00 | 10200.00 | 56.00 | 3360.00 | 140.00 | 8400.00 | 3360.00 | KHAN CONTRACTOR
91.05 | 90 mm Dia. | 80.00 | Each |  | 130.00 | 10400.00 | 150.00 | 12000.00 | 200.00 | 16000.00 | 250.00 | 20000.00 | 86.00 | 6880.00 | 204.00 | 16320.00 | 6880.00 | KHAN CONTRACTOR
91.06 | 110 mm Dia. | 80.00 | Each |  | 201.00 | 16080.00 | 250.00 | 20000.00 | 320.00 | 25600.00 | 400.00 | 32000.00 | 126.00 | 10080.00 | 326.00 | 26080.00 | 10080.00 | KHAN CONTRACTOR
91.07 | 140 mm Dia. | 20.00 | Each |  | 355.00 | 7100.00 | 300.00 | 6000.00 | 380.00 | 7600.00 | 480.00 | 9600.00 | 156.00 | 3120.00 | 388.00 | 7760.00 | 3120.00 | KHAN CONTRACTOR
91.08 | 160 mm Dia. | 20.00 | Each |  | 475.00 | 9500.00 | 350.00 | 7000.00 | 660.00 | 13200.00 | 700.00 | 14000.00 | 186.00 | 3720.00 | 570.00 | 11400.00 | 3720.00 | KHAN CONTRACTOR
92.00 | PVC BEND's
92.01 | 32 mm Dia. | 20.00 | Each |  | 36.00 | 720.00 | 25.00 | 500.00 | 36.00 | 720.00 | 30.00 | 600.00 | 16.00 | 320.00 | 24.00 | 480.00 | 320.00 | KHAN CONTRACTOR
92.02 | 40 mm Dia. | 20.00 | Each |  | 39.00 | 780.00 | 30.00 | 600.00 | 45.00 | 900.00 | 35.00 | 700.00 | 26.00 | 520.00 | 28.00 | 560.00 | 520.00 | KHAN CONTRACTOR
92.03 | 50 mm Dia. | 20.00 | Each |  | 65.00 | 1300.00 | 50.00 | 1000.00 | 72.00 | 1440.00 | 60.00 | 1200.00 | 36.00 | 720.00 | 47.00 | 940.00 | 720.00 | KHAN CONTRACTOR
92.04 | 63 mm Dia. | 12.00 | Each |  | 95.00 | 1140.00 | 90.00 | 1080.00 | 150.00 | 1800.00 | 150.00 | 1800.00 | 56.00 | 672.00 | 127.00 | 1524.00 | 672.00 | KHAN CONTRACTOR
92.05 | 90 mm Dia. | 12.00 | Each |  | 180.00 | 2160.00 | 200.00 | 2400.00 | 380.00 | 4560.00 | 450.00 | 5400.00 | 86.00 | 1032.00 | 358.00 | 4296.00 | 1032.00 | KHAN CONTRACTOR
92.06 | 110 mm Dia. | 8.00 | Each |  | 295.00 | 2360.00 | 450.00 | 3600.00 | 800.00 | 6400.00 | 900.00 | 7200.00 | 126.00 | 1008.00 | 716.00 | 5728.00 | 1008.00 | KHAN CONTRACTOR
92.07 | 140 mm Dia. | 4.00 | Each |  | 590.00 | 2360.00 | 800.00 | 3200.00 | 1600.00 | 6400.00 | 1800.00 | 7200.00 | 156.00 | 624.00 | 1432.00 | 5728.00 | 624.00 | KHAN CONTRACTOR
92.08 | 160 mm Dia. | 4.00 | Each |  | 950.00 | 3800.00 | 900.00 | 3600.00 | 2500.00 | 10000.00 | 2500.00 | 10000.00 | 186.00 | 744.00 | 1989.00 | 7956.00 | 744.00 | KHAN CONTRACTOR
93.00 | PVC Tee's
93.01 | 32 x 32mm | 30.00 | Each |  | 51.00 | 1530.00 | 24.00 | 720.00 | 16.00 | 480.00 | 20.00 | 600.00 | 26.00 | 780.00 | 17.00 | 510.00 | 480.00 | CIVILIS INFRA
93.02 | 40 x 40mm | 30.00 | Each |  | 54.00 | 1620.00 | 30.00 | 900.00 | 30.00 | 900.00 | 37.00 | 1110.00 | 36.00 | 1080.00 | 30.00 | 900.00 | 900.00 | SHARMA CONSTRUCTION, AGARWAL BROTHERS, CIVILIS INFRA
93.03 | 50 x 50 mm | 30.00 | Each |  | 77.00 | 2310.00 | 40.00 | 1200.00 | 55.00 | 1650.00 | 66.00 | 1980.00 | 46.00 | 1380.00 | 55.00 | 1650.00 | 1200.00 | AGARWAL BROTHERS
93.04 | 63 x 63 mm | 25.00 | Each |  | 120.00 | 3000.00 | 50.00 | 1250.00 | 95.00 | 2375.00 | 100.00 | 2500.00 | 86.00 | 2150.00 | 80.00 | 2000.00 | 1250.00 | AGARWAL BROTHERS
93.05 | 90 x 90 mm | 25.00 | Each |  | 250.00 | 6250.00 | 100.00 | 2500.00 | 250.00 | 6250.00 | 300.00 | 7500.00 | 126.00 | 3150.00 | 250.00 | 6250.00 | 2500.00 | AGARWAL BROTHERS
93.06 | 110 x 110 mm | 15.00 | Each |  | 415.00 | 6225.00 | 125.00 | 1875.00 | 480.00 | 7200.00 | 550.00 | 8250.00 | 156.00 | 2340.00 | 450.00 | 6750.00 | 1875.00 | AGARWAL BROTHERS
93.07 | 140 x 140 mm | 15.00 | Each |  | 795.00 | 11925.00 | 400.00 | 6000.00 | 1300.00 | 19500.00 | 1400.00 | 21000.00 | 186.00 | 2790.00 | 1200.00 | 18000.00 | 2790.00 | KHAN CONTRACTOR
93.08 | 160 x 160 mm | 10.00 | Each |  | 1330.00 | 13300.00 | 900.00 | 9000.00 | 2300.00 | 23000.00 | 2400.00 | 24000.00 | 226.00 | 2260.00 | 1900.00 | 19000.00 | 2260.00 | KHAN CONTRACTOR
94.00 | PVC Elbow's
94.01 | 32 x 32mm | 30.00 | Each |  | 36.00 | 1080.00 | 15.00 | 450.00 | 12.00 | 360.00 | 15.00 | 450.00 | 16.00 | 480.00 | 13.00 | 390.00 | 360.00 | CIVILIS INFRA
94.02 | 40 x 40mm | 30.00 | Each |  | 120.00 | 3600.00 | 20.00 | 600.00 | 24.00 | 720.00 | 25.00 | 750.00 | 26.00 | 780.00 | 20.00 | 600.00 | 600.00 | SHARMA CONSTRUCTION, AGARWAL BROTHERS
94.03 | 50 x 50 mm | 30.00 | Each |  | 65.00 | 1950.00 | 30.00 | 900.00 | 35.00 | 1050.00 | 40.00 | 1200.00 | 36.00 | 1080.00 | 32.00 | 960.00 | 900.00 | AGARWAL BROTHERS
94.04 | 63 x 63 mm | 25.00 | Each |  | 95.00 | 2375.00 | 40.00 | 1000.00 | 71.00 | 1775.00 | 80.00 | 2000.00 | 46.00 | 1150.00 | 70.00 | 1750.00 | 1000.00 | AGARWAL BROTHERS
94.05 | 90 x 90 mm | 25.00 | Each |  | 180.00 | 4500.00 | 90.00 | 2250.00 | 180.00 | 4500.00 | 200.00 | 5000.00 | 86.00 | 2150.00 | 170.00 | 4250.00 | 2150.00 | KHAN CONTRACTOR
94.06 | 110 x 110 mm | 15.00 | Each |  | 295.00 | 4425.00 | 150.00 | 2250.00 | 350.00 | 5250.00 | 350.00 | 5250.00 | 126.00 | 1890.00 | 280.00 | 4200.00 | 1890.00 | KHAN CONTRACTOR
94.07 | 140 x 140 mm | 15.00 | Each |  | 590.00 | 8850.00 | 200.00 | 3000.00 | 950.00 | 14250.00 | 1000.00 | 15000.00 | 156.00 | 2340.00 | 900.00 | 13500.00 | 2340.00 | KHAN CONTRACTOR
94.08 | 160 x 160 mm | 10.00 | Each |  | 950.00 | 9500.00 | 500.00 | 5000.00 | 1550.00 | 15500.00 | 1600.00 | 16000.00 | 186.00 | 1860.00 | 1300.00 | 13000.00 | 1860.00 | KHAN CONTRACTOR
95.00 | PVC Reducer's
95.01 | 40 x 32 mm | 30.00 | Each |  | 32.00 | 960.00 | 22.00 | 660.00 | 24.00 | 720.00 | 25.00 | 750.00 | 26.00 | 780.00 | 20.00 | 600.00 | 600.00 | SHARMA CONSTRUCTION
95.02 | 50 x 40 mm | 30.00 | Each |  | 50.00 | 1500.00 | 25.00 | 750.00 | 28.00 | 840.00 | 30.00 | 900.00 | 36.00 | 1080.00 | 25.00 | 750.00 | 750.00 | SHARMA CONSTRUCTION, AGARWAL BROTHERS
95.03 | 63 x 50 mm | 30.00 | Each |  | 60.00 | 1800.00 | 30.00 | 900.00 | 55.00 | 1650.00 | 60.00 | 1800.00 | 66.00 | 1980.00 | 50.00 | 1500.00 | 900.00 | AGARWAL BROTHERS
95.04 | 90 x 63 mm | 25.00 | Each |  | 95.00 | 2375.00 | 40.00 | 1000.00 | 100.00 | 2500.00 | 100.00 | 2500.00 | 86.00 | 2150.00 | 85.00 | 2125.00 | 1000.00 | AGARWAL BROTHERS
95.05 | 110 x 90 mm | 25.00 | Each |  | 170.00 | 4250.00 | 80.00 | 2000.00 | 180.00 | 4500.00 | 180.00 | 4500.00 | 136.00 | 3400.00 | 150.00 | 3750.00 | 2000.00 | AGARWAL BROTHERS
95.06 | 140x110 mm | 15.00 | Each |  | 335.00 | 5025.00 | 80.00 | 1200.00 | 200.00 | 3000.00 | 150.00 | 2250.00 | 156.00 | 2340.00 | 150.00 | 2250.00 | 1200.00 | AGARWAL BROTHERS
95.07 | 160 x 140 mm | 15.00 | Each |  | 425.00 | 6375.00 | 200.00 | 3000.00 | 480.00 | 7200.00 | 500.00 | 7500.00 | 186.00 | 2790.00 | 450.00 | 6750.00 | 2790.00 | KHAN CONTRACTOR
96.00 | Providing & fixing following Diameters CPVC pipes heavy duty ( Pro -CTS copper tube pipes) from ASTRAL / PRINCE / DUTRON / FINOLEX / Reliance / Supreme / Ashirwad / Star / Self shine / BIRLA or approved brand confirming to relevant IS including cost of materials, adhesive solution of approved brand such as PIDILITE etc., all fittings like bend, elbow, coupling etc. complete. Note: 1. Fittings will be paid separately under relevant item. 2. Item includes cost of trenching and refilling of earth.
96.01 | 20 mm Dia. | 180.00 | RM |  | 202.00 | 36360.00 | 270.00 | 48600.00 | 280.00 | 50400.00 | 300.00 | 54000.00 | 186.00 | 33480.00 | 280.00 | 50400.00 | 33480.00 | KHAN CONTRACTOR
96.02 | 25 mm Dia. | 240.00 | RM |  | 255.00 | 61200.00 | 360.00 | 86400.00 | 340.00 | 81600.00 | 380.00 | 91200.00 | 386.00 | 92640.00 | 350.00 | 84000.00 | 61200.00 | RAMASHANKAR SINGH
96.03 | 40 mm Dia. | 120.00 | RM |  | 460.00 | 55200.00 | 540.00 | 64800.00 | 600.00 | 72000.00 | 650.00 | 78000.00 | 386.00 | 46320.00 | 595.00 | 71400.00 | 46320.00 | KHAN CONTRACTOR
96.04 | 50 mm Dia. | 100.00 | RM |  | 715.00 | 71500.00 | 690.00 | 69000.00 | 900.00 | 90000.00 | 1000.00 | 100000.00 | 486.00 | 48600.00 | 920.00 | 92000.00 | 48600.00 | KHAN CONTRACTOR
96.05 | 65 mm Dia. | 90.00 | RM |  | 1852.00 | 166680.00 | 900.00 | 81000.00 | 1250.00 | 112500.00 | 1450.00 | 130500.00 | 786.00 | 70740.00 | 1331.00 | 119790.00 | 70740.00 | KHAN CONTRACTOR
97.00 | Supplying CPVC Couplers /BENDs / TEEs / Reducers from ASTRAL / PRINCE / DUTRON / FINOLEX / Reliance / Supreme / Ashirwad / Star / Self shine / BIRLA or approved brand confirming to relevant IS
98.00 | CPVC Coupler's
98.01 | 20 mm Dia. | 40.00 | Each |  | 16.00 | 640.00 | 15.00 | 600.00 | 18.00 | 720.00 | 20.00 | 800.00 | 26.00 | 1040.00 | 18.00 | 720.00 | 600.00 | AGARWAL BROTHERS
98.02 | 25 mm Dia. | 60.00 | Each |  | 25.00 | 1500.00 | 20.00 | 1200.00 | 26.00 | 1560.00 | 28.00 | 1680.00 | 36.00 | 2160.00 | 28.00 | 1680.00 | 1200.00 | AGARWAL BROTHERS
98.03 | 40 mm Dia. | 40.00 | Each |  | 95.00 | 3800.00 | 25.00 | 1000.00 | 85.00 | 3400.00 | 90.00 | 3600.00 | 86.00 | 3440.00 | 92.00 | 3680.00 | 1000.00 | AGARWAL BROTHERS
98.04 | 50 mm Dia. | 40.00 | Each |  | 193.00 | 7720.00 | 40.00 | 1600.00 | 150.00 | 6000.00 | 180.00 | 7200.00 | 186.00 | 7440.00 | 170.00 | 6800.00 | 1600.00 | AGARWAL BROTHERS
98.05 | 63 mm Dia. | 30.00 | Each |  | 3573.00 | 107190.00 | 100.00 | 3000.00 | 600.00 | 18000.00 | 700.00 | 21000.00 | 286.00 | 8580.00 | 660.00 | 19800.00 | 3000.00 | AGARWAL BROTHERS
99.00 | CPVC BEND's
100.00 | 20 mm Dia. | 20.00 | Each |  | 18.00 | 360.00 | 30.00 | 600.00 | 45.00 | 900.00 | 35.00 | 700.00 | 36.00 | 720.00 | 33.00 | 660.00 | 360.00 | RAMASHANKAR SINGH
100.01 | 25 mm Dia. | 50.00 | Each |  | 36.00 | 1800.00 | 35.00 | 1750.00 | 58.00 | 2900.00 | 60.00 | 3000.00 | 56.00 | 2800.00 | 55.00 | 2750.00 | 1750.00 | AGARWAL BROTHERS
100.02 | 40 mm Dia. | 20.00 | Each |  | 155.00 | 3100.00 | 50.00 | 1000.00 | 180.00 | 3600.00 | 200.00 | 4000.00 | 86.00 | 1720.00 | 184.00 | 3680.00 | 1000.00 | AGARWAL BROTHERS
100.03 | 50 mm Dia. | 20.00 | Each |  | 303.00 | 6060.00 | 60.00 | 1200.00 | 340.00 | 6800.00 | 345.00 | 6900.00 | 126.00 | 2520.00 | 320.00 | 6400.00 | 1200.00 | AGARWAL BROTHERS
100.04 | 63 mm Dia. | 20.00 | Each |  | 565.00 | 11300.00 | 500.00 | 10000.00 | 1180.00 | 23600.00 | 1200.00 | 24000.00 | 186.00 | 3720.00 | 1100.00 | 22000.00 | 3720.00 | KHAN CONTRACTOR
101.00 | CPVC TEE's
101.01 | 20 mm Dia. | 10.00 | No |  | 30.00 | 300.00 | 16.00 | 160.00 | 19.00 | 190.00 | 20.00 | 200.00 | 26.00 | 260.00 | 18.00 | 180.00 | 160.00 | AGARWAL BROTHERS
101.02 | 25 mm Dia. | 15.00 | No |  | 44.00 | 660.00 | 20.00 | 300.00 | 41.00 | 615.00 | 45.00 | 675.00 | 46.00 | 690.00 | 42.00 | 630.00 | 300.00 | AGARWAL BROTHERS
101.03 | 40 mm Dia. | 5.00 | No |  | 183.00 | 915.00 | 35.00 | 175.00 | 175.00 | 875.00 | 180.00 | 900.00 | 156.00 | 780.00 | 170.00 | 850.00 | 175.00 | AGARWAL BROTHERS
101.04 | 50 mm Dia. | 5.00 | No |  | 384.00 | 1920.00 | 90.00 | 450.00 | 295.00 | 1475.00 | 320.00 | 1600.00 | 186.00 | 930.00 | 294.00 | 1470.00 | 450.00 | AGARWAL BROTHERS
101.05 | 63 mm Dia. | 5.00 | No |  | 780.00 | 3900.00 | 500.00 | 2500.00 | 1200.00 | 6000.00 | 1320.00 | 6600.00 | 286.00 | 1430.00 | 1217.00 | 6085.00 | 1430.00 | KHAN CONTRACTOR
102.00 | CPVC Elbow's
102.01 | 20 mm Dia. | 30.00 | No |  | 18.00 | 540.00 | 25.00 | 750.00 | 28.00 | 840.00 | 28.00 | 840.00 | 36.00 | 1080.00 | 28.00 | 840.00 | 540.00 | RAMASHANKAR SINGH
102.02 | 25 mm Dia. | 30.00 | No |  | 36.00 | 1080.00 | 45.00 | 1350.00 | 130.00 | 3900.00 | 140.00 | 4200.00 | 86.00 | 2580.00 | 133.00 | 3990.00 | 1080.00 | RAMASHANKAR SINGH
102.03 | 40 mm Dia. | 10.00 | No |  | 155.00 | 1550.00 | 80.00 | 800.00 | 225.00 | 2250.00 | 220.00 | 2200.00 | 186.00 | 1860.00 | 211.00 | 2110.00 | 800.00 | AGARWAL BROTHERS
102.04 | 50 mm Dia. | 10.00 | No |  | 303.00 | 3030.00 | 150.00 | 1500.00 | 575.00 | 5750.00 | 600.00 | 6000.00 | 286.00 | 2860.00 | 550.00 | 5500.00 | 1500.00 | AGARWAL BROTHERS
102.05 | 63 mm Dia. | 10.00 | No |  | 561.00 | 5610.00 | 200.00 | 2000.00 | 690.00 | 6900.00 | 750.00 | 7500.00 | 386.00 | 3860.00 | 688.00 | 6880.00 | 2000.00 | AGARWAL BROTHERS
103.00 | CPVC Reducer's
103.01 | 25 x 20 mm | 20.00 | No |  | 36.00 | 720.00 | 50.00 | 1000.00 | 68.00 | 1360.00 | 70.00 | 1400.00 | 56.00 | 1120.00 | 66.00 | 1320.00 | 720.00 | RAMASHANKAR SINGH
103.02 | 40 x25 mm | 10.00 | No |  | 108.00 | 1080.00 | 55.00 | 550.00 | 90.00 | 900.00 | 100.00 | 1000.00 | 86.00 | 860.00 | 91.00 | 910.00 | 550.00 | AGARWAL BROTHERS
103.03 | 50 x 40mm | 11.00 | No |  | 260.00 | 2860.00 | 65.00 | 715.00 | 188.00 | 2068.00 | 190.00 | 2090.00 | 186.00 | 2046.00 | 175.00 | 1925.00 | 715.00 | AGARWAL BROTHERS
103.04 | 63 x 40 mm | 10.00 | No |  | 545.00 | 5450.00 | 85.00 | 850.00 | 310.00 | 3100.00 | 350.00 | 3500.00 | 286.00 | 2860.00 | 317.00 | 3170.00 | 850.00 | AGARWAL BROTHERS
103.05 | 63 x 50 mm | 10.00 | No |  | 550.00 | 5500.00 | 100.00 | 1000.00 | 590.00 | 5900.00 | 620.00 | 6200.00 | 386.00 | 3860.00 | 580.00 | 5800.00 | 1000.00 | AGARWAL BROTHERS
104.00 | Providing & fixing following Diameters uPVC pipes from ASTRAL / PRINCE / DUTRON / FINOLEX / Reliance / Supreme / BIRLA or approved brand confirming to relevant IS including cost of materials, adhesive solution of approved brand such as PIDILITE etc., all fittings like bend, elbow, coupling etc. complete. Note: 1. Fittings will be paid separately under relevant item. 2. Item includes cost of trenching and refilling of earth.
104.01 | 20 mm Dia. | 100.00 | RM |  | 170.00 | 17000.00 | 270.00 | 27000.00 | 210.00 | 21000.00 | 250.00 | 25000.00 | 256.00 | 25600.00 | 198.00 | 19800.00 | 17000.00 | RAMASHANKAR SINGH
104.02 | 25 mm Dia. | 1000.00 | RM |  | 205.00 | 205000.00 | 300.00 | 300000.00 | 240.00 | 240000.00 | 280.00 | 280000.00 | 286.00 | 286000.00 | 224.00 | 224000.00 | 205000.00 | RAMASHANKAR SINGH
104.03 | 40 mm Dia. | 150.00 | RM |  | 270.00 | 40500.00 | 324.00 | 48600.00 | 310.00 | 46500.00 | 320.00 | 48000.00 | 286.00 | 42900.00 | 263.00 | 39450.00 | 39450.00 | SHARMA CONSTRUCTION
104.04 | 50 mm Dia. | 100.00 | RM |  | 325.00 | 32500.00 | 396.00 | 39600.00 | 390.00 | 39000.00 | 410.00 | 41000.00 | 286.00 | 28600.00 | 343.00 | 34300.00 | 28600.00 | KHAN CONTRACTOR
104.05 | 63 mm Dia. | 150.00 | RM |  | 460.00 | 69000.00 | 450.00 | 67500.00 | 560.00 | 84000.00 | 560.00 | 84000.00 | 286.00 | 42900.00 | 462.00 | 69300.00 | 42900.00 | KHAN CONTRACTOR
105.00 | Supplying uPVC Couplers, Bends, TEE's, Reducers from PRINCE / DUTRON / FINOLEX / Reliance / Supreme / BIRLA or approved brand confirming to relevant IS.
106.00 | uPVC Coupler's
106.01 | 20 mm Dia. | 30.00 | No |  | 18.00 | 540.00 | 25.00 | 750.00 | 35.00 | 1050.00 | 300.00 | 9000.00 | 56.00 | 1680.00 | 255.00 | 7650.00 | 540.00 | RAMASHANKAR SINGH
106.02 | 25 mm Dia. | 30.00 | No |  | 25.00 | 750.00 | 30.00 | 900.00 | 65.00 | 1950.00 | 80.00 | 2400.00 | 86.00 | 2580.00 | 63.00 | 1890.00 | 750.00 | RAMASHANKAR SINGH
106.03 | 40 mm Dia. | 30.00 | No |  | 30.00 | 900.00 | 40.00 | 1200.00 | 120.00 | 3600.00 | 140.00 | 4200.00 | 126.00 | 3780.00 | 112.00 | 3360.00 | 900.00 | RAMASHANKAR SINGH
106.04 | 50 mm Dia. | 20.00 | No |  | 45.00 | 900.00 | 45.00 | 900.00 | 170.00 | 3400.00 | 200.00 | 4000.00 | 186.00 | 3720.00 | 160.00 | 3200.00 | 900.00 | RAMASHANKAR SINGH, AGARWAL BROTHERS
106.05 | 63 mm Dia. | 20.00 | No |  | 90.00 | 1800.00 | 69.00 | 1380.00 | 280.00 | 5600.00 | 300.00 | 6000.00 | 256.00 | 5120.00 | 240.00 | 4800.00 | 1380.00 | AGARWAL BROTHERS
107.00 | uPVC BEND's
107.01 | 20 mm Dia. | 30.00 | No |  | 13.00 | 390.00 | 18.00 | 540.00 | 25.00 | 750.00 | 20.00 | 600.00 | 26.00 | 780.00 | 16.00 | 480.00 | 390.00 | RAMASHANKAR SINGH
107.02 | 25 mm Dia. | 30.00 | No |  | 24.00 | 720.00 | 20.00 | 600.00 | 40.00 | 1200.00 | 35.00 | 1050.00 | 36.00 | 1080.00 | 28.00 | 840.00 | 600.00 | AGARWAL BROTHERS
107.03 | 40 mm Dia. | 30.00 | No |  | 45.00 | 1350.00 | 25.00 | 750.00 | 85.00 | 2550.00 | 70.00 | 2100.00 | 56.00 | 1680.00 | 56.00 | 1680.00 | 750.00 | AGARWAL BROTHERS
107.04 | 50 mm Dia. | 20.00 | No |  | 67.00 | 1340.00 | 45.00 | 900.00 | 100.00 | 2000.00 | 100.00 | 2000.00 | 86.00 | 1720.00 | 86.00 | 1720.00 | 900.00 | AGARWAL BROTHERS
107.05 | 63 mm Dia. | 20.00 | No |  | 135.00 | 2700.00 | 50.00 | 1000.00 | 170.00 | 3400.00 | 170.00 | 3400.00 | 126.00 | 2520.00 | 145.00 | 2900.00 | 1000.00 | AGARWAL BROTHERS
108.00 | uPVC TEE's
108.01 | 20 mm Dia. | 10.00 | No |  | 18.00 | 180.00 | 25.00 | 250.00 | 45.00 | 450.00 | 50.00 | 500.00 | 56.00 | 560.00 | 40.00 | 400.00 | 180.00 | RAMASHANKAR SINGH
108.02 | 25 mm Dia. | 15.00 | No |  | 31.00 | 465.00 | 30.00 | 450.00 | 70.00 | 1050.00 | 80.00 | 1200.00 | 86.00 | 1290.00 | 64.00 | 960.00 | 450.00 | AGARWAL BROTHERS
108.03 | 40 mm Dia. | 10.00 | No |  | 57.00 | 570.00 | 45.00 | 450.00 | 150.00 | 1500.00 | 170.00 | 1700.00 | 126.00 | 1260.00 | 145.00 | 1450.00 | 450.00 | AGARWAL BROTHERS
108.04 | 50 mm Dia. | 10.00 | No |  | 92.00 | 920.00 | 50.00 | 500.00 | 210.00 | 2100.00 | 250.00 | 2500.00 | 186.00 | 1860.00 | 200.00 | 2000.00 | 500.00 | AGARWAL BROTHERS
108.05 | 63 mm Dia. | 10.00 | No |  | 175.00 | 1750.00 | 55.00 | 550.00 | 500.00 | 5000.00 | 550.00 | 5500.00 | 286.00 | 2860.00 | 455.00 | 4550.00 | 550.00 | AGARWAL BROTHERS
109.00 | uPVC Elbow's
109.01 | 20 mm Dia. | 30.00 | No |  | 13.00 | 390.00 | 25.00 | 750.00 | 25.00 | 750.00 | 30.00 | 900.00 | 36.00 | 1080.00 | 25.00 | 750.00 | 390.00 | RAMASHANKAR SINGH
109.02 | 25 mm Dia. | 30.00 | No |  | 24.00 | 720.00 | 30.00 | 900.00 | 42.00 | 1260.00 | 45.00 | 1350.00 | 56.00 | 1680.00 | 40.00 | 1200.00 | 720.00 | RAMASHANKAR SINGH
109.03 | 40 mm Dia. | 10.00 | No |  | 45.00 | 450.00 | 35.00 | 350.00 | 80.00 | 800.00 | 100.00 | 1000.00 | 86.00 | 860.00 | 80.00 | 800.00 | 350.00 | AGARWAL BROTHERS
109.04 | 50 mm Dia. | 10.00 | No |  | 67.00 | 670.00 | 40.00 | 400.00 | 135.00 | 1350.00 | 150.00 | 1500.00 | 126.00 | 1260.00 | 120.00 | 1200.00 | 400.00 | AGARWAL BROTHERS
109.05 | 63 mm Dia. | 10.00 | No |  | 135.00 | 1350.00 | 45.00 | 450.00 | 200.00 | 2000.00 | 220.00 | 2200.00 | 186.00 | 1860.00 | 175.00 | 1750.00 | 450.00 | AGARWAL BROTHERS
110.00 | uPVC Reducer's
110.01 | 25 x 20 mm | 20.00 | No |  | 20.00 | 400.00 | 24.00 | 480.00 | 24.00 | 480.00 | 25.00 | 500.00 | 26.00 | 520.00 | 20.00 | 400.00 | 400.00 | SHARMA CONSTRUCTION, RAMASHANKAR SINGH
110.02 | 40 x 25 mm | 10.00 | No |  | 31.00 | 310.00 | 45.00 | 450.00 | 46.00 | 460.00 | 50.00 | 500.00 | 66.00 | 660.00 | 40.00 | 400.00 | 310.00 | RAMASHANKAR SINGH
110.03 | 50 x 40 mm | 10.00 | No |  | 50.00 | 500.00 | 80.00 | 800.00 | 72.00 | 720.00 | 80.00 | 800.00 | 86.00 | 860.00 | 65.00 | 650.00 | 500.00 | RAMASHANKAR SINGH
110.04 | 63 x 50mm | 10.00 | No |  | 85.00 | 850.00 | 100.00 | 1000.00 | 150.00 | 1500.00 | 180.00 | 1800.00 | 186.00 | 1860.00 | 145.00 | 1450.00 | 850.00 | RAMASHANKAR SINGH
111.00 | Providing and fixing of following length towel rail from Jaquer / CERA / Hind ware / Paryware with pair of wall flanges fixed to wall with CP brass screws screwed on to wooden plugs embedded in wall etc. complete all as approved and directed.
111.01 | 600mm long | 20.00 | No |  | 1290.00 | 25800.00 | 1500.00 | 30000.00 | 1600.00 | 32000.00 | 1500.00 | 30000.00 | 1186.00 | 23720.00 | 1600.00 | 32000.00 | 23720.00 | KHAN CONTRACTOR
111.02 | 450mm long | 15.00 | No |  | 1050.00 | 15750.00 | 1260.00 | 18900.00 | 1420.00 | 21300.00 | 1290.00 | 19350.00 | 986.00 | 14790.00 | 1500.00 | 22500.00 | 14790.00 | KHAN CONTRACTOR
111.03 | Ring rectangular / ring square / ring round shapes as per site condition | 5.00 | No |  | 900.00 | 4500.00 | 1200.00 | 6000.00 | 1350.00 | 6750.00 | 1290.00 | 6450.00 | 786.00 | 3930.00 | 1400.00 | 7000.00 | 3930.00 | KHAN CONTRACTOR
112.00 | Supplying and fixing PVC saddle of heavy duty of ASTRAL / PRINCE / DUTRON / Supreme or approved brand and quality of sizes as mentioned below.
112.01 | 160mmX 32mm | 5.00 | No |  | 340.00 | 1700.00 | 150.00 | 750.00 | 344.00 | 1720.00 | 350.00 | 1750.00 | 186.00 | 930.00 | 330.00 | 1650.00 | 750.00 | AGARWAL BROTHERS
112.02 | 140mmX 32mm | 5.00 | No |  | 305.00 | 1525.00 | 200.00 | 1000.00 | 280.00 | 1400.00 | 300.00 | 1500.00 | 156.00 | 780.00 | 300.00 | 1500.00 | 780.00 | KHAN CONTRACTOR
112.03 | 110mm x 32mm | 30.00 | No |  | 230.00 | 6900.00 | 200.00 | 6000.00 | 220.00 | 6600.00 | 220.00 | 6600.00 | 86.00 | 2580.00 | 200.00 | 6000.00 | 2580.00 | KHAN CONTRACTOR
112.04 | 90mm X 32mm | 31.00 | No |  | 200.00 | 6200.00 | 200.00 | 6200.00 | 195.00 | 6045.00 | 220.00 | 6820.00 | 86.00 | 2666.00 | 200.00 | 6200.00 | 2666.00 | KHAN CONTRACTOR
112.05 | 63mm X 32mm | 20.00 | No |  | 150.00 | 3000.00 | 150.00 | 3000.00 | 150.00 | 3000.00 | 150.00 | 3000.00 | 86.00 | 1720.00 | 150.00 | 3000.00 | 1720.00 | KHAN CONTRACTOR
112.06 | 50mm X 32 mm | 30.00 | No |  | 135.00 | 4050.00 | 140.00 | 4200.00 | 135.00 | 4050.00 | 150.00 | 4500.00 | 56.00 | 1680.00 | 150.00 | 4500.00 | 1680.00 | KHAN CONTRACTOR
112.07 | 40mm X 32 mm | 10.00 | No |  | 123.00 | 1230.00 | 140.00 | 1400.00 | 128.00 | 1280.00 | 140.00 | 1400.00 | 56.00 | 560.00 | 140.00 | 1400.00 | 560.00 | KHAN CONTRACTOR
113.00 | Providing and fixing stainless steel plain glossy finish kitchen sink of size 610 x 510 mm with inbuilt waste coupling having bowl depth of 200mm minimum whereas size of bowl will be given by engineer in charge as per site condition with a pair of CI brackets of sink, waste coupling compatible size from PRAYAG, NIRALI make and as per relevant IS. Cost includes material, transportation, cutting holes in walls and making good the same after fixing, etc. complete as directed by Engineer. | 5.00 | No |  | 6000.00 | 30000.00 | 4500.00 | 22500.00 | 6000.00 | 30000.00 | 5700.00 | 28500.00 | 5186.00 | 25930.00 | 6000.00 | 30000.00 | 22500.00 | AGARWAL BROTHERS
114.00 | Providing and fixing 2 ways mixer Table mounted Sink Cock of Jaquar from SOLO collection (6319) of approved pattern including necessary fittings such as elbow, tee, reducer, diverter etc., tools, labours etc. complete for ERL/ Chemical Lab at Plant site. (Cock shall be as per Existing arrangement only.) | 5.00 | No |  | 5695.00 | 28475.00 | 4500.00 | 22500.00 | 5300.00 | 26500.00 | 5500.00 | 27500.00 | 1786.00 | 8930.00 | 5500.00 | 27500.00 | 8930.00 | KHAN CONTRACTOR
115.00 | Providing and fixing 32 mm dia. PTMT Symet PVC bottle trap of Prayag / Sruti /deflex or approved including inlet connection pipe, necessary fittings with existing wash hand basin including removing old/damaged trap and disposing as directed by Engineer. | 50.00 | SET |  | 688.00 | 34400.00 | 500.00 | 25000.00 | 530.00 | 26500.00 | 6000.00 | 300000.00 | 786.00 | 39300.00 | 48.00 | 2400.00 | 2400.00 | SHARMA CONSTRUCTION
116.00 | Providing and fixing Horizontal Plunger type superior quality and high pressure ball valves of following sizes fitted with brass lever of 15 mm dia. and 600 mm long, soldered with copper floats, weighing above 1530 grams each. Note: All the system shall confirm to IS 1703-1977and shall be tested to 20 Kg/ Sq CM.
117.00 | Brass Float Valves Note: 1.Test certificate is required. 2. Within Guarantee period of 12 months bidder has to repair the valve at his own cost.
117.01 | 25 mm Dia. - Rod length - 600 mm | 10.00 | Each |  | 3500.00 | 35000.00 | 800.00 | 8000.00 | 2000.00 | 20000.00 | 4000.00 | 40000.00 | 3786.00 | 37860.00 | 3500.00 | 35000.00 | 8000.00 | AGARWAL BROTHERS
117.02 | 40 mm Dia.- Rod length - 600 mm | 2.00 | Each |  | 1800.00 | 3600.00 | 1000.00 | 2000.00 | 3500.00 | 7000.00 | 2098.00 | 4196.00 | 3786.00 | 7572.00 | 1900.00 | 3800.00 | 2000.00 | AGARWAL BROTHERS
118.00 | Heavy duty Stainless steel (SS - 304) Ball Float Valves Screwed end of HAWA make or equivalent make. Note: 1.Test certificate is required. 2. Within Guarantee period of 12 months bidder has to repair the valve at his own cost.
118.01 | 25 mm Dia. - Rod length - 600 mm | 10.00 | Each |  | 3250.00 | 32500.00 | 1200.00 | 12000.00 | 3500.00 | 35000.00 | 3500.00 | 35000.00 | 3786.00 | 37860.00 | 3500.00 | 35000.00 | 12000.00 | AGARWAL BROTHERS
118.02 | 40 mm Dia. - Rod length - 600 mm | 10.00 | Each |  | 7500.00 | 75000.00 | 1500.00 | 15000.00 | 8400.00 | 84000.00 | 8500.00 | 85000.00 | 3786.00 | 37860.00 | 8000.00 | 80000.00 | 15000.00 | AGARWAL BROTHERS
119.00 | Providing and fixing 15mm Dia. PVC Float valves Commander / Prayag make for existing Flush tanks and water coolers with all required accessories. Cost of item includes materials, labour, tools and tackles etc. complete as directed by EIC. | 20.00 | Each |  | 300.00 | 6000.00 | 200.00 | 4000.00 | 520.00 | 10400.00 | 300.00 | 6000.00 | 186.00 | 3720.00 | 350.00 | 7000.00 | 3720.00 | KHAN CONTRACTOR
120.00 | Providing and fixing plastic transparent wall mount sanitizer/ soap dispenser push button type of 500 ml capacity of high quality plastic material with all accessories including fixing, necessary tools and tackles etc. complete. | 100.00 | Each |  | 450.00 | 45000.00 | 350.00 | 35000.00 | 500.00 | 50000.00 | 290.00 | 29000.00 | 486.00 | 48600.00 | 400.00 | 40000.00 | 29000.00 | Goswami Furniture House
121.00 | Providing and fixing 15 mm dia. 600 mm long PVC flexible inlet connection with both side CP brass check nuts, washer etc. Complete for wash basin, flushing cistern, urinals etc. | 300.00 | No |  | 184.00 | 55200.00 | 180.00 | 54000.00 | 180.00 | 54000.00 | 440.00 | 132000.00 | 186.00 | 55800.00 | 180.00 | 54000.00 | 54000.00 | SHARMA CONSTRUCTION, AGARWAL BROTHERS, CIVILIS INFRA
122.00 | Providing and fixing 32 mm dia. full thread CP Brass waste coupling for wash basin / urinals / kitchen sink etc. from Jaquar / parryware / Hindware / Cera for their drainage systems including washer, check nuts etc. complete. | 100.00 | No |  | 250.00 | 25000.00 | 270.00 | 27000.00 | 420.00 | 42000.00 | 200.00 | 20000.00 | 186.00 | 18600.00 | 400.00 | 40000.00 | 18600.00 | KHAN CONTRACTOR
123.00 | Providing and fixing 38 mm dia. full thread CP Brass waste coupling for wash basin / urinals / kitchen sink etc. for their drainage systems including washer, check nuts etc. complete. | 10.00 | SET |  | 325.00 | 3250.00 | 360.00 | 3600.00 | 500.00 | 5000.00 | 400.00 | 4000.00 | 286.00 | 2860.00 | 500.00 | 5000.00 | 2860.00 | KHAN CONTRACTOR
124.00 | Providing and fixing 15 mm dia. 600 mm long flexible inlet connection (SS-304) rust proof with both side CP brass check nuts, washer etc. Complete for wash basin, flushing cistern, urinals etc. | 50.00 | No |  | 185.00 | 9250.00 | 400.00 | 20000.00 | 400.00 | 20000.00 | 500.00 | 25000.00 | 186.00 | 9300.00 | 450.00 | 22500.00 | 9250.00 | RAMASHANKAR SINGH
125.00 | Providing and fixing hands free 304 SS Jet Spray with minimum 1.0 Mt PVC tube for EWC from Ruhe / essco / cera / jaquar / somani including fitting with water supply line with necessary check nuts and washers etc. complete as directed by Engineer in charge. | 10.00 | No |  | 355.00 | 3550.00 | 400.00 | 4000.00 | 420.00 | 4200.00 | 450.00 | 4500.00 | 486.00 | 4860.00 | 450.00 | 4500.00 | 3550.00 | RAMASHANKAR SINGH
126.00 | Providing and fixing health faucet with 1.5 meter long easy flex tube in chrome finish & wall hook for EWC of Jaquar, perryware, marc, hindware including fitting with water supply line with necessary check nuts and washers etc. complete. | 25.00 | No |  | 1500.00 | 37500.00 | 1500.00 | 37500.00 | 1500.00 | 37500.00 | 1700.00 | 42500.00 | 986.00 | 24650.00 | 1700.00 | 42500.00 | 24650.00 | KHAN CONTRACTOR
127.00 | Flushing the Sewer line by Cleaning and Removing waste material of any kind from Chocked Manhole, Sewer Line including removing the manhole cover, placing it back after completion of job, disposing the waste at designated place, cost of sweepers, required tools etc. complete as directed by Engineer. Note: (1) The contractor has to bring special equipment like MS rod with cutter / Sewage line chocked removing machine (2) After cleaning the chocked line it should be through and free of foreign material and easy flow of water shall be ensured to the satisfaction of Engineer. | 50.00 | RM |  | 950.00 | 47500.00 | 870.00 | 43500.00 | 750.00 | 37500.00 | 900.00 | 45000.00 | 786.00 | 39300.00 | 900.00 | 45000.00 | 37500.00 | CIVILIS INFRA
128.00 | Providing and fixing in position 5mm thick mirror glass of required size from reputed manufacturers like Saint Gobain / Modi / TATA with bevelling all four sides / without bevelled edges factory silvered with soft board backing of 4mm thick including cost of necessary CP Brass button brackets, rawl plugs, screws, labours etc. complete as approved and directed. | 50.00 | SqM |  | 1750.00 | 87500.00 | 2000.00 | 100000.00 | 2500.00 | 125000.00 | 3000.00 | 150000.00 | 1786.00 | 89300.00 | 2700.00 | 135000.00 | 87500.00 | RAMASHANKAR SINGH
129.00 | Providing and fixing PVC made NAHANI trap of self-cleaning design with 75mm diameter outlet with 110mm diameter with heavy CP brass / SS Anti cockroach grating with circular slots on top including necessary 1:2:4 cement concrete for embedding and making good the floor, connecting the trap to the waste pipe, forming circular hole up to floor level and rendering smooth etc. complete all as directed and as specified by EIC. NOTE:- 1. Payment towards 1:2:4 plain cement concrete will be paid separately under relevant item. | 15.00 | No |  | 190.00 | 2850.00 | 200.00 | 3000.00 | 220.00 | 3300.00 | 250.00 | 3750.00 | 286.00 | 4290.00 | 250.00 | 3750.00 | 2850.00 | RAMASHANKAR SINGH
130.00 | Providing and fixing 160 mm x 100 mm PVC made gully trap with C.I. grating (weight shall not less than 1Kg per piece) including excavation in all types of soils, back filling, embedding in P.C.C.1:3:6 using 20 mm size aggregates and constructing chamber as per site condition with 115 mm thick brick wall and carry out plasters on both faces of brickwork using Cement Mortar 1:4, 12 mm thick finished smooth with a floating coat of neat cement including providing and fixing FRP made 300 mm x 300 mm size frame with cover have bearing capacity of 2.5T etc. complete all as directed by the EIC. NOTE:- i) Excavation, PCC 1:3:6, 115mm thick brickwork, 12mm thick plaster of CM 1:4 will be paid separately under relevant items of SOQR | 10.00 | No |  | 1000.00 | 10000.00 | 1200.00 | 12000.00 | 2400.00 | 24000.00 | 2500.00 | 25000.00 | 286.00 | 2860.00 | 2500.00 | 25000.00 | 2860.00 | KHAN CONTRACTOR
131.00 | Providing and fixing 100mm dia. overhead Shower made from SS & ABS body in chrome finish with rubit cleaning system for bathrooms from jaquer / CERA/ Parryware including cost of screws, labour etc. complete as approved and directed. | 30.00 | Each |  | 1000.00 | 30000.00 | 1200.00 | 36000.00 | 1360.00 | 40800.00 | 1400.00 | 42000.00 | 486.00 | 14580.00 | 1400.00 | 42000.00 | 14580.00 | KHAN CONTRACTOR
132.00 | Providing and fixing Toilet paper roll holder from Jaquar / Hind ware / CERA/ essco high quality for toilets with necessary plugs, CP screws etc. | 10.00 | No |  | 1215.00 | 12150.00 | 1200.00 | 12000.00 | 1330.00 | 13300.00 | 1400.00 | 14000.00 | 1186.00 | 11860.00 | 1400.00 | 14000.00 | 11860.00 | KHAN CONTRACTOR
133.00 | Providing and fixing White solid polypropylene seat cover of with CP pillar hinges and rubber buffers from Parryware / Jaquar / Hind ware / CERA or other similar approved manufacturer for existing EWC pan including cost of material, labours etc. complete. | 30.00 | No |  | 850.00 | 25500.00 | 690.00 | 20700.00 | 900.00 | 27000.00 | 900.00 | 27000.00 | 986.00 | 29580.00 | 900.00 | 27000.00 | 20700.00 | AGARWAL BROTHERS
134.00 | Supplying and fixing 125mm /150mm stainless steel grating in square /circular shapes as directed by EIC including removal of existing damaged grating, cost of materials, labours etc. complete. | 100.00 | No |  | 230.00 | 23000.00 | 200.00 | 20000.00 | 250.00 | 25000.00 | 280.00 | 28000.00 | 186.00 | 18600.00 | 280.00 | 28000.00 | 18600.00 | KHAN CONTRACTOR
135.00 | Providing and fixing in position both side polished Granite Stone exterior edge moulded urinal partition slab of 18 mm thick +/- 2mm in tolerance 750 mm x 630 mm size with rounded exposed corners suit to existing one in colour/shade /shape including cutting brick masonry walls embedding the slab 75 mm inside brick masonry walls and rendering with 1:3 CM, including removing & depositing / disposal of existing partition, making the surface for fresh laying, etc. complete. NOTE:- Cost of Granite - Rs. 250/- per SqFt is considered. | 20.00 | No |  | 3150.00 | 63000.00 | 4500.00 | 90000.00 | 3400.00 | 68000.00 | 3500.00 | 70000.00 | 1786.00 | 35720.00 | 3400.00 | 68000.00 | 35720.00 | KHAN CONTRACTOR
136.00 | Providing & fixing HDPE PVC 100% virgin and food grade storage water tanks with top cover in white colour have tripled layered from reputed manufacturers like Sintex, Plasto or other approved manufacturers of following capacity for domestic use. Cost includes transportation of tanks, loading, unloading, fixing at location as shown by engineer in charge.
136.01 | 2000 Litres | 3.00 | No |  | 18250.00 | 54750.00 | 19734.00 | 59202.00 | 15000.00 | 45000.00 | 16000.00 | 48000.00 | 16786.00 | 50358.00 | 16000.00 | 48000.00 | 45000.00 | CIVILIS INFRA
136.02 | 1000 Litres | 2.00 | No |  | 9150.00 | 18300.00 | 11367.00 | 22734.00 | 8500.00 | 17000.00 | 10000.00 | 20000.00 | 9786.00 | 19572.00 | 10000.00 | 20000.00 | 17000.00 | CIVILIS INFRA
137.00 | Providing teakwood beading of size 35mm X 12mm and fixing with the all sides of new / existing flush doors as a lipping, matched with flush doors sides by using adhesive like fevicol, screws / nails etc. Item includes cost of materials, transportation, labour, tools and tackles etc. complete as per drawing, specifications and directed by engineer in charge. | 50.00 | RM |  | 245.00 | 12250.00 | 120.00 | 6000.00 | 200.00 | 10000.00 | 250.00 | 12500.00 | 86.00 | 4300.00 | 250.00 | 12500.00 | 4300.00 | KHAN CONTRACTOR
138.00 | Applying readymade Epoxy Grouting / filler of approved shade between newly laid vitrified tiles of following thicknesses up to maximum depth of 10mm in perfect line level from Dr. FIXIT, Roff pidilite, Sika, Asian paints, MYK laticrete, Asscolite, Johnberg or other reputed manufacturer. Cost includes materials, tools and tackles, labour etc. complete as directed by Engineer in charge.
138.01 | 2mm thick | 100.00 | RM |  | 55.00 | 5500.00 | 45.00 | 4500.00 | 45.00 | 4500.00 | 50.00 | 5000.00 | 46.00 | 4600.00 | 50.00 | 5000.00 | 4500.00 | AGARWAL BROTHERS, CIVILIS INFRA
138.02 | 3mm thick | 101.00 | RM |  | 63.00 | 6363.00 | 63.00 | 6363.00 | 55.00 | 5555.00 | 50.00 | 5050.00 | 66.00 | 6666.00 | 55.00 | 5555.00 | 5050.00 | Goswami Furniture House
139.00 | Supplying clear sheet glass of 5mm thickness in sizes as per requirement of SMU section with tolerances of ( +/- 0.2mm ) thickness from Saint Gobain / Modi make at KAPS plant site SMU store for maintenance / repairing / replacement of glass for window, ventilators, door, cupboards etc. as and when required. Note: contractor has to consider cutting wastages of clear sheet glass while supplying actual sizes of requirement. | 50.00 | SqM |  | 845.00 | 42250.00 | 1000.00 | 50000.00 | 1050.00 | 52500.00 | 850.00 | 42500.00 | 1086.00 | 54300.00 | 850.00 | 42500.00 | 42250.00 | RAMASHANKAR SINGH
140.00 | Supplying toughened glass of 12mm thick for partition, doors etc. with cut slaught as per requirement for fixing accessories with floor spring, handle bars, door closer, glass in sizes as per requirement of SMU section having tolerances of ( +/- 0.2mm ) thickness from Saint Gobain / Modi make at KAPS plant site for maintenance / repairing / replacement of glass for as and when required. Note: contractor has to consider cutting wastages of clear sheet glass while supplying actual sizes of requirement. | 20.00 | SqM |  | 5750.00 | 115000.00 | 6900.00 | 138000.00 | 5500.00 | 110000.00 | 5800.00 | 116000.00 | 2186.00 | 43720.00 | 5500.00 | 110000.00 | 43720.00 | KHAN CONTRACTOR
141.00 | Providing and fixing anti-skid / Anti-slip tape of 50mm width (multicolour fall resistant with PET material and solvent acrylic adhesive tape) for slippery floors, staircase, ramp, indoor, outdoor uses etc. as directed by EIC. It includes removing of existing damaged antiskid tap if required. Item includes cost of material, labour, transportation etc. Note:- It is mandatory to approve the sample from EIC before mass procuring. | 1500.00 | RM |  | 73.00 | 109500.00 | 78.00 | 117000.00 | 65.00 | 97500.00 | 65.00 | 97500.00 | 86.00 | 129000.00 | 65.00 | 97500.00 | 97500.00 | SHARMA CONSTRUCTION, CIVILIS INFRA, Goswami Furniture House
142.00 | Providing and fixing premium quality wallpaper (self-adhesive / non self-adhesive) made of PVC vinyl on finished surfaces of wall / columns etc. pattern, colour, theme for wall paper will be decided by EIC. Wallpapers should have properties like self-adhesive / glue, Heat resistant, water proof, Anti oil, easy to clean. Item includes cost of materials, Furniture movement, surface preparation, labour, transportation etc. Note:- 1. It is mandatory to approve the sample from EIC before mass procuring. 2. Before fixing insure the surface of wall or column should free from moisture and neat & clean. 3. Actual area covered by wallpaper will be measured and paid no extra payment of lapping of joints. 4. Cost of glue / adhesive for pasting of wall paper. 5. Base rate of wall paper sheet is Rs. 775/- per SqM 6. Definition of base rate is the rate of vitrified tile of premium quality at Vyara & Bardoli showrooms which is excluding GST, Transportation, loading and unloading at site. | 30.00 | SqM |  | 1450.00 | 43500.00 | 1170.00 | 35100.00 | 1600.00 | 48000.00 | 1500.00 | 45000.00 | 1786.00 | 53580.00 | 1500.00 | 45000.00 | 35100.00 | AGARWAL BROTHERS
143.00 | Providing and fixing new Galvanized Concertina Razor wire in place of existing damaged / rusted / misplaced wire having minimum zinc coating of 180 gsm, using core diameter of wire 2.5mm of Hot dip galvanized, barb profiles MBBT standard specified available in the market up to a height 3.6M from ground level and to be tied at equal spaces with existing concertina coil/ MS supports to keep concertina coil in firm position as directed by EIC. Note:- 1.Contractor has to quote rate by considering the cost of all materials, transportation, scaffolding, tools & tackles, labour etc. 2. Only actual length of razor wire used will be measured and paid in Running meter | 10000.00 | RM |  | 14.00 | 140000.00 | 18.00 | 180000.00 | 17.00 | 170000.00 | 15.00 | 150000.00 | 17.86 | 178600.00 | 14.00 | 140000.00 | 140000.00 | SHARMA CONSTRUCTION, RAMASHANKAR SINGH
144.00 | Supplying excavator machine like JCB for departmental / urgent works like clearing of debris, earthwork excavation, filling of earth, brick bat pieces, concrete rubbish, uprooting tree roots, pushing the debris in pits & low laying area, levelling work etc. in KAPS plant site premises including the cost of JCB operator, cleaner, lubricant, fuel etc. complete all as directed by Engineer-in-charge. Note: 1. The logbook is to be maintained and the payment will be made on hourly basis of the JCB machine used. 2. No extra payment will be made from bringing the JCB at site as well as to take out after completion of work. 3. The payment for breakdown (if any), lunch time, stopped without work etc. shall will not be paid. 4. Maintenance of JCB machine is under scope of contractor. | 250.00 | Hour |  | 850.00 | 212500.00 | 1440.00 | 360000.00 | 980.00 | 245000.00 | 1200.00 | 300000.00 | 1486.00 | 371500.00 | 900.00 | 225000.00 | 212500.00 | RAMASHANKAR SINGH
145.00 | Removal of chain link fencing up 3.60 M height from floor including posts, concertina and barbed wire which includes staking of servicebal material and disposal of unservicebale material up to 2 Km lead with lift at all height. | 500.00 | RM |  | 125.00 | 62500.00 | 96.00 | 48000.00 | 120.00 | 60000.00 | 150.00 | 75000.00 | 36.00 | 18000.00 | 150.00 | 75000.00 | 18000.00 | KHAN CONTRACTOR
146.00 | Concrete saw cutting in front of unit#4 side WMP for rain water drain | 100.00 | SqM |  | 540.00 | 54000.00 | 450.00 | 45000.00 | 600.00 | 60000.00 | 500.00 | 50000.00 | 486.00 | 48600.00 | 450.00 | 45000.00 | 45000.00 | SHARMA CONSTRUCTION, AGARWAL BROTHERS
147.00 | Providing and fixing heavy duty type aluminium hinges for structural glazing window to open and close the window fixed at top and bottom | 50.00 | Set |  | 375.00 | 18750.00 | 200.00 | 10000.00 | 400.00 | 20000.00 | 400.00 | 20000.00 | 486.00 | 24300.00 | 350.00 | 17500.00 | 10000.00 | AGARWAL BROTHERS
148.00 | Painting with Anti bacterial, anti fungal paint for interior work kitchen, dinning, kitchen and vegetables store area etc. | 510.00 | SqM |  | 115.00 | 58650.00 | 144.00 | 73440.00 | 120.00 | 61200.00 | 130.00 | 66300.00 | 126.00 | 64260.00 | 125.00 | 63750.00 | 58650.00 | RAMASHANKAR SINGH
149.00 | Providing, casting, finishing, curing, hoisting and placing in position precast slabs in cement concrete 1:2:4 using 20mm down size stone aggregate excluding cost of reinforcement but including formwork all complete as per drawings and specifications (The rate shall be exclusive of reinforcement) | 50.00 | CuM |  | 7400.00 | 370000.00 | 9600.00 | 480000.00 | 7300.00 | 365000.00 | 8000.00 | 400000.00 | 9786.00 | 489300.00 | 7500.00 | 375000.00 | 365000.00 | CIVILIS INFRA
150.00 | Supplying Silicone sealant for Joint sealing in ACP cladding joint, Aluminium window, door joint etc.(Weather Sealant - Non Staining (600 ml) | 25.00 | Each |  | 2450.00 | 61250.00 | 1200.00 | 30000.00 | 2000.00 | 50000.00 | 2504.00 | 62600.00 | 1786.00 | 44650.00 | 2500.00 | 62500.00 | 30000.00 | AGARWAL BROTHERS
151.00 | Supplying and painting of Epoxy paint system comprising of compound A & B (i.e. Resin and Hardener and required compaitable thinner) of approved brand and shade from ASIAN-APCODUR CF 641, CF 641-CS / BERGER - PROTECTOMASTIC / AKZONOBEL-INTERGARD 1054 AMERLOCK on old or new pipes, structures, platforms, supports, equipments, panels, etc. including preparation of surfaces by cleaning the dirt, dust, grease, oil etc. by sand paper, wire brush, wet moping etc., applying compatible epoxy putty for removing undulation of surface, preparing surface such that proper bonding of fresh coat will be achieved which will avoid bubble formation, erection of scaffolding at all elevation, tools & tackles, labour, materials, etc. all complete as per specifications and as directed by Engineer. Areas to be painted are RB # 3 and all the main Plant Building related to the RB # 3.
151.01 | Single Coat | 1500.00 | Sqm |  | 200.00 | 300000.00 | 270.00 | 405000.00 | 270.00 | 405000.00 | 300.00 | 450000.00 | 286.00 | 429000.00 | 280.00 | 420000.00 | 300000.00 | RAMASHANKAR SINGH
151.02 | Double Coat | 1500.00 | SqM |  | 370.00 | 555000.00 | 447.00 | 670500.00 | 420.00 | 630000.00 | 460.00 | 690000.00 | 486.00 | 729000.00 | 450.00 | 675000.00 | 555000.00 | RAMASHANKAR SINGH
152.00 | Making opening in masonry wall (Cement Concrete block or brick work) for door/window/celreatory window including dismantling in floor or walls by cutting masonry and making good the damages to walls, flooring and jambs complete, to match existing surface i/c disposal of mulba / rubbish to the nearest dumping area, all complete as per direction of Engineer in charge. | 25.00 | SqM |  | 1750.00 | 43750.00 | 2670.00 | 66750.00 | 2000.00 | 50000.00 | 1900.00 | 47500.00 | 1776.56 | 44414.00 | 1800.00 | 45000.00 | 43750.00 | RAMASHANKAR SINGH
153.00 | Supplying and fixing Fibre Reinforced Plastic (FRP) Molded Gratings, Mesh 30mm X 30mm / 38mm X 38mm, depth 38mm, Rib Thickness 6-8mm, open Gratings approved color, Isophthalic Resin System etc. complete for strom water drain. Note: 1. Sample to be approved before bulk supply. 2. Weight shall, generally be 15 Kg/SqM. | 300.00 | SqM |  | 2150.00 | 645000.00 | 2250.00 | 675000.00 | 2600.00 | 780000.00 | 2300.00 | 690000.00 | 2786.00 | 835800.00 | 2200.00 | 660000.00 | 645000.00 | RAMASHANKAR SINGH
154.00 | Supplying and fixing of Floor Carpet of DUROTURF make one roll consist of 10 (TEN) M.Length & 1.2 MTR Wide. Name : DURO TRUF-LITE + COLOUR -Red or Green: Material : Top layer : Synthetic Resin : Bottom layer : Non woven cloth, reinforced with Nylon net backing Hight/ Thikness : 16 + - 1 mm Weight /Per SqM : 2450+- 100 GSM size of roll : 1.2 x 10 mtr (ONE ROLL) . Basic rate of floor carpet is considered as Rs. 1185 /- without GST. | 150.00 | Sqm |  | 1450.00 | 217500.00 | 1800.00 | 270000.00 | 1450.00 | 217500.00 | 1490.00 | 223500.00 | 1786.00 | 267900.00 | 1300.00 | 195000.00 | 195000.00 | SHARMA CONSTRUCTION
| Total in Figures |  |  |  |  | 42898035.00 |  | 47682000.00 |  | 43220603.00 |  | 47920121.00 |  | 49686786.00 |  | 42675732.00
Lowest Amount Quoted BY: SHARMA CONSTRUCTION(42675732.00)

## BOQ Summary
BOQ Summary Details Tender Title: ET-1654 Tender ID: 2025_NPCIL_254511_1
Sheet Name | Sl.No | Bidder Name | Amount | Bid Rank
BoQ1 | 1 | SHARMA CONSTRUCTION (BID ID -928812) | 42675732.00 | L1
| 2 | RAMASHANKAR SINGH (BID ID -931985) | 42898035.00 | L2
| 3 | CIVILIS INFRA (BID ID -933164) | 43220603.00 | L3
| 4 | AGARWAL BROTHERS (BID ID -932155) | 47682000.00 | L4
| 5 | Goswami Furniture House (BID ID -933308) | 47920121.00 | L5
| 6 | KHAN CONTRACTOR (BID ID -931928) | 49686786.00 | L6