## BoQ1
Government eProcurement System Created By: Livin P Nansen Created Date/Time: 06-Oct-2026 05:41 PM Tender Title: Establishment of New Office for HLL Lifecare Limited (HLL) at Chandralok Building, New Delhi Tender ID: 2026_HLL_289841_1
Tender Inviting Authority: HLL Lifecare Limited
Name of Work: ESTABLISHMENT OF NEW OFFICE FOR HLL LIFECARE LIMITED (HLL) AT CHANDRALOK BUILDING, NEW DELHI
Contract No:
SCHEDULE OF WORK / ITEM(S)
Sl.No | Description of Work / Item(s) | No.of Qty | Units | Estimated Rate | GODAWARI FARMS AND SERVICES (GSTN-NA) BID ID -1070401 |  | S.R. INTERIOR (GSTN-NA) BID ID -1070124 |  | E-VERVE DESIGN (GSTN-NA) BID ID -1069945
[5 empty] | Rate | Amount | Rate | Amount | Rate | Amount | L1 Amount | L1 Vendor
1.00 | CIVIL WORKS
1.01 | DISMANTLING WORKS
1.02 | Dismantling tile work in floors and roofs laid in cement mortar including stacking material within 50 metres lead. For thickness of tiles 10 mm to 25 mm | 79.78 | Sqm |  | 91.00 | 7259.98 | 89.00 | 7100.42 | 200.00 | 15956.00 | 7100.42 | S.R. INTERIOR
1.03 | Demolishing R.C.C. work manually/ by mechanical means including stacking of steel bars and disposal of unserviceable material within 50 metres lead as per direction of Engineer - in- charge. | .07 | Cum |  | 2859.00 | 200.13 | 2799.00 | 195.93 | 1000.00 | 70.00 | 70.00 | E-VERVE DESIGN
1.04 | Dismantling/taking out kitchen sink or wash basin of any size, including disconnecting existing CP fittings, waste couplings, waste pipes, carefully detaching the sink unit from stone/granite platform counters or CI supporting brackets, cleaning the edges, stacking the serviceable salvaged materials safely and disposing of unserviceable materials within a 50-metre lead, all complete as per the direction of the Engineer-in-Charge. | 3.00 | Each |  | 121.00 | 363.00 | 118.00 | 354.00 | 600.00 | 1800.00 | 354.00 | S.R. INTERIOR
1.05 | Demolishing brick work manually/ by mechanical means including stacking of serviceable material and disposal of unserviceable material within 50 metres lead as per direction of Engineer-in-charge. | 2.40 | Cum |  | 1659.00 | 3981.60 | 1624.00 | 3897.60 | 1000.00 | 2400.00 | 2400.00 | E-VERVE DESIGN
1.06 | Dismantling and breaking up screed concrete / bed concrete (up to 50mm thickness) underlying tiles on existing building floors at all levels using manual tools or light pneumatic breakers, ensuring no damage to the structural slab, buried pipes, or surrounding masonry; including sorting, staging, vertical transport of dismantled debris from upper floors to ground level, loading, transportation, carting away, and environmentally compliant off-site disposal of unserviceable material to municipal dumping grounds (including tipping fees), and sweeping the exposed surface clean complete in all respects as per the direction of the Engineer-in-Charge. | 23.78 | Cum |  | 725.00 | 17240.50 | 709.00 | 16860.02 | 1000.00 | 23780.00 | 16860.02 | S.R. INTERIOR
1.07 | Taking out doors, windows and clerestory window shutters (steel or wood) including stacking within 50 metres lead Of area 3 sq. metres and below | 45.00 | Each |  | 116.00 | 5220.00 | 113.00 | 5085.00 | 300.00 | 13500.00 | 5085.00 | S.R. INTERIOR
1.08 | Taking out doors, windows and clerestory window shutters (steel or wood) including stacking within 50 metres lead Of area beyond 3 sq. metres | 1.00 | Each |  | 152.00 | 152.00 | 149.00 | 149.00 | 600.00 | 600.00 | 149.00 | S.R. INTERIOR
1.09 | RCC WORK
1.10 | Reinforced cement concrete work in beams, suspended floors, roofs having slope up to 15° landings, balconies, shelves, chajjas, lintels, bands, plain window sills, staircases and spiral stair cases above plinth level up to floor five level, excluding the cost of centering, shuttering, finishing and reinforcement, with 1:1.5:3 (1 cement : 1.5 coarse sand (zone-III) : 3 graded stone aggregate 20 mm nominal size). | 3.19 | Cum |  | 9263.00 | 29548.97 | 9068.00 | 28926.92 | 9700.00 | 30943.00 | 28926.92 | S.R. INTERIOR
1.11 | Steel reinforcement for R.C.C. work including straightening, cutting, bending, placing in position and binding all complete above plinth level. Thermo-Mechanically Treated bars of grade Fe-500D or more. | 319.00 | Kg |  | 87.00 | 27753.00 | 85.00 | 27115.00 | 120.00 | 38280.00 | 27115.00 | S.R. INTERIOR
1.12 | FORM WORK
1.13 | Centering and shuttering including strutting, propping etc. and removal of form for : Lintels, beams, plinth beams, girders, bressumers and cantilevers | 59.31 | Sqm |  | 593.00 | 35170.83 | 580.00 | 34399.80 | 650.00 | 38551.50 | 34399.80 | S.R. INTERIOR
1.14 | Centering and shuttering including strutting, propping etc. and removal of form for Suspended floors, roofs, landings, balconies and access platform | 2.92 | Sqm |  | 747.00 | 2181.24 | 731.00 | 2134.52 | 850.00 | 2482.00 | 2134.52 | S.R. INTERIOR
1.15 | MASONRY WORK
1.16 | Brick work with common burnt clay F.P.S. (non modular) bricks of class designation 7.5 in superstructure above plinth level up to floor V level in all shapes and sizes in :Cement mortar 1:4 (1 cement : 4 coarse sand) | 40.73 | Cum |  | 7523.00 | 306411.79 | 7365.00 | 299976.45 | 10250.00 | 417482.50 | 299976.45 | S.R. INTERIOR
1.17 | Half brick masonry with common burnt clay F.P.S. (non modular) bricks of class designation 7.5 in superstructure above plinth level up to floor V level. Cement mortar 1:4 (1 cement :4 coarse sand) | 148.76 | Sqm |  | 905.00 | 134627.80 | 886.00 | 131801.36 | 1475.00 | 219421.00 | 131801.36 | S.R. INTERIOR
1.18 | PLASTERING
1.19 | 12 mm cement plaster finished with a floating coat of neat cement of mix : 1:4 (1 cement: 4 fine sand) | 761.63 | Sqm |  | 343.00 | 261239.09 | 335.00 | 255146.05 | 345.00 | 262762.35 | 255146.05 | S.R. INTERIOR
1.20 | DOORS
1.21 | Providing wood work in frames of doors, windows, clerestory windows and other frames, wrought framed and fixed in position with hold fast lugs or with dash fasteners of required dia & length (hold fast lugs or dash fastener shall be paid for separately). Second class teak wood | .40 | Cum |  | 115087.00 | 46034.80 | 112664.00 | 45065.60 | 120000.00 | 48000.00 | 45065.60 | S.R. INTERIOR
1.22 | Providing 40x5 mm flat iron hold fast 400 mm long including fixing to frame with 10 mm diameter bolts, nuts and wooden plugs and embedding in cement concrete block 300x100x150 mm 1:3:6 mix (1 cement : 3 coarse sand : 6 graded stone aggregate 20mm nominal size). | 66.00 | Each |  | 184.00 | 12144.00 | 180.00 | 11880.00 | 60.00 | 3960.00 | 3960.00 | E-VERVE DESIGN
1.23 | Providing and fixing panelled or panelled and glazed shutters for doors, windows and clerestory windows, fixing with butt hinges of required size with necessary screws, excluding panelling which will be paid for separately, all complete as per direction of Engineer-in-charge. (Note:- Butt hinges and necessary screws shall be paid separately) Second class teak wood 35 mm thick shutters | 24.15 | Sqm |  | 3310.00 | 79936.50 | 3241.00 | 78270.15 | 3500.00 | 84525.00 | 78270.15 | S.R. INTERIOR
1.24 | Providing and fixing panelling or panelling and glazing in panelled or panelled and glazed shutters for doors, windows and clerestory windows (Area of opening for panel inserts excluding portion inside grooves or rebates to be measured). Panelling for panelled or panelled and glazed shutters 25 mm to 40 mm thick :Second class teak wood | 18.11 | Sqm |  | 2675.00 | 48444.25 | 2619.00 | 47430.09 | 2000.00 | 36220.00 | 36220.00 | E-VERVE DESIGN
1.25 | Extra for providing ISI marked Stainless Steel butt hinges instead of M.S. pressed butt hinges bright finished of required size with necessary screws. (Shutter area to be measured) | 24.15 | Sqm |  | 156.00 | 3767.40 | 153.00 | 3694.95 | 1000.00 | 24150.00 | 3694.95 | S.R. INTERIOR
1.26 | Providing and fixing bright finished brass tower bolts (barrel type) with necessary screws etc. complete : 150x10 mm | 18.00 | Each |  | 231.00 | 4158.00 | 226.00 | 4068.00 | 300.00 | 5400.00 | 4068.00 | S.R. INTERIOR
1.27 | Providing and fixing bright finished brass tower bolts (barrel type) with necessary screws etc. complete : 200x10 mm | 22.00 | Each |  | 159.00 | 3498.00 | 156.00 | 3432.00 | 450.00 | 9900.00 | 3432.00 | S.R. INTERIOR
1.28 | Providing and fixing 300mm long Stainless Steel (Grade 304) / Anodized Aluminium D-type pull handle of approved make and brand to wooden/metal door shutters, including drilling necessary holes, fixing with required size/grade counter-sunk stainless steel screws or through-bolts, and finishing complete as per direction of Engineer-in-Charge. | 22.00 | Each |  | 473.00 | 10406.00 | 463.00 | 10186.00 | 300.00 | 6600.00 | 6600.00 | E-VERVE DESIGN
1.29 | Providing and fixing bright finished brass hanging type floor door stopper with necessary screws, etc. complete. | 11.00 | Each |  | 98.00 | 1078.00 | 96.00 | 1056.00 | 200.00 | 2200.00 | 1056.00 | S.R. INTERIOR
1.30 | Providing and fixing aluminium extruded section body tubular type universal hydraulic door closer (having brand logo with ISI, IS : 3564, embossed on the body, door weight upto 36 kg to 80 kg and door width from 701 mm to 1000 mm) with double speed adjustment with necessary accessories and screws etc. complete. | 11.00 | Each |  | 792.00 | 8712.00 | 775.00 | 8525.00 | 1500.00 | 16500.00 | 8525.00 | S.R. INTERIOR
1.31 | Providing, fitting, and fixing in position bi-parting automatic sensor-operated sliding toughened glass door assembly having an total area exceeding 3.00 sqm, comprising 12 mm thick clear float toughened safety glass panels (sliding leaves and fixed side-lights/transom, as per site requirements) with polished, bevelled/canted edges. The system shall include an anodized/powder-coated heavy-duty extruded aluminium top header track, micro-processor controlled automatic sliding drive unit (DC brushless motor), dual-technology optical/microwave motion-cum-presence radar sensors (inside and outside), safety infrared photocell light curtains, tooth-belt drive system, floor guide rollers, stainless steel patch fittings/clamps, lock assembly, and key switch control. Complete with all fixing accessories, anchor bolts, testing, commissioning, electrical interconnections, and making the entire door unit fully functional as per directions of Engineer-in-Charge. | 3.28 | Sqm |  | 17712.00 | 58095.36 | 17339.00 | 56871.92 | 111000.00 | 364080.00 | 56871.92 | S.R. INTERIOR
1.32 | Providing and fixing 12 mm thick frameless toughened glass door shutter of approved brand and manufacture, including providing and fixing top & bottom pivot & double acting hydraulIc floor spring type fixing arrangement and making necessary holes etc. for fixing required door fittings, all complete as per direction of Engineer-in-charge (Door handle, lock and stopper etc.to be paid separately). | 16.48 | Sqm |  | 4288.00 | 70666.24 | 4198.00 | 69183.04 | 10400.00 | 171392.00 | 69183.04 | S.R. INTERIOR
1.33 | Providing and fixing heavy-duty back-to-back round pull handles for frameless tempered glass door, 12" (300 mm) long, 25 mm diameter, made of SS 304 stainless steel with durable matt black/PVD/powder-coated finish, having approximately 75 mm offset from glass, suitable for 10–19 mm thick tempered glass, with 16 mm dia. glass mounting holes at 300 mm centre to centre, including stainless steel through-bolts, washers, rubber/neoprene protective gaskets and all necessary accessories, complete as required for a neat and rigid installation. | 10.00 | Set |  | 4831.00 | 48310.00 | 4729.00 | 47290.00 | 2500.00 | 25000.00 | 25000.00 | E-VERVE DESIGN
1.34 | Providing and fixing premium architectural concealed narrow-stile mortise lockset assembly inside hollow square/rectangular aluminum door profiles. The lock assembly shall consist of an ultra-slim, narrow-profile sash lockcase featuring a stainless steel faceplate, adjustable brass latch bolt, and a hardened steel deadbolt.The set must include a high-security computer-key Euro-profile double cylinder with a minimum of 3 keys, along with independent minimalist lever handles and matching keyhole escutcheons mounted on split-rose plates . All exposed components—including lever handles, roses, escutcheons, and visible lock faceplates—shall feature a factory-applied, highly durable architectural matte powder-coated finish (minimum 50-micron thickness) matching the door profile coloration (Matte Black/Charcoal Grey). | 20.00 | Each |  | 4428.00 | 88560.00 | 4335.00 | 86700.00 | 2000.00 | 40000.00 | 40000.00 | E-VERVE DESIGN
1.35 | Providing and fixing heavy-duty, double-leaf swing door lock assemblies fabricated from premium architectural-grade aluminum sections. Both leaves shall be equipped with ergonomic, matching premium lever handles mounted on narrow-profile escutcheon plates.The locking mechanism shall feature a high-security narrow-stile mortise lock body (maximum 30mm backset) designed to sit completely flush within the slim profile extrusion. All hardware, including handles, escutcheons, lock faceplates, and visible strike plates, shall feature a matching scratch-resistant architectural finish (e.g., Matte Black / Satin Stainless Steel) to match the profile finish. The entire assembly is to be fixed as directed by the Engineer-in-Charge. | 1.00 | Set |  | 6602.00 | 6602.00 | 6463.00 | 6463.00 | 2000.00 | 2000.00 | 2000.00 | E-VERVE DESIGN
1.36 | Providing and fixing Fiber Glass Reinforced plastic (FRP) Door Frames of cross-section 90 mm x 45 mm having single rebate of 32 mm x 15 mm to receive shutter of 30 mm thickness. The laminate shall be moulded with fire resistant grade unsaturated polyester resin and chopped mat. Door frame laminate shall be 2mm thick and shall be filled with suitable wooden block in all the three legs. The frame shall be covered with fiber glass from all sides. M.S. stay shall be provided at the bottom to steady the frame. | 43.63 | M |  | 460.00 | 20069.80 | 450.00 | 19633.50 | 500.00 | 21815.00 | 19633.50 | S.R. INTERIOR
1.37 | 30 mm thick Glass Fibre Reinforced Plastic (FRP) panelled door shutter of required Colour and approved brand and manufacture, made with fire - retardant grade unsaturated polyester resin, moulded to 3 mm thick FRP laminate for forming hollow rails and styles, with wooden frame and suitable blocks of seasoned wood inside at required places for fixing of fittings, cast monolithically with 5 mm thick FRP laminate for panels conforming to IS: 14856, including fixing to frames. | 13.49 | Sqm |  | 2996.00 | 40416.04 | 2932.00 | 39552.68 | 2550.00 | 34399.50 | 34399.50 | E-VERVE DESIGN
1.38 | WINDOWS & BLINDS
1.39 | Providing and fixing approved quality window blinds with high-density 100% Flame Retardant (FR) polyester corporate-grade fabric vanes (conforming to NFPA 701 / BS 5867 Part 2 Type B for fire safety), dust-repellent, anti-static, UV-stabilized, non-fading, in approved shade and pattern. Complete with heavy-duty powder-coated extruded aluminium head rail, bottom rail/tilt bar, high-tenacity braided polyester ladder tape/cord, smooth-gear tilt mechanism, continuous metal ball chain / heavy-duty lift cord, acrylic control wand, powder-coated mounting brackets, side guides, end caps, and all necessary fixtures and fittings. Fixed to walls, RCC lintels, soffits, or modular grid ceilings including drilling, plugging with nylon sleeves, making necessary holes, and finishing, complete in all respects as per approved shop drawings and direction of the Engineer-in-Charge. | 108.47 | Sqm |  | 1288.00 | 139709.36 | 1261.00 | 136780.67 | 1650.00 | 178975.50 | 136780.67 | S.R. INTERIOR
1.40 | Providing and fixing factory made uPVC glazed/wire mesh windows/doors comprising of lead free uPVC multi-chambered frame, sash and mullion/coupler (where ever required) extruded profiles having minimum wall thickness of 1.70 mm for Series R1 and R2 profiles and 2.10 mm for Series R3 and R4 profiles conforming to EN: 12608 in any shape, colour and design duly reinforced with galvanized mild steel section made of required shape & size as per CPWD Specification, uPVC extruded glazing beads, interlocks and Inline sash adaptor (where ever required) of appropriate dimension, EPDM gasket, hardware, SS 304 grade fasteners of minimum 8 mm dia with countersunk head, comprising of matching polyamide PA6 grade sleeve for fixing frame to finished wall as per IS 1367 : Part 1 to 14, plastic packers, plastic caps and necessary stainless steel screws etc. Profile of frame, sash & mullion (if required) shall be mitred cut and fusion welded/mechanically jointed duly sealed at all corners, including drilling of holes for fixing hardware and drainage of water etc. After fixing frame the gap between frame and djacent finished wall shall be filled with weather proof silicon sealant over backer rod of approved size and quality, all complete as per approved drawing conforming to CPWD specification & direction of Engineer-in-Charge. Section of steel reinforcement and cross sections of uPVC profiles to be as per design approved by Engineer-in-Charge. Wire mesh / Glazing of plain/ toughened/ laminated/ double glass unit with / without high performance coatings as per design requirements and conforming to IS: 3548 & IS: 16231 shall be paid separately. Note:- Structural design proof checked from a Government Engineering Institute, to be providedby the manufacturer for : (i) Sites with basic wind speed > 45 m/sec as per IS 875 – Part 3 (ii) Sites with structure height more than 20m for all wind speedsVentilator Casement window single panel with or without fixed panel with S.S. 304 friction hinges as per size and weight of sash, single point locking zinc alloy (zamak) powder coated handles.Using R3 series with frame (55mm & above ) x (45mm & above) & sash /mullion (55mm & above) x (65mm & above). (Height above 1.2 metre) | 101.25 | Sqm |  | 7246.00 | 733657.50 | 7093.00 | 718166.25 | 5450.00 | 551812.50 | 551812.50 | E-VERVE DESIGN
1.41 | Providing and fixing factory made uPVC sliding glazed window of approved shade upto 1.50 m in height dimension comprising of uPVC multi-chambered frame with in-built roller track and sash extruded profiles duly reinforced with 1.60 +/- 0.2 mm thick galvanized mild steel section made from roll forming process of required length (shape & size according to uPVC profile), appropriate dimension of uPVC extruded glazing beads and uPVC extruded interlocks, EPDM gasket, wool pile, zinc alloy (white powder coated) touch locks with hook, zinc alloy body with single nylon rollers (weight bearing capacity to be 40 kg), G.I fasteners 100 x 8 mm size for fixing frame to finished wall and necessary stainless steel screws etc. Profile of frame & sash shall be mitred cut and fusion welded at all corners, including drilling of holes for fixing hardware's and drainage of water etc. After fixing frame the gap between frame and adjacent finished wall shall be filled with weather proof silicon sealent over backer rod of required size and of approved quality, all complete as per approved drawing & direction of Engineer-in-Charge. (Single / double glass panes, wire mesh and silicon sealent shall be paid separately) Note: For uPVC frame and sash extruded profiles minus 5% tolerance in dimension i.e. in depth & width of profile shall be acceptable.Two track two panels sliding window made of (small series) frame 52 x 44 mm & sash 32 x 60 mm both having wall thickness of 1.9 +/- 0.2 mm and single glazing bead of appropriate dimension. (Area of window upto 1.75 sqm) | 1.80 | Sqm |  | 10628.00 | 19130.40 | 10404.00 | 18727.20 | 8500.00 | 15300.00 | 15300.00 | E-VERVE DESIGN
1.42 | Providing and fixing casement handle made of zinc alloyed for uPVC casement window with necessary screws etc. complete. | 135.00 | Each |  | 186.00 | 25110.00 | 182.00 | 24570.00 | 250.00 | 33750.00 | 24570.00 | S.R. INTERIOR
1.43 | Providing, supplying, cutting, and fixing in position premium high-performance Solar Control / Low-E High-Toughened Safety Glass of required nominal thickness (4mm), conforming to IS 2553 (Part 1) and IS 14900, in high-grade architectural uPVC window frames. The glass shall have a minimum visible light transmittance (VLT) of 40% to 60%, Maximum Solar Heat Gain Coefficient (SHGC) of 0.25 to 0.35, and U-value not exceeding 3.5 W/m²K. The item shall include precision factory edge grinding, beveling, polishing, core drilling for ironmongery, insertion of structural EPDM rubber gaskets, setting blocks, non-corrosive SS 304 retaining clips/beads, and structural weather sealing using structural-grade neutral cure silicone sealant conforming to ASTM C1184 / IS 12118, complete with precision alignment, water-tightness testing, surface protection film removal, and final cleaning at all heights, as per approved shop drawings and directions of the Engineer-in-Charge. | 103.05 | Sqm |  | 1771.00 | 182501.55 | 1734.00 | 178688.70 | 4400.00 | 453420.00 | 178688.70 | S.R. INTERIOR
1.44 | MULTI WOOD WORKS
1.45 | Providing, supplying, and fixing eco-friendly, GRIHA-compliant Boiling Water Proof (BWP) Grade Marine Plywood (conforming to IS 710, treated with preservative chemicals against termites and borers, and meeting Green Building Council standards for Low-VOC/E1 Formaldehyde Emissions) for built-in storage cabinets and shelving units. The work includes fabricating horizontal shelf carriages of 650 mm width using 18 mm thick BWP Marine Plywood supported on concealed heavy-duty aluminium/GI angle cleats; and cabinet door shutters of size 450 mm width × 600 mm height using 18 mm thick BWP Marine Plywood. All exposed exterior and interior surfaces of plywood shall be factory/site-laminated using 1.0 mm thick high-pressure decorative laminate (IS 2046) on exterior faces and 0.8 mm balancing laminate on interior faces using heat/water-resistant synthetic resin adhesive (IS 4835), complete with 2.0 mm thick matching PVC edge-banding tape hot-melt glued on all exposed perimeter edges. Item includes providing and fixing hardware fittings comprising 3D adjustable soft-close concealed auto-hinges (110° opening), SS 304 Grade cabinet handles, magnetic/roller catches, and SS 304 screws. All components shall be waterproof, termite-resistant, and fungus-resistant, complete with precision alignment, edge finishing, surface cleaning, handling, carriage, and waste disposal in all respects as per approved shop drawings and direction of the Engineer-in-Charge. | 90.00 | Sqm |  | 2818.00 | 253620.00 | 2758.00 | 248220.00 | 9750.00 | 877500.00 | 248220.00 | S.R. INTERIOR
1.46 | Providing and fixing Thomson Multi wood board or equivalent make, in shelves with screws and fittings wherever required, edges to be painted with polyurethane primer (fittings to be paid separately) as per the direction of site Engineer-in-charge. | 23.40 | Sqm |  | 2014.00 | 47127.60 | 1972.00 | 46144.80 | 1200.00 | 28080.00 | 28080.00 | E-VERVE DESIGN
1.47 | Providing and fixing concealed hinge of approved quality for 19-20mm thick door with stainless steel screws complete : | 16.00 | Each |  | 116.00 | 1856.00 | 114.00 | 1824.00 | 450.00 | 7200.00 | 1824.00 | S.R. INTERIOR
1.48 | Providing and fixing heavy-duty, full-extension ball-bearing telescopic drawer channels (450 mm / 500 mm length) manufactured from cold-rolled steel (CRS) with electro-galvanised/zinc plating, along with 6-lever brass-cylinder multi-purpose locks for storage shelves/drawers, including necessary stainless steel screws, alignment, cutting, drilling, testing, and making smooth functional operation, all complete as per direction of Engineer-in-Charge. | 8.00 | Each |  | 1409.00 | 11272.00 | 1379.00 | 11032.00 | 550.00 | 4400.00 | 4400.00 | E-VERVE DESIGN
1.49 | FLOORING
1.50 | Providing and laying in position cement concrete of specified grade excluding the cost of centering and shuttering - All work above plinth level : 1:4:8 (1 Cement : 4 coarse sand (zone-III) : 8 graded stone aggregate 40 mm nominal size) | 4.75 | Cum |  | 5748.00 | 27303.00 | 5627.00 | 26728.25 | 7200.00 | 34200.00 | 26728.25 | S.R. INTERIOR
1.51 | Providing, supplying, and installing heavy-duty raised access flooring system for server rooms / data centers to achieve a Finished Floor Height (FFH) of 300 mm, utilizing 600 mm x 600 mm encapsulation panels. Panels shall consist of a full steel welded shell comprising a die-formed steel bottom pan with hemispherical stippling and a flat steel top sheet, filled internally with non-combustible lightweight cementitious core, finished on top with 1.0 mm thick factory-laminated high-pressure anti-static laminate (HPL) with conductive PVC edge banding. Under-structure grid system shall comprise heavy-duty galvanized steel pedestals featuring solid steel threaded rods (minimum M18/M20), base plates (minimum 100x100x3 mm) fixed to sub-floor slab using approved structural epoxy adhesive and mechanical expansion anchors, head plates fitted with anti-vibration conductive rubber gaskets, and heavy-duty cold-rolled zinc-plated steel channel stringers bolted to pedestal heads to form a rigid 600x600 mm grid layout. The complete assembly must support a minimum concentrated point load of 450 kg at center with a maximum deflection under 2.0 mm, an ultimate load capacity exceeding 1,350 kg, and a uniform distributed load (UDL) capacity of 1,500 kg/sqm, conforming to CISCA / MOB PF2 PS/SPU standards, complete in all respects including leveling, trimming perimeter panels, grounding connections to earth pit, as per approved shop drawings and direction of the Engineer-in-Charge | 4.68 | Sqm |  | 3275.00 | 15327.00 | 3206.00 | 15004.08 | 4500.00 | 21060.00 | 15004.08 | S.R. INTERIOR
1.52 | Providing and laying large-format full-body glazed polished vitrified floor tiles (thickness as specified by the manufacturer, minimum 9 mm to 12 mm), having water absorption less than 0.08% and conforming to IS: 15622, of approved make (such as Kajaria, Somany, Nitco, Asian Granito or equivalent), in all colors, shades, and patterns, laid over a 20 mm thick bedding of cement mortar 1:4 (1 cement : 4 coarse sand), jointed with neat cement slurry @ 3.3 kg/sqm, including levelling with vacuum suction tiles lifters/tile spacers, and grouting the joints with epoxy-modified or white cement grout with matching pigments, complete with neat finishing, cutting, wastage, washing, and cleaning, as per direction of Engineer-in-Charge. | 525.15 | Sqm |  | 1771.00 | 930040.65 | 1734.00 | 910610.10 | 1650.00 | 866497.50 | 866497.50 | E-VERVE DESIGN
1.53 | Providing and laying Vitrified tiles in different sizes (thickness to be specified by manufacturer), with water absorption less than 0.08 % and conforming to I.S. 15622, of approved make, in all colours & shade, in skirting, riser of steps, over 12 mm thick bed of cement mortar 1:3 (1 cement: 3 coarse sand), jointing with grey cement slurry @ 3.3 kg/ sqm including grouting the joint with white cement & matching pigments etc. complete. Size of Tile 600 x 600 mm | 21.34 | Sqm |  | 1179.00 | 25159.86 | 1155.00 | 24647.70 | 1850.00 | 39479.00 | 24647.70 | S.R. INTERIOR
1.54 | Grouting the joints of flooring tiles having joints of 3 mm width, using epoxy grout mix of 0.70 kg of organic coated filler of desired shade (0.10 kg of hardener and 0.20 kg of resin per kg), including filling / grouting and finishing complete as per direction of Engineer-in-charge | 181.85 | Sqm |  | 249.00 | 45280.65 | 244.00 | 44371.40 | 200.00 | 36370.00 | 36370.00 | E-VERVE DESIGN
1.55 | Providing and fixing 18 mm thick gang saw cut, mirror polished, premoulded and prepolished, machine cut for kitchen platforms, vanity counters, window sills, facias and similar locations of required size, approved shade, colour and texture laid over 20 mm thick base cement mortar 1:4 (1 cement : 4 coarse sand), joint treated with white cement, mixed with matching pigment, epoxy touch ups, including rubbing, curing, moulding and polishing to edges to give high gloss finish etc. complete at all levels. Granite of any colour and shade. Area of slab over 0.50 sqm | 5.25 | Sqm |  | 4135.00 | 21708.75 | 4048.00 | 21252.00 | 4500.00 | 23625.00 | 21252.00 | S.R. INTERIOR
1.56 | Extra for providing opening of required size & shape for wash basins/ kitchen sink in kitchen platform, vanity counters and similar location in marble/ Granite/ stone work including necessary holes for pillar taps etc. including moulding, rubbing and polishing of cut edges etc. complete. | 1.00 | Each |  | 788.00 | 788.00 | 771.00 | 771.00 | 1000.00 | 1000.00 | 771.00 | S.R. INTERIOR
1.57 | Providing and fixing premium quality anti-skid Matt finish Vitrified floor tiles of extra-large format size 1200*1200MM (water absorption <0.08%, conforming to IS 15622) of approved make and shade in toilet and wet area floors at all levels; laid over a 20mm thick base bed of cement mortar 1:4 (1 cement : 4 coarse sand) formed to precise drainage slopes; using high-performance polymer-modified tile adhesive (IS 15477 Type 2 / C2TES2) applied with notched trowels to ensure 100% bed contact; handling with heavy-duty suction lifters, precision diamond cutting, and leveling using reusable leveling wedges, pliers, and 2 mm spacers to prevent lippage; filling tile joints flush with stain-resistant waterproof epoxy tile grout of matching color; including cutting around floor traps and sanitary pipe outlets, initial washing, surface protection, scaffolding, carriage, and disposal of unserviceable material complete in all respects as per the directions of the Engineer-in-Charge. | 27.34 | Sqm |  | 2013.00 | 55035.42 | 1970.00 | 53859.80 | 2050.00 | 56047.00 | 53859.80 | S.R. INTERIOR
1.58 | Providing and fixing premium quality Matt finish vitrified wall tiles of approved size, shade, pattern, and manufacture in toilet/bathroom walls at all heights, over a underlying 12 thick plaster bed of cement mortar 1:3 (1 cement : 3 coarse sand) on masonry or RCC surfaces; including applying high-performance polymer-modified tile adhesive (conforming to IS 15477 Type 2) with a notched trowel to ensure full-bed coverage; laying tiles true to line, level, and plumb using 2 to 3mm tile spacers; filling tile joints with stain-resistant polymer-modified epoxy tile grout of matching shade; precision cutting around plumbing nipples, waste lines, switch boxes, and wall accessories; executing 45-degree mitered chamfered edges or installing anodized aluminum/PVC corner guard trims at external edges; including complete surface cleaning, water curing, staging, scaffolding, carriage of materials, and clearance of waste complete in all respects as per architectural drawings and direction of the Engineer-in-Charge. | 126.15 | Sqm |  | 1852.00 | 233629.80 | 1813.00 | 228709.95 | 1550.00 | 195532.50 | 195532.50 | E-VERVE DESIGN
1.59 | GLAZING WORK
1.60 | Providing and fixing 12 mm thick frameless toughened glass partition of approved brand and manufacture, including top and bottom pivots, fixing arrangements, and making necessary holes for installation, complete in all respects, as per the direction of the Engineer-in-Charge. | 102.89 | Sqm |  | 4009.00 | 412486.01 | 3925.00 | 403843.25 | 6350.00 | 653351.50 | 403843.25 | S.R. INTERIOR
1.61 | Providing and fixing frosted film in the fixed glass etc. Complete as per the direction of departmental officers | 119.37 | Sqm |  | 274.00 | 32707.38 | 268.00 | 31991.16 | 1250.00 | 149212.50 | 31991.16 | S.R. INTERIOR
1.62 | Providing, supplying, and fixing ultra-slim / thin architectural aluminium channel framework for holding 12 mm thick toughened glass partitions in office interiors. Extruded frame sections manufactured from prime architectural aluminium alloy 6063-T6 (minimum overall section size 25 mm x 25 mm up to 45 mm x 30 mm, with minimum wall thickness 1.5 mm), complete with clip-on glazing beads, continuous EPDM rubber gaskets/glazing strips, concealed mechanical corner cleats, wall-plugs, and stainless steel fasteners. Frame surface pre-treated and finished with architectural anodizing (minimum 15 micron) / polyester powder coating (minimum 60 micron DFT) of approved corporate shade (Matte Black / Anodized Silver / Graphite Grey). Item includes fixing frame to ceiling soffit, RCC slab, brick/drywall perimeter, and finished flooring using suitable nylon anchors at spacing not exceeding 450 mm center-to-center, and applying non-staining neutral cure structural silicone sealant along junction gaps, complete in all respects as per approved shop drawings, sample, and direction of the Engineer-in-Charge. (Unit: Running Metre / RMT) | 175.28 | M |  | 323.00 | 56615.44 | 316.00 | 55388.48 | 450.00 | 78876.00 | 55388.48 | S.R. INTERIOR
1.63 | FALSE CEILING AND CLADDING
1.64 | Providing and fixing false ceiling at all height including providing and fixing of frame work made of special sections, power pressed from M.S. sheets and galvanized with zinc coating of 120 gms/ sqm (both side inclusive) as per IS : 277 and consisting of angle cleats of size 25 mm wide x 1.6 mm thick with flanges of 27 mm and 37 mm, at 1200 mm centre to centre, one flange fixed to the ceiling with dash fastener 12.5 mm dia x 50 mm long with 6 mm dia bolts, other flange of cleat fixed to the angle hangers of 25x10x0.50 mm of required length with nuts &amp; bolts of required size and other end of angle hanger fixed with intermediate G.I. channels 45x15x0.9 mm running at the spacing of 1200 mm centre to centre, to which the ceiling section 0.5 mm thick bottom wedge of 80 mm with tapered flanges of 26 mm each having lips of 10.5 mm, at 450 mm centre to centre, shall be fixed in a direction perpendicular to G.I. intermediate channel with connecting clips made out of 2.64 mm dia x 230 mm long G.I. wire at every junction, including fixing perimeter channels 0.5 mm thick 27 mm high having flanges of 20 mm and 30 mm long, the perimeter of ceiling fixed to wall/partition with the help of rawl plugs at 450 mm centre, with 25 mm long dry wall screws @ 230 mm interval, including fixing of gypsum board to ceiling section and perimeter channel with the help of dry wall screws of size 3.5x25 mm at 230 mm c/c, including jointing and finishing to a flush finish of tapered and square edges of the board with recommended jointing compound, jointing tapes, finishing with jointing compound in 3 layers covering upto 150 mm on both sides of joint and two coats of primer suitable for board, all as per manufacturer39;s specification and also including the cost of making openings for light fittings, grills, diffusers, cutouts made with frame of perimeter channels suitably fixed, all complete as per drawings, specification and direction of the Engineer in Charge but excluding the cost of painting with:12.5 mm thick tapered edge gypsum moisture resistant board | 308.91 | Sqm |  | 1231.00 | 380268.21 | 1205.00 | 372236.55 | 1600.00 | 494256.00 | 372236.55 | S.R. INTERIOR
1.65 | Providing and fixing linear aluminium baffle false ceiling comprising vertically suspended, factory-finished aluminium baffles of 0.6–0.8 mm thickness, with baffle size approximately 100–150 mm height × 30–50 mm width, installed at regular centre-to-centre spacing of approximately 100–150 mm, as per approved ceiling layout and design. The baffles shall be suspended from the RCC slab/structural soffit using a suitable GI/aluminium carrier and suspension system, including suspension rods, brackets, clips, end trims, connectors and all required accessories. The baffles shall have a factory-applied powder-coated / polyester-coated finish in approved colour, with uniform shade and smooth surface. The system shall be levelled, aligned and securely fixed, including all necessary cutting, supports and coordination with light fittings, HVAC diffusers, sprinklers, fire detectors and other MEP services, complete in all respects as per manufacturer's specifications and approved shop drawings | 80.45 | Sqm |  | 5233.00 | 420994.85 | 5123.00 | 412145.35 | 5400.00 | 434430.00 | 412145.35 | S.R. INTERIOR
1.66 | Providing and applying plaster of paris putty of 2 mm thickness over plastered surface to prepare the surface even and smooth complete. | 431.77 | Sqm |  | 211.00 | 91103.47 | 207.00 | 89376.39 | 200.00 | 86354.00 | 86354.00 | E-VERVE DESIGN
1.67 | Providing and fixing partition upto ceiling height consisting of G.I. frame and required board, including providing and fixing of frame work made of special section power pressed/ roll form G.I. sheet with zinc coating of 120 gms/sqm(both side inclusive), consisting of floor and ceiling channel 50mm wide having equal flanges of 32 mm and 0.50 mm thick, fixed to the floor and ceiling at the spacing of 610 mm centre to centre with dash fastener of 12.5 mm dia meter 50 mm length or suitable anchor fastener or metal screws with nylon plugs and the studs 48 mm wide having one flange of 34 mm and other flange 36 mm and 0.50 mm thick fixed vertically within flanges of floor and ceiling channel and placed at a spacing of 610 mm centre to centre by 6 mm dia bolts and nuts, including fixing of studs along both ends of partition fixed flush to wall with suitable anchor fastener or metal screws with nylon plugs at spacing of 450 mm centre to centre, and fixing of boards to both side of frame work by 25 mm long dry wall screws on studs, floor and ceiling channels at the spacing of 300 mm centre to centre. The boards are to be fixed to the frame work with joints staggered to avoid through cracks, M.S. fixing channel of 99 mm width (0.9 mm thick having two flanges of 9.5 mm each) to be provided at the horizontal joints of two boards, fixed to the studs using metal to metal flat head screws, including jointing and finishing to a flush finish with recommended jointing compound, jointing tape, angle beads at corners (25 mm x 25 mm x 0.5 mm), joint finisher and two coats of primer suitable for board as per manufacture’s specification and direction of engineer in charge all complete.75mm overall thickness partition with 12.5 mm thick double skin tapered edged plain Gypsum plaster board conforming to IS: 2095: (part I): 2011 (Board with BIS certification marks) | 25.69 | Sqm |  | 1464.00 | 37610.16 | 1433.00 | 36813.77 | 1780.00 | 45728.20 | 36813.77 | S.R. INTERIOR
1.68 | Providing, supplying, and fixing approved quality wall-mounted acrylic writing whiteboard of suitable dimensions, manufactured using minimum 2 mm thick high-gloss, scratch-resistant cast acrylic sheet (white color) laminatedover 9 mm thick high-density BWP grade marine plywood for structural rigidity. The board shall be framed with anodized extruded aluminium channel section (minimum 15 mm × 20 mm with 1.2 mm wall thickness) with smooth ABS plastic safety corner caps. The assembly shall include a detachable powder-coated aluminium pen/marker tray (minimum 300 mm length), heavy-duty SS/brass wall-mounting Z-brackets or keyhole slots, nylon expansion sleeves, SS 304 screws, complete with precision level alignment, drilling into walls/partitions, surface cleaning, and making ready for writing use, all complete as per approved shop drawings and direction of the Engineer-in-Charge. | 4.20 | Sqm |  | 1530.00 | 6426.00 | 1497.00 | 6287.40 | 4200.00 | 17640.00 | 6287.40 | S.R. INTERIOR
1.69 | Providing and fixing high-density Acoustic Polyethylene Terephthalate (PET) felt panels of minimum 1900–2000 GSM density and 12 mm nominal thickness (conforming to Class B-s1, d0 flame retardancy and an NRC range of 0.75 to 0.85) on internal wall surfaces and structural RCC columns as per approved architectural patterns and drawings; including supply and installation of a supporting grid framework comprising hot-dip galvanized iron (GI) stud channels spaced at a maximum of 60*60cms center-to-center vertically and horizontally, securely anchored to masonry or concrete structures stainless steel screws with suitable nylon rawl plugs at intervals; fixing an High-Density Moisture-Resistant (HDMR) or MDF backing board over the metal framework using self-tapping countersunk screws ; applying low-VOC synthetic rubber or polyurethane-based high-bond contact adhesive uniformly on both backing board and panel surfaces; mounting PET panels firmly with a heavy-duty rubber roller to ensure bubble-free seamless adhesion; including precision V-grooving, CNC laser edge cutting, 45-degree beveling/mitered joints at external column corners, installation of anodized aluminum or matching PVC perimeter edge trims, scaffolding, carriage of materials, and disposal of site debris complete in all respects as per the direction of the Engineer-in-Charge. | 220.48 | Sqm |  | 2435.00 | 536868.80 | 2384.00 | 525624.32 | 3750.00 | 826800.00 | 525624.32 | S.R. INTERIOR
1.70 | Providing and fixing in position 30mm thick High-Density Acoustic Polyethylene Terephthalate (PET) Felt Panel hanging/fixed screen partition for office spaces, fabricated from 100% recyclable polyester fiber (Noise Reduction Coefficient > 0.80, Fire Class B-s1, d0 / Class A flame spread).Panel size 1.22*1.82m or customized dimensions with factory-machined precision CNC lattice pattern/cutouts (pattern aperture density up to 40% open area with 60mm solid perimeter frame border). Panel shall be equipped with pre-drilled anchor mounting holes along top/bottom margins and suspended/anchored using adjustable Stainless Steel / Anodised Aluminium ceiling-to-floor track suspension kits, high-tensile braided wire grippers, structural anchors, and concealed SS hardware accessories. Complete with site levelling, plumb alignment, tensioning, materials, labour, carriage, wastage, and finishing as per manufacturer specifications and direction of Engineer-in-Charge. | 22.83 | Sqm |  | 4750.00 | 108442.50 | 4650.00 | 106159.50 | 4250.00 | 97027.50 | 97027.50 | E-VERVE DESIGN
1.71 | Providing and fixing 3.5 mm to 4.0 mm thick decorative natural wood veneer of approved shade, grain pattern, and timber species (such as Natural Teak, American Walnut, White Oak, or Steamed Beech), conforming to IS 1328 (Type-I Decorative Plywood), over approved plywood/wooden substrate (such as 12 mm / 18 mm BWP marine plywood or High-Density Moisture-Resistant HDMR board, measured separately or included as per project design). Veneer shall be bonded using heat and pressure / cold-press method with approved high-tack, low-VOC polyvinyl acetate (PVAc) synthetic resin adhesive (such as Fevicol SH / Araldite or equivalent). The item includes joint matching, grain alignment (book-matched, slip-matched, or random-matched as directed), trimming, edge alignment, surface sanding with fine-grade grit sandpaper (180/240 grit), masking, vacuum cleaning, complete with all tools, tackles, and waste management as per approved shop drawings and direction of the Engineer-in-Charge. | 25.00 | Sqm |  | 894.00 | 22350.00 | 875.00 | 21875.00 | 3550.00 | 88750.00 | 21875.00 | S.R. INTERIOR
1.72 | Providing and applying high-durability Polyurethane (PU) clear polish (Matt / Satin / High Gloss finish) of approved make (such as Asian Paints Woodtech PU, ICA, Renner, or Sirca) on veneered or solid wood interior paneling, doors, and furniture surfaces. The process shall include thorough machine and manual sanding of the veneered surface with grit sandpapers (220 to 400 grit), cleaning off dust, applying one coat of transparent PU wood filler/sealer, fine sanding (using 600/800 grit paper), followed by spray application of two or more coats of two-component (2K) PU base sealer coat and two coats of two-component (2K) PU topcoat mixed with hardener and PU thinner in exact proportions as per manufacturer recommendations. The finished surface shall be completely smooth, non-yellowing, chemical-resistant, moisture-repellent, free from orange-peel texture, sag marks, or dust inclusion, complete as per direction of the Engineer-in-Charge | 50.00 | Sqm |  | 403.00 | 20150.00 | 394.00 | 19700.00 | 3150.00 | 157500.00 | 19700.00 | S.R. INTERIOR
1.73 | Providing, supplying, and fixing precision computer-numerical-control (CNC) router-cut decorative screen panel / partition of overall thickness 18 mm (utilizing High-Density Moisture-Resistant HDMR board of Grade-I conforming to IS 14587 / BWP Plywood conforming to IS 710 / WPC board), cut in approved architectural geometric, floral, or customized pattern as per shop drawings. The CNC cut panels shall be thoroughly sand-papered smooth along all cut edges, routed profiles, and surfaces. Panels shall be fixed inside a outer framework of seasoned 2nd class Teak Wood / Hardwood sections of size 50 mm x 50 mm or concealed GI/aluminum tube framework, including rebate cutting, framing joinery, fasteners, expansion hold-fasts, or stainless steel mounting brackets. Surface finishing shall include application of one coat of polyurethane primer and two or more coats of approved shade 2K Polyurethane (PU) paint / Duco spray finish / Melamine polish to achieve a completely smooth, uniform, dust-free finish on both faces and internal cutout edges, complete with all scaffolding, waste management, alignment, and cleaning as per direction of the Engineer-in-Charge. | 24.91 | Sqm |  | 2653.00 | 66086.23 | 2597.00 | 64691.27 | 3150.00 | 78466.50 | 64691.27 | S.R. INTERIOR
1.74 | PAINTING
1.75 | Providing and applying white cement based putty of average thickness 1 mm, of approved brand and manufacturer, over the plastered wall surface to prepare the surface even and smooth complete. | 743.99 | Sqm |  | 126.00 | 93742.74 | 123.00 | 91510.77 | 150.00 | 111598.50 | 91510.77 | S.R. INTERIOR
1.76 | Finishing with Deluxe Multi surface paint system for interiors and exteriors using Primer as per manufacturers specifications : Two or more coats applied on walls @ 1.25 ltr/10 sqm over and including one coat of Special primer applied @ 0.75 ltr /10 sqm | 985.38 | Sqm |  | 156.00 | 153719.28 | 153.00 | 150763.14 | 290.00 | 285760.20 | 150763.14 | S.R. INTERIOR
1.77 | Applying premium quality exterior/interior acrylic texture paint of approved pattern, shade, and texture (such as Rustic, Sandline, or Roller finish) on wall surfaces at all heights; including thorough surface preparation by scraping, cleaning, and washing; applying one coat of acrylic exterior/interior wall primer, leveling with acrylic wall putty where required, followed by a second coat of primer; applying one coat of high-build acrylic texture base coat using specialized trowels/rollers/spray equipment to achieve uniform texture pattern without lap marks; applying two finishing coats of premium 100% acrylic exterior emulsion or weather-proof protective topcoat; complete with masking adjacent surfaces, double-pipe staging/scaffolding, cleaning paint drips, and disposal of site debris complete in all respects as per the direction of the Engineer-in-Charge. | 63.60 | Sqm |  | 399.00 | 25376.40 | 390.00 | 24804.00 | 600.00 | 38160.00 | 24804.00 | S.R. INTERIOR
1.78 | PLUMBING
1.79 | Providing and fixing Stainless Steel A ISI 304 (18/8) kitchen sink as per IS:13983 with C.I. brackets and stainless steel plug 40 mm, including painting of fittings and brackets, cutting and making good the walls wherever required : Kitchen sink with drain board 510x1040 mm bowl depth 200 mm | 1.00 | Each |  | 5764.00 | 5764.00 | 5642.00 | 5642.00 | 5500.00 | 5500.00 | 5500.00 | E-VERVE DESIGN
1.80 | Providing, supplying, and fixing eco-friendly, GRIHA-compliant 12 mm thick Acrylic Solid Surface (Corian of approved make such as DuPont Corian, Samsung Staron, LG Hi-Macs, or equivalent) vanity counter top with seamlessly integrated/thermoformed table-top vanity wash basin of approved size, shape, and shade. The basin bowl shall be thermoformed/seamlessly joined to the counter top slab using manufacturer's approved two-part acrylic adhesive to achieve completely invisible, non-porous, jointless, hygienic, and anti-bacterial transitions conforming to IS 2556 & IS 11057 standards. The wash basin assembly shall be equipped with an automatic battery/mains-operated infrared sensor basin cock/faucet with low-flow aerator (maximum flow rate 1.5 to 2.0 litres per minute at 3 bar pressure). The item includes providing 12 mm thick solid surface vertical fascia skirts (100–150 mm drop) and back/side splash aprons (75–100 mm height); supporting under-structure framework made of heavy-duty MS powder-coated / stainless steel Grade 304 tube section brackets securely anchored to structural walls with expansion anchor fasteners; 32 mm Stainless Steel pop-up waste coupling, 32 mm Heavy CP brass bottle trap with wall flange, two numbers 15 mm CP brass angle valves with wall flanges, 450 mm long Grade 304 braided SS flexible connection pipes, and joint sealing at wall junctions using anti-fungal food-grade sanitary silicone sealant. Item complete with precision core-drilling/cutting, complete pressure leak testing, surface polishing, handling, carriage, scaffolding, and clearance of waste material in all respects as per approved shop drawings and direction of the Engineer-in-Charge. | 10.00 | Each |  | 22542.00 | 225420.00 | 22068.00 | 220680.00 | 9900.00 | 99000.00 | 99000.00 | E-VERVE DESIGN
1.81 | Providing and fixing Chlorinated Polyvinyl Chloride (CPVC) pipes, having thermal stability for hot & cold water supply, including all CPVC plain & brass threaded fittings and fixing the pipe with clamps at 1.00 m spacing. This includes jointing of pipes & fittings with one step CPVC solvent cement and the cost of cutting chases and making good the same including testing of joints complete as per direction of Engineer in Charge. Concealed work, including cutting chases and making good the walls etc.25 mm nominal dia Pipes | 30.00 | M |  | 505.00 | 15150.00 | 494.00 | 14820.00 | 350.00 | 10500.00 | 10500.00 | E-VERVE DESIGN
1.82 | Providing and fixing Chlorinated Polyvinyl Chloride (CPVC) pipes, having thermal stability for hot & cold water supply, including all CPVC plain & brass threaded fittings and fixing the pipe with clamps at 1.00 m spacing. This includes jointing of pipes & fittings with one step CPVC solvent cement and the cost of cutting chases and making good the same including testing of joints complete as per direction of Engineer in Charge. Concealed work, including cutting chases and making good the walls etc.32 mm nominal dia Pipes | 30.00 | M |  | 595.00 | 17850.00 | 583.00 | 17490.00 | 450.00 | 13500.00 | 13500.00 | E-VERVE DESIGN
1.83 | Providing and fixing Chlorinated Polyvinyl Chloride (CPVC) pipes, having thermal stability for hot & cold water supply including all CPVC plain & brass threaded fittings This includes jointing of pipes & fittings with one step CPVC solvent cement, trenching, refilling & testing of joints complete as per direction of Engineer in Charge. External work. 50 mm nominal dia Pipes | 50.00 | M |  | 639.00 | 31950.00 | 626.00 | 31300.00 | 650.00 | 32500.00 | 31300.00 | S.R. INTERIOR
1.84 | Providing and fixing C.P. brass angle valve for basin mixer and geyser points of approved quality conforming to IS:8931 :15mm nominal bore | 28.00 | Each |  | 462.00 | 12936.00 | 453.00 | 12684.00 | 750.00 | 21000.00 | 12684.00 | S.R. INTERIOR
1.85 | Providing and fixing ball valve (brass) of approved quality, High or low pressure, with plastic floats complete : 15 mm nominal bore | 3.00 | Each |  | 328.00 | 984.00 | 321.00 | 963.00 | 1000.00 | 3000.00 | 963.00 | S.R. INTERIOR
1.86 | Supplying and fixing Chromium Plated (CP) Brass liquid soap container / soap dish holder of standard shape, heavy-duty build, mounted with matching CP brass/SS concealed bracket, complete with CP brass screws, rawl plugs/expansion anchors, and rubber washers. The rate shall include drilling holes in tiled or masonry wall surfaces, fixing true to line, level, and alignment, and cleaning complete as per direction of the Engineer-in-Charge. | 10.00 | Each |  | 560.00 | 5600.00 | 548.00 | 5480.00 | 1200.00 | 12000.00 | 5480.00 | S.R. INTERIOR
1.87 | Supplying and fixing 32 mm nominal size Chromium Plated (CP) brass waste coupling (half-threaded or full-threaded) for wash basins, manufactured from high-grade brass conforming to IS: 13983, fitted with CP brass grid/plug, heavy-duty rubber washer/gasket, and CP brass/metal back nut. The rate shall include removing old unserviceable waste fittings (if applicable), applying thread sealants/putty, tightening, testing for water tightness, and cleaning complete as per direction of the Engineer-in-Charge. | 10.00 | Each |  | 427.00 | 4270.00 | 418.00 | 4180.00 | 1000.00 | 10000.00 | 4180.00 | S.R. INTERIOR
1.88 | Providing and fixing P.V.C. waste pipe for sink or wash basin including P.V.C. waste fittings complete.Flexible pipe 40 mm dia | 10.00 | Each |  | 96.00 | 960.00 | 94.00 | 940.00 | 350.00 | 3500.00 | 940.00 | S.R. INTERIOR
1.89 | Providing and fixing CP Brass 32mm size Bottle Trap of approved quality & make and as per the direction of Engineer-in-charge. | 10.00 | Each |  | 302.00 | 3020.00 | 296.00 | 2960.00 | 1250.00 | 12500.00 | 2960.00 | S.R. INTERIOR
1.90 | Providing and fixing C.P. brass long nose bib cock of approved quality conforming to IS standards and weighing not less than 810 gms. 15 mm nominal bore | 10.00 | Each |  | 661.00 | 6610.00 | 647.00 | 6470.00 | 1850.00 | 18500.00 | 6470.00 | S.R. INTERIOR
1.91 | Providing and fixing eco-friendly GRIHA-compliant European Water Closet (EWC) pan of approved make, model, and shade (conforming to IS 2556 Part 2) with ultra-low water consumption dual-flush system operating at max 4.0/2.5 litres flush volume; complete with heavy-duty antibacterial soft-close seat and lid assembly; concealed dual-flush HDPE cistern tank housed in a powder-coated MS mounting frame embedded into wall masonry, chrome-plated ABS actuator push plate, 15mm CP brass angle stop cock with flange, 350 mm braided SS flexible inlet connection, pan connector, SS anchor bolts, and anti-fungal sanitary silicone sealant jointing; including precision wall cutting/chasing, complete plumbing testing, handling, carriage, scaffolding, and clearance of waste material complete in all respects as per the direction of the Engineer-in-Charge. | 7.00 | Each |  | 13071.00 | 91497.00 | 12795.00 | 89565.00 | 10500.00 | 73500.00 | 73500.00 | E-VERVE DESIGN
1.92 | Supplying and fixing CP Health Faucet superior quality ( Jagur or equvalent make ) including cost of materials and labour charges etc complete as per the direction of site Engineer-in-charge. | 7.00 | Each |  | 1216.00 | 8512.00 | 1191.00 | 8337.00 | 2000.00 | 14000.00 | 8337.00 | S.R. INTERIOR
1.93 | Providing and fixing eco-friendly GRIHA-compliant wall-hung Male Urinal basin of approved make, model, and shade (conforming to IS 2556 Part 6) with high-efficiency automatic infrared sensor flushing system (max 0.5 to 1.0 Litre per flush) or approved eco-cartridge waterless mechanism; complete with vitreous china flat-back urinal pot, stainless steel (Grade 304) waste grating, concealed infrared sensor module with chrome-plated actuator plate, 15 mm CP inlet connection, 32 mm CP brass bottle trap with wall flange, wall mounting SS brackets, rawl plugs, and anti-fungal sanitary silicone sealant jointing; including precision wall chasing, complete plumbing leak testing, handling, carriage, scaffolding, and clearance of waste material complete in all respects as per the direction of the Engineer-in-Charge. | 3.00 | Each |  | 10618.00 | 31854.00 | 10394.00 | 31182.00 | 12500.00 | 37500.00 | 31182.00 | S.R. INTERIOR
1.94 | Providing and fixing premium-grade Stainless Steel (Grade 304 / 18-8 composition conforming to IS 6911) towel rail of approved make, design, and shade (satin / mirror chrome finish). Towel rail shall be 450 mm nominal length (overall length 495 mm to 520 mm, width 75 mm to 88 mm, overall projection/height 80 mm to 90 mm), manufactured from heavy-gauge SS 304 seamless tubular/solid rod section weighing not less than 400 grams per complete set. The assembly shall be fixed to walls using concealed SS 304 mounting brackets, SS heavy-duty wall flanges, nylon expansion rawl plugs, and countersunk SS screws (no exposed fasteners). Item shall include precision tile drilling, alignment, leveling, final polishing, handling, carriage, and cleaning complete in all respects as per approved shop drawings and directions of the Engineer-in-Charge. | 10.00 | Each |  | 1006.00 | 10060.00 | 985.00 | 9850.00 | 650.00 | 6500.00 | 6500.00 | E-VERVE DESIGN
1.95 | Providing and fixing C.P. brass long body bib cock of approved quality conforming to IS standards and weighing not less than 690 gms. 15 mm nominal bore | 7.00 | Each |  | 643.00 | 4501.00 | 630.00 | 4410.00 | 1850.00 | 12950.00 | 4410.00 | S.R. INTERIOR
1.96 | Providing and fixing CP grating of 6mm thick with rim including setting in floor with white cement mortar and making good the floor :125 mm dia | 6.00 | Each |  | 284.00 | 1704.00 | 278.00 | 1668.00 | 350.00 | 2100.00 | 1668.00 | S.R. INTERIOR
1.97 | Providing and fixing PVC pipes including fixing the pipe with clamps/ clips/ at 1.00 m spacing . This includes jointing of pipes with one step PVC solvent cement and testing of joints complete as per direction of Engineer-in-Charge 110 mm dia 6 Kgf/cm2 - External work- Exposed on wall | 6.00 | Metre |  | 341.00 | 2046.00 | 334.00 | 2004.00 | 550.00 | 3300.00 | 2004.00 | S.R. INTERIOR
1.98 | Providing and fixing PVC pipes, fittings including fixing the pipe with clamps at 1.00 m spacing. This includes jointing of pipes & fittings with one step PVC solvent cement and testing of joints complete as per direction of Engineer-in-Charge 63 mm dia 10Kgf/cm2 - External work - Exposed on wall | 20.00 | Metre |  | 348.00 | 6960.00 | 340.00 | 6800.00 | 450.00 | 9000.00 | 6800.00 | S.R. INTERIOR
1.99 | Providing and fixing Chlorinated Polyvinyl Chloride (CPVC) pipes, having thermal stability for hot & cold water supply, including all CPVC plain & brass threaded fittings and fixing the pipe with clamps at 1.00 m spacing. This includes jointing of pipes & fittings with one step CPVC solvent cement and the cost of cutting chases and making good the same including testing of joints complete as per direction of Engineer in Charge. Concealed work, including cutting chases and making good the walls etc.20 mm nominal dia Pipes | 20.00 | Metre |  | 433.00 | 8660.00 | 424.00 | 8480.00 | 300.00 | 6000.00 | 6000.00 | E-VERVE DESIGN
2.00 | Providing and placing on terrace (at all floor levels) polyethylene water storage tank, IS : 12701 marked, with cover and suitable locking arrangement and making necessary holes for inlet, outlet and overflow pipes but without fittings and the base support for tank. | 1000.00 | litres |  | 9.00 | 9000.00 | 9.00 | 9000.00 | 11.00 | 11000.00 | 9000.00 | S.R. INTERIOR, GODAWARI FARMS AND SERVICES
2.01 | Providing, fitting, and fixing in position premium quality chrome-plated (CP) brass shower assembly and allied fittings, comprising an overhead rain shower rose of minimum size 200 mm × 200 mm (or 200 mm diameter) made of brass/SS-304 with rub-clean anti-limescale silicone nozzles; heavy-duty CP brass shower arm (minimum 375 mm length) with wall flange; 3-in-1 or 2-way concealed single-lever brass divertor body with high-flow ceramic cartridge and decorative CP wall flange/plate with control lever; CP brass hand shower (single/multi-flow) with 1.5 m long SS-304 flexible hose pipe and wall-mounted swivel hook; and CP brass wall spout with integrated button divertor for tub/bucket filling. Item includes precision thread sealing using PTFE/Teflon tape, pressure testing of joints, alignment, protection during construction, and final polishing, complete in all respects as per directions of Engineer-in-Charge | 1.00 | Each |  | 4508.00 | 4508.00 | 4414.00 | 4414.00 | 15000.00 | 15000.00 | 4414.00 | S.R. INTERIOR
2.02 | Providing, fitting, and fixing in position premium quality chrome-plated (CP) cast brass single-lever or two-handle basin/sink mixer tap with swivel or cast spout, conforming to IS 8931. The mixer body shall be manufactured from high-grade forging brass equipped with a high-durability ceramic disc cartridge (tested for minimum 500,000 operational cycles) or brass spindle, foam-flow anti-clogging honeycomb aerator, CP brass flange/escutcheon plates, and hot & cold water inlet connections. The item shall include 2 Nos. SS-304 braided flexible connection hoses (minimum 450 mm length) with brass nuts, rubber washers, brass extension nipples, thread sealing with PTFE/Teflon tape, precision alignment, testing for leak-proof performance under working water pressure, and cleaning, complete in all respects as per directions of the Engineer-in-Charge. | 3.00 | Each |  | 6843.00 | 20529.00 | 6699.00 | 20097.00 | 4500.00 | 13500.00 | 13500.00 | E-VERVE DESIGN
2.03 | Providing, supplying, and fixing premium quality, ultra-clear copper-free and lead-free high-definition mirror glass of 6 mm nominal thickness (conforming to IS 3438 / IS 2553), free from optical distortions, bubbles, and waves. The mirror glass shall feature a multi-layer protective backing coating (silver coating layer, passivating film, and dual anti-corrosive protective paint backing) to resist moisture and black-edge oxidation. The scope includes precision factory-finished 25 mm wide bevelled/canted and polished edges, and mounting the mirror on a 12 mm thick High-Density BWP Grade Marine Plywood backing board (conforming to IS 710) using neutral cure structural silicone adhesive specially formulated for mirror backing (non-reactive to silvering). The complete assembly shall be fixed to walls/partitions using heavy-duty concealed SS-304 Z-brackets / keyhole cleat hangers, brass screws, and rawl plugs, including precise plumb alignment, edge sealing, and surface polishing, all complete as per approved shop drawings and direction of the Engineer-in-Charge. | 6.30 | Sqm |  | 3381.00 | 21300.30 | 3310.00 | 20853.00 | 4500.00 | 28350.00 | 20853.00 | S.R. INTERIOR
2.04 | FURNITURE
2.05 | Providing and fixing modular workstation of minimum size 1100 mm (L) × 600 mm (W) × 750 mm (H), with frame fabricated from 50 × 50 mm GP steel pipe with epoxy powder-coated finish, complete with mobile/fixed pedestal unit having drawers with Ebco soft-close channels and hinges. The tabletop shall be made of 16 mm thick 710 BWP marine plywood with 25 mm thick edge profile, finished with approved colour decorative laminate on top and balancing laminate on the underside, complete with PVC edge banding. The workstation shall be provided with 12 mm thick toughened glass partition incorporating notice board and writing board as per approved drawings. The item shall also include electrical raceway/cable manager, cable tray, wire manager, cable grommets, 6A modular electrical switch/sockets 3nos., USB/data ports , RJ-45 data outlet, electrical wiring from the raceway to the switch box, necessary conduits, accessories and all hardware fittings, complete with installation, testing, commissioning and making good the surrounding surfaces, in approved shade and colour, as per the direction of the Engineer-in-Charge. | 41.00 | Each |  | 23146.00 | 948986.00 | 22659.00 | 929019.00 | 23500.00 | 963500.00 | 929019.00 | S.R. INTERIOR
2.06 | Providing, fabricating, and fixing in position custom-built executive boardroom conference table of minimum size 5.25*1.5*0.75m to accommodate 15 persons (7 + 7 facing each other and 1 at head end). Frame structure made of heavy-duty High-Density Premium Multiwood / PVC Foam sheets (18 mm thick, density greater than 0.55g/centimeter cube, zero-water absorption) with internal structural vertical and horizontal stiffeners. Top made of dual-layer 18mm + 18 mm multiwood board, finished with 1.5 mm thick premium corporate office anti-glare, anti-fingerprint post-formable laminate of approved shade/texture. Under-table carcass, vertical leg supports, and modesty panels lined with 1.0 mm matching laminate. Edges rounded off and machine PVC edge-banded (2.0 mm thick) using hot-melt adhesive.The item includes the Supply, Installation, Testing, and Commissioning (SITC) of 2 Nos. concealed pop-up/flip-top motorized or manual anodized aluminium cable manager boxes integrated flush into the tabletop. Each box is equipped with 4 Nos. 6A/16A universal power sockets, 2 Nos. HDMI pass-throughs, 2 Nos. USB-C/USB-A data & fast-charging ports, and internal cable management trays/wire raceways beneath the table. Complete with all hardware, stainless steel fittings, leveling glides, wire routing conduits to floor junction, labour, carriage, wastage, testing, and finishing as per direction of Engineer-in-Charge. | 1.00 | Each |  | 98703.00 | 98703.00 | 96625.00 | 96625.00 | 140000.00 | 140000.00 | 96625.00 | S.R. INTERIOR
2.07 | Providing, fabricating, and fixing in position custom-built executive meeting/conference table of minimum size 3.00m*1.20m*0.75m height to accommodate 8 persons in a meeting pod environment. Frame structure made of heavy-duty High-Density Premium Multiwood / PVC Foam sheets (18 mm thick, density greater than 0.55 g/centimeter cube , zero-water absorption) with internal structural vertical and horizontal stiffeners. Top made of dual-layer 18 mm + 18mm multiwood board, finished with 1.5 mm thick premium corporate office anti-glare, anti-fingerprint post-formable laminate of approved shade/texture. Under-table carcass, vertical leg supports, and modesty panels lined with 1.0 mm matching laminate liner. Edges rounded off and machine PVC edge-banded 2.0 mm thick) using hot-melt adhesive.The item includes the Supply, Installation, Testing, and Commissioning (SITC) of 2 Nos. concealed flip-top anodized aluminium cable manager boxes integrated flush into the tabletop. Each box is equipped with 2 Nos. 6A/16A universal power sockets, 1 No. HDMI pass-through module, 1 No. USB-C/USB-A data & fast-charging port, and internal cable management trays/wire raceways beneath the table. Complete with all hardware, stainless steel fittings, leveling glides, wire routing conduits to pod floor junction, labour, carriage, wastage, testing, and finishing as per direction of Engineer-in-Charge. | 1.00 | Each |  | 61267.00 | 61267.00 | 59977.00 | 59977.00 | 85000.00 | 85000.00 | 59977.00 | S.R. INTERIOR
2.08 | Providing, fabricating, and fixing in position custom-built 4-seater executive meeting pod table of minimum size 1.55m* 0.75*m*0.75 m height. Tabletop platform curved smoothly at all four corners with a radius of 0.15m. Structural carcass and under-structure made of heavy-duty High-Density Premium Multiwood / PVC Foam sheets (18 mm thick, density greater than 0.55g/centimeter cube, zero-water absorption) with internal vertical/horizontal stiffeners. Top constructed of dual-layer 18mm} + 18 mm multiwood board, finished with 1.5 mm thick premium corporate office anti-glare, anti-fingerprint post-formable laminate of approved shade/texture. Under-table carcass, leg supports, and modesty panel lined with 1.0 mm matching laminate liner. Curved and straight edges machine/flex PVC edge-banded (2.0 mm thick) using hot-melt adhesive.The item includes the Supply, Installation, Testing, and Commissioning (SITC) of 1 No. central concealed flip-top anodized aluminium cable manager box integrated flush into the tabletop. The box is equipped with 2 Nos. 6A/16A universal power sockets, 1 No. HDMI pass-through module, 1 No. USB-C/USB-A data & fast-charging port, and internal wire raceways beneath the table platform. Complete with hardware, SS fittings, levelling glides, wire conduits to floor junction, labour, carriage, wastage, testing, and finishing as per direction of Engineer-in-Charge | 3.00 | Each |  | 26326.00 | 78978.00 | 25772.00 | 77316.00 | 44000.00 | 132000.00 | 77316.00 | S.R. INTERIOR
2.09 | Providing, fabricating, and fixing in position custom-built L-shaped Cantilevered Executive Desk for Senior/Superior Officer. Main desk top of minimum size 2.7*0.8*.75m, featuring a floating/cantilevered projection rested on an internal heavy-duty powder-coated structural steel support carcass, anchored to a low-height side return cabinet of min size 0.95*0.62*0.65m. Core carcass constructed using high-density Multiwood/PVC Foam sheets (18 mm thick, density greater than 0.55 g/centimeter cube) and HDHMR board, finished with 1.5mm thick premium anti-fingerprint, anti-glare corporate laminate/natural wood veneer of approved shade. Side return cabinet equipped with soft-close drawers with integrated biometric locking mechanism, CPU compartment with ventilation louvers, and storage space. Edges fitted with 2.0mm matching PVC edge-banding applied with hot-melt adhesive.Item includes the Supply, Installation, Testing, and Commissioning (SITC) of 1 No. flush-mounted motorized/manual pop-up media hub equipped with Qi fast wireless charging top pad, 2 Nos. 6A/16A power sockets, 1 No. HDMI pass-through, 1 No. USB-C Power Delivery port, 1 No. USB-A data port, integrated vertical cable spine conduit, and raceway beneath table surface. Complete with levelling glides, SS fasteners, hardware, labour, carriage, wastage, testing, and finishing as per direction of Engineer-in-Charge. | 1.00 | Each |  | 92585.00 | 92585.00 | 90636.00 | 90636.00 | 60000.00 | 60000.00 | 60000.00 | E-VERVE DESIGN
2.10 | Providing, fabricating, and fixing in position custom-built L-shaped Cantilevered Executive Desk for Senior/Superior Officer. Main desk top of minimum size 2.1*0.8*0.75m, featuring a floating/cantilevered projection rested on an internal heavy-duty powder-coated structural steel support carcass, anchored to a low-height side return cabinet of size 0.95*0.62*0.65m. Core carcass constructed using high-density Multiwood/PVC Foam sheets (18 mm thick, density greater than 55gm/centimeter cube) and HDHMR board, finished with 1.5mm thick premium anti-fingerprint, anti-glare corporate laminate/natural wood veneer of approved shade. Side return cabinet equipped with soft-close drawers with integrated biometric locking mechanism, CPU compartment with ventilation louvers, and storage space. Edges fitted with 2.0mm matching PVC edge-banding applied with hot-melt adhesive.Item includes the Supply, Installation, Testing, and Commissioning (SITC) of 1 No. flush-mounted motorized/manual pop-up media hub equipped with Qi fast wireless charging top pad, 2 Nos. 6A/16A power sockets, 1 No. HDMI pass-through, 1 No. USB-C Power Delivery port, 1 No. USB-A data port, integrated vertical cable spine conduit, and raceway beneath table surface. Complete with levelling glides, SS fasteners, hardware, labour, carriage, wastage, testing, and finishing as per direction of Engineer-in-Charge. | 1.00 | Each |  | 83568.00 | 83568.00 | 81808.00 | 81808.00 | 48000.00 | 48000.00 | 48000.00 | E-VERVE DESIGN
2.11 | Providing, supplying, and assembling modular Cubicle Workstation Table of minimum size 1500mm (L)* 750mm (W)* 750 mm (H) conforming to GRIHA low-VOC emission standards; featuring a 25mm thick pre-laminated BWR/MR board desktop topped with 1.0mm decorative HPL and sealed with 2.0 mm factory-applied PVC edge banding; supported on a powder-coated heavy-duty MS ERW tubular frame structure with adjustable floor levellers; including an under-table mobile/fixed 3-drawer storage pedestal unit made of 18 mm pre-laminated board with central gang lock, telescopic slide channels, handles, and castors; complete with aluminum wire grommet box, cable tray, transit carriage, vertical hoisting to all floor levels, site assembly, initial cleaning, and disposal of packaging waste complete in all respects as per the direction of the Engineer-in-Charge. | 2.00 | Each |  | 23911.00 | 47822.00 | 23408.00 | 46816.00 | 30000.00 | 60000.00 | 46816.00 | S.R. INTERIOR
2.12 | Providing, supplying, and fixing modular Cubicle Partition Screen of overall size 60mm (W) constructed using 100% waterproof, termite-proof, high-density Multiwood core panel; finished on both faces with 1.0 mm thick decorative high-pressure laminate (HPL) of approved shade using waterproof adhesive; framed within an internal anodized/powder-coated aluminum tubular grid (60mm} overall frame depth) incorporating an integrated 100 mm wire raceway for power and data cables; capped along all exposed edges with architectural powder-coated aluminum trims and 2.0 mm PVC edge banding; anchored firmly to workstation desks or floor using SS/MS mounting brackets and levelling glides; including transit packing, freight, hoisting to all floor levels, erection, alignment, initial cleaning, and disposal of waste complete in all respects as per the direction of the Engineer-in-Charge. | 4.32 | Sqm |  | 4128.00 | 17832.96 | 4041.00 | 17457.12 | 2800.00 | 12096.00 | 12096.00 | E-VERVE DESIGN
2.13 | Providing, fabricating, and fixing in position custom-built 4 to 5-seater Discussion Table of minimum size 1.20 m diameter (or 1.20x1.20 m square / curved contour) and 0.75m overall height. Tabletop constructed using 18 mm thick (double-limbed 36 mm total edge thickness) High-Density Multiwood (waterproof and termite-proof), finished on top with 1.5mm thick premium anti-fingerprint, anti-glare high-pressure decorative laminate of approved shade and make, and bottom finished with 1.0 mm matching liner laminate.All exposed table edges shall be smooth-finished and fitted with 2.0 mm thick matching high-impact PVC edge-banding applied using automated hot-melt adhesive machinery. Understructure / leg assembly shall consist of heavy-duty, powder-coated Mild Steel central pedestal base (or 4-legged structural frame) equipped with nylon levelling studs. Complete with internal SS fasteners, structural brackets, adhesives, hardware, labour, carriage, wastage, and finishing as per direction of Engineer-in-Charge. | 1.00 | Each |  | 15297.00 | 15297.00 | 14975.00 | 14975.00 | 45000.00 | 45000.00 | 14975.00 | S.R. INTERIOR
2.14 | Providing, fabricating, and fixing in position heavy-duty Canteen Dining Table of minimum size 2.00 x 0.70 x 0.75m overall height (suitable for seating 6 persons). Tabletop constructed using High-Density Multiwood (waterproof, termite-proof, and washable), finished on top surface with1.5 mm thick high-pressure, scratch-resistant corporate decorative laminate of approved shade and make, and bottom finished with 1.0 mm matching liner laminate.All exposed tabletop edges shall be factory-sealed and fitted with 2.0mm thick heavy-duty matching PVC edge-banding using automated hot-melt adhesive machinery. Understructure frame and leg assembly constructed using grade SS 304 Stainless Steel hollow tubular sections (50 x 50 x 1.5 mm wall thickness) with fully argon-welded joints, ground smooth, and finished in satin/brushed matte finish. Leg bases provided with heavy-duty non-marking rubber/nylon adjustable levelling boots. Complete with SS concealed fasteners, structural brackets, adhesives, hardware, labour, carriage, wastage, and finishing as per direction of Engineer-in-Charge. | 2.00 | Each |  | 22140.00 | 44280.00 | 21674.00 | 43348.00 | 60000.00 | 120000.00 | 43348.00 | S.R. INTERIOR
2.15 | Providing, fabricating, and fixing in position compact round Discussion / Visitor Table of minimum 750mm diameter and 750 mm overall height. Tabletop constructed using 2x18mm thick (double-limbed 36 mm total edge thickness) High-Density Multiwood (waterproof and termite-proof), finished on top with approved decorative high-pressure laminate (1.0 mm to 1.5 mm thick) and bottom finished with 1.0 mm matching liner laminate.All exposed tabletop circular perimeter edges fitted with 2.0 mm thick matching PVC edge-banding using hot-melt adhesive. Understructure/leg support consisting of prefabricated heavy-duty powder-coated Mild Steel / Steel leg assembly (4-legged or central pedestal frame) fitted with protective nylon bottom levelers. Complete with SS concealed fasteners, structural mounting brackets, adhesives, hardware, labour, carriage, wastage, and finishing as per direction of Engineer-in-Charge. | 1.00 | Each |  | 7809.00 | 7809.00 | 7645.00 | 7645.00 | 28000.00 | 28000.00 | 7645.00 | S.R. INTERIOR
2.16 | Providing, fabricating, and fixing in position Executive Office Table of minimum size 1.50m x 0.70m x 0.75m height, equipped with an integrated 3-drawer side pedestal storage unit. Tabletop constructed using High-Density Multiwood ( waterproof and termite-proof), finished on top with 1.5mm thick premium anti-fingerprint, anti-glare high-pressure decorative laminate of approved shade and make, and bottom finished with 1.0mm matching liner laminate.Side pedestal unit carcass and drawer facings constructed using 18 mm thick Multiwood / HDHMR board, fitted with heavy-duty telescopic soft-close ball-bearing drawer slides, multi-drawer central key locking mechanism, SS handles, and modesty panel. All exposed edges shall be smooth-finished and fitted with 2.0 mm thick matching PVC edge-banding applied using automated hot-melt adhesive machinery. Understructure frame rested on heavy-duty powder-coated Mild Steel legs or carcass support equipped with non-marking nylon levelling studs. Complete with SS concealed fasteners, structural brackets, adhesives, hardware, labour, carriage, wastage, and finishing as per direction of Engineer-in-Charge. | 2.00 | Each |  | 26568.00 | 53136.00 | 26008.00 | 52016.00 | 30000.00 | 60000.00 | 52016.00 | S.R. INTERIOR
2.17 | Providing, fabricating, and fixing in position Low-Height Tea / Coffee Table of approved regular or aesthetic/organic geometric shape (such as Round, Capsule/Pill-shape, Pebble, Triangle-oval, or Rectangular with rounded corners), having a length/diameter ranging from 0.60 - 1m and overall finished height of 0.45m .Tabletop constructed using High-Density Multiwood ( waterproof, termite-proof), finished on top with approved 1.5mm thick premium decorative high-pressure laminate (anti-fingerprint matte / textured / solid shade) and bottom finished with 1.0mm matching liner laminate.All exposed top edges precision CNC-routed to shape and fitted with matching 2.0mm thick PVC edge-banding applied with automated hot-melt adhesive machinery (or painted with polyurethane finish where applicable). Understructure rested on designer Mild Steel / Steel leg frame (such as 3 or 4-legged tapered tubular legs, hairpin legs, or fluted central pedestal base) finished in powder-coating / electroplated metallic finish and fitted with non-marking nylon levelling studs. Complete with SS concealed fasteners, structural mounting plates, adhesives, hardware, labour, carriage, wastage, and finishing as per direction of Engineer-in-Charge. | 7.00 | Each |  | 10064.00 | 70448.00 | 9852.00 | 68964.00 | 7850.00 | 54950.00 | 54950.00 | E-VERVE DESIGN
2.18 | Providing, fabricating, and fixing in position Simple Work Table / Desk of minimum size 1.2*0.6*0.75m. Tabletop constructed using High-Density Multiwood (waterproof and termite-proof), finished on top with approved decorative high-pressure laminate (anti-scratch matte finish) and bottom finished with matching liner laminate.All exposed tabletop edges fitted with matching PVC edge-banding using automated hot-melt adhesive machinery. Understructure frame and leg assembly fabricated using Galvanised Iron (GI) square/rectangular hollow tubular sections with fully welded joints, ground smooth, treated with etch primer, and finished with synthetic enamel / polyurethane paint of approved shade. Leg bases provided with heavy-duty non-marking rubber/nylon adjustable levelling studs. Complete with SS concealed fasteners, structural mounting brackets, adhesives, hardware, labour, carriage, wastage, and finishing as per direction of Engineer-in-Charge. | 6.00 | Each |  | 10869.00 | 65214.00 | 10640.00 | 63840.00 | 18000.00 | 108000.00 | 63840.00 | S.R. INTERIOR
2.19 | Providing, fabricating, and fixing in position Heavy-Duty Super Single Cot of minimum mattress size 1.8x1.1m, seat height 0.45m (excluding mattress), and headboard height 0.9-1m. Outer side aprons, footboard, and headboard core constructed using High-Density Multiwood (100% waterproof and termite-proof). Mattress base platform constructed using thick HDHMR / Marine Grade Exterior Plywood supported on an internal grid of Multiwood/HDHMR vertical stiffeners and powder-coated MS angle structural framework.All external exposed faces of headboard, footboard, and side aprons finished with premium high-pressure decorative laminate of approved shade and texture, and unexposed internal faces finished with matching liner laminate. All exposed edges shall be smooth-finished and fitted with matching PVC edge-banding applied using automated hot-melt adhesive machinery. Complete with heavy-duty SS corner brackets, bed connecting hardware, anti-skid floor levelling studs, adhesives, SS screws, labour, carriage, wastage, and finishing as per direction of Engineer-in-Charge. | 1.00 | Each |  | 32123.00 | 32123.00 | 31447.00 | 31447.00 | 20000.00 | 20000.00 | 20000.00 | E-VERVE DESIGN
2.20 | Providing, supplying, and installing in position a premium-grade Acrylic Solid Surface (Corian) finished Reception Counter Desk of approved shape and profile, of overall minimum dimensions 3.50 m (Length) x 0.60 m (Width) x 1.05 m (Overall Height). The core internal structural carcass, privacy returns, modesty panels, desktop substrate, and storage framing shall be rigidly fabricated using minimum 18 mm thick Boiling Water Resistant (BWR) commercial plywood conforming to IS 303 (or BWP Plywood conforming to IS 710). All visible/exposed front, side, fascia surfaces, transaction counter, and modesty aprons shall be cladded with 6 mm to 12 mm thick Acrylic Solid Surface (Corian of approved make such as DuPont Corian, LG Hi-Macs, Samsung Staron, or equivalent). Solid surface joints shall be seamlessly fused using thermo-bonding two-part acrylic adhesive to achieve totally invisible, non-porous, jointless monolithic transitions with smoothly routed, polished edges. The desk configuration shall incorporate a multi-level layout consisting of a primary working desktop at 0.75 m height and a raised visitor transaction shelf at 1.05 m height. The interior side of the desk shall be finished with 1.0 mm thick high-pressure decorative laminate / matching acrylic finish and equipped with under-counter storage modules including a CPU console, slide-out keyboard tray on telescopic slides, and a mobile/fixed pedestal unit featuring three lockable drawers operating on heavy-duty ball-bearing telescopic channels with multi-purpose central locks. The entire unit shall include flush-mounted heavy-duty aluminium wire-manager grommets (for cable routing), concealed SS mounting brackets, non-marring nylon levelling glides, all required hardware, fasteners, multi-stage machine sanding and polishing to satin finish, complete in all respects as per approved architectural shop drawings and directions of the Engineer-in-Charge.. | 1.00 | Each |  | 93672.00 | 93672.00 | 91700.00 | 91700.00 | 90000.00 | 90000.00 | 90000.00 | E-VERVE DESIGN
2.21 | Providing, fabricating, and fixing in position Premium 8-Seater Dining Table of minimum top size 2.1*0.9*0.75m. Tabletop core constructed using High-Density Multiwood (100% waterproof and termite-proof), finished on top with premium anti-fingerprint decorative high-pressure laminate or acrylic polymer sheet of approved shade/texture and bottom finished with matching heavy-duty liner laminate.All exposed tabletop edges fitted with matching heavy-duty PVC edge-banding applied using automated hot-melt adhesive machinery. Understructure frame and leg assembly fabricated using heavy-duty Galvanised Iron (GI) / Mild Steel (MS) hollow tubular sections with fully welded structural joints, ground smooth, treated with etch primer, and finished with textured powder coating / PVD finish of approved shade. Leg bases provided with non-marking heavy-duty rubber/nylon adjustable levelling glides. Complete with concealed SS mounting brackets, structural fasteners, high-strength polyurethane adhesives, hardware, labour, carriage, wastage, and finishing as per direction of Engineer-in-Charge. | 1.00 | Each |  | 18919.00 | 18919.00 | 18521.00 | 18521.00 | 42000.00 | 42000.00 | 18521.00 | S.R. INTERIOR
2.22 | Providing, fabricating, and fixing in position Premium 2-Pax Dining Table of overall minimum top size 0.65*0.7*0.75m. Tabletop core constructed using High-Density Multiwood (100% waterproof and termite-proof), finished on top with premium anti-fingerprint decorative high-pressure laminate or acrylic polymer sheet of approved shade/texture and bottom finished with matching heavy-duty liner laminate.All exposed tabletop edges fitted with matching heavy-duty PVC edge-banding applied using automated hot-melt adhesive machinery. Understructure frame assembly fabricated using heavy-duty central pedestal pipe column / 4-leg frame of Galvanised Iron (GI) / Mild Steel (MS) hollow sections welded to a heavy MS bottom base plate, ground smooth, treated with etch primer, and finished with textured powder coating / PVD finish of approved shade. Leg bases provided with non-marking heavy-duty rubber/nylon adjustable levelling glides. Complete with concealed SS mounting flange plate, structural fasteners, high-strength polyurethane adhesives, hardware, labour, carriage, wastage, and finishing as per direction of Engineer-in-Charge. | 1.00 | Each |  | 8775.00 | 8775.00 | 8591.00 | 8591.00 | 13500.00 | 13500.00 | 8591.00 | S.R. INTERIOR
2.23 | Providing, fabricating, and fixing in position Wall-Mounted Bar Counter / Ledge Counter along building walls of min. width 420mm at specified counter height. Countertop core constructed using High-Density Multiwood (100% waterproof and termite-proof), finished on top with premium anti-scratch decorative high-pressure laminate of approved shade/texture and bottom finished with matching heavy-duty liner laminate.All exposed front and side counter edges fitted with matching heavy-duty PVC edge-banding applied using automated hot-melt adhesive machinery. Counter top shall be securely supported and anchored using intermediate structural steel heavy-duty cantilever wall brackets and/or vertical tubular MS/GI floor legsspaced at not more than 1m centres, treated with etch primer and finished with factory-applied powder coating or PU paint finish of approved shade. Complete with heavy-duty SS expansion anchor fasteners, wall mounting brackets, non-marking adjustable floor levelling studs, high-strength adhesives, hardware, labour, carriage, wastage, and finishing as per direction of Engineer-in-Charge. | 6.50 | M |  | 7544.00 | 49036.00 | 7385.00 | 48002.50 | 1250.00 | 8125.00 | 8125.00 | E-VERVE DESIGN
2.24 | Providing, fabricating, and fixing in position Meeting Pod Table of min. top size 1000*700mm and height 750mm. Tabletop core constructed using High-Density Multiwood (100% waterproof and termite-proof), finished on top with premium anti-fingerprint decorative high-pressure laminate or acrylic polymer sheet of approved shade/texture and bottom finished with matching heavy-duty liner laminate.All exposed tabletop edges fitted with matching heavy-duty PVC edge-banding applied using automated hot-melt adhesive machinery. Understructure frame assembly supported on a twin central pedestal system, consisting of two vertical central leg columns fabricated from heavy-duty Galvanised Iron (GI) / Mild Steel (MS) hollow sections, rigidly interconnected by a central horizontal structural tie/stretcher member and welded to heavy MS base plates, ground smooth, treated with etch primer, and finished with factory-applied textured powder coating / PVD finish of approved shade. Leg base plates provided with non-marking heavy-duty rubber/nylon adjustable levelling glides. Complete with concealed SS mounting flange plates, structural fasteners, high-strength polyurethane adhesives, hardware, labour, carriage, wastage, and finishing as per direction of Engineer-in-Charge. | 2.00 | Each |  | 11650.00 | 23300.00 | 11404.00 | 22808.00 | 18000.00 | 36000.00 | 22808.00 | S.R. INTERIOR
2.25 | Providing and supplying L-shaped 5-seater sofa of min. size 2m (L) and 1.1m otherleg with width of 0.55m, manufactured with a sturdy seasoned hardwood/rubber wood frame, upholstered with premium quality fabric and high-density polyurethane foam cushions for the seat and back. The sofa shall be complete with a chaise lounge, durable webbing/spring support, concealed legs/base, and all necessary fittings and accessories in approved colour and finish. The item shall be delivered, assembled at site, and placed in position, complete in all respects, as approved by the Engineer-in-Charge. | 1.00 | Each |  | 43132.00 | 43132.00 | 42224.00 | 42224.00 | 49000.00 | 49000.00 | 42224.00 | S.R. INTERIOR
2.26 | Providing, fabricating, and fixing in position Modular Banquette / Running Seating Sofa along walls or as freestanding units of overall width 0.60m and standard height. Internal structural framework fabricated using a hybrid assembly of treated, kiln-dried seasoned hardwood (Rubberwood/Teakwood framing) reinforced with BWP Grade Marine Plywood / HDHMR board paneling and heavy-duty GI/MS structural under-supports to ensure maximum durability, economic feasibility, and clean aesthetics.Seating base and backrest cushioned with high-resilience Polyurethane (PU) foam of dual-density system mounted over heavy-duty serpentine steel springs and elastic woven webbing. Entire sofa upholstered in premium non-leatherette commercial-grade woven fabric (stain-resistant, high-Martindale rub count velvet, textured linen, or heavy-duty jute blend) of approved shade and pattern. Exposed bottom support legs/base fabricated using powder-coated tubular MS framework or turned hardwood legs fitted with non-marking nylon glides. Complete with heavy-duty staples, nylon thread stitching, structural adhesives, wall/floor anchoring hardware, labour, carriage, wastage, and finishing as per direction of Engineer-in-Charge. | 16.29 | m |  | 11497.00 | 187286.13 | 11255.00 | 183343.95 | 10000.00 | 162900.00 | 162900.00 | E-VERVE DESIGN
2.27 | Supply, transportation, uncrating, and placing in position of premium four-seater sofa set (continuous 4-seater or 3+1 / 2+2 combination as approved), constructed with a robust internal framework of seasoned teakwood / kiln-dried hardwood / tubular MS section, fitted with heavy-duty serpentine spring / webbed under-seat support. Seat and back cushions provided with high-resilience moulded Polyurethane (PU) foam (minimum density 40 kg/m³ for seat and 32 kg/m³ for backrest), upholstered with premium non-leatherette, stain-resistant woven tapestry fabric / velvet upholstery of approved shade and GSM (minimum 350 GSM, rub count > 30,000 double rubs). Outer frame supported on SS Grade 304 / powder-coated metallic / teakwood legs with floor-protecting nylon glides, complete with matching loose/fixed accent cushions, as per approved design, shop drawings, sample, and direction of the Engineer-in-Charge. | 2.00 | Each |  | 27998.00 | 55996.00 | 27409.00 | 54818.00 | 40000.00 | 80000.00 | 54818.00 | S.R. INTERIOR
2.28 | Supply, transportation, uncrating, and placing in position of premium single-seater matching sofa / accent chair, constructed with a robust internal framework of seasoned teakwood / kiln-dried hardwood / tubular MS section, fitted with heavy-duty serpentine spring / webbed under-seat support. Seat and back cushions provided with high-resilience moulded Polyurethane (PU) foam (minimum density 40 kg/m³ for seat and 32 kg/m³ for backrest), upholstered with premium non-leatherette, stain-resistant woven tapestry fabric / velvet upholstery of approved shade, texture, pattern, and GSM (minimum 350 GSM, rub count > 30,000 double rubs) matching existing/proposed 4-seater lounge sofa. Outer frame supported on SS Grade 304 / powder-coated metallic / teakwood legs with floor-protecting nylon glides, complete with matching lumbar cushion, as per approved design, shop drawings, sample, and direction of the Engineer-in-Charge. | 13.00 | Each |  | 18517.00 | 240721.00 | 18127.00 | 235651.00 | 10000.00 | 130000.00 | 130000.00 | E-VERVE DESIGN
2.29 | Supply, transit insurance, freight, uncrating, assembly, and placing in position of premium executive high-back Boardroom Captain Chair with integrated 2D/3D adjustable ergonomic headrest/neck-rest, breathable high-tension elastomeric non-leatherette mesh/tapestry backrest, and high-resilience moulded Polyurethane (PU) foam seat cushion (minimum density 55 kg/m³) upholstered in stain-resistant premium non-leatherette fabric upholstery (minimum 350 GSM). Fitted with dynamic lumbar support, 3D/4D multi-directional adjustable soft-top PU pad armrests, multi-position locking (minimum 4 locking angles) heavy-duty synchro-tilt mechanism with anti-shock return safety system and tilt tension adjustment, Class-4 heavy-duty pneumatic gas-lift cylinder (BIFMA certified) for smooth height adjustment, mounted on a 5-star heavy-duty mirror-polished pressure die-cast aluminium alloy pedestal base fitted with 60 mm diameter twin-wheel nylon/PU castors for smooth rolling, complete in all respects as per approved sample, color shade, shop drawings, and direction of the Engineer-in-Charge. (Unit: Each / No.) | 2.00 | Each |  | 28178.00 | 56356.00 | 27585.00 | 55170.00 | 16000.00 | 32000.00 | 32000.00 | E-VERVE DESIGN
2.30 | Supply, transit insurance, freight, uncrating, assembly, and placing in position of premium high-back executive boardroom revolving chair with integrated/adjustable headrest, breathable high-tension elastomeric non-leatherette mesh backrest, and high-resilience moulded Polyurethane (PU) foam seat cushion (minimum density 50 kg/m³) upholstered in stain-resistant premium non-leatherette fabric upholstery. Fitted with adjustable ergonomic lumbar support, 2D/3D multi-directional adjustable soft-top PU pad armrests, multi-position locking synchro-tilt heavy-duty mechanism with anti-shock feature and tilt tension adjustment, Class-4 pneumatic gas-lift cylinder (BIFMA certified) for smooth height adjustment, mounted on a 5-star heavy-duty pressure die-cast aluminium alloy / chrome-plated steel pedestal base fitted with 60 mm diameter twin-wheel nylon/PU castors for smooth rolling, complete in all respects as per approved sample, color shade, shop drawings, and direction of the Engineer-in-Charge. (Unit: Each / No.) | 17.00 | Each |  | 17712.00 | 301104.00 | 17339.00 | 294763.00 | 10500.00 | 178500.00 | 178500.00 | E-VERVE DESIGN
2.31 | Supply, transit insurance, freight, uncrating, assembly, and placing in position of premium executive visitor chair with integrated neck/headrest, breathable high-tension elastomeric non-leatherette mesh/tapestry backrest, and high-resilience moulded Polyurethane (PU) foam seat cushion (minimum density 45 kg/m³) upholstered in stain-resistant premium non-leatherette fabric upholstery (minimum 300 GSM). Fitted with fixed/integrated ergonomic armrests with soft PU pad topping, supported on a heavy-duty continuous cantilever / 4-legged tubular steel / die-cast aluminium frame (minimum 2 mm wall thickness) with chrome-plated / powder-coated finish, equipped with non-marring floor protective nylon glides, complete in all respects as per approved sample, color shade, shop drawings, and direction of the Engineer-in-Charge. (Unit: Each / No.) | 7.00 | Each |  | 14492.00 | 101444.00 | 14186.00 | 99302.00 | 6500.00 | 45500.00 | 45500.00 | E-VERVE DESIGN
2.32 | Supply, transit insurance, freight, uncrating, assembly, and placing in position of high-back executive revolving chair with integrated/adjustable neck-rest/headrest, breathable high-tension elastomeric non-leatherette mesh/tapestry backrest, and high-resilience moulded Polyurethane (PU) foam seat cushion (minimum density 45 kg/m³) upholstered in stain-resistant premium non-leatherette fabric upholstery (minimum 300 GSM). Fitted with adjustable ergonomic lumbar support, 2D/3D multi-directional adjustable soft-top PU pad armrests, multi-position locking synchro-tilt heavy-duty mechanism with tilt tension control and anti-shock return safety system, Class-4 pneumatic gas-lift cylinder (BIFMA certified) for smooth height adjustment, mounted on a 5-star heavy-duty pressure die-cast aluminium alloy / chrome-plated steel pedestal base fitted with 60 mm diameter twin-wheel nylon/PU castors for smooth rolling, complete in all respects as per approved sample, color shade, shop drawings, and direction of the Engineer-in-Charge. (Unit: Each / No.) | 2.00 | Each |  | 14693.00 | 29386.00 | 14383.00 | 28766.00 | 8500.00 | 17000.00 | 17000.00 | E-VERVE DESIGN
2.33 | Supply, transit insurance, freight, uncrating, and placing in position of premium single-seater dining chair with frame and legs made of fully seasoned, kiln-dried solid Teakwood / Steam Beech wood / Sheesham wood, mortise-and-tenon jointed with corner block reinforcement, treated against wood borers and termites. Chair backrest ergonomically contoured in solid wood / veneered finish; seat fitted with high-resilience Polyurethane (PU) moulded foam (minimum density 32 kg/m³ and thickness 50 mm) supported over heavy-duty spring / webbed base, upholstered in premium non-leatherette, stain-resistant woven tapestry fabric / velvet upholstery of approved shade, design, and GSM (minimum 300 GSM, rub count > 25,000 double rubs). All exposed wooden surfaces finished with melamine polish / PU clear lacquer coating of matte / satin finish, complete with floor-protecting nylon/felt buffers, as per approved design, shop drawings, sample, and direction of the Engineer-in-Charge. (Unit: Each / No.) | 10.00 | Each |  | 13300.00 | 133000.00 | 13020.00 | 130200.00 | 4500.00 | 45000.00 | 45000.00 | E-VERVE DESIGN
2.34 | Supply and placement in position of ergonomic mid-back revolving office chair with breathable high-tension mesh backrest, contoured hot-pressed plywood seat cushioned with high-density polyurethane (PU) injection moulded foam (minimum density 45 kg/m³) upholstered in fabric, fitted with adjustable lumbar support, 1D/fixed PP armrests, center-tilt / synchro-tilt mechanism with upright position lock and tilt tension adjustment, Class-3 / Class-4 pneumatic gas-lift mechanism (BIFMA certified) for smooth height adjustment, 5-prong nylon/die-cast base equipped with 50 mm diameter twin-wheel nylon castors, complete as per approved sample, color shade, and direction of the Engineer-in-Charge. (Unit: Each / No.) | 41.00 | Each |  | 6843.00 | 280563.00 | 6699.00 | 274659.00 | 6500.00 | 266500.00 | 266500.00 | E-VERVE DESIGN
2.35 | Supply, transit insurance, freight, uncrating, assembly, and placing in position of premium height-adjustable bar counter stool with 360-degree swivel mechanism, featuring a ergonomically contoured backrest and seat cushioned with high-resilience moulded Polyurethane (PU) foam (minimum density 40 kg/m³) upholstered in premium non-leatherette stain-resistant fabric / PU upholstery. Fitted with Class-3 / Class-4 pneumatic hydraulic gas-lift mechanism operated via an under-seat lever for smooth height adjustment (travel range minimum 200 mm), integrated semi-circular / ring footrest made of heavy-duty MS / Grade 304 Stainless Steel, supported on a heavy-duty chrome-plated / powder-coated circular trumpet pedestal base (minimum 400 mm dia) with anti-slip rubber floor protection ring underneath, complete in all respects as per approved sample, color shade, shop drawings, and direction of the Engineer-in-Charge. (Unit: Each / No.) | 8.00 | Each |  | 7246.00 | 57968.00 | 7093.00 | 56744.00 | 7500.00 | 60000.00 | 56744.00 | S.R. INTERIOR
2.36 | Supply, transit insurance, freight, uncrating, and placing in position of simple stackable canteen / cafeteria chair featuring a single-piece ergonomically contoured high-impact Polypropylene (PP) seat and backrest shell (or hot-pressed plywood cushioned seat with washable upholstery), mounted on a heavy-duty prime quality cold-rolled tubular steel / MS under-structure (minimum 19 mm / 22 mm outer diameter, 1.6 mm wall thickness). Frame pre-treated with anti-rust phosphate treatment and finished with durable epoxy powder coating / chrome plating, equipped with anti-scratch heavy-duty nylon/PVC floor bushes, complete in all respects as per approved sample, color shade, and direction of the Engineer-in-Charge. (Unit: Each / No.) | 12.00 | Each |  | 5877.00 | 70524.00 | 5753.00 | 69036.00 | 4500.00 | 54000.00 | 54000.00 | E-VERVE DESIGN
2.37 | Supply, transit insurance, freight, uncrating, assembly, and placing in position of premium corporate single-seater waiting / visitor chair featuring an ergonomically contoured seat and backrest cushioned with high-resilience moulded Polyurethane (PU) foam (minimum density 40 kg/m³ for seat and 32 kg/m³ for backrest), upholstered in heavy-duty, stain-resistant premium non-leatherette fabric / high-grade PU upholstery (minimum 300 GSM, rub count > 30,000 double rubs) of approved corporate shade. Frame constructed with cold-rolled tubular steel / heavy-duty cantilever / 4-legged metal under-structure (minimum 2.0 mm wall thickness), pre-treated with anti-rust phosphate chemical wash and finished with durable epoxy powder coating / mirror chrome plating, complete with integrated fixed armrests with PU pads, non-marring floor protective nylon glides, and all fixing accessories, as per approved sample, shop drawings, and direction of the Engineer-in-Charge. (Unit: Each / No.) | 10.00 | Each |  | 10064.00 | 100640.00 | 9852.00 | 98520.00 | 10500.00 | 105000.00 | 98520.00 | S.R. INTERIOR
2.38 | Supply, transit insurance, freight, uncrating, assembly, and placing in position of premium cushioned mid-back revolving meeting / conference chair featuring an ergonomically contoured backrest and seat cushioned with high-resilience moulded Polyurethane (PU) foam (minimum density 45 kg/m³ for seat and 32 kg/m³ for backrest), upholstered in heavy-duty, stain-resistant premium non-leatherette fabric / high-grade PU upholstery (minimum 300 GSM) of approved corporate shade. Fitted with fixed/adjustable Polyurethane (PU) pad armrests, a center-tilt / synchro-tilt mechanism with upright locking and tilt tension adjustment, Class-3 / Class-4 pneumatic gas-lift cylinder (BIFMA certified) for smooth height adjustment, mounted on a 5-star heavy-duty nylon / chrome-plated steel pedestal base fitted with 50 mm diameter twin-wheel nylon castors for smooth rolling, complete in all respects as per approved sample, shop drawings, and direction of the Engineer-in-Charge. (Unit: Each / No.) | 20.00 | Each |  | 9661.00 | 193220.00 | 9458.00 | 189160.00 | 10500.00 | 210000.00 | 189160.00 | S.R. INTERIOR
2.39 | Providing, fabricating, and fixing in position Commercial Cash / Service Counter of min. size 3.3*0.6*0.9m. Main structural carcass, internal horizontal shelving, vertical pedestals, and counter substrate constructed using 18mm thick High-Density Multiwood / PVC Foam sheets ( 100% waterproof and termite-proof). Countertop and front/side exposed vertical fascias finished with premium Acrylic Solid Surface (Corian finish) or anti-fingerprint high-pressure decorative laminate of approved design and color scheme. Internal carcass and unexposed storage faces finished with matching liner laminate.Under-counter area shall be configured with integrated POS computer stations, cash drawers, storage lockers with soft-close telescopic slides, central multi-drawer locks, wire management grommets, and internal GI/MS structural stiffeners. All exposed sheet edges fitted with thick matching PVC edge-banding applied using automated hot-melt adhesive machinery. Complete with SS hardware, auto-hinges, handles, adjustable non-marking floor levelling feet, structural adhesives, fasteners, labour, carriage, wastage, and finishing as per direction of Engineer-in-Charge. | 1.00 | Each |  | 58288.00 | 58288.00 | 57061.00 | 57061.00 | 90000.00 | 90000.00 | 57061.00 | S.R. INTERIOR
2.40 | Providing, fabricating, and fixing in position Transparent Glass Bakery Display Showcase / Food Display Unit of min. size 1*0.6*1.2m. Base pedestal cabinet constructed using High-Density Multiwood / PVC Foam sheets (100% waterproof and termite-proof), finished externally with Food-Grade Grade 304 Stainless Steel sheet / high-gloss decorative laminate of approved shade.Upper display superstructure constructed using 10mm thick extra-clear toughened clear glass for front, sides, and top cover, joined using high-strength UV-curing adhesive and food-grade clear structural silicone sealant for seamless frameless view. Unit provided with minimum 2 tiers of 8mm thick polished-edge toughened glass internal display shelves mounted on heavy-duty SS 304 shelf brackets, and rear sliding glass doors (8mm toughened glass) running on smooth SS track channels with recessed finger pulls. Integrated concealed food-safe warm white LED strip light profiles (IP65 rated) installed under each shelf level including driver circuit, wiring, adjustable non-marking floor levelling feet, hardware, fasteners, labour, carriage, wastage, and finishing as per direction of Engineer-in-Charge. | 1.00 | Each |  | 33008.00 | 33008.00 | 32314.00 | 32314.00 | 95000.00 | 95000.00 | 32314.00 | S.R. INTERIOR
2.41 | Providing, supplying, placing, and setting in position prefabricated heavy-duty Fiber Reinforced Plastic (FRP) / UV-stabilized high-density polymer planter box of min. size 500 mm x 500 mm x 600 mm height (minimum wall thickness 3.0 mm to 4.0 mm), gel-coated with smooth/matt polyurethane finish in approved color and shade, provided with bottom drainage outlets and overflow plug. The planter box shall be lined at the bottom with a 50 mm thick drainage layer comprising washed expanded clay aggregates / coarse gravel, covered with a non-woven needle-punched geotextile filter fabric layer (120 GSM). Filling the planter box with lightweight indoor potting mix media consisting of red soil, cocopeat, vermicompost, perlite, and organic manure in the ratio 1:2:1:0.5, treated with bio-fungicide/insecticide. Supplying, planting, and establishing indoor air-purifying foliage plants (3 to 4 healthy, well-rooted, bushy nursery-grown plants of minimum height 450 mm to 600 mm, such as Aglaonema, Areca Palm, Snake Plant / Sansevieria, ZZ Plant, Philodendron, or Monstera as approved by the Engineer-in-Charge). Item includes top dressing with polished pebbles/expanded clay balls, initial watering, cleaning, and maintenance for 15 days until establishment, complete in all respects as per direction of the Engineer-in-Charge. | 15.00 | Each |  | 3100.00 | 46500.00 | 3034.00 | 45510.00 | 2000.00 | 30000.00 | 30000.00 | E-VERVE DESIGN
2.42 | SIGNAGE
2.43 | Providing, supplying, and installing premium architectural corporate room/facility signage board of overall size 16" x 10" (400 mm x 250 mm). The signage base panel shall be fabricated using 8 mm thick Ultra-Clear Low-Iron Toughened Safety Glass (conforming to IS 2553 Part 1) with machine-polished flat arris/beveled edges and precision waterjet-cut corner holes. Graphics shall be applied via reverse high-resolution (min 1440 DPI) multi-pass UV-cured digital printing on the rear face with a continuous white block-out protective backing layer, combined with 3D raised tactile lettering / logo elements crafted from 1.5 mm thick Grade 304 Stainless Steel with Brushed PVD Gold / Rose Gold / Satin finish precision fiber-laser cut and stud-mounted on the front face. The entire assembly shall be wall-mounted using 4 numbers Grade 316 Stainless Steel heavy-duty architectural stand-off studs / spacers (25 mm diameter x 25 mm wall clearance) with concealed expansion fasteners and protective synthetic isolation grommets, complete with precision alignment, surface cleaning, handling, carriage, and installation at all heights complete in all respects as per approved architectural shop drawings and directions of the Engineer-in-Charge. | 20.00 | Each |  | 3100.00 | 62000.00 | 3034.00 | 60680.00 | 1500.00 | 30000.00 | 30000.00 | E-VERVE DESIGN
2.44 | NAME BOARD ACP SHEET WITH MULTIWOOD LETTERING : Design, Supplying and fixing Name Board as per the technical specifications given -1 Inch GI pipe frame (16Guage) for Frame (Size proportional), Primer Paint & Black Painted Pipes for Frame.,5mm ACP sheets (Aluminum Composite Panel) for Box area, 18mm thick Multi wood Lettering for Name Board as approved by<br> Engineer in charge.<br>For Measurement purpose, only area of ACP sheet to be measured | 4.20 | sqm |  | 7173.00 | 30126.60 | 7022.00 | 29492.40 | 8200.00 | 34440.00 | 29492.40 | S.R. INTERIOR
2.45 | Providing, supplying, and installing high-aesthetic glass background wall paneling / branding signages for corporate reception areas and executive lobbies. Backdrop constructed using 8 mm / 10 mm thick clear float toughened glass (conforming to IS 2553 Part-1) with edge polishing, beveling, and pre-drilled holes for standoff mounting. Background treated with full-surface vinyl frosted film / back-painted polyurethane coating of approved shade. Branding overlay shall consist of custom laser-cut acrylic letters / logo (minimum 3 mm to 6 mm thick cast acrylic) or high-resolution solvent-printed UV cast vinyl graphics applied on the front/rear face as per corporate guidelines. Entire glass panel assembly securely mounted over wall surfaces using Grade 304 Stainless Steel heavy-duty cylindrical standoff studs (38 mm / 50 mm diameter, 25 mm to 50 mm projection) with neoprene cushion washers and expansion anchors, complete in all respects including template alignment, cleaning, and finishing, as per approved shop drawings, logo art file, and direction of the Engineer-in-Charge. | 9.63 | sqm |  | 3600.00 | 34668.00 | 3525.00 | 33945.75 | 6500.00 | 62595.00 | 33945.75 | S.R. INTERIOR
2.46 | ELECTRICAL WORKS
2.47 | Point wiring in PVC conduit with modular type switch.
2.48 | Wiring for group controlled (looped) light point/fan point/exhaust fan point/ call bell point ( without independent switch etc.) with 1.5 sq. mm FRLS/HFFR PVC insulated copper conductor single core cable in surface/ recessed PVC conduit, and earthing the point with 1.5 sq. mm FRLS/HFFR PVC insulated copper conductor single core cable etc. as required. Group B | 90.00 | Point |  | 713.00 | 64170.00 | 698.00 | 62820.00 | 1950.00 | 175500.00 | 62820.00 | S.R. INTERIOR
2.49 | Wiring for group controlled (looped) light point/fan point/exhaust fan point/ call bell point ( without independent switch etc.) with 1.5 sq. mm FRLS/HFFR PVC insulated copper conductor single core cable in surface/ recessed PVC conduit, and earthing the point with 1.5 sq. mm FRLS/HFFR PVC insulated copper conductor single core cable etc. as required. Group C | 107.00 | Point |  | 800.00 | 85600.00 | 783.00 | 83781.00 | 1950.00 | 208650.00 | 83781.00 | S.R. INTERIOR
2.50 | Wiring through PVC conduit
2.51 | Supplying and drawing following sizes of FRLS/HFFR PVC insulated copper conductor, single core cable in the existing surface/ recessed steel/ PVC conduit as required 2 x 1.5 sq. mm. | 431.00 | Metre |  | 62.00 | 26722.00 | 61.00 | 26291.00 | 160.00 | 68960.00 | 26291.00 | S.R. INTERIOR
2.52 | Wiring for circuit/ submain wiring along with earth wire with the following sizes of FRLS/HFFR PVC insulated copper conductor, single core cable in surface/ recessed medium class PVC conduit as required. 2 X 2.5 sq. mm + 1 X 2.5 sq. mm earth wire | 1470.00 | Metre |  | 250.00 | 367500.00 | 245.00 | 360150.00 | 200.00 | 294000.00 | 294000.00 | E-VERVE DESIGN
2.53 | Wiring for circuit/ submain wiring along with earth wire with the following sizes of FRLS/HFFR PVC insulated copper conductor, single core cable in surface/ recessed medium class PVC conduit as required. 4 X 16 sq. mm + 2 X 6 sq. mm earth wire | 12.00 | Metre |  | 1171.00 | 14052.00 | 1146.00 | 13752.00 | 980.00 | 11760.00 | 11760.00 | E-VERVE DESIGN
2.54 | S/F PVC AND STEEL CONDUIT
2.55 | Supplying and fixing of following sizes of medium class PVC conduit along with accessories in surface/recess including cutting the wall and making good the same in case of recessed conduit as required. 20 mm | 570.00 | Metre |  | 122.00 | 69540.00 | 119.00 | 67830.00 | 50.00 | 28500.00 | 28500.00 | E-VERVE DESIGN
2.56 | Supplying and fixing of following sizes of medium class PVC conduit along with accessories in surface/recess including cutting the wall and making good the same in case of recessed conduit as required. 25 mm | 232.00 | Metre |  | 135.00 | 31320.00 | 132.00 | 30624.00 | 60.00 | 13920.00 | 13920.00 | E-VERVE DESIGN
2.57 | Supplying and fixing of following sizes of steel conduit along with accessories in surface/recess including painting in case of surface conduit, or cutting the wall and making good the same in case of recessed conduit as required 20 mm | 10.00 | Metre |  | 204.00 | 2040.00 | 200.00 | 2000.00 | 145.00 | 1450.00 | 1450.00 | E-VERVE DESIGN
2.58 | Supplying and fixing of following sizes of steel conduit along with accessories in surface/recess including painting in case of surface conduit, or cutting the wall and making good the same in case of recessed conduit as required 25 mm | 10.00 | Metre |  | 233.00 | 2330.00 | 228.00 | 2280.00 | 175.00 | 1750.00 | 1750.00 | E-VERVE DESIGN
2.59 | Supply and clamping of 20mm dia corrugated pvc flexible conduit with necessary locking ring and check nut at termination pointed using suitable size GI/painted MS saddles spacing not exceeding 60 cms on surface including making good the damages, colour washing etc.as required. | 82.00 | Metre |  | 20.00 | 1640.00 | 20.00 | 1640.00 | 45.00 | 3690.00 | 1640.00 | S.R. INTERIOR, GODAWARI FARMS AND SERVICES
2.60 | Modular boxes, bases & cover plate:
2.61 | Supplying and fixing following size/ modules, GI box along with modular base & cover plate for modular switches in recess etc. as required. 1 or 2 Module (75mmX75mm) | 26.00 | Each |  | 285.00 | 7410.00 | 279.00 | 7254.00 | 250.00 | 6500.00 | 6500.00 | E-VERVE DESIGN
2.62 | Supplying and fixing following size/ modules, GI box along with modular base & cover plate for modular switches in recess etc. as required. 3 Module (100mmX75mm) | 44.00 | Each |  | 309.00 | 13596.00 | 303.00 | 13332.00 | 400.00 | 17600.00 | 13332.00 | S.R. INTERIOR
2.63 | Supplying and fixing following size/ modules, GI box along with modular base & cover plate for modular switches in recess etc. as required. 6 Module (200mmX75mm) | 16.00 | Each |  | 372.00 | 5952.00 | 364.00 | 5824.00 | 400.00 | 6400.00 | 5824.00 | S.R. INTERIOR
2.64 | Supplying and fixing 3 pin, 5 A ceiling rose on the existing junction box/ wooden block including connections etc. as required. | 70.00 | Each |  | 84.00 | 5880.00 | 82.00 | 5740.00 | 100.00 | 7000.00 | 5740.00 | S.R. INTERIOR
2.65 | Supply & Fixing the following types/ sizes of boxes suitable for modular accessories in surface/ recess including making good the damages, colour washing etc as required (RoHS compliant )2 module moulded plastic box on surface | 26.00 | Each |  | 215.00 | 5590.00 | 210.00 | 5460.00 | 150.00 | 3900.00 | 3900.00 | E-VERVE DESIGN
2.66 | Supply & Fixing the following types/ sizes of boxes suitable for modular accessories in surface/ recess including making good the damages, colour washing etc as required (RoHS compliant ) 6 module moulded plastic box on surface | 2.00 | Each |  | 247.00 | 494.00 | 242.00 | 484.00 | 250.00 | 500.00 | 484.00 | S.R. INTERIOR
2.67 | Supplying and fixing following Modular base & cover plate on existing modular metal boxes etc. as required. 2 Module | 26.00 | Each |  | 126.00 | 3276.00 | 123.00 | 3198.00 | 200.00 | 5200.00 | 3198.00 | S.R. INTERIOR
2.68 | Supplying and fixing following Modular base & cover plate on existing modular metal boxes etc. as required. 6 Module | 2.00 | Each |  | 167.00 | 334.00 | 163.00 | 326.00 | 300.00 | 600.00 | 326.00 | S.R. INTERIOR
2.69 | Supplying and fixing modular blanking plate on the existing modular plate & switch box excluding modular plate as required. | 5.00 | Each |  | 38.00 | 190.00 | 37.00 | 185.00 | 50.00 | 250.00 | 185.00 | S.R. INTERIOR
2.70 | Modular type switch/socket:
2.71 | Supplying and fixing following modular switch/ socket on the existing modular plate & switch box including connections but excluding modular plate etc. as required. 5/6 A switch | 73.00 | Each |  | 97.00 | 7081.00 | 95.00 | 6935.00 | 150.00 | 10950.00 | 6935.00 | S.R. INTERIOR
2.72 | Supplying and fixing following modular switch/ socket on the existing modular plate & switch box including connections but excluding modular plate etc. as required. 3 pin 5/6 A socket outlet | 101.00 | Each |  | 109.00 | 11009.00 | 107.00 | 10807.00 | 250.00 | 25250.00 | 10807.00 | S.R. INTERIOR
2.73 | Supplying and fixing following modular switch/ socket on the existing modular plate & switch box including connections but excluding modular plate etc. as required. 15/16 A switch | 20.00 | Each |  | 142.00 | 2840.00 | 139.00 | 2780.00 | 200.00 | 4000.00 | 2780.00 | S.R. INTERIOR
2.74 | Supplying and fixing following modular switch/ socket on the existing modular plate & switch box including connections but excluding modular plate etc. as required. 6 pin 15/16 A socket outlet | 20.00 | Each |  | 176.00 | 3520.00 | 173.00 | 3460.00 | 300.00 | 6000.00 | 3460.00 | S.R. INTERIOR
2.75 | SMDB AND DB ACCESSORIES
2.76 | SMDB-1 (8 WAY) - Supply, installation, Testing and Commissioning of factory fabricated OEM 415 V 50 Hz 4 way complying to IEC 61439 part 1.The Enclosure shall be IP42 with cable end box, cable alley, pre wire meter chamber with all meters &amp; indicating lamps, Aluminium bus bar, neutral link, DIN bar with all accessories etc, complete with necessary control wiring and protection of control shall be with DIN rail mounted 2A SP MCB. Doors shall be earthed as per prevailing standards. The main earth bus shall be of suitable size copper. All copper joints shall be tinned. Knock outs of proper diameter shall be provided on gland plates. The height of the operating handle of switch gear shall be minimum 300 mm and maximum upto 1800mm from the finished floor level complete as per the directions of engineer in charge. Incomer -1 no. 200 A 36 kA TP MCCB, Outgoing: 6 Nos 63A TP 25 kA MCCB, 2Nos 40A TP 25 kA MCCB | 1.00 | each |  | 189783.00 | 189783.00 | 185787.00 | 185787.00 | 14500.00 | 14500.00 | 14500.00 | E-VERVE DESIGN
2.77 | Supplying and fixing of following ways surface/ recess mounting, vertical type, 415 V, TPN MCB distribution board of sheet steel, dust protected, duly powder painted, inclusive of 200 A tinned copper bus bar, common neutral link, earth bar, din bar for mounting MCBs (but without MCBs and incomer ) as required .(Note : Vertical type MCB TPDB is normally used where 3 phase outlets are required.) 8 way (4 + 24), Double door | 1.00 | Each |  | 8634.00 | 8634.00 | 8452.00 | 8452.00 | 10500.00 | 10500.00 | 8452.00 | S.R. INTERIOR
2.78 | Supplying and fixing of following ways surface/ recess mounting, vertical type, 415 V, TPN MCB distribution board of sheet steel, dust protected, duly powder painted, inclusive of 200 A tinned copper bus bar, common neutral link, earth bar, din bar for mounting MCBs (but without MCBs and incomer ) as required .(Note : Vertical type MCB TPDB is normally used where 3 phase outlets are required.) 6way (4 + 18), Double door | 1.00 | Each |  | 6924.00 | 6924.00 | 6778.00 | 6778.00 | 8500.00 | 8500.00 | 6778.00 | S.R. INTERIOR
2.79 | Supplying and fixing following way, horizontal type three pole and neutral, sheet steel, MCB distribution board, 415 V, on surface/ recess, complete with tinned copper bus bar, neutral bus bar, earth bar, din bar, interconnections, powder painted including earthing etc. as required. (But without MCB/RCCB/Isolator). 6 way (4 + 18), Double door | 2.00 | Each |  | 4266.00 | 8532.00 | 4176.00 | 8352.00 | 4500.00 | 9000.00 | 8352.00 | S.R. INTERIOR
2.80 | Supplying and fixing following way, horizontal type three pole and neutral, sheet steel, MCB distribution board, 415 V, on surface/ recess, complete with tinned copper bus bar, neutral bus bar, earth bar, din bar, interconnections, powder painted including earthing etc. as required. (But without MCB/RCCB/Isolator). 8 way (4 + 24), Double door | 4.00 | Each |  | 5102.00 | 20408.00 | 4994.00 | 19976.00 | 6500.00 | 26000.00 | 19976.00 | S.R. INTERIOR
2.81 | Supplying and fixing following rating, double pole, 240 V, isolator in the existing MCB DB complete with connections, testing and commissioning etc. as required. 40 A | 3.00 | Each |  | 380.00 | 1140.00 | 372.00 | 1116.00 | 400.00 | 1200.00 | 1116.00 | S.R. INTERIOR
2.82 | Supplying and fixing following rating, four pole, 415 V, isolator in the existing MCB DB complete with connections, testing and commissioning etc. as required. 40A | 1.00 | Each |  | 845.00 | 845.00 | 827.00 | 827.00 | 800.00 | 800.00 | 800.00 | E-VERVE DESIGN
2.83 | Supplying and fixing following rating, four pole, 415 V, isolator in the existing MCB DB complete with connections, testing and commissioning etc. as required. 63 A | 8.00 | Each |  | 898.00 | 7184.00 | 879.00 | 7032.00 | 1200.00 | 9600.00 | 7032.00 | S.R. INTERIOR
2.84 | Supplying and fixing following rating, four pole, (three phase and neutral), 415 volts, residual current circuit breaker with overcurrent protection (RCBO), having a sensitivity current upto 100 mA in the existing MCB DB complete with connections, testing and commissioning etc. as required. 25A-40A, 4P, 100mA | 6.00 | Each |  | 11381.00 | 68286.00 | 3310.00 | 19860.00 | 2500.00 | 15000.00 | 15000.00 | E-VERVE DESIGN
2.85 | Supplying and fixing 40A / 63A, TP MCB, 415 Volts, "C" curve, miniature circuit breaker in the existing MCB DB complete with connections, testing and commissioning etc as required. | 6.00 | Each |  | 1428.00 | 8568.00 | 1398.00 | 8388.00 | 1200.00 | 7200.00 | 7200.00 | E-VERVE DESIGN
2.86 | Supplying and fixing 5 A to 32 A rating, 240/415 V, 10 kA, "C" curve, miniature circuit breaker suitable for inductive load of following poles in the existing MCB DB complete with connections, testing and commissioning etc. as required. Triple pole | 2.00 | Each |  | 861.00 | 1722.00 | 843.00 | 1686.00 | 650.00 | 1300.00 | 1300.00 | E-VERVE DESIGN
2.87 | Supplying and fixing 5 A to 32 A rating, 240/415 V, 10 kA, "C" curve, miniature circuit breaker suitable for inductive load of following poles in the existing MCB DB complete with connections, testing and commissioning etc. as required. Single pole | 115.00 | Each |  | 229.00 | 26335.00 | 225.00 | 25875.00 | 250.00 | 28750.00 | 25875.00 | S.R. INTERIOR
2.88 | Supplying and fixing single pole blanking plate in the existing MCB DB complete etc. as required. | 20.00 | Each |  | 11.00 | 220.00 | 11.00 | 220.00 | 100.00 | 2000.00 | 220.00 | S.R. INTERIOR, GODAWARI FARMS AND SERVICES
2.89 | Supplying and fixing FP CRCA sheet steel enclosure with provision to mount MCB/Isolator/RCCB/RCBO and other modular devices on surface/ recess complete with connections, testing and commissioning etc. as required. | 9.00 | Each |  | 12.00 | 108.00 | 697.00 | 6273.00 | 1200.00 | 10800.00 | 108.00 | GODAWARI FARMS AND SERVICES
2.90 | EARTHING
2.91 | Earthing with G.I. earth pipe 4.5 Meter long, 40 mm dia including accessories, and providing masonry enclosure with cover plate having locking arrangement and watering pipe etc. with charcoal/ coke and salt as required. | 1.00 | Set |  | 6165.00 | 6165.00 | 6036.00 | 6036.00 | 12500.00 | 12500.00 | 6036.00 | S.R. INTERIOR
2.92 | Providing and fixing 25 mm X 5 mm G.I. strip on surface or in recess for connections etc. as required. | 100.00 | Metre |  | 231.00 | 23100.00 | 226.00 | 22600.00 | 200.00 | 20000.00 | 20000.00 | E-VERVE DESIGN
2.93 | Supply and drawing bare earthing conductors of the following sizes along with wiring/ cables and giving connection as required4.00 mm copper conductor ( 8 SWG) | 180.00 | Metre |  | 76.00 | 13680.00 | 75.00 | 13500.00 | 150.00 | 27000.00 | 13500.00 | S.R. INTERIOR
2.94 | Supply and drawing bare earthing conductors of the following sizes along with wiring/ cables and giving connection as required4.00 mm copper conductor ( 10 SWG) | 350.00 | Metre |  | 49.00 | 17150.00 | 48.00 | 16800.00 | 200.00 | 70000.00 | 16800.00 | S.R. INTERIOR
2.95 | Providing and fixing earth bus of 50 mm X 5 mm copper strip on surface for connections etc. as required. | 1.00 | Metre |  | 1807.00 | 1807.00 | 1769.00 | 1769.00 | 4500.00 | 4500.00 | 1769.00 | S.R. INTERIOR
2.96 | SUPPLY OF LT CABLES
2.97 | Supply of 1 no. PVC insulated and PVC sheathed armoured aluminium power cable, 1.1 KV grade of the following sizes as required.3.5 core 240 sq mm | 50.00 | Meter |  | 1097.00 | 54850.00 | 1074.00 | 53700.00 | 1500.00 | 75000.00 | 53700.00 | S.R. INTERIOR
2.98 | Supply of 1 no. PVC insulated and PVC sheathed armoured aluminium power cable, 1.1 KV grade of the following sizes as required .3.5 core 35 sq mm with factory made clamp | 190.00 | Meter |  | 222.00 | 42180.00 | 218.00 | 41420.00 | 240.00 | 45600.00 | 41420.00 | S.R. INTERIOR
2.99 | Supply of 1 no. PVC insulated and PVC sheathed armoured aluminium power cable, 1.1 KV grade of the following sizes as required .4 core 16 sq mm with factory made clamp | 90.00 | Meter |  | 153.00 | 13770.00 | 150.00 | 13500.00 | 180.00 | 16200.00 | 13500.00 | S.R. INTERIOR
3.00 | Supply of 1 no. PVC insulated and PVC sheathed armoured aluminium power cable, 1.1 KV grade of the following sizes as required .4 core 10 sq mm with factory made clamp | 65.00 | Meter |  | 117.00 | 7605.00 | 114.00 | 7410.00 | 160.00 | 10400.00 | 7410.00 | S.R. INTERIOR
3.01 | Supply of 1 no. PVC insulated and PVC sheathed armoured aluminium power cable, 1.1 KV grade of the following sizes as required .4 core 4 sq mm with factory made clamp | 45.00 | Meter |  | 97.00 | 4365.00 | 95.00 | 4275.00 | 130.00 | 5850.00 | 4275.00 | S.R. INTERIOR
3.02 | Supply of 1 no. PVC insulated and PVC sheathed armoured aluminium power cable, 1.1 KV grade of the following sizes as required. 3 core 4 sq mm with factory made clamp | 20.00 | Meter |  | 76.00 | 1520.00 | 75.00 | 1500.00 | 120.00 | 2400.00 | 1500.00 | S.R. INTERIOR
3.03 | CABLE LAYING
3.04 | Laying and fixing of one number PVC insulated and PVC sheathed / XLPE power cable of 1.1 KV grade of following size on wall surface as required. Upto 35 sq. mm (clamped with 1mm thick saddle) | 410.00 | Metre |  | 52.00 | 21320.00 | 50.00 | 20500.00 | 80.00 | 32800.00 | 20500.00 | S.R. INTERIOR
3.05 | Laying and fixing of one number PVC insulated and PVC sheathed / XLPE power cable of 1.1 KV grade of following size on wall surface as required. Above 185 sq. mm and upto 400 sq. mm (clamped with 40x3mm MS flat clamp) | 50.00 | Metre |  | 218.00 | 10900.00 | 214.00 | 10700.00 | 200.00 | 10000.00 | 10000.00 | E-VERVE DESIGN
3.06 | LT CABLE TERMINATION
3.07 | Supplying and making end termination with brass compression gland and aluminium lugs for following size of PVC insulated and PVC sheathed / XLPE aluminium conductor cable of 1.1 KV grade as required.
3.08 | 3½ X 240 sq. mm (62mm) | 2.00 | Each |  | 934.00 | 1868.00 | 914.00 | 1828.00 | 1200.00 | 2400.00 | 1828.00 | S.R. INTERIOR
3.09 | 3½ X 35 sq. mm (32mm) | 12.00 | Each |  | 352.00 | 4224.00 | 344.00 | 4128.00 | 800.00 | 9600.00 | 4128.00 | S.R. INTERIOR
3.10 | 4 X 16 sq. mm (28mm) | 8.00 | Each |  | 295.00 | 2360.00 | 288.00 | 2304.00 | 600.00 | 4800.00 | 2304.00 | S.R. INTERIOR
3.11 | 4 X 10 sq. mm (25mm) | 10.00 | Each |  | 262.00 | 2620.00 | 256.00 | 2560.00 | 500.00 | 5000.00 | 2560.00 | S.R. INTERIOR
3.12 | 4 X 4 sq. mm (20mm) | 4.00 | Each |  | 229.00 | 916.00 | 225.00 | 900.00 | 400.00 | 1600.00 | 900.00 | S.R. INTERIOR
3.13 | 3 X 4 sq. mm | 2.00 | Each |  | 201.00 | 402.00 | 197.00 | 394.00 | 350.00 | 700.00 | 394.00 | S.R. INTERIOR
3.14 | CABLE TRAYS
3.15 | Supplying and installaton following size of perforated painted with powder coating M.S. cable trays with perforation not more than 17.5%, in convenient sections, joined with connectors, suspended from the ceiling with two numbers MS/GI Suspenders i/c base of suitable size MS/GI angle, bolts & nuts, painting suspenders, fastener etc as required.
3.16 | 100 mm width X 50 mm depth X 1.6 mm thickness | 72.00 | Metre |  | 502.00 | 36144.00 | 491.00 | 35352.00 | 500.00 | 36000.00 | 35352.00 | S.R. INTERIOR
3.17 | 200 mm width X 50 mm depth X 1.6 mm thickness | 68.00 | Metre |  | 624.00 | 42432.00 | 611.00 | 41548.00 | 700.00 | 47600.00 | 41548.00 | S.R. INTERIOR
3.18 | 300 mm width X 50 mm depth X 1.6 mm thickness | 3.00 | Metre |  | 697.00 | 2091.00 | 683.00 | 2049.00 | 900.00 | 2700.00 | 2049.00 | S.R. INTERIOR
3.19 | Supplying and installation following size of perforated painted with powder coating M.S. cable trays bends with perforation not more than 17.5%, joined with connectors, suspended from the ceiling with two numbers MS/GI Suspenders i/c base of suitable size MS/GI angle, bolts & nuts, painting suspenders, fastener etc as required.
3.20 | 100 mm width X 50 mm depth X 1.6 mm thickness | 4.00 | Each |  | 763.00 | 3052.00 | 747.00 | 2988.00 | 400.00 | 1600.00 | 1600.00 | E-VERVE DESIGN
3.21 | 200 mm width X 50 mm depth X 1.6 mm thickness | 4.00 | Each |  | 1065.00 | 4260.00 | 1043.00 | 4172.00 | 800.00 | 3200.00 | 3200.00 | E-VERVE DESIGN
3.22 | Supplying and installation following size of perforated painted with powder coating M.S. cable trays Tee with perforation not more than 17.5%, joined with connectors, suspended from the ceiling with two numbers MS/GI Suspenders i/c base of suitable size MS/GI angle, bolts & nuts, painting suspenders, fastner etc as required.
3.23 | 100 mm width X 50 mm depth X 1.6 mm thickness | 2.00 | Each |  | 877.00 | 1754.00 | 858.00 | 1716.00 | 400.00 | 800.00 | 800.00 | E-VERVE DESIGN
3.24 | 225 mm width X 50 mm depth X 1.6 mm thickness | 2.00 | Each |  | 1249.00 | 2498.00 | 1223.00 | 2446.00 | 900.00 | 1800.00 | 1800.00 | E-VERVE DESIGN
3.25 | Supplying and installing following size of perforated painted with powder coating M.S. cable trays Cross Member with perforation not more than 17.5%, joined with connectors, suspended from the ceiling with two numbers MS/GI Suspenders i/c base of suitable size MS/GI angle, bolts & nuts, painting suspenders, fastner etc as required.
3.26 | 225 mm width X 50 mm depth X 1.6 mm thickness | 1.00 | Each |  | 1435.00 | 1435.00 | 1405.00 | 1405.00 | 1500.00 | 1500.00 | 1405.00 | S.R. INTERIOR
3.27 | Supplying and installing following size of perforated painted with powder coating M.S. cable trays Reducer with perforation not more than 17.5%, joined with connectors, suspended from the ceiling with two numbers MS/GI Suspenders i/c base of suitable size MS/GI angle, bolts & nuts, painting suspenders, fastner etc as required
3.28 | 225 mm width X 50 mm depth X 1.6 mm thickness | 1.00 | Each |  | 1258.00 | 1258.00 | 1231.00 | 1231.00 | 1500.00 | 1500.00 | 1231.00 | S.R. INTERIOR
3.29 | CONTACTOR AND CONTROL CABLING FOR AUTOMATION
3.30 | Supply and drawing the following sizes of multi-core PVC insulated & FRLS PVC sheathed 650/1100 V grade copper conductor round flexible cables conforming to IS 694 part I 1960 in the existing surface / recess conduit as required including giving necessary connections of the following sizes. 2 core 1.50 sq mm | 330.00 | Metre |  | 109.00 | 35970.00 | 106.00 | 34980.00 | 90.00 | 29700.00 | 29700.00 | E-VERVE DESIGN
3.31 | Supply, Installation, Testing & Commissioning (SITC) of 2-Pole Power Contactor for lighting automation, conforming to IS/IEC 60947-4-1, suitable for switching lighting loads, with 2 Nos. normally open (NO) main contacts, AC-1 utilization category, rated current up to 25 A at 415 V AC, 50 Hz, complete with suitable control coil (230 V AC, 50 Hz), auxiliary contact(s) as required for automation/interlocking, suitable for operation through timer/occupancy sensor/lighting automation controller, including mounting accessories, wiring terminals, hardware and all necessary accessories for complete installation. | 6.00 | Each |  | 1208.00 | 7248.00 | 1182.00 | 7092.00 | 45000.00 | 270000.00 | 7092.00 | S.R. INTERIOR
3.32 | LIGHT FITTINGS & FANS
3.33 | Supply of LED pendant luminaire, rated 20 ± 2 Watt, suitable for indoor open-ceiling applications, comprising high-efficiency LED module with diffused optical system/PMMA diffuser, integral high-efficiency LED driver, long pendant mounting arrangement, aluminium housing duly powder-coated in white finish, 4000 K CCT, DALI dimmable driver, suitable for 230 V AC, 50 Hz supply, complete with suspension arrangement, canopy, power/suspension cable, connectors, mounting hardware and all necessary accessories for complete installation and operation. The luminaire shall conform to relevant IS/IEC standards, with minimum CRI ≥80,power factor, ≥0.90, total harmonic distortion (THD) ≤10%, unified glare rating (UGR) ≤19 suitable for continuous indoor operation and having minimum LED life of 50,000 hours and shall conform to relevant IS/IEC standards. | 13.00 | Each |  | 5415.00 | 70395.00 | 5301.00 | 68913.00 | 2250.00 | 29250.00 | 29250.00 | E-VERVE DESIGN
3.34 | Supply of LED surface-mounted downlight luminaire, rated 18 ± 2 Watt, suitable for indoor general lighting applications, comprising high-efficiency LED module, suitable optical system/diffuser for uniform and glare-controlled illumination, integral high-efficiency LED driver, surface-mounting housing with suitable finish, 4000 K CCT, suitable for 230 V AC, 50 Hz supply, complete with all necessary mounting accessories, connectors, driver, fixing hardware and electrical connections, as required. The luminaire shall have minimum CRI ≥80, power factor ≥0.90,total harmonic distortion (THD) ≤10%, unified glare rating (UGR) ≤19 and LED life of minimum 50,000 hours, and shall conform to relevant IS/IEC standards. | 29.00 | Each |  | 2090.00 | 60610.00 | 2046.00 | 59334.00 | 1750.00 | 50750.00 | 50750.00 | E-VERVE DESIGN
3.35 | Supply of LED recessed downlight luminaire, rated 12 ± 2 Watt, suitable for indoor general lighting applications, comprising high-efficiency COB LED module, deep-inset optical system/collimator for low-glare and uniform illumination, aluminium die-cast housing with white powder-coated finish, suitable optical system providing approximately 40° beam angle, 4000 K CCT, integral DALI dimmable LED driver, suitable for recessed mounting in false ceiling, complete with mounting clips, driver, connectors, terminal block and all necessary accessories for complete installation and operation, suitable for 230/240 V AC, 50 Hz supply. The luminaire shall have minimum colour rendering index (CRI) ≥80, power factor ≥0.90, total harmonic distortion (THD) ≤10%, unified glare rating (UGR) ≤19 LED life of minimum 50,000 hours and shall conform to relevant IS/IEC standards. | 72.00 | Each |  | 6460.00 | 465120.00 | 6324.00 | 455328.00 | 1150.00 | 82800.00 | 82800.00 | E-VERVE DESIGN
3.36 | Supply of LED recessed downlight luminaire, rated 12 ± 2 Watt, suitable for indoor general lighting applications, comprising high-efficiency COB LED module, deep-inset optical system/collimator for low-glare and uniform illumination, aluminium die-cast housing with white powder-coated finish, suitable optical system providing approximately 40° beam angle, 4000 K CCT, complete with integral high-efficiency LED driver, suitable for recessed mounting in false ceiling, complete with mounting clips, driver, connectors, terminal block and all necessary accessories for complete installation and operation, suitable for 230/240 V AC, 50 Hz supply. The luminaire shall have minimum colour rendering index (CRI) ≥80, power factor ≥0.90, total harmonic distortion (THD) ≤10%, unified glare rating (UGR) ≤19 LED life of minimum 50,000 hours and shall conform to relevant IS/IEC standards. | 25.00 | Each |  | 2660.00 | 66500.00 | 2604.00 | 65100.00 | 1150.00 | 28750.00 | 28750.00 | E-VERVE DESIGN
3.37 | Supply of LED circular ring pendant luminaire, rated 30 ± 2 Watt, suitable for indoor general lighting applications, comprising high-efficiency LED module, opal/diffused optical system for uniform and glare-controlled illumination, circular ring-shaped aluminium housing with white powder-coated finish, approximately 600 mm diameter, 4000 K CCT, integral DALI dimmable LED driver, suitable for pendant/suspended mounting from ceiling, complete with suspension kit, canopy, suspension/power cables, connectors, mounting hardware and all necessary accessories for complete installation and operation, suitable for 230/240 V AC, 50 Hz supply. The luminaire shall have minimum CRI ≥80, power factor ≥0.90, LED life of minimum 50,000 hours and shall conform to relevant IS/IEC standards. | 4.00 | Each |  | 18525.00 | 74100.00 | 18135.00 | 72540.00 | 3450.00 | 13800.00 | 13800.00 | E-VERVE DESIGN
3.38 | Supply of decorative hemispherical LED pendant luminaire, rated 6 ± 2 Watt with approximate diameter of 300 mm, White finish, with E27 lamp holder, suitable for LED lamp, complete with ceiling canopy, pendant suspension arrangement, flexible power cord, mounting accessories and electrical connections, suitable for 230 V AC, 50 Hz supply, CRI ≥80. | 2.00 | Each |  | 4703.00 | 9406.00 | 4604.00 | 9208.00 | 1100.00 | 2200.00 | 2200.00 | E-VERVE DESIGN
3.39 | Supply of LED pendant luminaire, rated 20 ± 2 Watt, suitable for indoor open-ceiling applications, comprising high-efficiency LED module with opal/diffused optical system for uniform and glare-controlled illumination, circular aluminium housing with white powder-coated finish, approximately 96 mm diameter, 4000 K CCT, integral high-efficiency LED driver, suitable for long pendant/suspended mounting from ceiling, complete with suspension kit, ceiling canopy, power/suspension cable, connectors, mounting hardware and all necessary accessories for complete installation and operation, suitable for 230/240 V AC, 50 Hz supply. The luminaire shall have minimum colour rendering index (CRI) ≥80, power factor ≥0.90, total harmonic distortion (THD) ≤10%, LED life of minimum 50,000 hours and shall conform to relevant IS/IEC standards. | 9.00 | Each |  | 4988.00 | 44892.00 | 4883.00 | 43947.00 | 2450.00 | 22050.00 | 22050.00 | E-VERVE DESIGN
3.40 | Supply of LED curvilinear custom-profile suspended linear luminaire , cross-section approx. 50 mm (W) x 75 mm (H), custom fabricated to site-specified length and curvature as per approved shop drawing/actual site requirement, rated 30 W/metre (±10%), having minimum luminous flux of 2400 lumens/metre (equivalent to minimum 80 lm/W), suitable for indoor open-ceiling/suspended applications, comprising high-efficiency LED module, integral high-efficiency LED driver(s) sized to total connected load, prismatic (PRSM) diffuser/optical system, aluminium housing duly finished in white, 4000 K CCT, suitable for 230 V AC, 50 Hz supply, complete with suspension arrangement, canopy, power/suspension cable, connectors, internal wiring, joining/coupling accessories for continuous runs, mounting hardware and all necessary accessories for proper installation, testing and commissioning. The luminaire shall conform to relevant IS/IEC standards, with minimum CRI ≥80, power factor ≥0.90, and minimum LED life of 50,000 hours. Length and curvature to be fabricated as per approved shop drawing/site conditions; quantity to be reckoned on running metre basis. | 20.00 | MTR |  | 12052.00 | 241040.00 | 11798.00 | 235960.00 | 6400.00 | 128000.00 | 128000.00 | E-VERVE DESIGN
3.41 | Supply of LED curvilinear custom-profile suspended linear luminaire , cross-section approx. 50 mm (W) x 75 mm (H), custom fabricated to site-specified length and curvature as per approved shop drawing/actual site requirement, rated 30 W/metre (±10%), having minimum luminous flux of 2400 lumens/metre (equivalent to minimum 80 lm/W), suitable for indoor open-ceiling/suspended applications, comprising high-efficiency LED module,with dali driver,integral high-efficiency LED driver(s) sized to total connected load, prismatic (PRSM) diffuser/optical system, aluminium housing duly finished in white, 4000 K CCT, suitable for 230 V AC, 50 Hz supply, complete with suspension arrangement, canopy, power/suspension cable, connectors, internal wiring, joining/coupling accessories for continuous runs, mounting hardware and all necessary accessories for proper installation, testing and commissioning. The luminaire shall conform to relevant IS/IEC standards, with minimum CRI ≥80, power factor ≥0.90, and minimum LED life of 50,000 hours. Length and curvature to be fabricated as per approved shop drawing/site conditions; quantity to be reckoned on running metre basis. | 10.00 | MTR |  | 15272.00 | 152720.00 | 14951.00 | 149510.00 | 6400.00 | 64000.00 | 64000.00 | E-VERVE DESIGN
3.42 | Supply of LED suspended linear luminaire of approximately 8 ft (2400 mm) length, rated 40 Watt, suitable for indoor open-ceiling applications, comprising high-efficiency LED module with opal diffused optical system, integral high-efficiency DALI dimmable LED driver, pendant/suspended mounting arrangement, extruded aluminium housing duly powder-coated in white finish, 4000 K CCT, suitable for 230 V AC, 50 Hz supply, complete with suspension arrangement, canopy, power/suspension cable, connectors, mounting hardware and all necessary accessories for complete installation and operation. The luminaire shall conform to relevant IS/IEC standards, with minimum CRI ≥80, luminaire efficacy ≥100 lm/W, power factor ≥0.90, suitable for continuous indoor operation and having minimum LED life of 50,000 hours. The luminaire shall have low glare optical performance with UGR ≤19 or better and shall be compatible with DALI/DALI-2 lighting control system for individual addressing, grouping, dimming and scene control. | 17.00 | Each |  | 12683.00 | 215611.00 | 12416.00 | 211072.00 | 4800.00 | 81600.00 | 81600.00 | E-VERVE DESIGN
3.43 | Supply of LED suspended linear luminaire of approximately 4 ft (1200 mm) length, rated 20 ± 2 Watt, suitable for indoor open-ceiling applications, comprising high-efficiency LED module with opal diffused optical system, integral high-efficiency DALI dimmable LED driver, pendant/suspended mounting arrangement, extruded aluminium housing duly powder-coated in white finish, 4000 K CCT, suitable for 230 V AC, 50 Hz supply, complete with suspension arrangement, canopy, power/suspension cable, connectors, mounting hardware and all necessary accessories for complete installation and operation. The luminaire shall conform to relevant IS/IEC standards, with minimum CRI ≥80, luminaire efficacy ≥100 lm/W, power factor ≥0.90, suitable for continuous indoor operation and having minimum LED life of 50,000 hours. The luminaire shall have low glare optical performance with UGR ≤19 or better and shall be compatible with DALI/DALI-2 lighting control system for individual addressing, grouping, dimming and scene control. | 12.00 | Each |  | 8962.00 | 107544.00 | 8774.00 | 105288.00 | 2400.00 | 28800.00 | 28800.00 | E-VERVE DESIGN
3.44 | Supply of LED suspended linear luminaire of approximately 2 ft (600 mm) length, rated 10 ± 2 Watt, suitable for indoor open-ceiling applications, comprising high-efficiency LED module with opal diffused optical system, integral high-efficiency DALI dimmable LED driver, pendant/suspended mounting arrangement, extruded aluminium housing duly powder-coated in white finish, 4000 K CCT, suitable for 230 V AC, 50 Hz supply, complete with suspension arrangement, canopy, power/suspension cable, connectors, mounting hardware and all necessary accessories for complete installation and operation. The luminaire shall conform to relevant IS/IEC standards, with minimum CRI ≥80, luminaire efficacy ≥100 lm/W, power factor ≥0.90, suitable for continuous indoor operation and having minimum LED life of 50,000 hours. T The luminaire shall have low glare optical performance with UGR ≤19 or better and shall be compatible with DALI/DALI-2 lighting control system for individual addressing, grouping, dimming and scene control. | 2.00 | Each |  | 6788.00 | 13576.00 | 6645.00 | 13290.00 | 1500.00 | 3000.00 | 3000.00 | E-VERVE DESIGN
3.45 | Supply of LED suspended linear luminaire of approximately 3 ft (900 mm) length, rated 15 Watt (±2 Watt), suitable for indoor open-ceiling applications, comprising high-efficiency LED module with opal diffused optical system, integral high-efficiency DALI dimmable LED driver, pendant/suspended mounting arrangement, extruded aluminium housing duly powder-coated in white finish, 4000 K CCT, suitable for 230 V AC, 50 Hz supply, complete with suspension arrangement, canopy, power/suspension cable, connectors, mounting hardware and all necessary accessories for complete installation and operation. The luminaire shall conform to relevant IS/IEC standards, with minimum CRI ≥80, luminaire efficacy ≥100 lm/W, power factor ≥0.90, suitable for continuous indoor operation and having minimum LED life of 50,000 hours. The luminaire shall have low glare optical performance with UGR ≤19 or better and shall be compatible with DALI/DALI-2 lighting control system for individual addressing, grouping, dimming and scene control. | 7.00 | Each |  | 8244.00 | 57708.00 | 8071.00 | 56497.00 | 2000.00 | 14000.00 | 14000.00 | E-VERVE DESIGN
3.46 | Supply of LED suspended linear luminaire of approximately 6 ft (1800 mm) length, rated 30 ± 2 Watt, suitable for indoor open-ceiling applications, comprising high-efficiency LED module with opal diffused optical system, integral high-efficiency DALI dimmable LED driver, pendant/suspended mounting arrangement, extruded aluminium housing duly powder-coated in white finish, 4000 K CCT, suitable for 230 V AC, 50 Hz supply, complete with suspension arrangement, canopy, power/suspension cable, connectors, mounting hardware and all necessary accessories for complete installation and operation. The luminaire shall conform to relevant IS/IEC standards, with minimum CRI ≥80, luminaire efficacy ≥100 lm/W, power factor ≥0.90, suitable for continuous indoor operation and having minimum LED life of 50,000 hours. The luminaire shall have low glare optical performance with UGR ≤19 or better and shall be compatible with DALI/DALI-2 lighting control system for individual addressing, grouping, dimming and scene control. | 2.00 | Each |  | 12255.00 | 24510.00 | 11997.00 | 23994.00 | 3900.00 | 7800.00 | 7800.00 | E-VERVE DESIGN
3.47 | Supply of LED suspended modular luminaire, rated 20 ± 2 Watt, linear profile of approx. 1100 x 53 mm (L x W), suitable for indoor open-ceiling/suspended applications, comprising high-efficiency LED module with diffused optical system, integral high-efficiency LED driver, aluminium housing duly finished in White chrome, 4000 K CCT, DALI dimmable driver, suitable for 230 V AC, 50 Hz supply, complete with suspension/mounting arrangement (suspension kit to be ordered/supplied separately), power cable, connectors, mounting hardware and all necessary accessories for complete installation and operation. The luminaire shall conform to relevant IS/IEC standards, with minimum CRI ≥80, power factor ≥0.90, suitable for continuous indoor operation and having minimum LED life of 50,000 hours. The luminaire shall have low glare optical performance with UGR ≤19 or better and shall be compatible with DALI/DALI-2 lighting control system for individual addressing, grouping, dimming and scene control. | 1.00 | Each |  | 14630.00 | 14630.00 | 14322.00 | 14322.00 | 3100.00 | 3100.00 | 3100.00 | E-VERVE DESIGN
3.48 | Supply of LED suspended modular luminaire, rated 40 ± 2 Watt, linear profile of approx. 2200 x 53 mm (L x W), suitable for indoor open-ceiling/suspended applications, comprising high-efficiency LED module with diffused optical system, integral high-efficiency LED driver, aluminium housing duly finished in White chrome, 4000 K CCT, DALI dimmable driver, suitable for 230 V AC, 50 Hz supply, complete with suspension/mounting arrangement (suspension kit to be ordered/supplied separately), power cable, connectors, mounting hardware and all necessary accessories for complete installation and operation. The luminaire shall conform to relevant IS/IEC standards, with minimum CRI ≥80, power factor ≥0.90, suitable for continuous indoor operation and having minimum LED life of 50,000 hours. The luminaire shall have low glare optical performance with UGR ≤19 or better and shall be compatible with DALI/DALI-2 lighting control system for individual addressing, grouping, dimming and scene control. | 1.00 | Each |  | 21945.00 | 21945.00 | 21483.00 | 21483.00 | 5700.00 | 5700.00 | 5700.00 | E-VERVE DESIGN
3.49 | Supply of LED flexible strip light, 10 W/m, IP20, 5 metre reel, 12V DC, suitable for indoor cove/concealed/decorative lighting applications, comprising high-efficiency SMD LED strip mounted on flexible PCB with adhesive backing, supplied complete with a matching LED driver (230V AC input / 12V DC output, capacity suitably rated above total connected load), having minimum luminous flux of [confirm lm/m from datasheet] lumens per metre, luminous efficacy not less than 90 lm/W, power factor ≥0.90 (at driver), CRI ≥80, CCT 4000 K (neutral white), and LED life of minimum 50,000 hours, complete with connectors, end caps, mounting clips/channel, internal wiring and all necessary accessories for proper installation, testing and commissioning, conforming to relevant BIS/IEC standards . | 20.00 | Each |  | 1900.00 | 38000.00 | 1860.00 | 37200.00 | 1500.00 | 30000.00 | 30000.00 | E-VERVE DESIGN
3.50 | Supply of LED suspended/pendant luminaire, rated 18 ± 2 Watt, tapered cylindrical profile, suitable for indoor open-ceiling/suspended applications, comprising high-efficiency LED module, integral LED driver and suitable diffuser/optical system, aluminium housing with micro-texture powder coating finished in white, 5700 K CCT (cool daylight white), suitable for 230 V, 50 Hz AC supply, with power factor ≥0.90, CRI ≥80, and LED life of minimum 50,000 hours, complete with suspension arrangement, canopy, power/suspension cable, mounting accessories, connectors, internal wiring and all necessary accessories for proper installation, testing and commissioning, conforming to relevant BIS/IEC standards. | 2.00 | Each |  | 3558.00 | 7116.00 | 3483.00 | 6966.00 | 2500.00 | 5000.00 | 5000.00 | E-VERVE DESIGN
3.51 | Installation, Testing, Commissioning of wall bracket /ceiling fittings of all sizes and shapes containing upto two GLS/CFL/LED lamps per fitting, complete with all accessories including connections etc. as required. | 222.00 | Each |  | 122.00 | 27084.00 | 119.00 | 26418.00 | 150.00 | 33300.00 | 26418.00 | S.R. INTERIOR
3.52 | SITC of 250mm sweep Exhaust Fan, 900rpm light duty exhaust fan shutter type white colour, 9" or 10" star rated as per BEE, with its all accessories including mounting as required for complete installation. | 2.00 | Each |  | 1938.00 | 3876.00 | 1897.00 | 3794.00 | 2000.00 | 4000.00 | 3794.00 | S.R. INTERIOR
3.53 | UPS
3.54 | Supply, installation, testing and commissioning of 20 kVA, 3-phase input and 3-phase output, true online double-conversion, DSP-based UPS system, suitable for indoor stand-alone installation, with IGBT-based rectifier and IGBT-based inverter, suitable for 400/230 V, 50 Hz supply, having input power factor ≥0.95, output power factor ≥0.80 and overall AC-AC efficiency ≥95%, generator compatible, complete with automatic static bypass and manual maintenance bypass facility, necessary input/output protections, battery charging system, LCD display, indications, alarms, cooling arrangement and communication/monitoring facility. The UPS shall have minimum IP20 protection and acoustic noise level not exceeding 58 dB(A), and shall conform to IEC/EN 62040-1, IEC/EN 62040-2, IEC/EN 62040-3 and relevant IS standards. The system have 15 minutes backup at 100% rated UPS load, 1 No. suitably rated battery circuit breaker, battery rack, battery interconnecting cables, lugs, glands, connectors and all necessary accessories for complete installation, testing and commissioning. Complete as required for satisfactory operation. | 1.00 | Each |  | 399000.00 | 399000.00 | 390600.00 | 390600.00 | 395000.00 | 395000.00 | 390600.00 | S.R. INTERIOR
3.55 | RO PURIFIER
3.56 | Supply, installation, testing and commissioning of floor‑standing hot, cold and ambient water dispenser with in‑built RO water purifier, suitable for brackish/tap/municipal water, with purification technology RO + UF + TDS Control + UV in tank, purification capacity up to 40 L/hr, total storage capacity 22 L (12 L ambient, 8 L cold, 2 L hot), smart LED control panel for instant selection of hot/cold/ambient water, digital display of water purity (TDS), filter life and dispensing temperature, durable stainless steel body, power supply 230 V AC, 50/60 Hz, single phase, power consumption approx. 720 W (heating + chilling), dimensions approx. 425 (L) × 400 (W) × 1345 (H) mm, weight approx. 38 kg, complete with all standard accessories, filters and installation kit as per OEM, including connection to existing water supply and drain, initial flushing, testing, demonstration and handover with user manual, warranty card and commissioning report. Minimum one year warranty. | 1.00 | Each |  | 90250.00 | 90250.00 | 88350.00 | 88350.00 | 65000.00 | 65000.00 | 65000.00 | E-VERVE DESIGN
3.57 | Supply, installation, testing and commissioning of wall-mounted/counter-top RO Water Purifier, minimum 12 L/hr purification capacity and 8 L storage capacity, comprising RO + UF + UV + alkaline/mineral + copper + TDS control + UV in-tank purification, suitable for pre-treated borewell/tanker/municipal water, complete with pre-filters, RO membrane, digital TDS/filter-life display, IoT-enabled remote monitoring and service alerts, auto start/stop, storage tank, necessary tubing, fittings, installation kit, flushing, testing, commissioning, demonstration, user manual, warranty card and minimum 1-year comprehensive warranty, complete as required. | 1.00 | Each |  | 23750.00 | 23750.00 | 23250.00 | 23250.00 | 20000.00 | 20000.00 | 20000.00 | E-VERVE DESIGN
3.58 | Supply, installation, testing and commissioning of 44 Litre capacity floor-mounted stainless steel water purifier/water dispenser comprising 20 litre normal water storage, 20 litre cold water storage and 4 litre hot water storage, with 5 Nos. hygienic food-grade dispensing taps, SS food-grade tanks and body, PUF insulated cold-water tank, heavy-duty compressor cooling system with automatic thermostat, electric heating system with thermostat and thermal overload protection, hot-water safety lock, drip tray, suitable indicators and controls, 230 V, 1-phase, 50 Hz AC power supply, complete with all necessary valves, food-grade connecting pipes/tubing, fittings, drain arrangement and accessories for connection to existing RO-treated water supply. RO/UV purification system shall not be included, as water shall be supplied from the existing RO plant. The unit shall be floor mounted and complete in all respects with testing and commissioning. | 1.00 | Each |  | 68432.00 | 68432.00 | 66992.00 | 66992.00 | 45000.00 | 45000.00 | 45000.00 | E-VERVE DESIGN
3.59 | GEYSER
3.60 | Supply, installation, testing and commissioning of 3 litre capacity electric instant water heater (vertical type), suitable for bathroom application, with high-efficiency heating element, corrosion/rust-resistant outer body, insulated storage/heating chamber, adjustable thermostat, thermal cut-out and multi-level safety protection against over-temperature, over-pressure and electrical leakage, with anti-backflow/non-return arrangement, suitable for 230 V AC, 50 Hz single-phase supply. The water heater shall be provided with suitable fire-retardant power cable, indicator lamps/display, inlet and outlet connections, pressure relief/safety valve, necessary mounting brackets, fasteners and all other accessories required for complete installation, testing and commissioning. The unit shall conform to relevant BIS/IS standards and applicable electrical safety requirements and shall be suitable for continuous and safe operation. Make: reputed approved make / equivalent. | 2.00 | Each |  | 3864.00 | 7728.00 | 3783.00 | 7566.00 | 6500.00 | 13000.00 | 7566.00 | S.R. INTERIOR
3.61 | Providing and completing all formalities for enhancement/upgradation of sanctioned electrical load on the existing electrical connection of the premises, through the concerned Electricity Board/Utility and other statutory authorities having jurisdiction over the site, including preparation and submission of load enhancement application along with supporting documents as required; liaison and follow-up with the concerned officials till approval; payment of load enhancement processing fees, demand charges and any other statutory charges as assessed; obtaining the revised sanction letter/enhanced load approval and updated service connection agreement; all complete as per rules and regulations in force, including all incidental expenses, correspondence, and coordination till formal sanction of the enhanced load is obtained | 1.00 | job |  | 36229.00 | 36229.00 | 35466.00 | 35466.00 | 100000.00 | 100000.00 | 35466.00 | S.R. INTERIOR
3.62 | HVAC WORKS
3.63 | HVAC - VRF SYSTEM
3.64 | Supply, Installation, Testing and Commissioning of air-cooled VRV (Variable Refrigerant Volume) / VRF (Variable Refrigerant Flow) outdoor units (ODUs) suitable for Heating and Cooling, equipped with highly efficient, full DC inverter-driven scroll compressors only, air- cooled heat exchangers having internally grooved copper tubes, and low-noise condenser fans. The units shall have auto-addressing, an auto-check function for connection errors, and operate with R-410A or equivalent refrigerant gas. Each unit shall be fitted with a noise filter, high-pressure switch, fan motor overload protector, over-current relay, inverter overload protector, and other necessary protective devices. A power failure of one or more IDUs shall not affect operation of other units/circuits. The units shall deliver the rated capacity in accordance with IS 18728:2024 and CPWD specifications. The efficiency of the ODUs shall meet the latest ASHRAE / ECSBC 2024 standards. Suitable vibration isolators shall be provided with the ODUs. The system shall operate at outdoor conditions up to a maximum ambient dry-bulb temperature of 50°C. Each unit shall be equipped with an oil recovery system to ensure stable operation with long refrigeration piping lengths and an oil-balancing circuit to prevent inadequate lubrication. Compatibility with centralized control systems such as BACnet, LonWorks, and Modbus is required. The ODUs shall be suitable for a 3-phase, 415 V, 50 Hz power supply, with suitable interconnecting control cabling between IDUs, ODUs, and the central controller. All necessary power cabling up to the ODU electrical panel, pressure testing, additional refrigerant charging for commissioning, and all associated accessories required for commissioning shall be included in the scope of work. All necessary power cabling (including earthing) up to the ODU electrical panel, nitrogen pressure testing, deep vacuuming / evacuation to OEM-specified micron level, additional refrigerant and oil charging (calculated as per actual pipe length), functional testing of all safety devices and controls, performance verification, continuous trial run, and all associated accessories required for successful commissioning shall be included in the scope of work. Testing and commissioning shall be carried out under the supervision of the OEM’s authorized engineer and a formal commissioning report shall be submitted. The VRF outdoor unit circuit schedule shall be as per the tender drawings/specifications. VRF ODU Machine Schedule. Fifth Floor VRF Circuit: 78 HP | 78.00 | HP |  | 28730.00 | 2240940.00 | 28125.00 | 2193750.00 | 21500.00 | 1677000.00 | 1677000.00 | E-VERVE DESIGN
3.65 | Supply, Installation, Testing, and Commissioning of VRV/VRF 2.6TR 4-Way Cassette Type Indoor Ceiling Mounted Units along with a corded/cordless remote (subject to consultant's approval). The machine should be equipped with a synthetic washable media pre-filter, a multi-speed motor, a DX copper coil, an electronic expansion valve, and an insulated drain pan as required. The unit is to be enclosed in a powder-coated cabinet. The blower shall be dynamically balanced and designed for silent operation. The address of the indoor unit shall be set automatically in case of individual and group control. The units should be suitable for operation on a single-phase, 230 V ± 10%, 50 Hz supply. The machine should include a high-lift drain pump as necessary, a drain connection with a U-trap, and all necessary fittings, elbows, electrical cabling from the power plug, and structural supports, etc. The cassette panel, housing, and all exposed components shall be finished in black or other colour as approved by the Consultant, with all associated costs deemed included in the quoted price | 3.00 | Each |  | 55723.00 | 167169.00 | 54550.00 | 163650.00 | 38000.00 | 114000.00 | 114000.00 | E-VERVE DESIGN
3.66 | Supply, Installation, Testing, and Commissioning of VRV/VRF 3.6TR 4-Way Cassette Type Indoor Ceiling Mounted Units along with a corded/cordless remote (subject to consultant's approval). The machine should be equipped with a synthetic washable media pre-filter, a multi-speed motor, a DX copper coil, an electronic expansion valve, and an insulated drain pan as required. The unit is to be enclosed in a powder-coated cabinet. The blower shall be dynamically balanced and designed for silent operation. The address of the indoor unit shall be set automatically in case of individual and group control. The units should be suitable for operation on a single-phase, 230 V ± 10%, 50 Hz supply. The machine should include a high-lift drain pump as necessary, a drain connection with a U-trap, and all necessary fittings, elbows, electrical cabling from the power plug, and structural supports, etc. The cassette panel, housing, and all exposed components shall be finished in black or other colour as approved by the Consultant, with all associated costs deemed included in the quoted price | 4.00 | Each |  | 59387.00 | 237548.00 | 58137.00 | 232548.00 | 39000.00 | 156000.00 | 156000.00 | E-VERVE DESIGN
3.67 | Supply, Installation, Testing, and Commissioning of VRV/VRF 0.8TR 4-Way COMPACT Cassette Type (Panel size appx - 2ft x 2ft) - Indoor Ceiling Mounted Units along with a corded/cordless remote (subject to consultant's approval). The machine should be equipped with a synthetic washable media pre-filter, a multi-speed motor, a DX copper coil, an electronic expansion valve, and an insulated drain pan as required. The unit is to be enclosed in a powder-coated cabinet. The blower shall be dynamically balanced and designed for silent operation. The address of the indoo unit shall be set automatically in case of individual and group control. The units should be suitable for operation on a single-phase, 230 V ± 10%, 50 Hz supply. The machine should include a high-lift drain pump as necessary, a drain connection with a U-trap, and all necessary fittings, elbows, electrical cabling from the power plug, and structural supports, etc. The cassette panel, housing, and all exposed components shall be finished in black or other colour as approved by the Consultant, with all associated costs deemed included in the quoted price | 7.00 | Each |  | 66206.00 | 463442.00 | 64812.00 | 453684.00 | 32000.00 | 224000.00 | 224000.00 | E-VERVE DESIGN
3.68 | Supply, Installation, Testing, and Commissioning of VRV/VRF 1.0TR 4-Way COMPACT Cassette Type (Panel size appx - 2ft x 2ft) - Indoor Ceiling Mounted Units along with a corded/cordless remote (subject to consultant's approval). The machine should be equipped with a synthetic washable media pre-filter, a multi-speed motor, a DX copper coil, an electronic expansion valve, and an insulated drain pan as required. The unit is to be enclosed in a powder-coated cabinet. The blower shall be dynamically balanced and designed for silent operation. The address of the indoo unit shall be set automatically in case of individual and group control. The units should be suitable for operation on a single-phase, 230 V ± 10%, 50 Hz supply. The machine should include a high-lift drain pump as necessary, a drain connection with a U-trap, and all necessary fittings, elbows, electrical cabling from the power plug, and structural supports, etc. The cassette panel, housing, and all exposed components shall be finished in black or other colour as approved by the Consultant, with all associated costs deemed included in the quoted price | 1.00 | Each |  | 77240.00 | 77240.00 | 75614.00 | 75614.00 | 31000.00 | 31000.00 | 31000.00 | E-VERVE DESIGN
3.69 | Supply, Installation, Testing, and Commissioning of VRV/VRF 1.6TR 2-Way Cassette Type - Indoor Ceiling Mounted Units along with a corded/cordless remote (subject to consultant's approval). The machine should be equipped with a synthetic washable media pre-filter, a multi-speed motor, a DX copper coil, an electronic expansion valve, and an insulated drain pan as required. The unit is to be enclosed in a powder-coated cabinet. The blower shall be dynamically balanced and designed for silent operation. The address of the indoo unit shall be set automatically in case of individual and group control. The units should be suitable for operation on a single-phase, 230 V ± 10%, 50 Hz supply. The machine should include a high-lift drain pump as necessary, a drain connection with a U-trap, and all necessary fittings, elbows, electrical cabling from the power plug, and structural supports, etc. The cassette panel, housing, and all exposed components shall be finished in black or other colour as approved by the Consultant, with all associated costs deemed included in the quoted price | 1.00 | Each |  | 104826.00 | 104826.00 | 102619.00 | 102619.00 | 32500.00 | 32500.00 | 32500.00 | E-VERVE DESIGN
3.70 | Supply, Installation, Testing, and Commissioning of VRV/VRF 2.0TR 2-Way Cassette Type - Indoor Ceiling Mounted Units along with a corded/cordless remote (subject to consultant's approval). The machine should be equipped with a synthetic washable media pre-filter, a multi-speed motor, a DX copper coil, an electronic expansion valve, and an insulated drain pan as required. The unit is to be enclosed in a powder-coated cabinet. The blower shall be dynamically balanced and designed for silent operation. The address of the indoo unit shall be set automatically in case of individual and group control. The units should be suitable for operation on a single-phase, 230 V ± 10%, 50 Hz supply. The machine should include a high-lift drain pump as necessary, a drain connection with a U-trap, and all necessary fittings, elbows, electrical cabling from the power plug, and structural supports, etc. The cassette panel, housing, and all exposed components shall be finished in black or other colour as approved by the Consultant, with all associated costs deemed included in the quoted price | 1.00 | Each |  | 126894.00 | 126894.00 | 124223.00 | 124223.00 | 42000.00 | 42000.00 | 42000.00 | E-VERVE DESIGN
3.71 | Supply, Installation, Testing, and Commissioning of VRV/VRF 2.6TR 2-Way Cassette Type - Indoor Ceiling Mounted Units along with a corded/cordless remote (subject to consultant's approval). The machine should be equipped with a synthetic washable media pre-filter, a multi-speed motor, a DX copper coil, an electronic expansion valve, and an insulated drain pan as required. The unit is to be enclosed in a powder-coated cabinet. The blower shall be dynamically balanced and designed for silent operation. The address of the indoo unit shall be set automatically in case of individual and group control. The units should be suitable for operation on a single-phase, 230 V ± 10%, 50 Hz supply. The machine should include a high-lift drain pump as necessary, a drain connection with a U-trap, and all necessary fittings, elbows, electrical cabling from the power plug, and structural supports, etc. The cassette panel, housing, and all exposed components shall be finished in black or other colour as approved by the Consultant, with all associated costs deemed included in the quoted price | 2.00 | Each |  | 134618.00 | 269236.00 | 131784.00 | 263568.00 | 46000.00 | 92000.00 | 92000.00 | E-VERVE DESIGN
3.72 | Supply, Installation, Testing, and Commissioning of VRV/VRF 0.8TR 1-Way Cassette Type - Indoor Ceiling Mounted Units along with a corded/cordless remote (subject to consultant's approval). The machine should be equipped with a synthetic washable media pre-filter, a multi-speed motor, a DX copper coil, an electronic expansion valve, and an insulated drain pan as required. The unit is to be enclosed in a powder-coated cabinet. The blower shall be dynamically balanced and designed for silent operation. The address of the indoo unit shall be set automatically in case of individual and group control. The units should be suitable for operation on a single-phase, 230 V ± 10%, 50 Hz supply. The machine should include a high-lift drain pump as necessary, a drain connection with a U-trap, and all necessary fittings, elbows, electrical cabling from the power plug, and structural supports, etc. The cassette panel, housing, and all exposed components shall be finished in black or other colour as approved by the Consultant, with all associated costs deemed included in the quoted price | 1.00 | Each |  | 66206.00 | 66206.00 | 64812.00 | 64812.00 | 36000.00 | 36000.00 | 36000.00 | E-VERVE DESIGN
3.73 | Supply, Installation, Testing, and Commissioning of VRV/VRF 1.0TR 1-Way Cassette Type - Indoor Ceiling Mounted Units along with a corded/cordless remote (subject to consultant's approval). The machine should be equipped with a synthetic washable media pre-filter, a multi-speed motor, a DX copper coil, an electronic expansion valve, and an insulated drain pan as required. The unit is to be enclosed in a powder-coated cabinet. The blower shall be dynamically balanced and designed for silent operation. The address of the indoo unit shall be set automatically in case of individual and group control. The units should be suitable for operation on a single-phase, 230 V ± 10%, 50 Hz supply. The machine should include a high-lift drain pump as necessary, a drain connection with a U-trap, and all necessary fittings, elbows, electrical cabling from the power plug, and structural supports, etc. The cassette panel, housing, and all exposed components shall be finished in black or other colour as approved by the Consultant, with all associated costs deemed included in the quoted price | 2.00 | Each |  | 75033.00 | 150066.00 | 73453.00 | 146906.00 | 36500.00 | 73000.00 | 73000.00 | E-VERVE DESIGN
3.74 | Supply, Installation, Testing, and Commissioning of VRV/VRF 1.2TR 1-Way Cassette Type - Indoor Ceiling Mounted Units along with a corded/cordless remote (subject to consultant's approval). The machine should be equipped with a synthetic washable media pre-filter, a multi-speed motor, a DX copper coil, an electronic expansion valve, and an insulated drain pan as required. The unit is to be enclosed in a powder-coated cabinet. The blower shall be dynamically balanced and designed for silent operation. The address of the indoo unit shall be set automatically in case of individual and group control. The units should be suitable for operation on a single-phase, 230 V ± 10%, 50 Hz supply. The machine should include a high-lift drain pump as necessary, a drain connection with a U-trap, and all necessary fittings, elbows, electrical cabling from the power plug, and structural supports, etc. The cassette panel, housing, and all exposed components shall be finished in black or other colour as approved by the Consultant, with all associated costs deemed included in the quoted price | 2.00 | Each |  | 83861.00 | 167722.00 | 82095.00 | 164190.00 | 41000.00 | 82000.00 | 82000.00 | E-VERVE DESIGN
3.75 | Supply, Installation, Testing, and Commissioning of VRV/VRF 1.6TR 1-Way Cassette Type - Indoor Ceiling Mounted Units along with a corded/cordless remote (subject to consultant's approval). The machine should be equipped with a synthetic washable media pre-filter, a multi-speed motor, a DX copper coil, an electronic expansion valve, and an insulated drain pan as required. The unit is to be enclosed in a powder-coated cabinet. The blower shall be dynamically balanced and designed for silent operation. The address of the indoo unit shall be set automatically in case of individual and group control. The units should be suitable for operation on a single-phase, 230 V ± 10%, 50 Hz supply. The machine should include a high-lift drain pump as necessary, a drain connection with a U-trap, and all necessary fittings, elbows, electrical cabling from the power plug, and structural supports, etc. The cassette panel, housing, and all exposed components shall be finished in black or other colour as approved by the Consultant, with all associated costs deemed included in the quoted price | 1.00 | Each |  | 94895.00 | 94895.00 | 92898.00 | 92898.00 | 42000.00 | 42000.00 | 42000.00 | E-VERVE DESIGN
3.76 | Supply, Installation, Testing, and Commissioning of VRV/VRF 2.0TR 1-Way Cassette Type - Indoor Ceiling Mounted Units along with a corded/cordless remote (subject to consultant's approval). The machine should be equipped with a synthetic washable media pre-filter, a multi-speed motor, a DX copper coil, an electronic expansion valve, and an insulated drain pan as required. The unit is to be enclosed in a powder-coated cabinet. The blower shall be dynamically balanced and designed for silent operation. The address of the indoo unit shall be set automatically in case of individual and group control. The units should be suitable for operation on a single-phase, 230 V ± 10%, 50 Hz supply. The machine should include a high-lift drain pump as necessary, a drain connection with a U-trap, and all necessary fittings, elbows, electrical cabling from the power plug, and structural supports, etc. The cassette panel, housing, and all exposed components shall be finished in black or other colour as approved by the Consultant, with all associated costs deemed included in the quoted price | 1.00 | Each |  | 105929.00 | 105929.00 | 103699.00 | 103699.00 | 44000.00 | 44000.00 | 44000.00 | E-VERVE DESIGN
3.77 | Supply, installation, testing, and commissioning of 8.0TR - 1500 CFM, 20mm E.S.P, VRF-compatible DX type factory-built Treated Fresh Air AHUs with 2-stage filtration, 6- row DX cooling coil, double-skin AHU made of 50 mm thick panels consisting of 0.8 mm thick pre-coated GSS outside and 0.8 mm thick plain GSS inside with factory-injected PUF with a minimum density of 40 kg/m³. The AHU shall be ceiling- or floor-mounted type (as per site conditions) along with thermal-break aluminum extruded profile at corners and joints, complete with plug fan compatible with VFD as specified in the starter panel, suitable IE3 class (per IS 12615) TEFC drive motor with IP55 protection suited for 415 ± 10% volts, 50 Hz, 3- phase AC supply, cooling coil section with aluminum-finned copper tubes, filter section with 50 mm thick metal viscous/washable synthetic-type air pre- and fine filters (MERV 8 and MERV 14), aluminum VCDs on fresh air and supply air openings, drain connection, 18 G stainless steel 304 with 19 mm NBR-insulated drain pan, necessary vibration isolation arrangement, expansion valve, drier, VRF/DX AHU kit, corded remote controller, limit switches for access doors, inspection lamp. All the necessary incoming power and control cabling, earthing between AHU and control panel, all supporting GI hangers, MS angles, channels, nuts, bolts, washers, and other necessary items for unit installation shall be included in the scope of supply. Fans shall be Eurovent/AMCA- certified. AHUs shall be Eurovent/AHRI-certified.. | 2.00 | Each |  | 238039.00 | 476078.00 | 233028.00 | 466056.00 | 290000.00 | 580000.00 | 466056.00 | S.R. INTERIOR
3.78 | Supply and installation of a CPRI-approved (IEC 61439) AHU VFD starter panel (for Fresh Air AHUs), factory-fabricated, wall-mounted type, including all necessary control and power cable wiring between the AHU and the panel. The motor control shall be facilitated by a variable frequency drive (VFD). The panel shall incorporate controls such as contactors, overload relays (OLR), single-phase preventer (SPP), control switches, and MCBs for AC units. The panel shall have an auto/manual selection switch, on/off push buttons, and on, off, and trip indication lamps, etc. The panel shall feature ON/OFF switches with indicators and a bypass DOL/star-delta starter (selected based on motor size) for the VFD, along with a manual changeover switch for transitioning between VFD and bypass operations | 2.00 | Each |  | 60859.00 | 121718.00 | 59578.00 | 119156.00 | 27500.00 | 55000.00 | 55000.00 | E-VERVE DESIGN
3.79 | Supply, installation, testing, and commissioning of inline exhaust fan 450CFM @ minimum 10mm static pressure. The fan shall be AMCA-certified for both air performance and sound performance. The fan casing shall be constructed from galvanized sheet steel. The installation cost shall be inclusive of an electronic speed regulator, power and control wiring between the power supply and the fan and speed regulator, suitable enclosure, plug for socket connection, mounting brackets, and all other necessary accessories, as per site conditions.. | 1.00 | Each |  | 15321.00 | 15321.00 | 14998.00 | 14998.00 | 13500.00 | 13500.00 | 13500.00 | E-VERVE DESIGN
3.80 | Supply, installation, testing, and commissioning of inline exhaust fan 750CFM @ minimum 15mm static pressure. The fan shall be AMCA-certified for both air performance and sound performance. The fan casing shall be constructed from galvanized sheet steel. The installation cost shall be inclusive of an electronic speed regulator, power and control wiring between the power supply and the fan and speed regulator, suitable enclosure, plug for socket connection, mounting brackets, and all other necessary accessories, as per site conditions.. | 1.00 | Each |  | 19465.00 | 19465.00 | 19056.00 | 19056.00 | 17500.00 | 17500.00 | 17500.00 | E-VERVE DESIGN
3.81 | Supply and installation of indoor Refnet / Y-joint separation tubes for refrigeration pipe joints and headers, in appropriate orientation to enable proper distribution of refrigerant. The distribution joints shall be factory insulated with pre-formed sections of expanded polystyrene or equivalent.. | 23.00 | Each |  | 4966.00 | 114218.00 | 4861.00 | 111803.00 | 4500.00 | 103500.00 | 103500.00 | E-VERVE DESIGN
3.82 | Supply and installation of outdoor Refnet / Y-joint separation tubes for refrigeration pipe joints and headers, in appropriate orientation to enable proper distribution of refrigerant. The distribution joints shall be factory insulated with pre-formed sections of expanded polystyrene or equivalent.. | 3.00 | Each |  | 12182.00 | 36546.00 | 11925.00 | 35775.00 | 12500.00 | 37500.00 | 35775.00 | S.R. INTERIOR
3.83 | Supply, Installation, Testing, and Commissioning of centralized type remote controller, color touchscreen type with UPS battery backup, all-inclusive of necessary installation supports and wiring. The controller shall function as an advanced air conditioning management system, providing complete control of VRV/VRF air conditioning equipment (including connected air handling units (AHUs)). It shall offer user-friendly operation through its touchscreen, icon display, and color LCD display. The controller shall be compatible with BACnet, LonWorks, or Modbus interface. The controller shall control up to 64 groups of indoor units with the following functions: - Start/stop of air conditioners as a zone, group, or individual unit - Temperature setting for Each indoor unit or zone - Switching between temperature control modes, fan speed adjustment, and airflow direction control, including enable/disable of individual remote controller operation - Monitoring of operation status, including operation mode, temperature settings of individual indoor units, maintenance information, and troubleshooting details - Scheduling indoor unit operating time - Displaying air conditioner operation history.. | 1.00 | Each |  | 69791.00 | 69791.00 | 68322.00 | 68322.00 | 85000.00 | 85000.00 | 68322.00 | S.R. INTERIOR
3.84 | Supply, Installation, Testing, and Commissioning of the Soft drawn Copper Pipe 19/20 Gauge with 19mm thick Insulation:1/4 inch (6.35 mm) gas/liquid insulated copper piping. The insulation for copper piping shall be round, closed-cell, antimicrobial nitrile rubber sleeve insulation. The minimum R-values for pipes shall be 0.4 for pipe sizes less than 40 mm and 0.7 for pipe sizes 40 mm and above. Insulation shall be finished with 7 mils of factory-laminated fiberglass cloth. The thermal conductivity of the insulation material shall not exceed 0.035 W/(m·K) at a mean temperature of 0°C as per EN ISO 8497. The installation includes suction filters for the gas line, a filter drier, and a sight glass for the liquid line per the system design between Each indoor and outdoor unit. The scope of work shall include chasing, drilling, core cutting, and concealing in walls, as per site conditions, along with the required pipe fittings and accessories such as bends, tees, reducers, Y-joints, supports, refnets, and wall clamps, for the proper commissioning of the VRF/VRV circuit. The thickness of the fittings shall match the pipe thickness. PVC sleeves shall be securely fixed over the copper pipes to provide a protective barrier at all wall openings and along support channels. The work shall be completed as per the consultants approval. The contractor shall ensure that the pipe size and thickness of all refrigerant pipes installed are in accordance with the Original Equipment Manufacturer (OEM) recommended technical specifications..The colour of the glass cloth covering shall be as approved by the Consultant. | 37.00 | Metre |  | 981.00 | 36297.00 | 961.00 | 35557.00 | 450.00 | 16650.00 | 16650.00 | E-VERVE DESIGN
3.85 | Supply, Installation, Testing, and Commissioning of theSoft drawn Copper Pipe 19/20 Gauge with 19mm thick Insulation:3/8 inch (9.52 mm) gas/liquid insulated copper piping. The insulation for copper piping shall be round, closed-cell, antimicrobial nitrile rubber sleeve insulation. The minimum R-values for pipes shall be 0.4 for pipe sizes less than 40 mm and 0.7 for pipe sizes 40 mm and above. Insulation shall be finished with 7 mils of factory-laminated fiberglass cloth. The thermal conductivity of the insulation material shall not exceed 0.035 W/(m·K) at a mean temperature of 0°C as per EN ISO 8497. The installation includes suction filters for the gas line, a filter drier, and a sight glass for the liquid line per the system design between Each indoor and outdoor unit. The scope of work shall include chasing, drilling, core cutting, and concealing in walls, as per site conditions, along with the required pipe fittings and accessories such as bends, tees, reducers, Y-joints, supports, refnets, and wall clamps, for the proper commissioning of the VRF/VRV circuit. The thickness of the fittings shall match the pipe thickness. PVC sleeves shall be securely fixed over the copper pipes to provide a protective barrier at all wall openings and along support channels. The work shall be completed as per the consultants approval. The contractor shall ensure that the pipe size and thickness of all refrigerant pipes installed are in accordance with the Original Equipment Manufacturer (OEM) recommended technical specifications..The colour of the glass cloth covering shall be as approved by the Consultant. | 92.00 | Metre |  | 1159.00 | 106628.00 | 1134.00 | 104328.00 | 550.00 | 50600.00 | 50600.00 | E-VERVE DESIGN
3.86 | Supply, Installation, Testing, and Commissioning of the Soft drawn Copper Pipe 19/20 Gauge with 19mm thick Insulation:1/2 inch (12.7 mm) gas/liquid insulated copper piping. The insulation for copper piping shall be round, closed-cell, antimicrobial nitrile rubber sleeve insulation. The minimum R-values for pipes shall be 0.4 for pipe sizes less than 40 mm and 0.7 for pipe sizes 40 mm and above. Insulation shall be finished with 7 mils of factory-laminated fiberglass cloth. The thermal conductivity of the insulation material shall not exceed 0.035 W/(m·K) at a mean temperature of 0°C as per EN ISO 8497. The installation includes suction filters for the gas line, a filter drier, and a sight glass for the liquid line per the system design between Each indoor and outdoor unit. The scope of work shall include chasing, drilling, core cutting, and concealing in walls, as per site conditions, along with the required pipe fittings and accessories such as bends, tees, reducers, Y-joints, supports, refnets, and wall clamps, for the proper commissioning of the VRF/VRV circuit. The thickness of the fittings shall match the pipe thickness. PVC sleeves shall be securely fixed over the copper pipes to provide a protective barrier at all wall openings and along support channels. The work shall be completed as per the consultants approval. The contractor shall ensure that the pipe size and thickness of all refrigerant pipes installed are in accordance with the Original Equipment Manufacturer (OEM) recommended technical specifications. The colour of the glass cloth covering shall be as approved by the Consultant. | 55.00 | Metre |  | 1269.00 | 69795.00 | 1242.00 | 68310.00 | 650.00 | 35750.00 | 35750.00 | E-VERVE DESIGN
3.87 | Supply, Installation, Testing, and Commissioning of the Hard drawn Copper Pipe 18/19 Gauge with 19mm thick Insulation:5/8 inch (15.88 mm) gas/liquid insulated copper piping. The insulation for copper piping shall be round, closed-cell, antimicrobial nitrile rubber sleeve insulation. The minimum R-values for pipes shall be 0.4 for pipe sizes less than 40 mm and 0.7 for pipe sizes 40 mm and above. Insulation shall be finished with 7 mils of factory-laminated fiberglass cloth. The thermal conductivity of the insulation material shall not exceed 0.035 W/(m·K) at a mean temperature of 0°C as per EN ISO 8497. The installation includes suction filters for the gas line, a filter drier, and a sight glass for the liquid line per the system design between Each indoor and outdoor unit. The scope of work shall include chasing, drilling, core cutting, and concealing in walls, as per site conditions, along with the required pipe fittings and accessories such as bends, tees, reducers, Y-joints, supports, refnets, and wall clamps, for the proper commissioning of the VRF/VRV circuit. The thickness of the fittings shall match the pipe thickness. PVC sleeves shall be securely fixed over the copper pipes to provide a protective barrier at all wall openings and along support channels. The work shall be completed as per the consultants approval. The contractor shall ensure that the pipe size and thickness of all refrigerant pipes installed are in accordance with the Original Equipment Manufacturer (OEM) recommended technical specifications. The colour of the glass cloth covering shall be as approved by the Consultant. | 90.00 | Metre |  | 1379.00 | 124110.00 | 1350.00 | 121500.00 | 1150.00 | 103500.00 | 103500.00 | E-VERVE DESIGN
3.88 | Supply, Installation, Testing, and Commissioning of the Hard drawn Copper Pipe 18/19 Gauge with 19mm thick Insulation:3/4 inch (19.05 mm) gas/liquid insulated copper piping. The insulation for copper piping shall be round, closed-cell, antimicrobial nitrile rubber sleeve insulation. The minimum R-values for pipes shall be 0.4 for pipe sizes less than 40 mm and 0.7 for pipe sizes 40 mm and above. Insulation shall be finished with 7 mils of factory-laminated fiberglass cloth. The thermal conductivity of the insulation material shall not exceed 0.035 W/(m·K) at a mean temperature of 0°C as per EN ISO 8497. The installation includes suction filters for the gas line, a filter drier, and a sight glass for the liquid line per the system design between Each indoor and outdoor unit. The scope of work shall include chasing, drilling, core cutting, and concealing in walls, as per site conditions, along with the required pipe fittings and accessories such as bends, tees, reducers, Y-joints, supports, refnets, and wall clamps, for the proper commissioning of the VRF/VRV circuit. The thickness of the fittings shall match the pipe thickness. PVC sleeves shall be securely fixed over the copper pipes to provide a protective barrier at all wall openings and along support channels. The work shall be completed as per the consultants approval. The contractor shall ensure that the pipe size and thickness of all refrigerant pipes installed are in accordance with the Original Equipment Manufacturer (OEM) recommended technical specifications. The colour of the glass cloth covering shall be as approved by the Consultant. | 86.00 | Metre |  | 1545.00 | 132870.00 | 1512.00 | 130032.00 | 1350.00 | 116100.00 | 116100.00 | E-VERVE DESIGN
3.89 | Supply, Installation, Testing, and Commissioning of the Hard drawn Copper Pipe 18/19 Gauge with 19mm thick Insulation:7/8 inch (22.2 mm) gas/liquid insulated copper piping. The insulation for copper piping shall be round, closed-cell, antimicrobial nitrile rubber sleeve insulation. The minimum R-values for pipes shall be 0.4 for pipe sizes less than 40 mm and 0.7 for pipe sizes 40 mm and above. Insulation shall be finished with 7 mils of factory-laminated fiberglass cloth. The thermal conductivity of the insulation material shall not exceed 0.035 W/(m·K) at a mean temperature of 0°C as per EN ISO 8497. The installation includes suction filters for the gas line, a filter drier, and a sight glass for the liquid line per the system design between Each indoor and outdoor unit. The scope of work shall include chasing, drilling, core cutting, and concealing in walls, as per site conditions, along with the required pipe fittings and accessories such as bends, tees, reducers, Y-joints, supports, refnets, and wall clamps, for the proper commissioning of the VRF/VRV circuit. The thickness of the fittings shall match the pipe thickness. PVC sleeves shall be securely fixed over the copper pipes to provide a protective barrier at all wall openings and along support channels. The work shall be completed as per the consultants approval. The contractor shall ensure that the pipe size and thickness of all refrigerant pipes installed are in accordance with the Original Equipment Manufacturer (OEM) recommended technical specifications. The colour of the glass cloth covering shall be as approved by the Consultant. | 19.00 | Metre |  | 1766.00 | 33554.00 | 1728.00 | 32832.00 | 2150.00 | 40850.00 | 32832.00 | S.R. INTERIOR
3.90 | Supply, Installation, Testing, and Commissioning of the Hard drawn Copper Pipe 18/19 Gauge with 19mm thick Insulation:1.0 inch (25.4 mm) gas/liquid insulated copper piping. The insulation for copper piping shall be round, closed-cell, antimicrobial nitrile rubber sleeve insulation. The minimum R-values for pipes shall be 0.4 for pipe sizes less than 40 mm and 0.7 for pipe sizes 40 mm and above. Insulation shall be finished with 7 mils of factory-laminated fiberglass cloth. The thermal conductivity of the insulation material shall not exceed 0.035 W/(m·K) at a mean temperature of 0°C as per EN ISO 8497. The installation includes suction filters for the gas line, a filter drier, and a sight glass for the liquid line per the system design between Each indoor and outdoor unit. The scope of work shall include chasing, drilling, core cutting, and concealing in walls, as per site conditions, along with the required pipe fittings and accessories such as bends, tees, reducers, Y-joints, supports, refnets, and wall clamps, for the proper commissioning of the VRF/VRV circuit. The thickness of the fittings shall match the pipe thickness. PVC sleeves shall be securely fixed over the copper pipes to provide a protective barrier at all wall openings and along support channels. The work shall be completed as per the consultants approval. The contractor shall ensure that the pipe size and thickness of all refrigerant pipes installed are in accordance with the Original Equipment Manufacturer (OEM) recommended technical specifications. The colour of the glass cloth covering shall be as approved by the Consultant. | 13.00 | Metre |  | 1435.00 | 18655.00 | 1404.00 | 18252.00 | 2600.00 | 33800.00 | 18252.00 | S.R. INTERIOR
3.91 | Supply, Installation, Testing, and Commissioning of the Hard drawn Copper Pipe 18/19 Gauge with 19mm thick Insulation:1-1/8 inch (28.6 mm) gas/liquid insulated copper piping. The insulation for copper piping shall be round, closed-cell, antimicrobial nitrile rubber sleeve insulation. The minimum R-values for pipes shall be 0.4 for pipe sizes less than 40 mm and 0.7 for pipe sizes 40 mm and above. Insulation shall be finished with 7 mils of factory-laminated fiberglass cloth. The thermal conductivity of the insulation material shall not exceed 0.035 W/(m·K) at a mean temperature of 0°C as per EN ISO 8497. The installation includes suction filters for the gas line, a filter drier, and a sight glass for the liquid line per the system design between Each indoor and outdoor unit. The scope of work shall include chasing, drilling, core cutting, and concealing in walls, as per site conditions, along with the required pipe fittings and accessories such as bends, tees, reducers, Y-joints, supports, refnets, and wall clamps, for the proper commissioning of the VRF/VRV circuit. The thickness of the fittings shall match the pipe thickness. PVC sleeves shall be securely fixed over the copper pipes to provide a protective barrier at all wall openings and along support channels. The work shall be completed as per the consultants approval. The contractor shall ensure that the pipe size and thickness of all refrigerant pipes installed are in accordance with the Original Equipment Manufacturer (OEM) recommended technical specifications. The colour of the glass cloth covering shall be as approved by the Consultant. | 55.00 | Metre |  | 2151.00 | 118305.00 | 2106.00 | 115830.00 | 2700.00 | 148500.00 | 115830.00 | S.R. INTERIOR
3.92 | Supply, Installation, Testing, and Commissioning of the Hard drawn Copper Pipe 18/19 Gauge with 19mm thick Insulation:1-1/4 inch (31.8 mm) gas/liquid insulated copper piping. The insulation for copper piping shall be round, closed-cell, antimicrobial nitrile rubber sleeve insulation. The minimum R-values for pipes shall be 0.4 for pipe sizes less than 40 mm and 0.7 for pipe sizes 40 mm and above. Insulation shall be finished with 7 mils of factory-laminated fiberglass cloth. The thermal conductivity of the insulation material shall not exceed 0.035 W/(m·K) at a mean temperature of 0°C as per EN ISO 8497. The installation includes suction filters for the gas line, a filter drier, and a sight glass for the liquid line per the system design between Each indoor and outdoor unit. The scope of work shall include chasing, drilling, core cutting, and concealing in walls, as per site conditions, along with the required pipe fittings and accessories such as bends, tees, reducers, Y-joints, supports, refnets, and wall clamps, for the proper commissioning of the VRF/VRV circuit. The thickness of the fittings shall match the pipe thickness. PVC sleeves shall be securely fixed over the copper pipes to provide a protective barrier at all wall openings and along support channels. The work shall be completed as per the consultants approval. The contractor shall ensure that the pipe size and thickness of all refrigerant pipes installed are in accordance with the Original Equipment Manufacturer (OEM) recommended technical specifications. The colour of the glass cloth covering shall be as approved by the Consultant. | 54.00 | Metre |  | 2361.00 | 127494.00 | 2312.00 | 124848.00 | 3000.00 | 162000.00 | 124848.00 | S.R. INTERIOR
3.93 | Supply, Installation, Testing, and Commissioning of the Hard drawn Copper Pipe 18/19 Gauge with 19mm thick Insulation:1-3/8 inch (34.9 mm) gas/liquid insulated copper piping. The insulation for copper piping shall be round, closed-cell, antimicrobial nitrile rubber sleeve insulation. The minimum R-values for pipes shall be 0.4 for pipe sizes less than 40 mm and 0.7 for pipe sizes 40 mm and above. Insulation shall be finished with 7 mils of factory-laminated fiberglass cloth. The thermal conductivity of the insulation material shall not exceed 0.035 W/(m·K) at a mean temperature of 0°C as per EN ISO 8497. The installation includes suction filters for the gas line, a filter drier, and a sight glass for the liquid line per the system design between Each indoor and outdoor unit. The scope of work shall include chasing, drilling, core cutting, and concealing in walls, as per site conditions, along with the required pipe fittings and accessories such as bends, tees, reducers, Y-joints, supports, refnets, and wall clamps, for the proper commissioning of the VRF/VRV circuit. The thickness of the fittings shall match the pipe thickness. PVC sleeves shall be securely fixed over the copper pipes to provide a protective barrier at all wall openings and along support channels. The work shall be completed as per the consultants approval. The contractor shall ensure that the pipe size and thickness of all refrigerant pipes installed are in accordance with the Original Equipment Manufacturer (OEM) recommended technical specifications. The colour of the glass cloth covering shall be as approved by the Consultant. | 6.00 | Metre |  | 2491.00 | 14946.00 | 2438.00 | 14628.00 | 3300.00 | 19800.00 | 14628.00 | S.R. INTERIOR
3.94 | Supply, Installation, Testing, and Commissioning of the Hard drawn Copper Pipe 18/19 Gauge with 19mm thick Insulation:1-1/2 inch (38.1 mm) gas/liquid insulated copper piping. The insulation for copper piping shall be round, closed-cell, antimicrobial nitrile rubber sleeve insulation. The minimum R-values for pipes shall be 0.4 for pipe sizes less than 40 mm and 0.7 for pipe sizes 40 mm and above. Insulation shall be finished with 7 mils of factory-laminated fiberglass cloth. The thermal conductivity of the insulation material shall not exceed 0.035 W/(m·K) at a mean temperature of 0°C as per EN ISO 8497. The installation includes suction filters for the gas line, a filter drier, and a sight glass for the liquid line per the system design between Each indoor and outdoor unit. The scope of work shall include chasing, drilling, core cutting, and concealing in walls, as per site conditions, along with the required pipe fittings and accessories such as bends, tees, reducers, Y-joints, supports, refnets, and wall clamps, for the proper commissioning of the VRF/VRV circuit. The thickness of the fittings shall match the pipe thickness. PVC sleeves shall be securely fixed over the copper pipes to provide a protective barrier at all wall openings and along support channels. The work shall be completed as per the consultants approval. The contractor shall ensure that the pipe size and thickness of all refrigerant pipes installed are in accordance with the Original Equipment Manufacturer (OEM) recommended technical specifications. The colour of the glass cloth covering shall be as approved by the Consultant. | 6.00 | Metre |  | 2621.00 | 15726.00 | 2565.00 | 15390.00 | 3600.00 | 21600.00 | 15390.00 | S.R. INTERIOR
3.95 | Supply, Installation, Testing, and Commissioning of the Hard drawn Copper Pipe 17/18 Gauge with 25mm thick Insulation:1-5/8 inch (41.3 mm) gas/liquid insulated copper piping. The insulation for copper piping shall be round, closed-cell, antimicrobial nitrile rubber sleeve insulation. The minimum R-values for pipes shall be 0.4 for pipe sizes less than 40 mm and 0.7 for pipe sizes 40 mm and above. Insulation shall be finished with 7 mils of factory-laminated fiberglass cloth. The thermal conductivity of the insulation material shall not exceed 0.035 W/(m·K) at a mean temperature of 0°C as per EN ISO 8497. The installation includes suction filters for the gas line, a filter drier, and a sight glass for the liquid line per the system design between Each indoor and outdoor unit. The scope of work shall include chasing, drilling, core cutting, and concealing in walls, as per site conditions, along with the required pipe fittings and accessories such as bends, tees, reducers, Y-joints, supports, refnets, and wall clamps, for the proper commissioning of the VRF/VRV circuit. The thickness of the fittings shall match the pipe thickness. PVC sleeves shall be securely fixed over the copper pipes to provide a protective barrier at all wall openings and along support channels. The work shall be completed as per the consultants approval. The contractor shall ensure that the pipe size and thickness of all refrigerant pipes installed are in accordance with the Original Equipment Manufacturer (OEM) recommended technical specifications. The colour of the glass cloth covering shall be as approved by the Consultant. | 70.00 | Metre |  | 2854.00 | 199780.00 | 2794.00 | 195580.00 | 4100.00 | 287000.00 | 195580.00 | S.R. INTERIOR
3.96 | Supply, Installation, Testing, and Commissioning of the Hard drawn Copper Pipe 16/17 Guage with 25mm thick Insulation:1-3/4 inch (44.45 mm) gas/liquid insulated copper piping. The insulation for copper piping shall be round, closed-cell, antimicrobial nitrile rubber sleeve insulation. The minimum R-values for pipes shall be 0.4 for pipe sizes less than 40 mm and 0.7 for pipe sizes 40 mm and above. Insulation shall be finished with 7 mils of factory-laminated fiberglass cloth. The thermal conductivity of the insulation material shall not exceed 0.035 W/(m·K) at a mean temperature of 0°C as per EN ISO 8497. The installation includes suction filters for the gas line, a filter drier, and a sight glass for the liquid line per the system design between Each indoor and outdoor unit. The scope of work shall include chasing, drilling, core cutting, and concealing in walls, as per site conditions, along with the required pipe fittings and accessories such as bends, tees, reducers, Y-joints, supports, refnets, and wall clamps, for the proper commissioning of the VRF/VRV circuit. The thickness of the fittings shall match the pipe thickness. PVC sleeves shall be securely fixed over the copper pipes to provide a protective barrier at all wall openings and along support channels. The work shall be completed as per the consultants approval. The contractor shall ensure that the pipe size and thickness of all refrigerant pipes installed are in accordance with the Original Equipment Manufacturer (OEM) recommended technical specifications. The colour of the glass cloth covering shall be as approved by the Consultant. | 3.00 | Metre |  | 3257.00 | 9771.00 | 3189.00 | 9567.00 | 4500.00 | 13500.00 | 9567.00 | S.R. INTERIOR
3.97 | Supply, Installation, Testing, and Commissioning of the Hard drawn Copper Pipe 16/17 Guage with 25mm thick Insulation:1-7/8 inch (47.62mm) gas/liquid insulated copper piping. The insulation for copper piping shall be round, closed-cell, antimicrobial nitrile rubber sleeve insulation. The minimum R-values for pipes shall be 0.4 for pipe sizes less than 40 mm and 0.7 for pipe sizes 40 mm and above. Insulation shall be finished with 7 mils of factory-laminated fiberglass cloth. The thermal conductivity of the insulation material shall not exceed 0.035 W/(m·K) at a mean temperature of 0°C as per EN ISO 8497. The installation includes suction filters for the gas line, a filter drier, and a sight glass for the liquid line per the system design between Each indoor and outdoor unit. The scope of work shall include chasing, drilling, core cutting, and concealing in walls, as per site conditions, along with the required pipe fittings and accessories such as bends, tees, reducers, Y-joints, supports, refnets, and wall clamps, for the proper commissioning of the VRF/VRV circuit. The thickness of the fittings shall match the pipe thickness. PVC sleeves shall be securely fixed over the copper pipes to provide a protective barrier at all wall openings and along support channels. The work shall be completed as per the consultants approval. The contractor shall ensure that the pipe size and thickness of all refrigerant pipes installed are in accordance with the Original Equipment Manufacturer (OEM) recommended technical specifications. The colour of the glass cloth covering shall be as approved by the Consultant. | 3.00 | Metre |  | 3533.00 | 10599.00 | 3458.00 | 10374.00 | 4600.00 | 13800.00 | 10374.00 | S.R. INTERIOR
3.98 | Supply, installation, and testing of shielded copper flexible communication cabling between VRF indoor and outdoor units. The communication cable shall be routed through PVC conduits. The cable size shall be 2-core x 1.5 SqmM (or) as per VRF OEMs technical specifications.. | 400.00 | Metre |  | 277.00 | 110800.00 | 271.00 | 108400.00 | 260.00 | 104000.00 | 104000.00 | E-VERVE DESIGN
3.99 | Supply, installation, testing, and commissioning of 25mm dia rigid UPVC condensate drain piping duly insulated with 9 mm thick closed-cell nitrile finished with 7 mils factory-laminated glass cloth, along with necessary U-trap, clamps, fittings such as bends, tees, and other necessary fittings, adequately supported as per site requirements, conforming to tender specifications.. | 118.00 | Metre |  | 293.00 | 34574.00 | 287.00 | 33866.00 | 200.00 | 23600.00 | 23600.00 | E-VERVE DESIGN
4.00 | Supply, installation, testing, and commissioning of 32mm dia rigid UPVC condensate drain piping duly insulated with 9 mm thick closed-cell nitrile finished with 7 mils factory-laminated glass cloth, along with necessary U-trap, clamps, fittings such as bends, tees, and other necessary fittings, adequately supported as per site requirements, conforming to tender specifications.. | 28.00 | Metre |  | 320.00 | 8960.00 | 314.00 | 8792.00 | 220.00 | 6160.00 | 6160.00 | E-VERVE DESIGN
4.01 | Supply, installation, testing, and commissioning of 40mm dia rigid UPVC condensate drain piping duly insulated with 9 mm thick closed-cell nitrile finished with 7 mils factory-laminated glass cloth, along with necessary U-trap, clamps, fittings such as bends, tees, and other necessary fittings, adequately supported as per site requirements, conforming to tender specifications.. | 87.00 | Metre |  | 387.00 | 33669.00 | 379.00 | 32973.00 | 280.00 | 24360.00 | 24360.00 | E-VERVE DESIGN
4.02 | Supply, Installation, balancing and commissioning of fabricated at site GSS sheet metal rectangular / round ducting complete with neoprene rubber gaskets, elbows, splitter dampers, vanes, hangers, supports, etc as per approved drawings and specifications of following sheet thickness complete as required.Site fabricated GSS sheet metal rectangular ducting as per IS 655-2006 for 0.63 mm thick | 145.00 | Sqm |  | 977.00 | 141665.00 | 956.00 | 138620.00 | 1450.00 | 210250.00 | 138620.00 | S.R. INTERIOR
4.03 | Supply and installation of 25mm thick closed-cell Nitrile rubber insulation with FACTORY-laminated / pre-covered reinforced glass cloth on one side. The insulation shall be installed on existing ducts following the application of two coats of cold-setting adhesive, ensuring proper adhesion and coverage. The insulation material shall have a density range of 40-60 kg/m³ and a thermal conductivity not exceeding 0.035 W/(m·K). All joints and breaks in the insulation shall be securely sealed with glass cloth tape.The colour of the glass cloth covering shall be as approved by the Consultant. | 161.00 | Sqm |  | 990.00 | 159390.00 | 969.00 | 156009.00 | 650.00 | 104650.00 | 104650.00 | E-VERVE DESIGN
4.04 | Supply, storage, installation, testing, and commissioning of 10 mm thick acoustic insulation for ducts using nitrile rubber open-cell foam, fibre-free material with a minimum density of 140 kg/m³. The insulation shall have antimicrobial protection in accordance with ASTM G-21 and ASTM E-2180 and shall conform to Class 1 rating for flame spread as per BS 476 Part 7. The work shall be carried out in line with the specification and designed to meet the required noise criteria. The insulation shall be applied up to a distance of 4 Metres from the fan outlet (or) as instructed by the Engineer-in-Charge. The insulation system shall be complete in all respects for commissioning.. | 15.00 | Sqm |  | 1214.00 | 18210.00 | 1189.00 | 17835.00 | 750.00 | 11250.00 | 11250.00 | E-VERVE DESIGN
4.05 | Supply and application of two coats of a vapor barrier coating (Foster painting) on exposed ducts / copper refrigerant pipelines, as per the Engineer-in-Charge’s directions. The work includes surface preparation, application of the vapor barrier coating, and related works to ensure complete coverage and protection.. | 55.00 | Sqm |  | 618.00 | 33990.00 | 605.00 | 33275.00 | 750.00 | 41250.00 | 33275.00 | S.R. INTERIOR
4.06 | Supply, installation, testing and commissioning of GI volume control duct damper complete with neoprene rubber gaskets, nuts, bolts, screws linkages, flanges etc, as per specifications. Gl volume control duct damper | 2.00 | Sqm |  | 6103.00 | 12206.00 | 5974.00 | 11948.00 | 9000.00 | 18000.00 | 11948.00 | S.R. INTERIOR
4.07 | Supplying & fixing of powder coated extruded aluminium Supply Air Grills with aluminium volume control dampers as per specifications. | 2.00 | Sqm |  | 7747.00 | 15494.00 | 7584.00 | 15168.00 | 11000.00 | 22000.00 | 15168.00 | S.R. INTERIOR
4.08 | Supplying & fixing of powder coated extruded aluminum Return Air Grills with louvers but without volume control dampers complete as required. | 2.00 | Sqm |  | 5060.00 | 10120.00 | 4953.00 | 9906.00 | 9000.00 | 18000.00 | 9906.00 | S.R. INTERIOR
4.09 | Supply and installation of fresh air/exhaust air louver constructed from powder- coated aluminium with bird screen as per the specifications and drawings.. | 1.00 | Sqm |  | 15227.00 | 15227.00 | 14907.00 | 14907.00 | 9500.00 | 9500.00 | 9500.00 | E-VERVE DESIGN
4.10 | Supply, installation, fixing, and hanging of factory-fabricated fire-retardant flexible canvas connection of minimum 150 mm width at the outlet of Each ducted indoor unit with a zipper to facilitate temperature measurement. The fabric shall be made of polyester cloth with black PVC coating on both sides and a galvanized steel seam.. | 1.00 | Sqm |  | 7503.00 | 7503.00 | 7345.00 | 7345.00 | 4000.00 | 4000.00 | 4000.00 | E-VERVE DESIGN
4.11 | Supplying and installation of following size of perforated painted with powder coating M.S. cable trays with perforation not more than 17.5%, in convenient sections, joined with connectors, suspended from the ceiling with two numbers MS/GI Suspenders I/c base of suitable size MS/GI angle, bolts & nuts, painting suspenders, fastener etc. as required. - 150 mm width × 50 mm depth × 1.6 mm thickness | 35.00 | Metre |  | 552.00 | 19320.00 | 541.00 | 18935.00 | 750.00 | 26250.00 | 18935.00 | S.R. INTERIOR
4.12 | Supplying and installation of following size of perforated painted with powder coating M.S. cable trays with perforation not more than 17.5%, in convenient sections, joined with connectors, suspended from the ceiling with two numbers MS/GI Suspenders I/c base of suitable size MS/GI angle, bolts & nuts, painting suspenders, fastener etc. as required. - 200 mm width × 50 mm depth × 1.6 mm thickness | 85.00 | Metre |  | 624.00 | 53040.00 | 611.00 | 51935.00 | 800.00 | 68000.00 | 51935.00 | S.R. INTERIOR
4.13 | FIRE FIGHTING AND ALARM SYSTEM
4.14 | PIPES AND ACCESSORIES
4.15 | Providing, laying, testing & commissioning of 'C' class heavy duty MS pipe conforming to IS 3589/IS 1239 including Welding, fittings like elbows, tees, flanges, tapers, nuts bolts, gaskets etc. and fixing the pipe on the wall/ceiling with suitable clamp/support frame and painting with two or more coats of synthetic enamel paint of required shade complete as required :25 mm dia | 25.00 | Metre |  | 741.00 | 18525.00 | 725.00 | 18125.00 | 700.00 | 17500.00 | 17500.00 | E-VERVE DESIGN
4.16 | Providing, laying, testing & commissioning of 'C' class heavy duty MS pipe conforming to IS 3589/IS 1239 including Welding, fittings like elbows, tees, flanges, tapers, nuts bolts, gaskets etc. and fixing the pipe on the wall/ceiling with suitable clamp/support frame and painting with two or more coats of synthetic enamel paint of required shade complete as required :32 mm dia | 12.00 | Metre |  | 836.00 | 10032.00 | 819.00 | 9828.00 | 800.00 | 9600.00 | 9600.00 | E-VERVE DESIGN
4.17 | Providing, laying, testing & commissioning of 'C' class heavy duty MS pipe conforming to IS 3589/IS 1239 including Welding, fittings like elbows, tees, flanges, tapers, nuts bolts, gaskets etc. and fixing the pipe on the wall/ceiling with suitable clamp/support frame and painting with two or more coats of synthetic enamel paint of required shade complete as required :40 mm dia | 12.00 | Metre |  | 1014.00 | 12168.00 | 992.00 | 11904.00 | 900.00 | 10800.00 | 10800.00 | E-VERVE DESIGN
4.18 | Providing, laying, testing & commissioning of 'C' class heavy duty MS pipe conforming to IS 3589/IS 1239 including Welding, fittings like elbows, tees, flanges, tapers, nuts bolts, gaskets etc. and fixing the pipe on the wall/ceiling with suitable clamp/support frame and painting with two or more coats of synthetic enamel paint of required shade complete as required :50 mm dia | 6.00 | Metre |  | 1254.00 | 7524.00 | 1227.00 | 7362.00 | 1100.00 | 6600.00 | 6600.00 | E-VERVE DESIGN
4.19 | Providing, laying, testing & commissioning of 'C' class heavy duty MS pipe conforming to IS 3589/IS 1239 including Welding, fittings like elbows, tees, flanges, tapers, nuts bolts, gaskets etc. and fixing the pipe on the wall/ceiling with suitable clamp/support frame and painting with two or more coats of synthetic enamel paint of required shade complete as required :65 mm dia | 6.00 | Metre |  | 1574.00 | 9444.00 | 1541.00 | 9246.00 | 1400.00 | 8400.00 | 8400.00 | E-VERVE DESIGN
4.20 | Providing, laying, testing & commissioning of 'C' class heavy duty MS pipe conforming to IS 3589/IS 1239 including Welding, fittings like elbows, tees, flanges, tapers, nuts bolts, gaskets etc. and fixing the pipe on the wall/ceiling with suitable clamp/support frame and painting with two or more coats of synthetic enamel paint of required shade complete as required :80 mm dia | 10.00 | Metre |  | 1833.00 | 18330.00 | 1795.00 | 17950.00 | 1600.00 | 16000.00 | 16000.00 | E-VERVE DESIGN
4.21 | Providing, laying, testing & commissioning of 'C' class heavy duty MS pipe conforming to IS 3589/IS 1239 including Welding, fittings like elbows, tees, flanges, tapers, nuts bolts, gaskets etc. and fixing the pipe on the wall/ceiling with suitable clamp/support frame and painting with two or more coats of synthetic enamel paint of required shade complete as required :100 mm dia | 20.00 | Metre |  | 2477.00 | 49540.00 | 2425.00 | 48500.00 | 2100.00 | 42000.00 | 42000.00 | E-VERVE DESIGN
4.22 | SPRINKLERS
4.23 | Providing, fixing, testing & commissioning of 15mm dia quartzoid bulb type sprinklers of rating 68 degree centigrade with required accessories :Pendent Sprinkler | 15.00 | Each |  | 482.00 | 7230.00 | 472.00 | 7080.00 | 3450.00 | 51750.00 | 7080.00 | S.R. INTERIOR
4.24 | Supplying, installation, testing & commissioning of sprinkler flexible pipe (UL Listed) of stainless steel complete with 15 NPT on reducer thread with maximum working pressure of 175 PSI test pressure of 875 PSI (Burst) with branch line (Inlet) 25mm NPT male thread to sprinkler head (Outlet) 15mm NPT female thread with reducer, nipple, 2 side brackets, centre bracket, stock bar of following sizes complete as required.1000mm | 5.00 | Each |  | 1371.00 | 6855.00 | 1342.00 | 6710.00 | 3250.00 | 16250.00 | 6710.00 | S.R. INTERIOR
4.25 | Providing, installation, testing & commissioning of adjustable rosette plate for 15mm dia in white finish UL Listed or FM approved complete as required. | 12.00 | Each |  | 213.00 | 2556.00 | 208.00 | 2496.00 | 220.00 | 2640.00 | 2496.00 | S.R. INTERIOR
4.26 | FIRE EXTINGUSHERS
4.27 | SITC OF ISI marked (IS:2878) fire extinguisher CO2 type capacity 4.5kg. Flat base including valve, discharge hose of not less than 10mm dia , 1 meter long and complete in all respects including initial fill with CO2 gas conforming to IS:307-1996 filled to filling rate of not more than 0.667 and wall bracket (fixed with anchor Fastner) or floor mounted | 4.00 | Each |  | 5859.00 | 23436.00 | 5735.00 | 22940.00 | 4200.00 | 16800.00 | 16800.00 | E-VERVE DESIGN
4.28 | Supply and fixing of 4 Kg ABC Dry Powder (Stored Pressure) Type Fire Extinguisher. pressurized with dry nitrogen gas at 15 bar. Design, construction and testing as per IS 2171-1999 external epoxy powder coating with PO Red Shade No. 538 of IS 5, Supplied with standard accessories. | 4.00 | Each |  | 3130.00 | 12520.00 | 3064.00 | 12256.00 | 1400.00 | 5600.00 | 5600.00 | E-VERVE DESIGN
4.29 | Clean Agent Modular Type Ceiling mounted Fire Extinguisher 5 Kgs Capacity made of Mild Steel Body of 1.6 mm thickness with pressure gauge, refillable device and safety release device CE Certified Brass valve suitable for A, B and C Classes of Fire complete with Charge of Clean agent (Gas) is also known as HFC Blend A, It is a blend of Hydro Fluoro carbon and organic detossificant essence P26. The sprinkler body will comprise of temperature sensitive quartsoid bulb of temperature rating of 680. The cylinder will be supplied with a proper mounting arrangement to mount it on the ceiling. The Extinguisher shall be externally epoxy powder coated as per IS: 5 Color Shade No. 538: 5 Kgs | 2.00 | Each |  | 22419.00 | 44838.00 | 21947.00 | 43894.00 | 9500.00 | 19000.00 | 19000.00 | E-VERVE DESIGN
4.30 | SIGNAGES
4.31 | Identification Signage (MAIN STAIRCASE, FIRE STAIRCASE, FIRE ASSEMBLY POINT, PUMPROOM, FIRE CONTROL ROOM, ELECTRICAL ROOM, FIRE LIFT, PASSENGER LIFT Etc.) standard size (500x225 mm as per conventional design / colour code on 3 mm thick aluminium composite panel, conforming to IS 9457. The signage will be either fixed on the wall with the help of chain and screws etc. complete as required as per the technical specification. | 12.00 | Each |  | 570.00 | 6840.00 | 558.00 | 6696.00 | 1450.00 | 17400.00 | 6696.00 | S.R. INTERIOR
4.32 | SITC of photoluminescent “FIRE EXTINGUISHER” sign boards, minimum size 150 × 150 mm, with approved fire-extinguisher symbol and lettering, conforming to applicable requirements of IS 9457, IS 12349 and IS 12407, including photoluminescent material, suitable fixing arrangements and complete installation at approved locations, as directed by the Engineer-in-Charge | 8.00 | Each |  | 320.00 | 2560.00 | 313.00 | 2504.00 | 500.00 | 4000.00 | 2504.00 | S.R. INTERIOR
4.33 | SIGNAGE : Supply installation of necessary Signages as per standard including FIRE DUCT,FIRE EXIT,EXIT,NO SMOKING etc | 12.00 | Each |  | 224.00 | 2688.00 | 219.00 | 2628.00 | 500.00 | 6000.00 | 2628.00 | S.R. INTERIOR
4.34 | SIGNAGE : Supply installation of Signage "ASSEMBLY POINT" | 1.00 | Each |  | 807.00 | 807.00 | 790.00 | 790.00 | 1200.00 | 1200.00 | 790.00 | S.R. INTERIOR
4.35 | SIGNAGE : Supply installation and testing of emergency exit system with battery backup | 2.00 | Each |  | 3137.00 | 6274.00 | 3071.00 | 6142.00 | 3800.00 | 7600.00 | 6142.00 | S.R. INTERIOR
4.36 | FIRE ALARM SYSTEM
4.37 | Supply, Installation, Testing and Commissioning of Automatic Analogue Addressable Smoke detector with auto floating sensitivity (to avoid resetting manually) complete with mounting base, LED indication, addressing rotary / dip switch / soft programing, junction box, cable termination using gland & locknut, connections etc including all accessories as required .Detector shall be UL Listed / FM Approved OR EN 54 Certified as applicable. | 40.00 | Each |  | 2428.00 | 97120.00 | 2376.00 | 95040.00 | 2850.00 | 114000.00 | 95040.00 | S.R. INTERIOR
4.38 | Supplying, installation, testing and commissioning of heat detector (fixed temperature/rate-of-rise combined type), analogue addressable type, compatible with the specified fire alarm panel protocol, complete with rotary/electronic addressing facility, bi-colour LED indication with 360° visibility, standard detector base and junction box, and all accessories required to complete the work in all respects, complete as directed by Engineer-in-Charge. | 3.00 | Each |  | 2609.00 | 7827.00 | 2554.00 | 7662.00 | 2900.00 | 8700.00 | 7662.00 | S.R. INTERIOR
4.39 | Supplying, installation, testing & commissioning of addressable manual call point complete as required. | 1.00 | Each |  | 3271.00 | 3271.00 | 3202.00 | 3202.00 | 2600.00 | 2600.00 | 2600.00 | E-VERVE DESIGN
4.40 | Supplying, installation, testing & commissioning of addressable horn cum strobe complete as required. | 1.00 | Each |  | 2964.00 | 2964.00 | 2902.00 | 2902.00 | 3200.00 | 3200.00 | 2902.00 | S.R. INTERIOR
4.41 | Supplying & laying of 2x1.5 sqmm fire alarm armoured cable, 600/1000V rated with annealed copper conductor having XLPE insulation, steel wire armouring & FRLS/HFFR outer sheath complete as required. | 260.00 | Metre |  | 155.00 | 40300.00 | 151.00 | 39260.00 | 110.00 | 28600.00 | 28600.00 | E-VERVE DESIGN
4.42 | DISMANTLING
4.43 | Dismantling and removal of existing fire sprinkler piping system, including sprinkler pipes, sprinkler heads, fittings, valves, hangers/supports and accessories of all sizes, including cutting, lowering, removal, segregation and stacking/handing over of dismantled materials at designated location, complete as directed by Engineer-in-Charge | 30.00 | Metre |  | 399.00 | 11970.00 | 391.00 | 11730.00 | 180.00 | 5400.00 | 5400.00 | E-VERVE DESIGN
4.44 | Refixing and reinstatement of existing fire sprinkler piping system, including sprinkler pipes, sprinkler heads, fittings, valves, hangers/supports and associated accessories of all sizes, including shifting, alignment, cutting, threading/grooving/welding paintimg as required, reconnection, installation of supports and clamps, testing and making good the system, complete as directed by the Engineer-in-Charge. | 22.00 | Metre |  | 494.00 | 10868.00 | 484.00 | 10648.00 | 450.00 | 9900.00 | 9900.00 | E-VERVE DESIGN
4.45 | ELV WORKS
4.46 | S/F PVC CONDUIT
4.47 | Supplying and fixing of following sizes of medium class PVC conduit along with accessories in surface/recess including cutting the wall and making good the same in case of recessed conduit as required. 20 mm | 380.00 | Metre |  | 122.00 | 46360.00 | 119.00 | 45220.00 | 95.00 | 36100.00 | 36100.00 | E-VERVE DESIGN
4.48 | Supplying and fixing of following sizes of medium class PVC conduit along with accessories in surface/recess including cutting the wall and making good the same in case of recessed conduit as required. 25 mm | 620.00 | Metre |  | 135.00 | 83700.00 | 132.00 | 81840.00 | 115.00 | 71300.00 | 71300.00 | E-VERVE DESIGN
4.49 | Supplying and fixing of following sizes of medium class PVC conduit along with accessories in surface/recess including cutting the wall and making good the same in case of recessed conduit as required. 32 mm | 280.00 | Metre |  | 290.00 | 81200.00 | 284.00 | 79520.00 | 145.00 | 40600.00 | 40600.00 | E-VERVE DESIGN
4.50 | AV &VC SYSTEM
4.51 | For Meeting Rooms of 4 PAX
4.52 | Supply, installation, testing, and commissioning of an all-in-one video conferencing bar designed for small to medium meeting spaces, featuring a 20 MP ultra-high-definition camera with a 132-degree diagonal field of view, 5x digital zoom, fixed focus, and an attachable privacy lens cover. The system incorporates smart AI-driven camera technology with speaker, people, and group framing, alongside a built-in four-element MEMS microphone array offering a -26 dB FS/Pa sensitivity and dual stereo speakers with a 100 Hz to 20 kHz bandwidth. Connectivity options include HDMI-in, dual HDMI-out ports, USB Type-C and Type-A ports, an RJ-45 gigabit Ethernet interface supporting IEEE 802.3bt class 6 Power over Ethernet (PoE++) power supply (external power supply excluded), integrated Wi-Fi 6, and Bluetooth 5.0. The package includes an Ethernet cable, an HDMI cable, a display mounting clamp, and necessary signal cabling. | 5.00 | Each |  | 120763.00 | 603815.00 | 118220.00 | 591100.00 | 134500.00 | 672500.00 | 591100.00 | S.R. INTERIOR
4.53 | Supply, installation, testing, and commissioning of a 43-inch professional commercial display featuring a VA LCD panel with a 3,840 x 2,160 4K UHD native resolution, a 350 nit brightness, a 4,000:1 contrast ratio, and 16/7 operation time support. The unit includes comprehensive connectivity options such as three HDMI 2.0 ports, two USB ports, RS232 and IR control inputs, an RJ-45 network port, a stereo mini jack audio output, built-in Wi-Fi, and Bluetooth. Powered by an internal power supply supporting AC 100–240V at 50/60 Hz, the ultra-slim display features an even 11.5mm charcoal black bezel, built-in 10W speakers, and a 200 x 200 mm VESA mounting pattern. | 6.00 | Each |  | 26568.00 | 159408.00 | 26008.00 | 156048.00 | 56000.00 | 336000.00 | 156048.00 | S.R. INTERIOR
4.54 | Supply, installation, testing, and commissioning of a 65W Power over Ethernet (PoE++) injector supporting IEEE 802.3af/at/bt standards, designed to deliver high-speed 2.5 Gb/s Ethernet connectivity and power over a single cable. The unit features an AC input voltage range of 100–240 VAC at 50–60 Hz with a maximum input current of 2.0 A, and provides an output voltage of 56 Vdc. The scope of supply includes the PoE++ injector unit, an AC power cord, and a 3.66-meter (12-foot) Cat6A shielded network cable | 5.00 | Each |  | 3864.00 | 19320.00 | 3783.00 | 18915.00 | 18000.00 | 90000.00 | 18915.00 | S.R. INTERIOR
4.55 | Supply, installation, testing, and commissioning of a wireless Bluetooth remote control designed for video conferencing systems, featuring an intuitive button layout with dedicated navigation, volume adjustment, call management, and microphone mute/unmute functions, complete with required batteries. | 5.00 | Each |  | 11915.00 | 59575.00 | 11664.00 | 58320.00 | 6500.00 | 32500.00 | 32500.00 | E-VERVE DESIGN
4.56 | Supply, installation, testing, and commissioning of a 10.1-inch touch controller in a white finish featuring a high-resolution display, powered via Power over Ethernet (PoE) compatible with IEEE 802.3at class 0 standards, and equipped with a single RJ-45 network port and 802.1x security support. The scope includes a table stand, a wall mount kit, mounting hardware, an RJ-45 network cable, and necessary accessories to manage audio and video conferencing system | 16.00 | Each |  | 60381.00 | 966096.00 | 59110.00 | 945760.00 | 36500.00 | 584000.00 | 584000.00 | E-VERVE DESIGN
4.57 | Supply, installation, testing, and commissioning of an external power supply unit complete with a matching power cord and a Category 5 network cable configured for Indian electrical and plug standards, designed to deliver stable operating power and network connectivity for conference phone systems | 16.00 | Each |  | 2254.00 | 36064.00 | 2207.00 | 35312.00 | 3500.00 | 56000.00 | 35312.00 | S.R. INTERIOR
4.58 | Supply, installation, testing, and commissioning of a dedicated wall mount bracket designed for securely mounting video conferencing bars, constructed from durable materials to ensure a stable and rigid installation, complete with all necessary mounting hardware and accessories | 5.00 | Each |  | 2415.00 | 12075.00 | 2364.00 | 11820.00 | 4500.00 | 22500.00 | 11820.00 | S.R. INTERIOR
4.59 | Supply, installation, testing, and commissioning of the entire system for an external power supply unit with a power cord and a Category 5 network cable configured for Indian plug standards, designed to provide reliable operating power and network connectivity for conference phone systems. | 5.00 | Each |  | 2657.00 | 13285.00 | 2601.00 | 13005.00 | 3500.00 | 17500.00 | 13005.00 | S.R. INTERIOR
4.60 | Supply, installation, testing, and commissioning of a custom heavy-duty wall mount bracket designed for securely supporting flat-panel displays, constructed from durable high-grade structural steel with an adjustable design to ensure a stable, level, and safe installation. | 5.00 | Each |  | 3220.00 | 16100.00 | 3153.00 | 15765.00 | 6500.00 | 32500.00 | 15765.00 | S.R. INTERIOR
4.61 | Supply, installation, testing, and commissioning of an optional glass mount bracket designed for securely attaching touch controller units to glass surfaces, constructed from durable materials to ensure a stable, clean, and reliable installation for workspace management endpoints. | 9.00 | Each |  | 2415.00 | 21735.00 | 2364.00 | 21276.00 | 4200.00 | 37800.00 | 21276.00 | S.R. INTERIOR
4.62 | For Meeting Rooms of 8 PAX & Discussion Room 6PAX
4.63 | Supply, installation, testing, and commissioning of a 65-inch professional display featuring a VA panel with a 3,840 x 2,160 4K UHD resolution, a 350 nit brightness, a 4,000:1 contrast ratio, 178/178-degree viewing angles, and 16/7 operation time support. The unit includes comprehensive connectivity options such as three HDMI 2.0 ports, two USB ports, RS232 input/output, an RJ-45 network port, IR in, stereo mini jack audio out, built-in Wi-Fi, and Bluetooth. Powered by an internal power supply supporting AC 100–240V at 50/60 Hz with a 187W typical consumption, the display runs on an embedded operating system with 8GB flash memory and features an even 11.5mm charcoal black bezel with a 400 x 300 mm VESA mount pattern. | 2.00 | Each |  | 636017.00 | 1272034.00 | 622627.00 | 1245254.00 | 115000.00 | 230000.00 | 230000.00 | E-VERVE DESIGN
4.64 | Supply, installation, testing, and commissioning of an all-in-one video conferencing bar for medium-sized meeting spaces, featuring a 20 MP 4K UltraHD single-lens camera with a 95-degree horizontal field of view (110-degree diagonal field of view), 5x digital zoom, up to 20 ft camera range, and an attachable lens privacy cover. The system includes advanced AI-driven smart camera technology supporting people framing, group framing, and perimeter speaker framing. Audio features comprise full-duplex audio, acoustic echo cancellation, automatic gain control, Poly NoiseBlockAI and Acoustic Fence technologies, two MEMS microphones, two second-order microphones with a pickup range up to 6.09 meters (20 ft), and dual 20W RMS stereo speakers. Connectivity options include HDMI-in 2.0, dual HDMI-out 2.0 ports, a USB Type-C port, two USB Type-A ports, an RJ-45 gigabit Ethernet port, an optional microphone line-in, Bluetooth 5.0, and Wi-Fi 6 wireless concurrency. Power is supplied via an external auto-sensing power adapter. The scope of supply includes the video bar, an Ethernet cable, a monitor clamp, an HDMI cable, an AC power adapter, and a power cable. | 2.00 | Each |  | 185169.00 | 370338.00 | 181271.00 | 362542.00 | 195000.00 | 390000.00 | 362542.00 | S.R. INTERIOR
4.65 | Supply, installation, testing, and commissioning of a 10-meter active optical USB 3.1 cable designed for high-speed data transmission and reliable peripheral connectivity over extended distances without signal degradation, to be installed as per the engineer direction | 2.00 | Each |  | 3623.00 | 7246.00 | 3547.00 | 7094.00 | 18000.00 | 36000.00 | 7094.00 | S.R. INTERIOR
4.66 | Supply, installation, testing, and commissioning of a dedicated wall mount bracket designed for securely mounting video conferencing bars, constructed from durable materials to ensure a stable and rigid installation, complete with all necessary mounting hardware and accessories. | 2.00 | Each |  | 5636.00 | 11272.00 | 5517.00 | 11034.00 | 4500.00 | 9000.00 | 9000.00 | E-VERVE DESIGN
4.67 | Supply, installation, testing, and commissioning of a custom heavy-duty wall mount bracket specifically sized to securely support 65-inch flat-panel displays, constructed from durable structural steel with integrated leveling mechanisms to ensure a safe, rigid, and professional-grade installation. | 2.00 | Each |  | 3220.00 | 6440.00 | 3153.00 | 6306.00 | 9500.00 | 19000.00 | 6306.00 | S.R. INTERIOR
4.68 | Supply, installation, testing, and commissioning of an optional mounting accessory designed to provide a secure and stable attachment for audio-visual and conferencing hardware, constructed from durable materials to ensure a clean, reliable, and professional-grade installation. | 2.00 | Each |  | 1610.00 | 3220.00 | 1576.00 | 3152.00 | 3500.00 | 7000.00 | 3152.00 | S.R. INTERIOR
4.69 | For Board Rooms 15PAX
4.70 | Supply, installation, testing, and commissioning of an enterprise-grade 4K motorized PTZ smart conference room camera featuring dual high-resolution image sensors (equivalent to 8 MP or higher per sensor), optical zoom capabilities of at least 12x, auto-focus, and a wide-angle field of view (approx. 78-degree or greater), equipped with intelligent AI-driven framing technology supporting automated group framing and active presenter tracking. The camera incorporates an integrated multi-element beamforming microphone array, a 10/100/1000 Mbps Ethernet port with Power over Ethernet (PoE+) support, standard USB-B/USB-C interface ports, and flexible power supply options. The package is supplied complete with networking cables, a robust wall/ceiling mounting kit, an infrared remote control, and necessary interface data cables for a complete installation. | 1.00 | Each |  | 120763.00 | 120763.00 | 118220.00 | 118220.00 | 184500.00 | 184500.00 | 118220.00 | S.R. INTERIOR
4.71 | Supply, installation, testing, and commissioning of an external AC/DC power supply adapter designed to provide a stable, reliable 12 VDC operating power source via a DC barrel connector for motorized PTZ conferencing cameras, complete with standard AC input cables for seamless integration into meeting room environments. | 1.00 | Each |  | 2979.00 | 2979.00 | 2916.00 | 2916.00 | 5500.00 | 5500.00 | 2916.00 | S.R. INTERIOR
4.72 | Supply, installation, testing, and commissioning of a modular video conferencing system featuring advanced AI-driven camera capabilities including people framing, group framing, presenter tracking, DirectorAI perimeter, and speaker framing. The unit supports Android compatibility, 802.1x security, and comprehensive connectivity options comprising two USB Type-A ports, a USB Type-C port with DisplayPort Alt Mode, an HDMI-in 2.0 port, two HDMI-out 2.0 video ports, audio line-in and line-out jacks, dual RJ-45 LAN ports with PoE+ support, Wi-Fi 802.11 a/b/g/n/ac/ax, and Bluetooth 5.1. Designed with compact dimensions of 247.7 x 152.4 x 34.9 mm and a weight of 798 g, the system operates via Power over Ethernet (PoE+) or an external power source and is supplied complete with an Ethernet cable, an HDMI cable, a mounting plate kit, and a warranty card. | 1.00 | Each |  | 181144.00 | 181144.00 | 177331.00 | 177331.00 | 114500.00 | 114500.00 | 114500.00 | E-VERVE DESIGN
4.73 | Supply, installation, testing, and commissioning of a PoE+ injector adapter designed to support IEEE standards and deliver both power and data up to 2.5 Gbps over a single network cable for video conferencing systems. The unit features a magnetic mounting body design and is supplied complete with a short 0.23m CAT6A Ethernet cable to eliminate the need for a separate AC power cable run and reduce installation time. | 1.00 | Each |  | 7648.00 | 7648.00 | 7487.00 | 7487.00 | 9500.00 | 9500.00 | 7487.00 | S.R. INTERIOR
4.74 | Supply, installation, testing, and commissioning of an IP conference phone featuring a 5-inch color LCD multi-touch display with a 720 x 1280 resolution, gesture-based controls, and an on-screen virtual keyboard. The unit incorporates advanced audio technologies including full-duplex conversation support, acoustic echo cancellation, background noise suppression, and three cardioid microphones with a frequency response of 100 Hz to 22 kHz. Connectivity options comprise a USB 2.0 Type-A port, a USB 2.0 Micro-B port, and dual RJ-45 10/100/1000BASE-TX Ethernet ports supporting auto-sensing IEEE 802.3at PoE device input and IEEE 802.3af power sourcing. The system comes complete with a network LAN cable, a USB Type-A cable, a cable wrap, and a tactile overlay | 2.00 | Each |  | 52331.00 | 104662.00 | 51229.00 | 102458.00 | 57500.00 | 115000.00 | 102458.00 | S.R. INTERIOR
4.75 | Supply, installation, testing, and commissioning of a 1.2-meter data interface cable featuring a USB Type-A connector on one end and a Micro USB connector on the other, designed to ensure reliable wired connectivity and peripheral integration for conferencing systems. | 2.00 | Each |  | 3220.00 | 6440.00 | 3153.00 | 6306.00 | 1500.00 | 3000.00 | 3000.00 | E-VERVE DESIGN
4.76 | Supply, installation, testing, and commissioning of an external power supply unit complete with a matching power cord and a Category 5 network cable configured for Indian electrical and plug standards, designed to deliver stable operating power and network connectivity for conference phone systems. | 2.00 | Each |  | 2890.00 | 5780.00 | 2829.00 | 5658.00 | 3500.00 | 7000.00 | 5658.00 | S.R. INTERIOR
4.77 | Supply, installation, testing, and commissioning of optional tabletop expansion microphones designed to extend the audio pickup range and enhance voice clarity for conference phone systems in larger meeting spaces, complete with necessary connection cables and mounting hardware for seamless integration. | 1.00 | Each |  | 12076.00 | 12076.00 | 11822.00 | 11822.00 | 28000.00 | 28000.00 | 11822.00 | S.R. INTERIOR
4.78 | Supply, installation, testing, and commissioning of an articulated pull-and-push full-motion wall mount bracket designed for flat-panel displays, constructed from heavy-duty materials to allow flexible extension, retraction, swivel, and tilt adjustments for optimal viewing angles, complete with all necessary mounting hardware and accessories for a secure and professional-grade installation. | 1.00 | Each |  | 4267.00 | 4267.00 | 4177.00 | 4177.00 | 9500.00 | 9500.00 | 4177.00 | S.R. INTERIOR
4.79 | Supply, installation, testing, and commissioning of an 75-inch 4K UHD interactive commercial flat-panel display featuring a 3,840 x 2,160 native resolution, a direct LED backlight with 400 nits brightness, a 1,200:1 contrast ratio, and a 178-degree wide viewing angle. The unit operates on an embedded Android system supporting multi-user touch interactivity with high-precision infrared touch technology, 40-point touch capability, and protective anti-glare glass. Comprehensive connectivity includes HDMI ports, USB Type-A and Type-B ports, a 3-in-1 USB Type-C port with power delivery, an RJ-45 gigabit Ethernet port, Wi-Fi connectivity, an OPS slot for optional PC integration, and built-in 15W dual stereo speakers. The system comes complete with an internal power supply unit, passive touch stylus pens, a remote control, and a dedicated wall mount bracket. | 1.00 | Each |  | 108686.00 | 108686.00 | 106398.00 | 106398.00 | 215000.00 | 215000.00 | 106398.00 | S.R. INTERIOR
4.80 | Supply, installation, testing, and commissioning of a two-way coaxial ceiling/wall loudspeaker featuring a 100 mm (4.0 in) woofer and a 20 mm (0.75 in) soft-dome tweeter mounted in a ported baffle with an integrated steel backcan. The loudspeaker delivers a frequency range of 65 Hz to 20 kHz, a wide 130° conical nominal coverage angle, an 8-ohm nominal impedance, and a built-in 25W multi-tap transformer supporting 70V/100V distributed lines alongside direct low-impedance operation. Complete with a stylish full-face bezel-less magnetic grille featuring a safety tether, removable locking euro-block connectors, integrated strain relief, and robust dog-ear installation tabs, the unit includes all necessary support hardware such as a zinc-plated C-ring and tile rails for a secure, professional overhead architectural integration. | 8.00 | Each |  | 11271.00 | 90168.00 | 11034.00 | 88272.00 | 6500.00 | 52000.00 | 52000.00 | E-VERVE DESIGN
4.81 | Supply, installation, testing, and commissioning of a two-channel commercial power amplifier featuring 300W output per channel with direct drive capability for 70V and 100V high-impedance speaker lines without requiring an external transformer. The unit incorporates advanced 32-bit floating-point digital signal processing at 96 kHz—including input/output parametric EQ, crossovers, delays, and LevelMAX limiters—alongside a front-panel multi-color graphic LCD user interface and an Ethernet port for network control and monitoring. The amplifier is built with efficient Class-D amplification technology, balanced line-level terminal block inputs, barrier strip speaker outputs, a programmable GPIO/AUX port, and a universal power supply, housed in a standard 2U rack-mount chassis. | 1.00 | Each |  | 80508.00 | 80508.00 | 78814.00 | 78814.00 | 88500.00 | 88500.00 | 78814.00 | S.R. INTERIOR
4.82 | Supply, installation, testing, and commissioning of a 6U floor-standing rack enclosure constructed from heavy-duty structural steel with a durable finish, designed to safely house, organize, and protect rack-mountable network switches, audio processors, and control hardware. The unit features integrated ventilation slots or fan mounting options for optimal thermal management, cable management access points for tidy wire routing, a lockable tempered glass front door and removable side panels for enhanced physical security and equipment accessibility, and complete mounting hardware for a stable, professional-grade floor installation. | 1.00 | Each |  | 8051.00 | 8051.00 | 7881.00 | 7881.00 | 28500.00 | 28500.00 | 7881.00 | S.R. INTERIOR
4.83 | Supply, installation, testing, and commissioning of a 1 sq.mm 2-core flexible speaker cable featuring high-purity oxygen-free copper (OFC) conductors for optimal signal transmission, designed for commercial audio distribution, public address (PA), and background music (BGM) systems. The cable features insulated multi-strand copper cores encased in a durable, flame-retardant outer sheath suitable for concealed conduit or surface-run installations in commercial and architectural spaces. Supplied in standard 90-meter coil lengths complete with all necessary termination connectors, cable markers, and supporting hardware for a professional installation. | 90.00 | Meter |  | 56.00 | 5040.00 | 55.00 | 4950.00 | 125.00 | 11250.00 | 4950.00 | S.R. INTERIOR
4.84 | Supply, installation, testing, and commissioning of an integrated meeting hall management system comprising centralized touch-panel scheduling interfaces, room reservation software licenses, occupancy sensors, and calendar synchronization gateways designed to streamline meeting room bookings, display real-time room availability, and optimize space utilization across corporate or institutional facilities, complete with all necessary network cabling, power supplies, and secure mounting accessories for a fully functional deployment. | 1.00 | Each |  | 40254.00 | 40254.00 | 39407.00 | 39407.00 | 125000.00 | 125000.00 | 39407.00 | S.R. INTERIOR
4.85 | Supply, installation, testing, and commissioning of a 55-inch professional commercial-grade LED display engineered for continuous 24/7 operation in demanding indoor environments. The unit features a high-definition or 4K Ultra HD resolution panel with high brightness levels and an anti-glare coating to ensure optimal legibility and vibrant image reproduction under diverse ambient lighting conditions. Complete with integrated commercial media playback capabilities, versatile connectivity options including HDMI, DisplayPort, and USB ports, remote management control via RS232C and network interfaces, and a robust slim-bezel enclosure equipped with VESA-compliant mounting hardware for secure portrait or landscape wall installation. | 3.00 | Each |  | 40254.00 | 120762.00 | 39407.00 | 118221.00 | 65000.00 | 195000.00 | 118221.00 | S.R. INTERIOR
4.86 | VISITOR MANAGEMENT SYSTEM
4.87 | Supply, installation, testing, and commissioning of an enterprise-grade cloud-based visitor management solution comprising visitor pre-registration, self-service registration, QR/OTP-based verification, host notification and approval, SMS and WhatsApp notifications, configurable data retention, and visitor policy management. The system includes a premium visitor registration terminal with an iPad and dedicated tablet stand, comprehensive software subscription, remote customer onboarding, user training, remote business hour support, and hardware annual maintenance contract commencing from year two onwards. | 1.00 | Each |  | 189195.00 | 189195.00 | 185212.00 | 185212.00 | 78000.00 | 78000.00 | 78000.00 | E-VERVE DESIGN
4.88 | AUTOMATION
4.89 | Supply, installation, testing, and commissioning of a 5-button wireless wall-mounted switch utilizing advanced Bluetooth Low Energy wireless communication protocol equipped with secure 128-bit encryption for reliable and secure operation. The battery-powered unit is designed to control power switching, light intensity dimming, and correlated color temperature adjustments for individual or grouped luminaires, featuring a wireless device-to-device communication range of up to 30 meters and complete with all necessary mounting hardware for seamless surface installation | 11.00 | Each |  | 4347.00 | 47817.00 | 4256.00 | 46816.00 | 8500.00 | 93500.00 | 46816.00 | S.R. INTERIOR
4.90 | Supply, installation, testing, and commissioning of an 8-button wireless wall-mounted switch utilizing Bluetooth Low Energy communication protocol with 128-bit encryption for secure operation. The unit operates on a 100-277VAC power supply and is designed to control power switching, light intensity dimming, correlated color temperature adjustments, and four distinct lighting scenes for individual or grouped luminaires. Featuring a device-to-device mesh connection range of up to 30 meters and an operating temperature range of 0 to 45 degrees Celsius, the switch comes complete with all necessary hardware for a professional wall installation. | 6.00 | Each |  | 20127.00 | 120762.00 | 19703.00 | 118218.00 | 10500.00 | 63000.00 | 63000.00 | E-VERVE DESIGN
4.91 | Supply, installation, testing, and commissioning of a compact DALI controller capable of managing up to four DALI drivers compliant with DALI 2.0 and DT8 Tunable White protocols. The unit utilizes Bluetooth Low Energy wireless communication featuring 128-bit encryption, operates on a 90-277 VAC input at 50Hz, provides a 100mA current output for DALI drivers, and delivers a 12VDC output for external sensors. Featuring a 0 to 100% dimming range and a 30-meter wireless communication range, the device comes complete with all necessary wiring and installation accessories for seamless integration into lighting control systems. | 18.00 | Each |  | 8212.00 | 147816.00 | 8039.00 | 144702.00 | 12500.00 | 225000.00 | 144702.00 | S.R. INTERIOR
4.92 | Supply, installation, testing, and commissioning of a high-capacity DALI controller capable of managing up to 32 DALI drivers compliant with DALI 2.0 and DT8 Tunable White protocols, along with two analog 0-10V control channels. The unit features Bluetooth Low Energy wireless communication with 128-bit encryption, operates on a 100-277 VAC input at 50Hz drawing 10-30mA, and provides outputs of 0-3VDC at 1mA for sensors and 160mA for DALI drivers. Featuring a 0 to 100% dimming range and a 30-meter wireless communication range, the device comes complete with all necessary wiring and installation hardware for robust lighting control integration. | 9.00 | Each |  | 23106.00 | 207954.00 | 22619.00 | 203571.00 | 12000.00 | 108000.00 | 108000.00 | E-VERVE DESIGN
4.93 | Supply, installation, testing, and commissioning of a compact wireless multi-sensor device featuring a low-bay PIR occupancy sensor and an ambient light sensor with a 0 to 2000 lux sensing range. The unit utilizes Bluetooth Low Energy communication with 128-bit encryption, operates on a 12-20 VDC input voltage drawing 30mA at 12VDC and 25mA at 24VDC at 50Hz, and provides dual 0-10V DC output channels with a 15mA current capacity to control correlated color temperature and light intensity. Designed for ceiling mounting at heights between 2.4 and 4 meters with a maximum detection range of 10 meters in diameter at a 3-meter mounting height, the sensor features a 30-meter wireless device-to-device range, an operating temperature range of 0 to 30 degrees Celsius, and all necessary installation hardware for a complete deployment. | 11.00 | Each |  | 8373.00 | 92103.00 | 8197.00 | 90167.00 | 9500.00 | 104500.00 | 90167.00 | S.R. INTERIOR
4.94 | Supply, installation, testing, and commissioning of a mid-range wireless multi-sensing device featuring a low-bay PIR motion detector and an ambient light sensor with a dynamic illuminance sensing range of 0 to 2000 lux. The unit utilizes Bluetooth Low Energy communication with 128-bit encryption, operates on an input voltage of 90-277 VAC drawing 9mA at 230VAC, and provides a maximum detection range of 14 meters in diameter at a 4-meter mounting height. Featuring a 30-meter wireless device-to-device communication range and an operating temperature range of 0 to 30 degrees Celsius, the sensor comes complete with all necessary mounting and connection hardware for a reliable ceiling installation. | 13.00 | Each |  | 11754.00 | 152802.00 | 11507.00 | 149591.00 | 11500.00 | 149500.00 | 149500.00 | E-VERVE DESIGN
4.95 | Supply, installation, testing, and commissioning of an air quality sensor capable of monitoring AQI, temperature, relative humidity, carbon dioxide, particulate matter (PM1.0, PM2.5, PM10), and TVOC levels. The unit operates on a 5VDC USB power supply with a power consumption not exceeding 0.5W, utilizing Bluetooth 5.0 in the 2402–2480 MHz frequency band with a communication range of up to 45 meters and support for Bluetooth Low Energy mesh networking for multi-hop relay. The device supports measurement ranges of 400 to 65,000 ppm for carbon dioxide, 0 to 500 $\mu g/m^3$ for particulate matter, 0 to 65,000 ppb for TVOC, and 1 to 5 (0 up to 500) for AQI levels. Housed in a polycarbonate ABS enclosure with dimensions of 124.2 by 66 by 36 mm and an operating temperature range of 0 to 45 degrees Celsius, the sensor comes complete with all necessary mounting hardware for professional installation. | 8.00 | Each |  | 24153.00 | 193224.00 | 23644.00 | 189152.00 | 13500.00 | 108000.00 | 108000.00 | E-VERVE DESIGN
4.96 | Supply, installation, testing, and commissioning of a Wi-Fi and Bluetooth Low Energy gateway featuring 128-bit encryption, an Ethernet port with a 10/100 Mbps data transmission rate, and a built-in battery-powered real-time clock supporting 3V DC for cloud connectivity and scheduling. Powered by a 5V, 2A mini USB or DC adapter, the unit provides a device-to-device coverage range of 30 by 30 meters and an operating ambient temperature range of -20 to 55 degrees Celsius. Housed in a wall-mountable enclosure complete with adapter and all necessary installation hardware for a reliable system integration. | 1.00 | Each |  | 2294.00 | 2294.00 | 2245.00 | 2245.00 | 16500.00 | 16500.00 | 2245.00 | S.R. INTERIOR
4.97 | Supply, installation, testing, and commissioning of a standalone recess-type PIR and light sensor operating on a 220-240VAC 50/60Hz power supply. The unit functions as an ON/OFF motion and light sensor, providing a 6-meter coverage diameter at a 4-meter mounting height and an operating temperature range of up to 30 degrees Celsius, complete with all necessary mounting and connection hardware for a secure ceiling integration. | 5.00 | Each |  | 3623.00 | 18115.00 | 3547.00 | 17735.00 | 3800.00 | 19000.00 | 17735.00 | S.R. INTERIOR
4.98 | Supply, installation, testing, and commissioning of a network Wi-Fi switch panel designed for gateway integration, featuring a standard Category 6 (CAT 6) Ethernet connection port for high-speed wired network backhaul and local device communication. The unit is engineered to support seamless wireless connectivity and data synchronization between smart control infrastructure and network systems, complete with all necessary termination modules, faceplates, and mounting hardware for a professional-grade installation. | 1.00 | Each |  | 3623.00 | 3623.00 | 3547.00 | 3547.00 | 8500.00 | 8500.00 | 3547.00 | S.R. INTERIOR
4.99 | Supply, installation, testing, and commissioning of a compact micro-relay controller module designed for discrete integration into lighting and electrical sub-circuits. The unit operates on a standard power supply, featuring a reliable solid-state or electromagnetic relay switching mechanism capable of handling local load currents, and communicates via secure wireless or wired digital protocols (such as Bluetooth Low Energy mesh or standard bus architecture) for seamless integration with central automation platforms, occupancy sensors, and HVAC scheduling systems. Housed in a low-profile, flame-retardant enclosure suitable for flush mounting in junction boxes, ceiling voids, or luminaire cavities, the controller comes complete with all necessary wiring terminals, configuration interfaces, and mounting hardware for a professional turnkey installation. | 6.00 | Each |  | 7648.00 | 45888.00 | 7487.00 | 44922.00 | 6500.00 | 39000.00 | 39000.00 | E-VERVE DESIGN
5.00 | Supply, installation, testing, and commissioning of a standalone surface-mount PIR and ambient light sensor operating on a 220-240VAC, 50/60Hz power supply. The unit functions as a reliable ON/OFF motion and light detector, providing a 6-meter coverage diameter at a 3-meter mounting height, and comes complete with all necessary mounting brackets, wiring, and hardware for a secure ceiling or wall installation. | 13.00 | Each |  | 3945.00 | 51285.00 | 3862.00 | 50206.00 | 3500.00 | 45500.00 | 45500.00 | E-VERVE DESIGN
5.01 | Supply, installation, testing, and commissioning professional services for an on-premise building management and lighting control system platform, encompassing site configuration, system programming, device pairing, network integration, and functional testing across lighting, HVAC, and automation subsystems. The scope includes validating database synchronization, fine-tuning operational schedules and sensor calibrations, verifying user interface controls, and conducting comprehensive system commissioning to ensure seamless integration and handover ready for full-scale facility operations. | 1.00 | Each |  | 40254.00 | 40254.00 | 39407.00 | 39407.00 | 125000.00 | 125000.00 | 39407.00 | S.R. INTERIOR
5.02 | CABLE TRAYS
5.03 | Supplying and installing following size of perforated Hot Dipped Galvanised Iron cable tray (Galvanisation thickness not less than 50 microns) with perforation not more than 17.5%, in convenient sections, joined with connectors, suspended from the ceiling with two numbers GI Suspenders i/c base of suitable size GI angle, GI bolts & nuts, fastner etc as required. 100 mm width X 50 mm depth X 1.6 mm thickness | 40.00 | Metre |  | 607.00 | 24280.00 | 594.00 | 23760.00 | 450.00 | 18000.00 | 18000.00 | E-VERVE DESIGN
5.04 | Supplying and installing following size of perforated Hot Dipped Galvanised Iron cable tray "bends" (galvanisation not less than 50 microns) with perforation not more than 17.5%, in convenient sections, joined with connectors, suspended from the ceiling with two numbers GI Suspenders i/c base of suitable size GI angle, GI bolts & nuts, fastner etc as required. 100 mm width X 50 mm depth X 1.6 mm thickness | 6.00 | Each |  | 1008.00 | 6048.00 | 987.00 | 5922.00 | 1100.00 | 6600.00 | 5922.00 | S.R. INTERIOR
5.05 | Supplying and installing following size of perforated Hot Dipped Galvanised Iron cable tray "Tee" (galvanisation not less than 50 microns) with perforation not more than 17.5%, in convenient sections, joined with connectors, suspended from the ceiling with two numbers GI Suspenders i/c base of suitable size GI angle, GI bolts & nuts, fastner etc as required. 100 mm width X 50 mm depth X 1.6 mm thickness | 6.00 | Each |  | 1149.00 | 6894.00 | 1125.00 | 6750.00 | 1200.00 | 7200.00 | 6750.00 | S.R. INTERIOR
5.06 | Supplying and installing following size of perforated Hot Dipped Galvanised Iron cable tray "Cross member" (galvanisation not less than 50 microns) with perforation not more than 17.5%, in convenient sections, joined with connectors, suspended from the ceiling with two numbers GI Suspenders i/c base of suitable size GI angle, GI bolts & nuts, fastner etc as required. 100 mm width X 50 mm depth X 1.6 mm thickness | 6.00 | Each |  | 1149.00 | 6894.00 | 1125.00 | 6750.00 | 1400.00 | 8400.00 | 6750.00 | S.R. INTERIOR
5.07 | Access Control System with Face recognition
5.08 | Supplying, Installation, Testing and Commissioning of Access Control System comprising of Face and fingerprint Recognition, Smart Card, QR Code, NFC & PIN Code based Reader, following sizes of 5” IPS TFT Touch Screens, 1GB RAM, 8 GB ROM, Live Face Detection with anti-spoofing against 2D photograph, mobile selfie & video, Fake Fingerprint and face Detection Technology, 30,000 Face storage (1:N) /, 3,000 fingerprint (1:N), QR code 30,000, 30,000 card storage (1:N), 2 lakh transaction storage, 20,000 image logs, onboard dual camera (colour & IR) Primary camera min 2MP, Support authentication & verification from up to 1 meters, Communication protocols WiFi, TCP/IP, Wiegand Out, Wiegand IN, USB, MQTT protocol, Blacklist Employee Management, User wise authentication modes; Built in Lock Control, Mask Detection & Alert (configurable), 40 to 30,000 lux illumination, IP65 for Ingress Protection, Certification: CE, FCC, BIS, ROHS, etc. Metal Enclosure with battery backup, suitable for mounting on metal surface/metal frames/ wooden frames/wall/flap barriers including all mounting bracket & accessories complete etc. as required.5" IPS TFT Touch Screen | 1.00 | Each |  | 46941.00 | 46941.00 | 45953.00 | 45953.00 | 28500.00 | 28500.00 | 28500.00 | E-VERVE DESIGN
5.09 | Supplying, Installation, Testing and Commissioning of Electromagnetic locks (fail safe type) for following type of Doors suitable for operation on 12 V DC having holding force 600 lbs for Single Leaf Door and 1200lbs for Double leaf door with suitable feedback i/c connection complete etc. as required.Double leaf door (Each leaf 600lbs & Total 1200 lbs) | 1.00 | Each |  | 6113.00 | 6113.00 | 5984.00 | 5984.00 | 9500.00 | 9500.00 | 5984.00 | S.R. INTERIOR
5.10 | Supplying, Installation, Testing and Commissioning of Heavy Duty SS Finish Exit Push Button for releasing access doors with all necessary installation accessories i/c connection complete etc. as required | 1.00 | Each |  | 944.00 | 944.00 | 924.00 | 924.00 | 1200.00 | 1200.00 | 924.00 | S.R. INTERIOR
5.11 | NETWORKING
5.12 | Supplying, Installation, Testing and commissioning of CAT6A Copper Information Outlet (IO) with face plate of color as per site requirement, should have ETL/ULverification program certificate for compliance with ANSI/TIA-568.2-D. All copper Cable and Components should be from same OEM to maintain compatibility and interoperability etc. complete as required. | 72.00 | each |  | 243.00 | 17496.00 | 238.00 | 17136.00 | 650.00 | 46800.00 | 17136.00 | S.R. INTERIOR
5.13 | Supplying, drawing, Testing and commissioning of Cat6A UTP 4 pair, 23 AWG solid copper cable in existing conduit/ on surface, U/FTP, LSZH, Non- Plenum, Horizontal (solid) Cable suitable for high speed data networking application supporting upto 10Gbps over a 100 meter channel. The 4 Unshielded Twisted Pairs (UTP) cable with color coded insulation for easy indentification should have FLAME PROPERTIES i.e. Flammability Test - IEC 60332-1, Smoke Density - IEC 61034, LSZH standards compliance: ANSI/TIA-568 C.2, ISO/IEC 11801, IEEE 802.3an, RoHS. Delay Skew should be < 45NS. The outer Cable Diameter should be 7.5 + 2 mm. Cable should have been tested and verified by UL/ ETL etc. complete as required. 1 Run of cable | 3300.00 | metre |  | 60.00 | 198000.00 | 58.00 | 191400.00 | 65.00 | 214500.00 | 191400.00 | S.R. INTERIOR
5.14 | Supply, installation, testing, and commissioning of a 19-inch floor-standing server and network cabinet with a working height of 42U, overall dimensions of 2000 x 600 x 1000 mm (2140 mm height including castors), and an IP20 protection degree. The cabinet features a robust welded grey body with removable side panels, a 4mm toughened glass front door, top and bottom cable entry points, two pairs of adjustable front and back mounting profiles, built-in castors for mobility, two included shelves, and an integrated quadruple roof fan unit for effective thermal management, complete with all necessary mounting hardware | 1.00 | Each |  | 28178.00 | 28178.00 | 27585.00 | 27585.00 | 95000.00 | 95000.00 | 27585.00 | S.R. INTERIOR
5.15 | Supplying, installation, Testing and commissioning of following capacity 24 port Layer 2 indoor Network Switch having features and specifications etc. as mentioned here under: At least 24 X RJ-45 Gigabit Ethernet Ports and additional 2 X 10G Base -T with 4 X SFP Ports with non-blocking architecture by having Switching capacity of min. 168Gbps and packet forwarding rate of 125Mpps or higher, 16K MAC table. Console Port, USB port, Stacking support of min. 8 units per stack. Internal dual AC Power supply, STP, RSTP, MSTP, BPDU Filter, BPDU Restriction, Min. 9K Jumbo Frame, LBD, IGMP Snooping V1/V2/V3, MLD Snopping V1/V2. IGMP /MLD Groups 1K or more, IPv4/IPv6 Loopback Interface, 16 L3 IP Interface, Ipv6 ND, VRRPv3, UDP Helper, ECMP. VLAN: 802.1Ǫ, Port based, Ǫ-in-Ǫ, Multicast VLAN, Protocol VLAN, VLAN Trunking, DHCP Snopping, Server, server Screening. RADIUS , TACACS+ Authentication, ǪoS: 802.1P, 8 queues per port, ǪoS : WRR, Strict+WRR, WRED, 802.1p. ACL: MAC based, IPv4C IPv6, TCP/UDP Port number, time based ACL, TFTP Client, SNMP V1, v2c, v3, SNMP traps, RMON, DHCP server, relay, client, LLDP, LLDP-MED, OAM, Dying Gasp, 802.3ah, sflow, RIP, OSPF v2/v3, policy based route, SSL, SSH. 6 kV surge protection on all Gigabit Ethernet ports and on all GE RJ-45 access ports. Certifications: UL, CE, FCC, RoHS, MTCTE, OEM/Product must be on Trusted Telecom Portal of Department of Telecommunication, Government of India etc. complete as required. | 3.00 | Each |  | 69369.00 | 208107.00 | 67908.00 | 203724.00 | 145000.00 | 435000.00 | 203724.00 | S.R. INTERIOR
5.16 | Supplying, Installation, Testing and commissioning of indoor Wireless Access Point for High density use having features and specifications etc. as mentioned here under- WiFi6 802.11ax 574Mbps (2.4GHz) + 2402Mbps (5GHz), WIFI 6 Certified, 1 x RJ45 console port, MG 2.5G LAN POE Port, factory reset, WPA/WPA2/WPA3™ Personal/Enterprise, WEP 64/128-bit, SSID broadcast disable, MAC address access control, Internal RADIUS server, SNMP, Customizable Captive Portal, Auto Channel, Works as Access Point, WDS, WDS with AP, Wireless Client ., Web (HTTP), Secure Socket Layer (SSL), Traffic control, Support ATF/Fast Roaming/Band Steering, Supports enhanced security – WPA-PSK/WPA2 PSK/WPA3-PSK and RADIUS client, and Cipher negotiation, and MAC/ IP ACL for networks, Certifications: MTCTE, CE, FCC. Works as Standalone, Compatible with S/W & H/W Controller with addtional features like - Real-TimeMonitoring and Alerts, Rich Advanced Features, Centralized Device Management, Role-Based Administration, Real-Time Monitoring, VLAN and Access Control, Auto RF Management and Bandwidth Optimization, Multi-SSID and Captive Portal Authentication.OEM/Product must be on Trusted Telecom Portal of Department of Telecommunication, Government of India etc. complete as required | 6.00 | Each |  | 28628.00 | 171768.00 | 28025.00 | 168150.00 | 26000.00 | 156000.00 | 156000.00 | E-VERVE DESIGN
5.17 | Supply, installation, testing, and commissioning of a dual-band wall-plate wireless access point supporting Wi-Fi 6 (IEEE 802.11ax) standards with simultaneous speeds up to 2,976 Mbps, comprising 2,402 Mbps on the 5 GHz band and 574 Mbps on the 2.4 GHz band. The compact unit features internal dual-band antennas, 160 MHz channel support, OFDMA, and MU-MIMO technology for high-density environments. Wired interfaces include one 10/100/1000 Mbps uplink Ethernet port with IEEE 802.3af/at Power over Ethernet (PoE) support and one 10/100/1000 Mbps downlink Ethernet port. Engineered for discreet flush-mounted installation onto standard 86 mm or EU wall junction boxes, the device integrates seamlessly into centralized cloud management platforms supporting advanced enterprise security protocols and seamless roaming | 6.00 | Each |  | 8051.00 | 48306.00 | 7881.00 | 47286.00 | 24000.00 | 144000.00 | 47286.00 | S.R. INTERIOR
5.18 | Supplying, Installation, Testing and commissioning of following CAT6A Patch Cord should have ETL/UL verification program certificate for compliance with ANSI/TIA-568.2-D etc. complete as required.Copper Patch Cords of length 1m (3ft) | 72.00 | Each |  | 139.00 | 10008.00 | 136.00 | 9792.00 | 350.00 | 25200.00 | 9792.00 | S.R. INTERIOR
5.19 | Supplying, Installation, Testing and commissioning of following CAT6A Patch Cord should have ETL/UL verification program certificate for compliance with ANSI/TIA-568.2-D etc. complete as required.Copper Patch Cords of length 3m (3ft) | 10.00 | Each |  | 326.00 | 3260.00 | 319.00 | 3190.00 | 550.00 | 5500.00 | 3190.00 | S.R. INTERIOR
5.20 | Supplying, Installation, Testing and commissioning of RJ45 Connector for CAT 6/6A Cables. RJ45 modular plug supports 4 twisted pairs, 8 positions, 8 connectors. Housing: PC, UL94V-2, transparent color, Use for 24- 26 AWG stranded wires etc. complete as required. | 100.00 | Each |  | 7.00 | 700.00 | 7.00 | 700.00 | 85.00 | 8500.00 | 700.00 | S.R. INTERIOR, GODAWARI FARMS AND SERVICES
5.21 | Supply, installation, testing, and commissioning of an enterprise-grade fiber-optic internet backbone connection for the entire floor, comprising high-speed single-mode or multi-mode fiber optic cabling, fiber distribution enclosures, patch panels, media converters or optical network terminals (ONT), and high-performance core switches with Gigabit or 10-Gigabit uplink capabilities. The system includes all necessary fusion splicing, connectorization, patch cords, pathway accessories, and secure rack mounting to ensure a robust, high-bandwidth, and low-latency network infrastructure capable of supporting heavy data traffic across all connected zones | 1.00 | Each |  | 20127.00 | 20127.00 | 19703.00 | 19703.00 | 165000.00 | 165000.00 | 19703.00 | S.R. INTERIOR
5.22 | Supply, installation, testing, and commissioning of a 12-stream Wi-Fi 6 wireless router delivering aggregate speeds up to 6 Gbps, engineered for extended coverage in large environments up to 3,500 square feet. The high-performance unit features multiple gigabit Ethernet ports, at least one multi-gigabit (2.5G/5G) Ethernet port for high-speed WAN/LAN backhaul, and dual USB 3.0 ports, complete with all necessary power adapters, patch cords, and mounting accessories for a complete professional deployment. | 1.00 | Each |  | 24153.00 | 24153.00 | 23644.00 | 23644.00 | 35000.00 | 35000.00 | 23644.00 | S.R. INTERIOR
5.23 | Supply and fixing following port Rack Mount loaded LIU with pigtail, Front-mounted cable saddles for jumper management, suitable to manage both splices and terminations, Pre-assembled shelves in multiple configurations, Rubber fiber slotted bracket built-in, metal splice shelf to protect the fibers, 2 fiber spools built-in for 900μm tight buffered fiber storing, Capable of storing up to 3 meters of 900μm tight buffered fiberper adapter, Removable front and rear covers for better access to interior of LIU, Should be Single / Multi mode LC Type fully loaded. Accessory kit consists of cable ties, mounting ear screws, and spiral wrap tube etc complete as required24 Port LIU | 3.00 | Each |  | 8090.00 | 24270.00 | 7920.00 | 23760.00 | 8500.00 | 25500.00 | 23760.00 | S.R. INTERIOR
5.24 | Supply, installation, testing, and commissioning of a 24-port modular patch panel designed for structured cabling systems, featuring a standard 1U 19-inch rack-mountable steel chassis. The unit is equipped with high-density RJ-45 ports supporting Cat6 or Cat6A performance standards, integrated rear cable management support bars for secure wire organization and strain relief, clear port numbering labels for easy circuit identification, and termination blocks utilizing standard IDC technology for reliable, high-speed data transmission across the network infrastructure. | 3.00 | Each |  | 3623.00 | 10869.00 | 3547.00 | 10641.00 | 4500.00 | 13500.00 | 10641.00 | S.R. INTERIOR
5.25 | Supply, installation, testing, and commissioning of a commercial-grade 23.8-inch All-in-One desktop computer system powered by a high-performance multi-core processor (Intel Core i5 or equivalent), 16GB RAM, and a fast 512GB PCIe NVMe Solid State Drive. The system features an anti-glare IPS Full HD display, integrated graphics, built-in high-definition webcam, array microphone, and stereo speakers. Pre-loaded with Windows 11 Professional (64-bit), the unit comes complete with a matching USB keyboard and optical mouse, power adapter, and wired/wireless network interface capabilities, backed by a 3-year comprehensive on-site manufacturer warranty for professional office environments | 1.00 | Each |  | 56356.00 | 56356.00 | 55169.00 | 55169.00 | 65000.00 | 65000.00 | 55169.00 | S.R. INTERIOR
5.26 | CCTV
5.27 | Supplying Installation Testing and Commissioning of 4MP IP IR Dome Camera having following specifications and features etc :- 1) Signal System: PAL/NTSC, Signal to Noise Ratio: > 50 dB,Camera should display Camera title, Date & Time in live & recorded video 2)Image Sensor: 1/2.8" or better progressive Scan CMOS to get color image even at night condition(Minimum Illumination: 0.006 Lux@ F1.4, AGC ON, 0 lux with IR or better) True Day & Night High Performance Mechanical IR cut filter with auto switch, Integrated IR Source (Auto, Manual)- Inbuilt IR LED's with effective distance upto 50 meter or better and 30 meter for colour view in night, Imaging: 1/3s to 1/30000s electronic shutter support, Auto Gain Control , White Balance- Auto, Back Light Compensation, Multi zone Privacy Masking, HLC, Digital Watermarking 3) Compression (Minimum): Video:- H.265 or better, Audio:- G.711U/A, G.711Mu, G.726, AAC, G.723 4) Wide Dynamic Range:- WDR (120dB or more) 5) Digital Noise Reduction:- DNR (3D) On/Off 6) Video Streaming & Frame Rates :- Triple streaming , configurable Main stream: 4MP (2560×1440)25/30fps , Sub streams minimum: 720P@25/30 fps 7) Image Setting: Rotate Mode, saturation, brightness, contrast, sharpness adjustable through client software or web browser, Edge Analytics: Tripwire, Intrusion, Motion Detection 8) Cyber Security: AES 256-bit Encryption, Configuration encryption, trusted execution, Digest, security logs, account lockout, video encryption, IP/MAC filtering, HTTPS, trusted upgrade 9) Onboard Storage: Camera should support built-in Micro SD/ SDHC/ SDXC Card slot upto 512 GB. It should be supplied with minimum 128GB memory Card. 10) Recording Management: Format SD, overwrite, storage management, video to NAS device, 11) Alarm Trigger : Motion/tampering detection; network disconnection detection; IP conflict detection; memory card state detection; memory space detection 12)Network Protocol: SFTP, IPv6, IPv4, DNS,RTCP, NTP, RTP, HTTP, HTTPS, SNMP TCP/IP, PPPoE, NFS, UDP, ICMP, SSL, DHCP, SMTP, RTSPS, unicast, 13) System Capability: ONVIF, Camera shall support open source VMS 14) Ethernet: 1 RJ 45 10/100 Ethernet port 15) Audio : It should support 1 x Built-In Mic and 1/1 Alarm In/ Out for External Mic. and Speakers as per site requirement. 16) Power Input: The camera should support simultaneous dual power input—12 VDC (via power adapter) and PoE (802.3af)—to ensure continuous operation in the event of a failure in one power source. 17) Power Requirement: 12VDC/24 VDC/PoE (802.3af)/ePoE 18) Housing/ Enclosure:- IP67 weather proof, IK10, Metallic body 19) Operating Condition:- Ambient Temperature:- ( )05°C to 50°C, humidity 95% (max) (non-condensing)20) IR life: 40000 hours or higher 21) Video Bit rate: 32 KBPS - 8 MBPS or better 22) Standards: BIS with ER, STQC Certified, CE, FCC and RoHS,4MP @ 25/30fps@1440P (2560 x 1440) Dome Camera with 2.8/ 3.6/ 6/8/12 mm fixed lens (as per site requirement). | 16.00 | Each |  | 8345.00 | 133520.00 | 8169.00 | 130704.00 | 9500.00 | 152000.00 | 130704.00 | S.R. INTERIOR
5.28 | Supplying Installation Testing and Commissioning of 16 Channel Network Video Recorder (NVR) with camera licenses to record for all channels having specifications and features etc as mentioned below : 1) Network Video Recorder Embedded/ Installed OS (Linux) along with Camera Licenses for number of channels of NVR to record per NVR and to provide a live view, storage and simultaneously Multi-channel playback of all IP, IR camera or more and must be ONVIF with minimum support of 256Mbps incoming Bandwidth. 2) NVR should support H.265 or better, H.264, MJPEG, MPEG4 support 3) Must support 1 channel Input, 1 channel Output, RCA for Two-way Talk 4) Intelligent auto power on when power resumes after power outage. 5) Storage: It should support minimum 2 SATA Slots with 20TB capacity/ Slot. 6) Connectivity Interface : 1 Nos. x 10/100/1000 Mbps Ethernet Ports, 1x RS485, 1x RS232 7) Backup Interface : Its should have 2 Nosx USB port (1x USB3.0, 1xUSB2.0) 8) Video Output Ports: 1x HDMI and 1 VGA 9) Alarm Ports: It should have 4/1 Ch In/ Out ports to connect various type of external sensors and output devices like hooter/ Siren etc. 10) Email & SMS Altert options: Option for SMS/ Email Alerts to minimum 5 designated mobile number for power failure, HDD failure, vandalism, tempring, network disconnection and panic 11) Web & Mobile Application: Web, Mobile app ( For iPhone, iPad, Android Phone) for alerts and viewing. 12) Protocols: HTTP, HTTPS, TCP/IP, IPv4, UDP, NTP, DHCP, DNS, SMTP, UPnP, DDNS, Alarm Server, IP Search, Multicast, Auto Registration, ONVIF (Profile T, Profile S, Profile G), CGI, SDK and OEM Cloud for remote monitoring without any public IP need. 13) Standards: CE, FCC, RoHS and BIS Certified 14) Power Supply : Should support 12VDC, 4Amp or AC100-240V, 50/60Hz Power supply. 15) Operating Condition : Ambient Temperature (-5°C to 50°C), humidity 90% (max) (non-condensing) 16) The VMS, NVR application shall support all the features & functionalities of the offered cameras. 17) VMS should consist of Base license and Channel Licenses. VMS should be provided with camera Licenses , with no dependency of VMS licenses by binding with the MAC address of the cameras to achieve the functionality. 18) The NVR OEM shall be responsible for providing a mobile application compatible with both Android and iOS devices, enabling remote monitoring and playback of cameras/NVR footage. 19) The OEM must provide its own DDNS server hosted in India, eliminating the need for a public IP address for remote monitoring over the Internet. 20) Must support Resolution: 7680x4320 (8K), 3840*2160, 1920×1080, 1024×768 1280×1024,1280×720, 21) Must support recording resolution upto 32MP 22) Must support Continuous, Alarm, Motion, Instant, Panic Recording Mode 23) When alarm recording is enabled and an event occurs, you can click the alarm icon on monitoring page to view the alert details. The snapshot function is supported on monitoring and playback page 24) The Network Video Recorder (NVR) shall be configured to send email whenever a system message is created or an alarm event occurs. The email server shall be a valid SMTP server. Each recipient email address shall be configured to receive any combination of critical, warning, or informational messages or alarm notifications. When an alarm occurs, the email message includes the NVR name, time of alarm and a list of camera that is configured to record upon alarm 25) It should support Network Support: HTTP, TCP/IP, SMTP, DHCP, DNS, DDNS, FTP, NTP, UPnP, Multi IP Setting. Convert multiple recording files to one avi/MP4 file. 26) General AI Based Search: Search Pictures by channel, time, event type, target classification (Fall Detection, People Approach Detection, People No. Exception Detection, People Staying Detection, Violence Detection. 27) Alarm Notifications based on: Motion detection, video tampering, video loss, scene changing, PIR alarm, Camera external alarm, Face detection, face recognition, perimeter protection (intrusion and tripwire), ANPR, people counting, stereo analysis, crowd distribution, heat map, Disk Full, Storage Error, IP Conflict and abnormal behavior of fan 28) Alarm Notification should be linked with Recording, snapshots, Camera external alarm output, buzzer, logs, presets and email 29) Built-In Artificial Intelligence: NVR should have built-in AI :-- 2 Channel face detection and recognition, - Minimum 4 Channel perimeter protection, - Minimum 8 Channel Smart Motion Detection 30) Face Recognition Database Capacity: It should support total Blacklist and Whitelist capacity of Minimum 20,000 Faces or more with Face Detection speed of 12 face images/sec. 31) Face & Human Attributes Search: Search Pictures/ Video by Gender, age group, glasses, expressions, face mask, beard, Top color, top type, hat, bag, age, gender and umbrella. 32) ANPR Capability: It should support ANPR Camera with License plate, plate color, vehicle body, vehicle model, vehicle logo, calling, seatbelt, vehicle registration location etc vehicle attributes. 33) Alarm Notifications based on: Motion detection, video tampering, video loss, scene changing, PIR alarm, Camera external alarm, Face detection, face recognition, perimeter protection (intrusion and tripwire), ANPR, people counting, stereo analysis, crowd distribution, heat map, Disk Full, Storage Error, IP Conflict and abnormal behavior of fan, cybersecurity exception 34) Alarm Notification should be linked with Recording, snapshots, Camera external alarm output, buzzer, logs, presets and email. 35) General AI Based Search: Search Pictures by channel, time, event type, target classification (Fall Detection, People Approach Detection, People No. Exception Detection, People Staying Detection, Violence Detection. 36) Smart playback function: Should support smart search for the selected area in the video and smart playback to improve the playback efficiency 37) VCA (Video Content Analytic): Should support multiple video contented analytics based on camera analytics16 Channel Network Video Recorder (NVR) having display split :- Main screen: 1/4/8/9/16, 2nd screen: 1/4/8/9/16 | 1.00 | Each |  | 10304.00 | 10304.00 | 10087.00 | 10087.00 | 125000.00 | 125000.00 | 10087.00 | S.R. INTERIOR
5.29 | Supply, installation, testing, and commissioning of a 16-port gigabit Ethernet high-power unmanaged switch supporting Power over Ethernet Plus (PoE+) capabilities for powering connected IP cameras | 1.00 | Each |  | 10466.00 | 10466.00 | 10246.00 | 10246.00 | 16500.00 | 16500.00 | 10246.00 | S.R. INTERIOR
5.30 | Supplying, Installation, Testing and Commissioning following capacity Serveillance grade Hard Disk with upto 256MB/s Transfer Rate, 256 MB Cache, 7200 RPM Disk Speed, 3.5 inch form factor, SATA Interface, BSMI, ICES-003/NNB-003, CE, FCC, KC, Maghreb, RCM, UKCA, VCCI, CB-Scheme, TUV, UL Certifications.4TB (Terabytes) | 1.00 | Each |  | 11225.00 | 11225.00 | 10989.00 | 10989.00 | 9500.00 | 9500.00 | 9500.00 | E-VERVE DESIGN
5.31 | Supply, installation, testing, and commissioning of a 20-meter high-speed HDMI cable designed for long-distance digital video and audio signal transmission between sources and displays without signal degradation. The cable features premium shielding to prevent electromagnetic and radio frequency interference, robust gold-plated connectors for corrosion resistance and reliable connectivity, and support for high-resolution video formats, multi-channel audio, and high-bandwidth data channels across commercial meeting rooms or presentation spaces. | 2.00 | Each |  | 4025.00 | 8050.00 | 3941.00 | 7882.00 | 4500.00 | 9000.00 | 7882.00 | S.R. INTERIOR
5.32 | Supply, installation, testing, and commissioning of a 4U wall-mount or rack-enclosure chassis constructed from heavy-duty steel with a durable finish, designed to safely house, organize, and protect rack-mountable network switches, audio processors, and control hardware. The unit features integrated ventilation slots or fan mounting options for optimal thermal management, cable management knockouts for tidy wire routing, a lockable front door or side panels for enhanced physical security, and complete mounting hardware for a stable, professional-grade installation. | 1.00 | Each |  | 3462.00 | 3462.00 | 3389.00 | 3389.00 | 18000.00 | 18000.00 | 3389.00 | S.R. INTERIOR
5.33 | Supply, installation, testing, and commissioning of a 4x4 inch PVC surface-mount junction box designed to securely house, protect, and organize cable terminations, power supplies, and connections for CCTV cameras. The durable, weather-resistant polymer enclosure features pre-formed cable entry knockouts, corrosion-free construction for indoor or sheltered outdoor deployment, and secure mounting screw points to ensure a stable, neat, and professional installation. | 16.00 | Each |  | 72.00 | 1152.00 | 71.00 | 1136.00 | 350.00 | 5600.00 | 1136.00 | S.R. INTERIOR
5.34 | EPABX SYSTEM
5.35 | Supply, installation, testing, and commissioning of an enterprise-grade EPABX (Electronic Private Automatic Branch Exchange) communication system configured with a capacity of 4 analog/digital trunk lines and 30 internal extensions. The system supports advanced telephony features including call forwarding, transfer, conferencing, caller ID display, speed dialing, automated attendant (DISA), and programmed extension class-of-service restrictions. Designed for seamless rack or wall mounting, the exchange includes internal switching architecture, power supply unit with surge protection, internal battery backup support, termination krone blocks, distribution modules, and all necessary programming and patch cords to deliver a fully operational, professional voice communication network. | 1.00 | Each |  | 52331.00 | 52331.00 | 51229.00 | 51229.00 | 62000.00 | 62000.00 | 51229.00 | S.R. INTERIOR
5.36 | Supplying, Installation, Testing & Commissioning of Analog phones having standard feautres like 16 digit LCD display, 2 way speaker, caller ID and number storage facility etc. complete as required. | 30.00 | Each |  | 1243.00 | 37290.00 | 1217.00 | 36510.00 | 1850.00 | 55500.00 | 36510.00 | S.R. INTERIOR
5.37 | Supplying and drawing 2 Pair 0.5 mm dia FRLS PVC insulated annealed copper conductor, unarmored telephone cable in the existing surface/ recessed steel/ PVC Conduit etc. complete as required. | 300.00 | Each |  | 64.00 | 19200.00 | 63.00 | 18900.00 | 350.00 | 105000.00 | 18900.00 | S.R. INTERIOR
| Total in Figures |  |  |  |  | 29429061.32 |  | 28765519.97 |  | 29377075.75
Lowest Amount Quoted BY: S.R. INTERIOR(28765519.97)

## BOQ Summary
BOQ Summary Details Tender Title: Establishment of New Office for HLL Lifecare Limited (HLL) at Chandralok Building, New Delhi Tender ID: 2026_HLL_289841_1
Sheet Name | Sl.No | Bidder Name | Amount | Bid Rank
BoQ1 | 1 | S.R. INTERIOR (BID ID -1070124) | 28765519.97 | L1
| 2 | E-VERVE DESIGN (BID ID -1069945) | 29377075.75 | L2
| 3 | GODAWARI FARMS AND SERVICES (BID ID -1070401) | 29429061.32 | L3